{"text_format":"1","workbook":"xlsx","n_sheets":60,"sheets":["Open","Instructions","Menu","Home Data","Billing Data Collection","HVAC Data Collection","DHW Data Collection","Insulation Levels Data Collec","Air Sealing Data Collection","Duct Sealing Data Collection","Thermostats and Controls Data ","Lighting Data Collection","Appliances Data Collection","Lighting_Index","Lighting_Recs","Lighting Calcs","Most Common","Lighting_Products","Lighting_References","Wattage Table","AC_Calculations","AC_Products","AC_References","Motors_Calculations","Window Data Collection","HEA_References","Motors_References","Motors_Products","Notes","Health&Safety_Data","Other Data Collection","Cover","Executive Summary","Health&Safety","H&S Heating&AC","Development","Other References (2)","HEA_Summary","HEA_Summary_2","Heating and Cooling","DHW","Insulation Levels","Air_Sealing ","Duct Sealing","Thermostats and Controls","Lighting","Appliances","Development Tab","Windows","Recommendations","Energy Savers","Energy Efficient Practices ","Lighting_Inventory","Air Conditioning Inventory","Motor Inventory","Other Inventory","Chart1","Billing Data Graph","Glossary","Lock Unlock"],"not_rendered":{"charts":3,"images":50,"macros":1,"external_links":1,"defined_names":393,"comments":1,"pivot_tables":0},"unopened":[{"sheet":"Chart1","index":56,"reason":"not_a_worksheet"}],"bounds":{"document_bytes":16777216,"sheet_cells":100000,"rows_first":2000,"rows_last":500,"rows_between":2000,"halvings":0,"cell_chars":16384,"cell_head_chars":4096},"cells_cut":0,"cells_raw":0,"read":"whole","date_system":"1900"}

{"sheet":"Open","index":0,"n_rows":18,"n_cols":5,"rows_kept":18,"cut":false,"hidden":false,"merged":[[11,4,15,9],[17,4,17,9],[33,0,33,13]]}
[]
[]
[]
[]
[]
[]
[]
[]
[]
[]
[]
[]
[]
[]
[]
[]
[]
[null,null,null,null,{"$f":"Development!B3&\" Version \"&Development!B4","v":"Home Energy Assessment Version 1.0"}]

{"sheet":"Instructions","index":1,"n_rows":47,"n_cols":4,"rows_kept":47,"cut":false,"hidden":false,"merged":[[41,1,42,15],[9,1,11,15],[12,1,12,13],[20,1,20,11],[14,1,14,15],[16,1,16,15],[18,1,18,15]]}
[]
[]
[]
[]
[]
[]
[]
[null,"Instructions"]
[]
[null,"The PSEG Long Island Home Energy Assessment Tool gathers a customer's energy usage data (including their existing appliances, heating and cooling equipment, lighting, and building envolope) in order to supply them with a comprehensive report on their home and how to make it more energy efficient."]
[]
[]
[null,"Cells requiring input are shaded with a gray background.  Cells with white background are locked and will auto populate."]
[]
[null,"1. Navigate to \"Home Data\" tab and complete all customer inputs"]
[]
[null,"2. Click the \"Next\" arrow, or tab name, to move to the next tab(s) and complete the applicable tabs during the Home Energy Assessment  "]
[]
[null,"3. Conduct the Health & Safety checks by using the \"Health&Safety_Data\" tab, after the data collection tabs are complete"]
[]
[null,"4. Input any other appliances/equipment not captured on the data collection tabs on the \"Other Data Collection\" tab"]
[]
[null,"5. Upon finishing the data collection tabs, click the \"Results\" button on the \"Other Data Collection\" tab to generate the Report for the customer"]
[]
[null,"6. On the \"Executive Summary\" tab of the \"Results\", Customer and Auditor must sign the signature block on document, certifying assessment was conducted at listed address"]
[]
[null,"7. After the Home Energy Assessment is completed, provide the customer with a copy of the HEA Report"]
[null,null,"- The HEA Report can be printed and given to the customer or e-mailed to the customer as a PDF"]
[]
[null,"8. To print the report, click on the \"Cover\" tab of the HEA Report and click the \"CTRL\" key on the keyboard"]
[null,null,"- Continue to hold the \"CTRL\" key and click on the remaining, purple tabs of the HEA Report; this will \"Group\" the sheets for print"]
[null,null,null,"- To \"ungroup\" the sheets, right click on any of the selected tabs and click \"Ungroup Sheets\""]
[null,null,"- After all HEA Report tabs have been clicked, navigate to the \"File\" button on the top left of the Excel screen and click \"Print\""]
[null,null,"- Under \"Printer\" select the \"Print to PDF\" option and save the document to a folder"]
[]
[null,"9. Send the HEA Report PDF to the customer or print a copy to give to the customer"]
[null,null,"- The customer should receive the HEA Report (from the purple tabs) only and not the entire Home Energy Assessment excel document"]
[null,null,"- Enure the copy of the HEA Report the customer receives is a PDF version only"]
[]
[null,"10. Once the customer receives the HEA Report, navigate to the Lead Partner Portal and click the \"Online Application\" link and then the \"Approved\" link"]
[]
[null,"11. Select the Home Energy Assessment Online Application ID that is associated with the completed Home Energy Assessment and click the \"Document Upload\" button"]
[]
[null,null,"- Please upload the entire Home Energy Assessment Tool excel document"]
[null,null,"- If unable to access the Lead Partner Portal, the Home Energy Assessment Tool may be e-mailed to HomePerformanceLI@pseg.com"]
[]
[null,"***Under no circumstances should the homeowner be emailed the excel version of the modeling tool."]

{"sheet":"Menu","index":2,"n_rows":16,"n_cols":8,"rows_kept":16,"cut":false,"hidden":false,"merged":[[8,2,8,5],[27,0,27,12],[21,2,21,6],[7,7,7,10],[9,7,9,10],[11,7,11,10],[13,7,13,10],[9,2,9,5],[11,2,11,5],[13,2,13,5],[15,2,15,5],[15,7,15,10],[14,7,14,10],[7,2,7,5]]}
[]
[]
[]
[]
[]
[]
[]
[null,null,"Click to Enter Home Data",null,null,null,null,"Click to Enter Duct Sealing Data"]
[]
[null,null,"Click to Enter HVAC Data",null,null,null,null,"Click to Enter Thermostat Data"]
[]
[null,null,"Click to Enter DHW Data",null,null,null,null,"Click to Enter Lighting Data "]
[]
[null,null,"Click to Enter Insulation Data",null,null,null,null,"Click to Enter Appliances Data"]
[]
[null,null,"Click to Enter Air Sealing Data",null,null,null,null,"Click to Enter Other Data "]

{"sheet":"Home Data","index":3,"n_rows":34,"n_cols":41,"rows_kept":34,"cut":false,"hidden":false,"merged":[]}
[{"$f":"Development!B3","v":"Home Energy Assessment"},null,null,null,null,null,null,null,null,null,null,null,null,null,null,null,null,null,null,null,null,null,null,null,null,null,null,null,null,null,null,null,null,null,null,null,null,null,null,null,"College – Cafeteria"]
[null,"Home Data"]
[]
[]
[null,"Customer Information"]
[]
[null,"Account Name : ",null,null,null,null,"Application ID : "]
[]
[null,"Home Address : ",null,null,null,null,"Account # : "]
[]
[null,"City, State, Zip : ",null,null,null,null,"Rate Code:"]
[]
[null,"Alternate Contact Name : ",null,null,null,null,"Phone : "]
[]
[null,"E-mail : ",null,null,null,null,"Fax  : "]
[]
[]
[null,"HPwES Partner Information"]
[]
[null,"Home Energy Audit Date:",null,null,null,null,"Phone:"]
[]
[null,"HPwES Partner:",null,null,null,null,"Email: "]
[]
[null,"Property Details"]
[]
[null,"Home Orientation:",null,null,null,null,"Foundation Type:"]
[]
[null,"Year Built:",null,null,null,null,"Condtioned Area:"]
[]
[null,null,{"$f":"H34","v":0}]
[null,null,"Bakery"]
[null,"Number of Occupants",null,null,null,null,"Average Wall Height:"]
[]
[null,"Floors Above Grade:"]

{"sheet":"Billing Data Collection","index":4,"n_rows":30,"n_cols":9,"rows_kept":30,"cut":false,"hidden":true,"merged":[]}
[{"$f":"'Home Data'!A1","v":"Home Energy Assessment"}]
[null,"Billing Data"]
[]
[]
[null,"Please select preferred energy use entry method:",null,null,null,null,null,null,1]
[]
[null,null,"Month","kWh",null,null,null,"kWh"]
[null,null,"January",null,null,null,"Total Annual Energy Use"]
[]
[null,null,"February"]
[]
[null,null,"March"]
[]
[null,null,"April"]
[]
[null,null,"May"]
[]
[null,null,"June"]
[]
[null,null,"July"]
[]
[null,null,"August"]
[]
[null,null,"September"]
[]
[null,null,"October"]
[]
[null,null,"November"]
[]
[null,null,"December",null,null,null,"Total",{"$f":"IF(I5=1,SUM(D8:D30),H8)","v":0}]

{"sheet":"HVAC Data Collection","index":5,"n_rows":74,"n_cols":11,"rows_kept":74,"cut":false,"hidden":false,"merged":[[81,2,81,8],[92,2,92,4],[83,2,83,4],[85,2,85,8],[87,2,87,6],[79,2,79,4],[66,2,66,5],[68,2,68,5],[71,2,71,5],[9,2,9,5],[11,2,11,5],[13,2,13,5],[16,2,16,5],[18,2,18,5],[26,2,26,5],[28,2,28,5],[30,2,30,5],[32,2,32,5],[35,2,35,5],[37,2,37,5],[46,2,46,5],[7,2,7,5],[73,11,73,14],[75,11,75,14],[18,11,18,14],[20,11,20,14],[37,11,37,14],[39,11,39,14],[55,11,55,14],[57,11,57,14],[48,2,48,5],[50,2,50,5],[53,2,53,5],[64,2,64,5]]}
[{"$f":"Development!B3","v":"Home Energy Assessment"}]
[null,"Heating and Cooling "]
[]
[]
[null,{"$f":"B4+1","v":1},"Heating System"]
[]
[]
[null,"Location:",null,null,null,null,null,null,null,"Qty:"]
[]
[null,"Equipment Type:",null,null,null,null,null,null,null,"Working:"]
[]
[null,"Age:",null,null,null,null,null,null,null,"% of Heating Load:"]
[]
[null,"Fuel Source:"]
[]
[]
[null,"Heating Capacity:",null,null,null,null,"btu (Ex. 80,000)"]
[]
[null,"Efficiency:",null,null,null,null,"AFUE (Ex. 80.5%)",null,null,null,"Notes:"]
[]
[]
[]
[]
[]
[null,{"$f":"B5+1","v":2},"Heating System"]
[]
[null,"Location:",null,null,null,null,null,null,null,"Qty:"]
[]
[null,"Equipment Type:",null,null,null,null,null,null,null,"Working:"]
[]
[null,"Age:",null,null,null,null,null,null,null,"% of Heating Load:"]
[]
[null,"Fuel Source:"]
[]
[]
[null,"Heating Capacity:",null,null,null,null,"btu (Ex. 80,000)"]
[]
[null,"Efficiency:",null,null,null,null,"AFUE (Ex. 80.5%)",null,null,null,"Notes:"]
[]
[]
[]
[]
[]
[null,{"$f":"B25+1","v":3},"Cooling System"]
[]
[]
[null,"Location:",null,null,null,null,null,null,null,"Qty:"]
[]
[null,"Equipment Type:",null,null,null,null,null,null,null,"Working:"]
[]
[null,"Age:",null,null,null,null,null,null,null,"% of Cooling Load:"]
[]
[]
[null,"Cooling Capacity: ",null,null,null,null,"btu (Ex. 36,000)"]
[]
[null,"Efficiency:","SEER",null,"EER",null,null,null,null,null,"Notes:"]
[]
[]
[]
[]
[]
[null,{"$f":"B44+1","v":4},"Cooling System"]
[]
[]
[null,"Location:",null,null,null,null,null,null,null,"Qty:"]
[]
[null,"Equipment Type:",null,null,null,null,null,null,null,"Working:"]
[]
[null,"Age:",null,null,null,null,null,null,null,"% of Cooling Load:"]
[]
[]
[null,"Cooling Capacity:",null,null,null,null,"btu (Ex. 36,000)"]
[]
[null,"Efficiency:","SEER",null,"EER",null,null,null,null,null,"Notes:"]

{"sheet":"DHW Data Collection","index":6,"n_rows":36,"n_cols":12,"rows_kept":36,"cut":false,"hidden":false,"merged":[[5,2,5,4],[7,2,7,4],[9,2,9,4],[9,9,9,10],[7,9,7,10],[5,9,5,10],[23,9,23,10],[17,2,17,13],[18,2,18,13],[19,2,19,13],[23,2,23,4],[35,2,35,13],[36,2,36,13],[37,2,37,13],[27,9,27,10],[25,9,25,10],[25,2,25,4],[27,2,27,4]]}
[{"$f":"Development!B3","v":"Home Energy Assessment"}]
[null,"Domestic Hot Water"]
[]
[]
[null,{"$f":"B4+1","v":1}]
[null,"Location:",null,null,null,null,null,null,"Fuel Source:"]
[]
[null,"System Type:",null,null,null,null,null,null,"Energy Factor (EF):",null,null,"(Ex. .80)"]
[]
[null,"Age:",null,null,null,null,null,null,"Temperature Setting:"]
[]
[]
[]
[]
[]
[null,"Motor Type",{"$f":"#REF!&\" \"&#REF!","v":{"$error":"#REF!"}}]
[null,"Annual Operating Hrs.",{"$f":"IF(OR(C16=\"Cooling Fan\",C16=\"Heating Fan\"),VLOOKUP('Home Data'!$C$26,Motor_Hours,4,FALSE),IF(C16=\"Cooling Pump\",VLOOKUP('Home Data'!$C$26,Motor_Hours,2,FALSE),VLOOKUP('Home Data'!$C$26,Motor_Hours,3,FALSE)))","v":{"$error":"#REF!"}}]
[null,"Notes:"]
[]
[]
[]
[]
[null,{"$f":"B5+1","v":2}]
[null,"Location:",null,null,null,null,null,null,"Fuel Source:"]
[]
[null,"System Type:",null,null,null,null,null,null,"Energy Factor (EF):",null,null,"(Ex. .80)"]
[]
[null,"Age: ",null,null,null,null,null,null,"Temperature Setting:"]
[]
[]
[]
[]
[]
[null,"Motor Type",{"$f":"#REF!&\" \"&#REF!","v":{"$error":"#REF!"}}]
[null,"Annual Operating Hrs.",{"$f":"IF(OR(C34=\"Cooling Fan\",C34=\"Heating Fan\"),VLOOKUP('Home Data'!$C$26,Motor_Hours,4,FALSE),IF(C34=\"Cooling Pump\",VLOOKUP('Home Data'!$C$26,Motor_Hours,2,FALSE),VLOOKUP('Home Data'!$C$26,Motor_Hours,3,FALSE)))","v":{"$error":"#REF!"}}]
[null,"Notes:"]

{"sheet":"Insulation Levels Data Collec","index":7,"n_rows":92,"n_cols":9,"rows_kept":92,"cut":false,"hidden":false,"merged":[[38,2,38,3],[53,2,53,3],[68,2,68,3],[83,2,83,3],[36,2,36,3],[77,2,77,12],[81,2,81,3],[6,2,6,3],[16,2,16,12],[17,2,17,12],[21,2,21,3],[10,2,10,3],[25,2,25,3],[31,2,31,12],[32,2,32,12],[8,2,8,3],[23,2,23,3],[91,2,91,12],[92,2,92,12],[85,2,85,3],[40,2,40,3],[61,2,61,12],[62,2,62,12],[66,2,66,3],[76,2,76,12],[70,2,70,3],[46,2,46,12],[47,2,47,12],[51,2,51,3],[55,2,55,3]]}
[{"$f":"Development!B3","v":"Home Energy Assessment"}]
[null,"Insulation Levels"]
[]
[]
[]
[{"$f":"A3+1","v":1}]
[null,"Location:",null,null,null,null,null,null,"Existing R Value:"]
[]
[null,"Area (Sq Ft):",null,null,null,null,{"$f":"INDEX('Wattage Table'!$H$3:$H$1574,MATCH('Insulation Levels Data Collec'!I9,'Wattage Table'!$C$3:$C$1574,0))","v":{"$error":"#N/A"}},null,"Recommended R Value :"]
[]
[null,"Condition:",null,null,null,null,{"$f":"_xlfn.IFNA(INDEX(Lighting_Index!$Y$3:$Y$7,MATCH('Insulation Levels Data Collec'!C11,Lighting_Index!$X$3:$X$7,0)),\"\")","v":""}]
[]
[null,null,null,null,null,null,{"$f":"INDEX('Wattage Table'!$G$3:$G$2132,MATCH('Insulation Levels Data Collec'!I9,'Wattage Table'!$C$2:$C$2132,0))/12","v":{"$error":"#N/A"}},null,"Existing Wattage"]
[]
[null,null,null,null,null,null,{"$f":"IF(OR(C11=\"Not Listed\",LEFT(C15,6)=\"Custom\"),\"Custom\",IF(C15=\"\",\"\",C15))","v":""},null,"Proposed Device"]
[null,null,null,null,null,null,true]
[null,"Notes:"]
[]
[]
[]
[{"$f":"A6+1","v":2}]
[null,"Location:",null,null,null,null,null,null,"Existing R Value:"]
[]
[null,"Area (Sq Ft):",null,null,null,null,{"$f":"INDEX('Wattage Table'!$H$3:$H$1574,MATCH('Insulation Levels Data Collec'!I24,'Wattage Table'!$C$3:$C$1574,0))","v":{"$error":"#N/A"}},null,"Recommended R Value :"]
[]
[null,"Condition:",null,null,null,null,{"$f":"_xlfn.IFNA(INDEX(Lighting_Index!$Y$3:$Y$7,MATCH('Insulation Levels Data Collec'!C26,Lighting_Index!$X$3:$X$7,0)),\"\")","v":""}]
[]
[null,null,null,null,null,null,{"$f":"INDEX('Wattage Table'!$G$3:$G$2132,MATCH('Insulation Levels Data Collec'!I24,'Wattage Table'!$C$2:$C$2132,0))/12","v":{"$error":"#N/A"}},null,"Existing Wattage"]
[]
[null,null,null,null,null,null,{"$f":"IF(OR(C26=\"Not Listed\",LEFT(C30,6)=\"Custom\"),\"Custom\",IF(C30=\"\",\"\",C30))","v":""},null,"Proposed Device"]
[null,null,null,null,null,null,false]
[null,"Notes:"]
[]
[]
[]
[{"$f":"A21+1","v":3}]
[null,"Location:",null,null,null,null,null,null,"Existing R Value:"]
[]
[null,"Area (Sq Ft):",null,null,null,null,{"$f":"INDEX('Wattage Table'!$H$3:$H$1574,MATCH('Insulation Levels Data Collec'!I39,'Wattage Table'!$C$3:$C$1574,0))","v":{"$error":"#N/A"}},null,"Recommended R Value :"]
[]
[null,"Condition:",null,null,null,null,{"$f":"_xlfn.IFNA(INDEX(Lighting_Index!$Y$3:$Y$7,MATCH('Insulation Levels Data Collec'!C41,Lighting_Index!$X$3:$X$7,0)),\"\")","v":""}]
[]
[]
[]
[null,null,null,null,null,null,{"$f":"IF(OR(C41=\"Not Listed\",LEFT(C45,6)=\"Custom\"),\"Custom\",IF(C45=\"\",\"\",C45))","v":""}]
[null,null,null,null,null,null,false]
[null,"Notes:"]
[]
[]
[]
[{"$f":"A36+1","v":4}]
[null,"Location:",null,null,null,null,null,null,"Existing R Value:"]
[]
[null,"Area (Sq Ft):",null,null,null,null,{"$f":"INDEX('Wattage Table'!$H$3:$H$1574,MATCH('Insulation Levels Data Collec'!I54,'Wattage Table'!$C$3:$C$1574,0))","v":{"$error":"#N/A"}},null,"Recommended R Value :"]
[]
[null,"Condition:",null,null,null,null,{"$f":"_xlfn.IFNA(INDEX(Lighting_Index!$Y$3:$Y$7,MATCH('Insulation Levels Data Collec'!C56,Lighting_Index!$X$3:$X$7,0)),\"\")","v":""}]
[]
[]
[]
[]
[null,null,null,null,null,null,false]
[null,"Notes:"]
[]
[]
[]
[{"$f":"A51+1","v":5}]
[null,"Location:",null,null,null,null,null,null,"Existing R Value:"]
[]
[null,"Area (Sq Ft):",null,null,null,null,{"$f":"INDEX('Wattage Table'!$H$3:$H$1574,MATCH('Insulation Levels Data Collec'!I69,'Wattage Table'!$C$3:$C$1574,0))","v":{"$error":"#N/A"}},null,"Recommended R Value :"]
[]
[null,"Condition:",null,null,null,null,{"$f":"_xlfn.IFNA(INDEX(Lighting_Index!$Y$3:$Y$7,MATCH('Insulation Levels Data Collec'!C71,Lighting_Index!$X$3:$X$7,0)),\"\")","v":""}]
[]
[]
[]
[]
[null,null,null,null,null,null,false]
[null,"Notes:"]
[]
[]
[]
[{"$f":"A66+1","v":6}]
[null,"Location:",null,null,null,null,null,null,"Existing R Value:"]
[]
[null,"Area (Sq Ft):",null,null,null,null,{"$f":"INDEX('Wattage Table'!$H$3:$H$1574,MATCH('Insulation Levels Data Collec'!I84,'Wattage Table'!$C$3:$C$1574,0))","v":{"$error":"#N/A"}},null,"Recommended R Value :"]
[]
[null,"Condition:",null,null,null,null,{"$f":"_xlfn.IFNA(INDEX(Lighting_Index!$Y$3:$Y$7,MATCH('Insulation Levels Data Collec'!C86,Lighting_Index!$X$3:$X$7,0)),\"\")","v":""}]
[]
[]
[]
[]
[null,null,null,null,null,null,false]
[null,"Notes:"]

{"sheet":"Air Sealing Data Collection","index":8,"n_rows":36,"n_cols":9,"rows_kept":36,"cut":false,"hidden":false,"merged":[[5,2,5,4],[5,9,5,10],[7,2,7,4],[9,2,9,4],[37,2,37,13],[23,2,23,4],[23,9,23,10],[25,2,25,4],[27,2,27,4],[17,2,17,13],[18,2,18,13],[19,2,19,13],[35,2,35,13],[36,2,36,13]]}
[{"$f":"Development!B3","v":"Home Energy Assessment"}]
[null,"Air Sealing (Air Leakage)"]
[]
[]
[null,{"$f":"B4+1","v":1}]
[null,"Square Footage:",null,null,null,null,null,null,"Blower Door Reading - CFM50 Pre:"]
[]
[null,"Conditioned Air Volume:"]
[]
[null,"Calculated  BAS - CFM50*:"]
[]
[null,"*Building Airflow Standard"]
[]
[]
[]
[null,"Motor Type",{"$f":"#REF!&\" \"&#REF!","v":{"$error":"#REF!"}}]
[null,"Annual Operating Hrs.",{"$f":"IF(OR(C16=\"Cooling Fan\",C16=\"Heating Fan\"),VLOOKUP('Home Data'!$C$26,Motor_Hours,4,FALSE),IF(C16=\"Cooling Pump\",VLOOKUP('Home Data'!$C$26,Motor_Hours,2,FALSE),VLOOKUP('Home Data'!$C$26,Motor_Hours,3,FALSE)))","v":{"$error":"#REF!"}}]
[null,"Notes:"]
[]
[]
[]
[]
[null,{"$f":"B5+1","v":2}]
[null,"Square Footage:",null,null,null,null,null,null,"Blower Door Reading - CFM50 Pre:"]
[]
[null,"Condtioned Air Volume:"]
[]
[null,"Calculated BAS - CFM50*: "]
[]
[null,"*Building Airflow Standard"]
[]
[]
[]
[null,"Motor Type",{"$f":"#REF!&\" \"&#REF!","v":{"$error":"#REF!"}}]
[null,"Annual Operating Hrs.",{"$f":"IF(OR(C34=\"Cooling Fan\",C34=\"Heating Fan\"),VLOOKUP('Home Data'!$C$26,Motor_Hours,4,FALSE),IF(C34=\"Cooling Pump\",VLOOKUP('Home Data'!$C$26,Motor_Hours,2,FALSE),VLOOKUP('Home Data'!$C$26,Motor_Hours,3,FALSE)))","v":{"$error":"#REF!"}}]
[null,"Notes:"]

{"sheet":"Duct Sealing Data Collection","index":9,"n_rows":66,"n_cols":11,"rows_kept":66,"cut":false,"hidden":false,"merged":[[27,2,27,3],[7,2,7,3],[11,2,11,3],[17,2,17,12],[18,2,18,12],[23,2,23,3],[9,2,9,3],[25,2,25,3],[55,2,55,3],[59,2,59,3],[65,2,65,12],[66,2,66,12],[33,2,33,12],[34,2,34,12],[39,2,39,3],[43,2,43,3],[49,2,49,12],[50,2,50,12],[41,2,41,3],[57,2,57,3]]}
[{"$f":"Development!B3","v":"Home Energy Assessment"}]
[null,"Duct Sealing"]
[]
[]
[]
[null,{"$f":"B5+1","v":1},"Heating System "]
[]
[null,"Primary Duct Location:",null,null,null,null,null,null,"Total Ductwork Square Footage:"]
[]
[null,"Existing Ductwork Insulation:",null,null,null,null,{"$f":"INDEX('Wattage Table'!$H$3:$H$1574,MATCH('Duct Sealing Data Collection'!I10,'Wattage Table'!$C$3:$C$1574,0))","v":{"$error":"#N/A"}},null,"Square Footage of Ductwork:",null,"(Unconditioned Space)"]
[]
[null,"Existing Ductwork Sealed?:",null,null,null,null,{"$f":"_xlfn.IFNA(INDEX(Lighting_Index!$Y$3:$Y$7,MATCH('Duct Sealing Data Collection'!C12,Lighting_Index!$X$3:$X$7,0)),\"\")","v":""}]
[]
[null,null,null,null,null,null,{"$f":"INDEX('Wattage Table'!$G$3:$G$2132,MATCH('Duct Sealing Data Collection'!I10,'Wattage Table'!$C$2:$C$2132,0))/12","v":{"$error":"#N/A"}},null,"Existing Wattage"]
[]
[null,null,null,null,null,null,{"$f":"IF(OR(C12=\"Not Listed\",LEFT(C16,6)=\"Custom\"),\"Custom\",IF(C16=\"\",\"\",C16))","v":""},null,"Proposed Device"]
[null,null,null,null,null,null,true]
[null,"Notes:"]
[]
[]
[]
[null,{"$f":"B6+1","v":2},"Heating System"]
[]
[null,"Primary Duct Location:",null,null,null,null,null,null,"Total Ductwork Square Footage:",null,"Feet"]
[]
[null,"Existing Ductwork Insulation:",null,null,null,null,{"$f":"INDEX('Wattage Table'!$H$3:$H$1574,MATCH('Duct Sealing Data Collection'!I26,'Wattage Table'!$C$3:$C$1574,0))","v":{"$error":"#N/A"}},null,"Square Footage of Ductwork:",null,"(Unconditioned Space)"]
[]
[null,"Existing Ductwork Sealed?:",null,null,null,null,{"$f":"_xlfn.IFNA(INDEX(Lighting_Index!$Y$3:$Y$7,MATCH('Duct Sealing Data Collection'!C28,Lighting_Index!$X$3:$X$7,0)),\"\")","v":""}]
[]
[]
[]
[]
[null,null,null,null,null,null,false]
[null,"Notes:"]
[]
[]
[]
[{"$f":"B22+1","v":3},null,"Cooling System"]
[]
[null,"Primary Duct Location:",null,null,null,null,null,null,"Total Square Footage of Ductwork:"]
[]
[null,"Existing Ductwork Insulation:",null,null,null,null,{"$f":"INDEX('Wattage Table'!$H$3:$H$1574,MATCH('Duct Sealing Data Collection'!I42,'Wattage Table'!$C$3:$C$1574,0))","v":{"$error":"#N/A"}},null,"Square Footage of Ductwork:",null,"(Unconditioned Space)"]
[]
[null,"Existing Ductwork Sealed?:",null,null,null,null,{"$f":"_xlfn.IFNA(INDEX(Lighting_Index!$Y$3:$Y$7,MATCH('Duct Sealing Data Collection'!C44,Lighting_Index!$X$3:$X$7,0)),\"\")","v":""}]
[]
[]
[]
[null,null,null,null,null,null,{"$f":"IF(OR(C44=\"Not Listed\",LEFT(C48,6)=\"Custom\"),\"Custom\",IF(C48=\"\",\"\",C48))","v":""}]
[null,null,null,null,null,null,false]
[null,"Notes:"]
[]
[]
[]
[{"$f":"A38+1","v":4},null,"Cooling System"]
[]
[null,"Primary Duct Location:",null,null,null,null,null,null,"Total Square Footage of Ductwork:"]
[]
[null,"Existing Ductwork Insulation:",null,null,null,null,{"$f":"INDEX('Wattage Table'!$H$3:$H$1574,MATCH('Duct Sealing Data Collection'!I58,'Wattage Table'!$C$3:$C$1574,0))","v":{"$error":"#N/A"}},null,"Square Footage of Ductwork:",null,"(Unconditioned Space)"]
[]
[null,"Existing Ductwork Sealed?:",null,null,null,null,{"$f":"_xlfn.IFNA(INDEX(Lighting_Index!$Y$3:$Y$7,MATCH('Duct Sealing Data Collection'!C60,Lighting_Index!$X$3:$X$7,0)),\"\")","v":""}]
[]
[]
[]
[]
[null,null,null,null,null,null,false]
[null,"Notes:"]

{"sheet":"Thermostats and Controls Data ","index":10,"n_rows":36,"n_cols":9,"rows_kept":36,"cut":false,"hidden":false,"merged":[[23,9,23,10],[17,2,17,13],[35,2,35,13],[5,2,5,4],[7,2,7,4],[9,2,9,4],[23,2,23,4],[5,9,5,10],[18,2,18,13],[19,2,19,13],[9,9,9,10],[7,9,7,10],[36,2,36,13],[37,2,37,13],[25,2,25,4],[27,2,27,4],[25,9,25,10],[27,9,27,10]]}
[{"$f":"Development!B3","v":"Home Energy Assessment"}]
[null,"Thermostats and Controls"]
[]
[]
[null,{"$f":"B4+1","v":1}]
[null,"Location:",null,null,null,null,null,null,"Thermostat Type:"]
[]
[null,"Heating Set Point - High:",null,null,null,null,null,null,"Cooling Set Point - High:"]
[]
[null,"Heating Set Point - Low:",null,null,null,null,null,null,"Cooling Set Point - Low:"]
[]
[]
[]
[]
[]
[null,"Motor Type",{"$f":"#REF!&\" \"&#REF!","v":{"$error":"#REF!"}}]
[null,"Annual Operating Hrs.",{"$f":"IF(OR(C16=\"Cooling Fan\",C16=\"Heating Fan\"),VLOOKUP('Home Data'!$C$26,Motor_Hours,4,FALSE),IF(C16=\"Cooling Pump\",VLOOKUP('Home Data'!$C$26,Motor_Hours,2,FALSE),VLOOKUP('Home Data'!$C$26,Motor_Hours,3,FALSE)))","v":{"$error":"#REF!"}}]
[null,"Notes:"]
[]
[]
[]
[]
[null,{"$f":"B5+1","v":2}]
[null,"Location:",null,null,null,null,null,null,"Thermostat Type:"]
[]
[null,"Heating Set Point - High:",null,null,null,null,null,null,"Cooling Set Point - High:"]
[]
[null,"Heating Set Point - Low:",null,null,null,null,null,null,"Cooling Set Point - Low:"]
[]
[]
[]
[]
[]
[null,"Motor Type",{"$f":"#REF!&\" \"&#REF!","v":{"$error":"#REF!"}}]
[null,"Annual Operating Hrs.",{"$f":"IF(OR(C34=\"Cooling Fan\",C34=\"Heating Fan\"),VLOOKUP('Home Data'!$C$26,Motor_Hours,4,FALSE),IF(C34=\"Cooling Pump\",VLOOKUP('Home Data'!$C$26,Motor_Hours,2,FALSE),VLOOKUP('Home Data'!$C$26,Motor_Hours,3,FALSE)))","v":{"$error":"#REF!"}}]
[null,"Notes:"]

{"sheet":"Lighting Data Collection","index":11,"n_rows":154,"n_cols":9,"rows_kept":154,"cut":false,"hidden":false,"merged":[[102,9,102,10],[117,9,117,10],[132,9,132,10],[147,9,147,10],[8,2,8,3],[38,2,38,3],[48,2,48,12],[18,2,18,12],[19,2,19,12],[12,2,12,3],[8,9,8,10],[10,9,10,10],[10,2,10,3],[12,9,12,10],[27,9,27,10],[42,9,42,10],[49,2,49,12],[23,2,23,3],[33,2,33,12],[34,2,34,12],[68,2,68,3],[23,9,23,10],[25,9,25,10],[38,9,38,10],[40,9,40,10],[25,2,25,3],[27,2,27,3],[40,2,40,3],[42,2,42,3],[57,9,57,10],[78,2,78,12],[79,2,79,12],[53,2,53,3],[63,2,63,12],[64,2,64,12],[53,9,53,10],[55,9,55,10],[68,9,68,10],[70,9,70,10],[55,2,55,3],[57,2,57,3],[70,2,70,3],[72,2,72,3],[72,9,72,10],[132,2,132,3],[98,2,98,3],[108,2,108,12],[109,2,109,12],[83,2,83,3],[93,2,93,12],[94,2,94,12],[83,9,83,10],[85,9,85,10],[98,9,98,10],[100,9,100,10],[85,2,85,3],[87,2,87,3],[100,2,100,3],[102,2,102,3],[87,9,87,10],[115,9,115,10],[128,9,128,10],[130,9,130,10],[115,2,115,3],[117,2,117,3],[130,2,130,3],[4,3,4,7],[4,8,4,9],[153,2,153,12],[154,2,154,12],[143,2,143,3],[143,9,143,10],[145,9,145,10],[145,2,145,3],[147,2,147,3],[128,2,128,3],[138,2,138,12],[139,2,139,12],[113,2,113,3],[123,2,123,12],[124,2,124,12],[113,9,113,10]]}
[{"$f":"Development!B3","v":"Home Energy Assessment"}]
[null,"Lighting"]
[]
[]
[null,null,null,"% of Home LED Lighting:"]
[]
[]
[{"$f":"A3+1","v":1}]
[null,"Lighting Type:",null,null,null,null,null,null,"Quantity:"]
[]
[null,"ENERGY STAR®:",null,null,null,null,{"$f":"INDEX('Wattage Table'!$H$3:$H$1574,MATCH('Lighting Data Collection'!I11,'Wattage Table'!$C$3:$C$1574,0))","v":{"$error":"#N/A"}},null,"Location:"]
[]
[null,"Watts:",null,null,null,null,{"$f":"_xlfn.IFNA(INDEX(Lighting_Index!$Y$3:$Y$7,MATCH('Lighting Data Collection'!C13,Lighting_Index!$X$3:$X$7,0)),\"\")","v":""},null,"Working:"]
[]
[null,null,null,null,null,null,{"$f":"INDEX('Wattage Table'!$G$3:$G$2132,MATCH('Lighting Data Collection'!I11,'Wattage Table'!$C$2:$C$2132,0))/12","v":{"$error":"#N/A"}},null,"Existing Wattage"]
[]
[null,null,null,null,null,null,{"$f":"IF(OR(C13=\"Not Listed\",LEFT(C17,6)=\"Custom\"),\"Custom\",IF(C17=\"\",\"\",C17))","v":""},null,"Proposed Device"]
[]
[null,"Notes:"]
[]
[]
[]
[{"$f":"A8+1","v":2}]
[null,"Lighting Type:",null,null,null,null,null,null,"Quantity:"]
[]
[null,"ENERGY STAR®:",null,null,null,null,{"$f":"INDEX('Wattage Table'!$H$3:$H$1574,MATCH('Lighting Data Collection'!I26,'Wattage Table'!$C$3:$C$1574,0))","v":{"$error":"#N/A"}},null,"Location:"]
[]
[null,"Watts:",null,null,null,null,{"$f":"_xlfn.IFNA(INDEX(Lighting_Index!$Y$3:$Y$7,MATCH('Lighting Data Collection'!C28,Lighting_Index!$X$3:$X$7,0)),\"\")","v":""},null,"Working:"]
[]
[null,null,null,null,null,null,{"$f":"INDEX('Wattage Table'!$G$3:$G$2132,MATCH('Lighting Data Collection'!I26,'Wattage Table'!$C$2:$C$2132,0))/12","v":{"$error":"#N/A"}},null,"Existing Wattage"]
[]
[null,null,null,null,null,null,{"$f":"IF(OR(C28=\"Not Listed\",LEFT(C32,6)=\"Custom\"),\"Custom\",IF(C32=\"\",\"\",C32))","v":""},null,"Proposed Device"]
[null,null,null,null,null,null,false]
[null,"Notes:"]
[]
[]
[]
[{"$f":"A23+1","v":3}]
[null,"Lighting Type:",null,null,null,null,null,null,"Quantity:"]
[]
[null,"ENERGY STAR®:",null,null,null,null,{"$f":"INDEX('Wattage Table'!$H$3:$H$1574,MATCH('Lighting Data Collection'!I41,'Wattage Table'!$C$3:$C$1574,0))","v":{"$error":"#N/A"}},null,"Location:"]
[]
[null,"Watts:",null,null,null,null,{"$f":"_xlfn.IFNA(INDEX(Lighting_Index!$Y$3:$Y$7,MATCH('Lighting Data Collection'!C43,Lighting_Index!$X$3:$X$7,0)),\"\")","v":""},null,"Working:"]
[]
[null,null,null,null,null,null,{"$f":"INDEX('Wattage Table'!$G$3:$G$2132,MATCH('Lighting Data Collection'!I41,'Wattage Table'!$C$2:$C$2132,0))/12","v":{"$error":"#N/A"}},null,"Existing Wattage"]
[]
[null,null,null,null,null,null,{"$f":"IF(OR(C43=\"Not Listed\",LEFT(C47,6)=\"Custom\"),\"Custom\",IF(C47=\"\",\"\",C47))","v":""}]
[null,null,null,null,null,null,false]
[null,"Notes:"]
[]
[]
[]
[{"$f":"A38+1","v":4}]
[null,"Lighting Type:",null,null,null,null,null,null,"Quantity:"]
[]
[null,"ENERGY STAR®:",null,null,null,null,{"$f":"INDEX('Wattage Table'!$H$3:$H$1574,MATCH('Lighting Data Collection'!I56,'Wattage Table'!$C$3:$C$1574,0))","v":{"$error":"#N/A"}},null,"Location:"]
[]
[null,"Watts:",null,null,null,null,{"$f":"_xlfn.IFNA(INDEX(Lighting_Index!$Y$3:$Y$7,MATCH('Lighting Data Collection'!C58,Lighting_Index!$X$3:$X$7,0)),\"\")","v":""},null,"Working:"]
[]
[]
[]
[]
[]
[null,"Notes:"]
[]
[]
[]
[{"$f":"A53+1","v":5}]
[null,"Lighting Type:",null,null,null,null,null,null,"Quantity:"]
[]
[null,"ENERGY STAR®:",null,null,null,null,{"$f":"INDEX('Wattage Table'!$H$3:$H$1574,MATCH('Lighting Data Collection'!I71,'Wattage Table'!$C$3:$C$1574,0))","v":{"$error":"#N/A"}},null,"Location:"]
[]
[null,"Watts:",null,null,null,null,{"$f":"_xlfn.IFNA(INDEX(Lighting_Index!$Y$3:$Y$7,MATCH('Lighting Data Collection'!C73,Lighting_Index!$X$3:$X$7,0)),\"\")","v":""},null,"Working:"]
[]
[]
[]
[null,null,null,null,null,null,{"$f":"IF(OR(C73=\"Not Listed\",LEFT(C77,6)=\"Custom\"),\"Custom\",IF(C77=\"\",\"\",C77))","v":""}]
[null,null,null,null,null,null,false]
[null,"Notes:"]
[]
[]
[]
[{"$f":"A68+1","v":6}]
[null,"Lighting Type:",null,null,null,null,null,null,"Quantity:"]
[]
[null,"ENERGY STAR®:",null,null,null,null,{"$f":"INDEX('Wattage Table'!$H$3:$H$1574,MATCH('Lighting Data Collection'!I86,'Wattage Table'!$C$3:$C$1574,0))","v":{"$error":"#N/A"}},null,"Location:"]
[]
[null,"Watts:",null,null,null,null,{"$f":"_xlfn.IFNA(INDEX(Lighting_Index!$Y$3:$Y$7,MATCH('Lighting Data Collection'!C88,Lighting_Index!$X$3:$X$7,0)),\"\")","v":""},null,"Working:"]
[]
[]
[]
[]
[]
[null,"Notes:"]
[]
[]
[]
[{"$f":"A83+1","v":7}]
[null,"Lighting Type:",null,null,null,null,null,null,"Quantity:"]
[]
[null,"ENERGY STAR®:",null,null,null,null,{"$f":"INDEX('Wattage Table'!$H$3:$H$1574,MATCH('Lighting Data Collection'!I101,'Wattage Table'!$C$3:$C$1574,0))","v":{"$error":"#N/A"}},null,"Location:"]
[]
[null,"Watts:",null,null,null,null,{"$f":"_xlfn.IFNA(INDEX(Lighting_Index!$Y$3:$Y$7,MATCH('Lighting Data Collection'!C103,Lighting_Index!$X$3:$X$7,0)),\"\")","v":""},null,"Working:"]
[]
[]
[]
[null,null,null,null,null,null,{"$f":"IF(OR(C103=\"Not Listed\",LEFT(C107,6)=\"Custom\"),\"Custom\",IF(C107=\"\",\"\",C107))","v":""}]
[null,null,null,null,null,null,false]
[null,"Notes:"]
[]
[]
[]
[{"$f":"A98+1","v":8}]
[null,"Lighting Type:",null,null,null,null,null,null,"Quantity:"]
[]
[null,"ENERGY STAR®:",null,null,null,null,{"$f":"INDEX('Wattage Table'!$H$3:$H$1574,MATCH('Lighting Data Collection'!I116,'Wattage Table'!$C$3:$C$1574,0))","v":{"$error":"#N/A"}},null,"Location:"]
[]
[null,"Watts:",null,null,null,null,{"$f":"_xlfn.IFNA(INDEX(Lighting_Index!$Y$3:$Y$7,MATCH('Lighting Data Collection'!C118,Lighting_Index!$X$3:$X$7,0)),\"\")","v":""},null,"Working:"]
[]
[]
[]
[null,null,null,null,null,null,{"$f":"IF(OR(C118=\"Not Listed\",LEFT(C122,6)=\"Custom\"),\"Custom\",IF(C122=\"\",\"\",C122))","v":""}]
[null,null,null,null,null,null,true]
[null,"Notes:"]
[]
[]
[]
[{"$f":"A113+1","v":9}]
[null,"Lighting Type:",null,null,null,null,null,null,"Quantity:"]
[]
[null,"ENERGY STAR®:",null,null,null,null,{"$f":"INDEX('Wattage Table'!$H$3:$H$1574,MATCH('Lighting Data Collection'!I131,'Wattage Table'!$C$3:$C$1574,0))","v":{"$error":"#N/A"}},null,"Location:"]
[]
[null,"Watts:",null,null,null,null,{"$f":"_xlfn.IFNA(INDEX(Lighting_Index!$Y$3:$Y$7,MATCH('Lighting Data Collection'!C133,Lighting_Index!$X$3:$X$7,0)),\"\")","v":""},null,"Working:"]
[]
[]
[]
[null,null,null,null,null,null,{"$f":"IF(OR(C133=\"Not Listed\",LEFT(C137,6)=\"Custom\"),\"Custom\",IF(C137=\"\",\"\",C137))","v":""}]
[null,null,null,null,null,null,false]
[null,"Notes:"]
[]
[]
[]
[{"$f":"A128+1","v":10}]
[null,"Lighting Type:",null,null,null,null,null,null,"Quantity:"]
[]
[null,"ENERGY STAR®:",null,null,null,null,{"$f":"INDEX('Wattage Table'!$H$3:$H$1574,MATCH('Lighting Data Collection'!I146,'Wattage Table'!$C$3:$C$1574,0))","v":{"$error":"#N/A"}},null,"Location:"]
[]
[null,"Watts:",null,null,null,null,{"$f":"_xlfn.IFNA(INDEX(Lighting_Index!$Y$3:$Y$7,MATCH('Lighting Data Collection'!C148,Lighting_Index!$X$3:$X$7,0)),\"\")","v":""},null,"Working:"]
[]
[]
[]
[]
[null,null,null,null,null,null,false]
[null,"Notes:"]

{"sheet":"Appliances Data Collection","index":12,"n_rows":152,"n_cols":9,"rows_kept":152,"cut":false,"hidden":false,"merged":[[152,2,152,12],[130,2,130,5],[143,9,143,10],[141,9,141,10],[137,2,137,12],[145,9,145,10],[151,2,151,12],[145,2,145,5],[143,2,143,5],[141,2,141,5],[136,2,136,12],[130,9,130,10],[128,2,128,5],[126,2,126,5],[68,2,68,5],[66,2,66,5],[121,2,121,12],[122,2,122,12],[113,2,113,5],[111,2,111,5],[68,9,68,10],[70,9,70,10],[98,9,98,10],[100,9,100,10],[111,9,111,10],[115,9,115,10],[126,9,126,10],[128,9,128,10],[53,9,53,10],[55,9,55,10],[23,2,23,5],[21,2,21,5],[46,2,46,12],[40,9,40,10],[51,9,51,10],[55,2,55,5],[53,2,53,5],[51,2,51,5],[38,2,38,5],[36,2,36,5],[40,2,40,5],[38,9,38,10],[25,9,25,10],[36,9,36,10],[113,9,113,10],[91,2,91,12],[92,2,92,12],[83,9,83,10],[85,9,85,10],[96,9,96,10],[115,2,115,5],[6,2,6,5],[8,2,8,5],[10,2,10,5],[25,2,26,5],[31,2,31,12],[32,2,32,12],[61,2,61,12],[62,2,62,12],[47,2,47,12],[106,2,106,12],[107,2,107,12],[70,2,70,5],[81,2,81,5],[77,2,77,12],[81,9,81,10],[6,9,6,10],[8,9,8,10],[10,9,10,10],[21,9,21,10],[23,9,23,10],[16,2,16,12],[17,2,17,12],[66,9,66,10],[76,2,76,12],[85,2,85,5],[83,2,83,5],[100,2,100,5],[98,2,98,5],[96,2,96,5]]}
[{"$f":"Development!B3","v":"Home Energy Assessment"}]
[null,"Appliances"]
[]
[]
[]
[{"$f":"A3+1","v":1}]
[null,"Appliance:",null,null,null,null,null,null,"Age:"]
[]
[null,"ENERGY STAR®:",null,null,null,null,{"$f":"INDEX('Wattage Table'!$H$3:$H$1574,MATCH('Appliances Data Collection'!I9,'Wattage Table'!$C$3:$C$1574,0))","v":{"$error":"#N/A"}},null,"Working:"]
[]
[null,"Location:",null,null,null,null,{"$f":"_xlfn.IFNA(INDEX(Lighting_Index!$Y$3:$Y$7,MATCH('Appliances Data Collection'!C11,Lighting_Index!$X$3:$X$7,0)),\"\")","v":""},null,"Fuel Source:"]
[]
[null,null,null,null,null,null,{"$f":"INDEX('Wattage Table'!$G$3:$G$2132,MATCH('Appliances Data Collection'!I9,'Wattage Table'!$C$2:$C$2132,0))/12","v":{"$error":"#N/A"}},null,"Existing Wattage"]
[]
[null,null,null,null,null,null,{"$f":"IF(OR(C11=\"Not Listed\",LEFT(C15,6)=\"Custom\"),\"Custom\",IF(C15=\"\",\"\",C15))","v":""},null,"Proposed Device"]
[null,null,null,null,null,null,true]
[null,"Notes:"]
[]
[]
[]
[{"$f":"A6+1","v":2}]
[null,"Appliance:",null,null,null,null,null,null,"Age:"]
[]
[null,"ENERGY STAR®:",null,null,null,null,{"$f":"INDEX('Wattage Table'!$H$3:$H$1574,MATCH('Appliances Data Collection'!I24,'Wattage Table'!$C$3:$C$1574,0))","v":{"$error":"#N/A"}},null,"Working:"]
[]
[null,"Location:",null,null,null,null,{"$f":"_xlfn.IFNA(INDEX(Lighting_Index!$Y$3:$Y$7,MATCH('Appliances Data Collection'!C26,Lighting_Index!$X$3:$X$7,0)),\"\")","v":""},null,"Fuel Source:"]
[]
[null,null,null,null,null,null,{"$f":"INDEX('Wattage Table'!$G$3:$G$2132,MATCH('Appliances Data Collection'!I24,'Wattage Table'!$C$2:$C$2132,0))/12","v":{"$error":"#N/A"}},null,"Existing Wattage"]
[]
[null,null,null,null,null,null,{"$f":"IF(OR(C26=\"Not Listed\",LEFT(C30,6)=\"Custom\"),\"Custom\",IF(C30=\"\",\"\",C30))","v":""},null,"Proposed Device"]
[null,null,null,null,null,null,false]
[null,"Notes:"]
[]
[]
[]
[{"$f":"A21+1","v":3}]
[null,"Appliance:",null,null,null,null,null,null,"Age:"]
[]
[null,"ENERGY STAR®:",null,null,null,null,{"$f":"INDEX('Wattage Table'!$H$3:$H$1574,MATCH('Appliances Data Collection'!I39,'Wattage Table'!$C$3:$C$1574,0))","v":{"$error":"#N/A"}},null,"Working:"]
[]
[null,"Location:",null,null,null,null,{"$f":"_xlfn.IFNA(INDEX(Lighting_Index!$Y$3:$Y$7,MATCH('Appliances Data Collection'!C41,Lighting_Index!$X$3:$X$7,0)),\"\")","v":""},null,"Fuel Source:"]
[]
[]
[]
[null,null,null,null,null,null,{"$f":"IF(OR(C41=\"Not Listed\",LEFT(C45,6)=\"Custom\"),\"Custom\",IF(C45=\"\",\"\",C45))","v":""}]
[null,null,null,null,null,null,false]
[null,"Notes:"]
[]
[]
[]
[{"$f":"A36+1","v":4}]
[null,"Appliance:",null,null,null,null,null,null,"Age:"]
[]
[null,"ENERGY STAR®:",null,null,null,null,{"$f":"INDEX('Wattage Table'!$H$3:$H$1574,MATCH('Appliances Data Collection'!I54,'Wattage Table'!$C$3:$C$1574,0))","v":{"$error":"#N/A"}},null,"Working:"]
[]
[null,"Location:",null,null,null,null,{"$f":"_xlfn.IFNA(INDEX(Lighting_Index!$Y$3:$Y$7,MATCH('Appliances Data Collection'!C56,Lighting_Index!$X$3:$X$7,0)),\"\")","v":""},null,"Fuel Source:"]
[]
[null,null,null,null,null,null,{"$f":"INDEX('Wattage Table'!$G$3:$G$2132,MATCH('Appliances Data Collection'!I54,'Wattage Table'!$C$2:$C$2132,0))/12","v":{"$error":"#N/A"}}]
[]
[null,null,null,null,null,null,{"$f":"IF(OR(C56=\"Not Listed\",LEFT(C60,6)=\"Custom\"),\"Custom\",IF(C60=\"\",\"\",C60))","v":""}]
[null,null,null,null,null,null,false]
[null,"Notes:"]
[]
[]
[]
[{"$f":"A51+1","v":5}]
[null,"Appliance:",null,null,null,null,null,null,"Age:"]
[]
[null,"ENERGY STAR®:",null,null,null,null,{"$f":"INDEX('Wattage Table'!$H$3:$H$1574,MATCH('Appliances Data Collection'!I69,'Wattage Table'!$C$3:$C$1574,0))","v":{"$error":"#N/A"}},null,"Working:"]
[]
[null,"Location:",null,null,null,null,{"$f":"_xlfn.IFNA(INDEX(Lighting_Index!$Y$3:$Y$7,MATCH('Appliances Data Collection'!C71,Lighting_Index!$X$3:$X$7,0)),\"\")","v":""},null,"Fuel Source:"]
[]
[null,null,null,null,null,null,{"$f":"INDEX('Wattage Table'!$G$3:$G$2132,MATCH('Appliances Data Collection'!I69,'Wattage Table'!$C$2:$C$2132,0))/12","v":{"$error":"#N/A"}}]
[]
[null,null,null,null,null,null,{"$f":"IF(OR(C71=\"Not Listed\",LEFT(C75,6)=\"Custom\"),\"Custom\",IF(C75=\"\",\"\",C75))","v":""}]
[null,null,null,null,null,null,false]
[null,"Notes:"]
[]
[]
[]
[{"$f":"A66+1","v":6}]
[null,"Appliance:",null,null,null,null,null,null,"Age:"]
[]
[null,"ENERGY STAR®:",null,null,null,null,{"$f":"INDEX('Wattage Table'!$H$3:$H$1574,MATCH('Appliances Data Collection'!I84,'Wattage Table'!$C$3:$C$1574,0))","v":{"$error":"#N/A"}},null,"Working:"]
[]
[null,"Location:",null,null,null,null,{"$f":"_xlfn.IFNA(INDEX(Lighting_Index!$Y$3:$Y$7,MATCH('Appliances Data Collection'!C86,Lighting_Index!$X$3:$X$7,0)),\"\")","v":""},null,"Fuel Source:"]
[]
[null,null,null,null,null,null,{"$f":"INDEX('Wattage Table'!$G$3:$G$2132,MATCH('Appliances Data Collection'!I84,'Wattage Table'!$C$2:$C$2132,0))/12","v":{"$error":"#N/A"}}]
[]
[null,null,null,null,null,null,{"$f":"IF(OR(C86=\"Not Listed\",LEFT(C90,6)=\"Custom\"),\"Custom\",IF(C90=\"\",\"\",C90))","v":""}]
[null,null,null,null,null,null,false]
[null,"Notes:"]
[]
[]
[]
[{"$f":"A81+1","v":7}]
[null,"Appliance:",null,null,null,null,null,null,"Age:"]
[]
[null,"ENERGY STAR®:",null,null,null,null,{"$f":"INDEX('Wattage Table'!$H$3:$H$1574,MATCH('Appliances Data Collection'!I99,'Wattage Table'!$C$3:$C$1574,0))","v":{"$error":"#N/A"}},null,"Working:"]
[]
[null,"Location:",null,null,null,null,{"$f":"_xlfn.IFNA(INDEX(Lighting_Index!$Y$3:$Y$7,MATCH('Appliances Data Collection'!C101,Lighting_Index!$X$3:$X$7,0)),\"\")","v":""},null,"Fuel Source:"]
[]
[null,null,null,null,null,null,{"$f":"INDEX('Wattage Table'!$G$3:$G$2132,MATCH('Appliances Data Collection'!I99,'Wattage Table'!$C$2:$C$2132,0))/12","v":{"$error":"#N/A"}}]
[]
[null,null,null,null,null,null,{"$f":"IF(OR(C101=\"Not Listed\",LEFT(C105,6)=\"Custom\"),\"Custom\",IF(C105=\"\",\"\",C105))","v":""}]
[null,null,null,null,null,null,false]
[null,"Notes:"]
[]
[]
[]
[{"$f":"A96+1","v":8}]
[null,"Appliance:",null,null,null,null,null,null,"Age:"]
[]
[null,"ENERGY STAR®:",null,null,null,null,{"$f":"INDEX('Wattage Table'!$H$3:$H$1574,MATCH('Appliances Data Collection'!I114,'Wattage Table'!$C$3:$C$1574,0))","v":{"$error":"#N/A"}},null,"Working:"]
[]
[null,"Location:",null,null,null,null,{"$f":"_xlfn.IFNA(INDEX(Lighting_Index!$Y$3:$Y$7,MATCH('Appliances Data Collection'!C116,Lighting_Index!$X$3:$X$7,0)),\"\")","v":""},null,"Fuel Source:"]
[]
[null,null,null,null,null,null,{"$f":"INDEX('Wattage Table'!$G$3:$G$2132,MATCH('Appliances Data Collection'!I114,'Wattage Table'!$C$2:$C$2132,0))/12","v":{"$error":"#N/A"}}]
[]
[null,null,null,null,null,null,{"$f":"IF(OR(C116=\"Not Listed\",LEFT(C120,6)=\"Custom\"),\"Custom\",IF(C120=\"\",\"\",C120))","v":""}]
[null,null,null,null,null,null,true]
[null,"Notes:"]
[]
[]
[]
[{"$f":"A111+1","v":9}]
[null,"Appliance:",null,null,null,null,null,null,"Age:"]
[]
[null,"ENERGY STAR®:",null,null,null,null,{"$f":"INDEX('Wattage Table'!$H$3:$H$1574,MATCH('Appliances Data Collection'!I129,'Wattage Table'!$C$3:$C$1574,0))","v":{"$error":"#N/A"}},null,"Working:"]
[]
[null,"Location:",null,null,null,null,{"$f":"_xlfn.IFNA(INDEX(Lighting_Index!$Y$3:$Y$7,MATCH('Appliances Data Collection'!C131,Lighting_Index!$X$3:$X$7,0)),\"\")","v":""},null,"Fuel Source:"]
[]
[null,null,null,null,null,null,{"$f":"INDEX('Wattage Table'!$G$3:$G$2132,MATCH('Appliances Data Collection'!I129,'Wattage Table'!$C$2:$C$2132,0))/12","v":{"$error":"#N/A"}}]
[]
[null,null,null,null,null,null,{"$f":"IF(OR(C131=\"Not Listed\",LEFT(C135,6)=\"Custom\"),\"Custom\",IF(C135=\"\",\"\",C135))","v":""}]
[null,null,null,null,null,null,false]
[null,"Notes:"]
[]
[]
[]
[{"$f":"A126+1","v":10}]
[null,"Appliance:",null,null,null,null,null,null,"Age:"]
[]
[null,"ENERGY STAR®:",null,null,null,null,{"$f":"INDEX('Wattage Table'!$H$3:$H$1574,MATCH('Appliances Data Collection'!I144,'Wattage Table'!$C$3:$C$1574,0))","v":{"$error":"#N/A"}},null,"Working:"]
[]
[null,"Location:",null,null,null,null,{"$f":"_xlfn.IFNA(INDEX(Lighting_Index!$Y$3:$Y$7,MATCH('Appliances Data Collection'!C146,Lighting_Index!$X$3:$X$7,0)),\"\")","v":""},null,"Fuel Source:"]
[]
[null,null,null,null,null,null,{"$f":"INDEX('Wattage Table'!$G$3:$G$2132,MATCH('Appliances Data Collection'!I144,'Wattage Table'!$C$2:$C$2132,0))/12","v":{"$error":"#N/A"}}]
[]
[null,null,null,null,null,null,{"$f":"IF(OR(C146=\"Not Listed\",LEFT(C150,6)=\"Custom\"),\"Custom\",IF(C150=\"\",\"\",C150))","v":""}]
[null,null,null,null,null,null,false]
[null,"Notes:"]

{"sheet":"Lighting_Index","index":13,"n_rows":1160,"n_cols":42,"rows_kept":1160,"cut":false,"hidden":true,"merged":[[0,13,0,14],[0,16,0,17],[0,18,0,19],[0,20,0,21],[0,1,0,2],[0,3,0,4],[0,11,0,12],[0,7,0,8],[0,5,0,6],[0,9,0,10]]}
[null,"T12",null,"T8",null,"T5",null,"Incandescent",null,"Halogen",null,"Metal Halide",null,"High Pressure Sodium",null,null,"Compact Fluorescent, Spiral",null,"Compact Fluorescent, Twin Tube",null,"Compact Fluorescent, Quad Tube",null,null,"Fixture Type","Fixture Category",null,"Linear","Non-Linear","HID","Open",null,null,null,null,"T12","T8","T5","Incandescent","Halogen","Metal Halide","High Pressure Sodium","Compact Fluorescent"]
[]
[null,"1lp, 1 x 4 Fluorescent, T12","F41SS","1lp, 1 x 4 Fluorescent, T8","F41ILL","1lp, 2 x 2 Fluorescent, T5","F21GL","1lp, 15 watts, Incandescent","I15/1","1lp, 35 watts, Halogen","H35/1","50w Metal Halide",{"$f":"INDEX(Lighting_Recs!$B$2:$B$123,MATCH(Lighting_Index!L3,Lighting_Recs!$A$2:$A$123,0))","v":"MH50/1"},"100w High Pressure Sodium",{"$f":"INDEX(Lighting_Recs!$B$2:$B$123,MATCH(Lighting_Index!N3,Lighting_Recs!$A$2:$A$123,0))","v":"HPS100/1"},"Custom","7 watt, spiral CFL",{"$f":"INDEX(Lighting_Recs!$B$2:$B$123,MATCH(Lighting_Index!Q3,Lighting_Recs!$A$2:$A$123,0))","v":"CFS7/1"},"9 watt, twin tube CFL","CFT9/1","9 watt quad tube CFL",{"$f":"INDEX(Lighting_Recs!$B$2:$B$123,MATCH(Lighting_Index!U3,Lighting_Recs!$A$2:$A$123,0))","v":"CFQ9/1"},null,"Incandescent","Non-Linear",null,"None","None","None","None",null,null,null,null,"F1.51SS","F1.51LS","F21GHL","I100/1","H100/1","CDM205","HPS100/1","CF10/2D"]
[null,"2lp, 1 x 4 Fluorescent, T12","F42SS","2lp, 1 x 4 Fluorescent, T8","F42ILL","2lp, 2 x 2 Fluorescent, T5","F22GL","1lp, 20 watts, Incandescent","I20/1","1lp, 40 watts, Halogen","H40/1","70w Metal Halide",{"$f":"INDEX(Lighting_Recs!$B$2:$B$123,MATCH(Lighting_Index!L4,Lighting_Recs!$A$2:$A$123,0))","v":"MH70/1"},"150w High Pressure Sodium","HPS150/1",null,"9 watt, spiral CFL","CFS9/1","10 watt, twin tube CFL",{"$f":"INDEX(Lighting_Recs!$B$2:$B$123,MATCH(Lighting_Index!S4,Lighting_Recs!$A$2:$A$123,0))","v":"CFT7/1"},"13 watt quad tube CFL",{"$f":"INDEX(Lighting_Recs!$B$2:$B$123,MATCH(Lighting_Index!U4,Lighting_Recs!$A$2:$A$123,0))","v":"CFQ13/1"},null,"HID","HID",null,"FLED 1x4 10","ILED 10","FLED HBY 106","FLED 1x4 10",null,null,null,null,"F1.52SS","F1.52LS","F21GL","I100/2","H1000/1","CDM330","HPS1000/1","CF10/2D-L"]
[null,"2lp, 2 x 2 Fluorescent, T12","F22SS","2lp, 2 x 2 Fluorescent, T8",{"$f":"INDEX(Lighting_Recs!$B$2:$B$123,MATCH(Lighting_Index!D5,Lighting_Recs!$A$2:$A$123,0))","v":"F22ILL"},"2lp, 2 x 4 Fluorescent, T5","F42GL","1lp, 40 watts, Incandescent","I40/1","1lp, 45 watts, Halogen","H45/1","100w Metal Halide",{"$f":"INDEX(Lighting_Recs!$B$2:$B$123,MATCH(Lighting_Index!L5,Lighting_Recs!$A$2:$A$123,0))","v":"MH100/1"},"200w High Pressure Sodium",{"$f":"INDEX(Lighting_Recs!$B$2:$B$123,MATCH(Lighting_Index!N5,Lighting_Recs!$A$2:$A$123,0))","v":"HPS200/1"},null,"13 watt, spiral CFL","CFS13/1","11 watt, twin tube CFL",{"$f":"INDEX(Lighting_Recs!$B$2:$B$123,MATCH(Lighting_Index!S5,Lighting_Recs!$A$2:$A$123,0))","v":"CFT9/1"},"15 watt quad tube CFL",{"$f":"INDEX(Lighting_Recs!$B$2:$B$123,MATCH(Lighting_Index!U5,Lighting_Recs!$A$2:$A$123,0))","v":"CFQ15/1"},null,"Compact Fluorescent","Non-Linear",null,"FLED 1x4 11","ILED 11","FLED HBY 108","FLED 1x4 11",null,null,null,null,"F21SHS","F21ILL","F22GHL","I100/3","H1200/1","MH100/1","HPS150/1","CF11/1"]
[null,"3lp, 2 x 2 Fluorescent, T12","F23SS","3lp, 2 x 2 Fluorescent, T8","F23ILL","3lp, 2 x 4 Fluorescent, T5","F43GL","1lp, 50 watts, Incandescent","I50/1","1lp, 50 watts, Halogen","H50/1","150w Metal Halide","MH150/1","250w High Pressure Sodium","HPS250/1",null,"15 watt, spiral CFL",{"$f":"INDEX(Lighting_Recs!$B$2:$B$123,MATCH(Lighting_Index!Q6,Lighting_Recs!$A$2:$A$123,0))","v":"CFS15/1"},"18 watt, twin tube CFL","CFT18/1","17 watt quad tube CFL",{"$f":"INDEX(Lighting_Recs!$B$2:$B$123,MATCH(Lighting_Index!U6,Lighting_Recs!$A$2:$A$123,0))","v":"CFQ17/1"},null,"Not Listed","Open",null,"FLED 1x4 12","ILED 12","FLED HBY 109","FLED 1x4 12",null,null,null,null,"F21SE","F21ILL/T2","F22GL","I100/4","H150/1","MH1000/1","HPS200/1","CF11/2"]
[null,"4lp, 2 x 2 Fluorescent, T12","F24SS","4lp, 2 x 2 Fluorescent, T8","F24ILL","4lp, 2 x 4 Fluorescent, T5","F44GL","1lp, 55 watts, Incandescent","I55/1","1lp, 55 watts, Halogen","H55/1","175w Metal Halide",{"$f":"INDEX(Lighting_Recs!$B$2:$B$123,MATCH(Lighting_Index!L7,Lighting_Recs!$A$2:$A$123,0))","v":"MH175/1"},"400w High Pressure Sodium","HPS400/1",null,"20 watt, spiral CFL","CFS20/1","27 watt, twin tube CFL",{"$f":"INDEX(Lighting_Recs!$B$2:$B$123,MATCH(Lighting_Index!S7,Lighting_Recs!$A$2:$A$123,0))","v":"CFT22/1"},"18 watt quad tube CFL",{"$f":"INDEX(Lighting_Recs!$B$2:$B$123,MATCH(Lighting_Index!U7,Lighting_Recs!$A$2:$A$123,0))","v":"CFQ18/1"},null,"Fluorescent","Linear",null,"FLED 1x4 13","ILED 13","FLED HBY 112","FLED 1x4 13",null,null,null,null,"F21SS","F21ILL/T2-R","F31GHL","I100/5","H150/2","MH150/1","HPS225/1","CF13/2"]
[null,"2lp, 2 x 4 Fluorescent, T12","F42SS","2lp, 2 x 4 Fluorescent, T8","F42ILL","6lp, Fluorescent High Bay, T5",{"$f":"INDEX(Lighting_Recs!$B$2:$B$123,MATCH(Lighting_Index!F8,Lighting_Recs!$A$2:$A$123,0))","v":"F46GHL"},"1lp, 60 watts, Incandescent","I60/1","1lp, 60 watts, Halogen","H60/1","200w Metal Halide Low Bay",{"$f":"INDEX(Lighting_Recs!$B$2:$B$123,MATCH(Lighting_Index!L8,Lighting_Recs!$A$2:$A$123,0))","v":"MH200/1"},"600w High Pressure Sodium",{"$f":"INDEX(Lighting_Recs!$B$2:$B$123,MATCH(Lighting_Index!N8,Lighting_Recs!$A$2:$A$123,0))","v":"HPS600/1"},null,"23 watt, spiral CFL","CFS23/1","32 watt, twin tube CFL",{"$f":"INDEX(Lighting_Recs!$B$2:$B$123,MATCH(Lighting_Index!S8,Lighting_Recs!$A$2:$A$123,0))","v":"CFT24/1"},"20 watt quad tube CFL",{"$f":"INDEX(Lighting_Recs!$B$2:$B$123,MATCH(Lighting_Index!U8,Lighting_Recs!$A$2:$A$123,0))","v":"CFQ20/1"},null,null,null,null,"FLED 1x4 14","ILED 14","FLED HBY 113","FLED 1x4 14",null,null,null,null,"F22SE","F21ILL/T3","F31GL","I1000/1","H1500/1","MH1500/1","HPS250/1","CF13/3"]
[null,"3lp, 2 x 4 Fluorescent, T12","F43SS","3lp, 2 x 4 Fluorescent, T8","F43ILL","8lp, Fluorescent High Bay, T5",{"$f":"INDEX(Lighting_Recs!$B$2:$B$123,MATCH(Lighting_Index!F9,Lighting_Recs!$A$2:$A$123,0))","v":"F48GHL"},"1lp, 65 watts, Incandescent","I65/1","1lp, 75 watts, Halogen","H75/1","250w Metal Halide Low Bay","MH250/1","750w High Pressure Sodium","HPS750/1",null,"27 watt, spiral CFL",{"$f":"INDEX(Lighting_Recs!$B$2:$B$123,MATCH(Lighting_Index!Q9,Lighting_Recs!$A$2:$A$123,0))","v":"CFS27/1"},"33 watt, twin tube CFL",{"$f":"INDEX(Lighting_Recs!$B$2:$B$123,MATCH(Lighting_Index!S9,Lighting_Recs!$A$2:$A$123,0))","v":"CFT28/1"},"22 watt quad tube CFL",{"$f":"INDEX(Lighting_Recs!$B$2:$B$123,MATCH(Lighting_Index!U9,Lighting_Recs!$A$2:$A$123,0))","v":"CFQ22/1"},null,null,{"$f":"INDEX($Y$3:$Y$7,MATCH('Appliances Data Collection'!C11,Lighting_Index!$X$3:$X$7,0))","v":{"$error":"#N/A"}},null,"FLED 1x4 15","ILED 15","FLED HBY 114","FLED 1x4 15",null,null,null,null,"F22SHS","F21ILL/T3-R","F32GHL","I100E/1","H200/1","MH175/1","HPS310/1","CF14/1"]
[null,"4lp, 2 x 4 Fluorescent, T12","F44SS","4lp, 2 x 4 Fluorescent, T8","F44ILL","Custom T5",null,"1lp, 75 watts, Incandescent","I75/1","1lp, 90 watts, Halogen","H90/1","300w Metal Halide Low Bay",{"$f":"INDEX(Lighting_Recs!$B$2:$B$123,MATCH(Lighting_Index!L10,Lighting_Recs!$A$2:$A$123,0))","v":"MH300/1"},"1000w High Pressure Sodium","HPS1000/1",null,"30 watt, spiral CFL",{"$f":"INDEX(Lighting_Recs!$B$2:$B$123,MATCH(Lighting_Index!Q10,Lighting_Recs!$A$2:$A$123,0))","v":"CFS30/1"},"34 watt, twin tube CFL",{"$f":"INDEX(Lighting_Recs!$B$2:$B$123,MATCH(Lighting_Index!S10,Lighting_Recs!$A$2:$A$123,0))","v":"CFT32/1"},"25 watt quad tube CFL",{"$f":"INDEX(Lighting_Recs!$B$2:$B$123,MATCH(Lighting_Index!U10,Lighting_Recs!$A$2:$A$123,0))","v":"CFQ25/1"},null,null,null,null,"FLED 1x4 16","ILED 16","FLED HBY 115","FLED 1x4 16",null,null,null,null,"F22SS","F21ILL/T4","F32GL","I100EL/1","H250/1","MH1800/1","HPS35/1","CF15/1"]
[null,"1lp, U-Bend Fluorescent, T12","FU1EE","2lp, U-Bend Fluorescent, T8",{"$f":"INDEX(Lighting_Recs!$B$2:$B$123,MATCH(Lighting_Index!D11,Lighting_Recs!$A$2:$A$123,0))","v":"FU2ILL"},null,null,"1lp, 80 watts, Incandescent","I80/1","1lp, 100 watts, Halogen","H100/1","400w Metal Halide High Bay","MH400/1","Custom High Pressure Sodium",null,null,"Custom Compact Fluorescent, Spiral",null,"36 watt twin tube, CFL","CFT36/1","26 watt quad tube CFL",{"$f":"INDEX(Lighting_Recs!$B$2:$B$123,MATCH(Lighting_Index!U11,Lighting_Recs!$A$2:$A$123,0))","v":"CFQ26/1"},null,null,null,null,"FLED 1x4 17","ILED 17","FLED HBY 117","FLED 1x4 17",null,null,null,null,"F23SE","F21ILL/T4-R","F41GHL","I120/1","H300/1","MH200/1","HPS360/1","CF16/2D"]
[null,"2lp, U-Bend Fluorescent, T12","FU2SS","3lp, U-Bend Fluorescent, T8",{"$f":"INDEX(Lighting_Recs!$B$2:$B$123,MATCH(Lighting_Index!D12,Lighting_Recs!$A$2:$A$123,0))","v":"FU3ILL"},null,null,"1lp, 90 watts, Incandescent","I90/1","Custom Halogen",null,"750w Metal Halide High Bay","MH750/1",null,null,null,null,null,"46 watt, twin tube CFL",{"$f":"INDEX(Lighting_Recs!$B$2:$B$123,MATCH(Lighting_Index!S12,Lighting_Recs!$A$2:$A$123,0))","v":"CFT40/1"},"28 watt quad tube CFL",{"$f":"INDEX(Lighting_Recs!$B$2:$B$123,MATCH(Lighting_Index!U12,Lighting_Recs!$A$2:$A$123,0))","v":"CFQ28/1"},null,null,null,null,"FLED 1x4 18","ILED 18","FLED HBY 118","FLED 1x4 18",null,null,null,null,"F23SS","F21LL","F41GL","I120/2","H35/1","MH250/1","HPS400/1","CF16/2D-L"]
[null,"3lp, U-Bend Fluorescent, T12","FU3EE","2lp, 8' Fluorescent Strip, T8",{"$f":"INDEX(Lighting_Recs!$B$2:$B$123,MATCH(Lighting_Index!D13,Lighting_Recs!$A$2:$A$123,0))","v":"F82ILL"},null,null,"1lp, 95 watts, Incandescent","I95/1",null,null,"1000w Metal Halide High Bay","MH1000/1",null,null,null,null,null,"54 watt, twin tube CFL",{"$f":"INDEX(Lighting_Recs!$B$2:$B$123,MATCH(Lighting_Index!S13,Lighting_Recs!$A$2:$A$123,0))","v":"CFT50/1"},"Custom Compact Fluorescent, Quad Tube",null,null,null,null,null,"FLED 1x4 19","ILED 19","FLED HBY 119","FLED 1x4 19",null,null,null,null,"F24SE","F21LL/T2","F42GHL","I125/1","H350/1","MH300/1","HPS50/1","CF18/3-L"]
[null,"1lp, 8' Fluorescent Strip, T12","F81SS","3lp, 8' Fluorescent Strip, T8",{"$f":"INDEX(Lighting_Recs!$B$2:$B$123,MATCH(Lighting_Index!D14,Lighting_Recs!$A$2:$A$123,0))","v":"F83ILL"},null,null,"1lp, 100 watts, Incandescent","I100/1",null,null,"Custom Metal Halide",null,null,null,null,null,null,"56 watt, twin tube CFL",{"$f":"INDEX(Lighting_Recs!$B$2:$B$123,MATCH(Lighting_Index!S14,Lighting_Recs!$A$2:$A$123,0))","v":"CFT55/1"},null,null,null,null,null,null,"FLED 1x4 20","ILED 2","FLED HBY 120","FLED 1x4 20",null,null,null,null,"F24SS","F21LL/T3","F42GL","I135/1","H40/1","MH32/1","HPS600/1","CF21/2D"]
[null,"2lp, 8' Fluorescent Strip, T12","F82SS","4lp, 8' Fluorescent Strip, T8",{"$f":"INDEX(Lighting_Recs!$B$2:$B$123,MATCH(Lighting_Index!D15,Lighting_Recs!$A$2:$A$123,0))","v":"F84ILL"},null,null,"1lp, 120 watts, Incandescent","I120/1",null,null,null,null,null,null,null,null,null,"Custom Compact Fluorescent, Twin Tube",null,null,null,null,null,null,null,"FLED 1x4 21","ILED 20","FLED HBY 121","FLED 1x4 21",null,null,null,null,"F26SE","F21LL/T4","F43GHL","I135/2","H400/1","MH320/1","HPS70/1","CF21/2D-L"]
[null,"3lp, 8' Fluorescent Strip, T12","F83SS","6lp, Fluorescent High Bay, T8",{"$f":"INDEX(Lighting_Recs!$B$2:$B$123,MATCH(Lighting_Index!D16,Lighting_Recs!$A$2:$A$123,0))","v":"F46ILL"},null,null,"1lp, 125 watts, Incandescent","I125/1",null,null,null,null,null,null,null,null,null,null,null,null,null,null,null,null,null,"FLED 1x4 22","ILED 24","FLED HBY 122","FLED 1x4 22",null,null,null,null,"F26SS","F21LL-R","F43GL","I15/1","H42/1","MH35/1","HPS750/1","CF23/1"]
[null,"4lp, 8' Fluorescent Strip, T12","F84SS","8lp, Fluorescent High Bay, T8",{"$f":"INDEX(Lighting_Recs!$B$2:$B$123,MATCH(Lighting_Index!D17,Lighting_Recs!$A$2:$A$123,0))","v":"F48ILL"},null,null,"1lp, 150 watts, Incandescent","I150/1",null,null,null,null,null,null,null,null,null,null,null,null,null,null,null,null,null,"FLED 1x4 23","ILED 3","FLED HBY 123","FLED 1x4 23",null,null,null,null,"F31EE","F21LS","F44GHL","I15/2","H425/1","MH350/1",null,"CF23/1-L"]
[null,"6lp, Fluorescent High Bay, T12","F46SS","Custom T8",null,null,null,"1lp, 200 watts, Incandescent","I200/1",null,null,null,null,null,null,null,null,null,null,null,null,null,null,null,null,null,"FLED 1x4 24","ILED 30","FLED HBY 124","FLED 1x4 24",null,null,null,null,"F31EE/T2","F22ILE","F44GL","I150/1","H45/1","MH360/1",null,"CF26/3-L"]
[null,"Custom T12",null,null,null,null,null,"1lp, 250 watts, Incandescent","I250/1",null,null,null,null,null,null,null,null,null,null,null,null,null,null,null,null,null,"FLED 1x4 25","ILED 32","FLED HBY 125","FLED 1x4 25",null,null,null,null,"F31EL","F22ILL","F45GHL","I150/2","H45/2","MH400/1",null,"CF26/4-L"]
[null,null,null,null,null,null,null,"1lp, 300 watts, Incandescent","I300/1",null,null,null,null,null,null,null,null,null,null,null,null,null,null,null,null,null,"FLED 1x4 26","ILED 38","FLED HBY 126","FLED 1x4 26",null,null,null,null,"F31ES","F22ILL/T4","F46GHL","I1500/1","H50/1","MH400/2",null,"CF26/6-L"]
[null,null,null,null,null,null,null,"Custom Incandescent",null,null,null,null,null,null,null,null,null,null,null,null,null,null,null,null,null,null,"FLED 1x4 27","ILED 4","FLED HBY 127","FLED 1x4 27",null,null,null,null,"F31ES/T2","F22ILL/T4-R","F48GHL","I150E/1","H50/2","MH450/1",null,"CF26/8-L"]
[null,null,null,null,null,null,null,null,null,null,null,null,null,null,null,null,null,null,null,null,null,null,null,null,null,null,"FLED 1x4 28","ILED 5","FLED HBY 128","FLED 1x4 28",null,null,null,null,"F31SE/T2","F22ILL-R","F51GHL","I150EL/1","H500/1","MH50/1",null,"CF28/2D"]
[null,null,null,null,null,null,null,null,null,null,null,null,null,null,null,null,null,null,null,null,null,null,null,null,null,null,"FLED 1x4 29","ILED 6","FLED HBY 129","FLED 1x4 29",null,null,null,null,"F31SHS","F22LL","F51GHL-H","I170/1","H52/1","MH70/1",null,"CF28/2D-L"]
[null,null,null,null,null,null,null,null,null,null,null,null,null,null,null,null,null,null,null,null,null,null,null,null,null,null,"FLED 1x4 30","ILED 7","FLED HBY 130","FLED 1x4 30",null,null,null,null,"F31SL","F22LL/T4","F51GL","I20/1","H55/1","MH750/1",null,"CF32/3-L"]
[null,null,null,null,null,null,null,null,null,null,null,null,null,null,null,null,null,null,null,null,null,null,null,null,null,null,"FLED 1x4 31","ILED 8","FLED HBY 131","FLED 1x4 31",null,null,null,null,"F31SS","F22LL-R","F52GHL","I20/2","H55/2","MHPS/LR/100/1",null,"CF32/4-L"]
[null,null,null,null,null,null,null,null,null,null,null,null,null,null,null,null,null,null,null,null,null,null,null,null,null,null,"FLED 1x4 32","ILED 9","FLED HBY 132","FLED 1x4 32",null,null,null,null,"F31SS/T2","F23ILL","F52GL","I200/1","H60/1","MHPS/LR/150/1",null,"CF32/6-L"]
[null,null,null,null,null,null,null,null,null,null,null,null,null,null,null,null,null,null,null,null,null,null,null,null,null,null,"FLED 1x4 33","ILED A 10","FLED HBY 133","FLED 1x4 33",null,null,null,null,"F32EE","F23ILL-H",null,"I200/2","H72/1","MHPS/LR/175/1",null,"CF32/8-L"]
[null,null,null,null,null,null,null,null,null,null,null,null,null,null,null,null,null,null,null,null,null,null,null,null,null,null,"FLED 1x4 34","ILED A 11","FLED HBY 134","FLED 1x4 34",null,null,null,null,"F32EL","F23ILL-R",null,"I2000/1","H75/1","MHPS/LR/200/1",null,"CF38/2D"]
[null,null,null,null,null,null,null,null,null,null,null,null,null,null,null,null,null,null,null,null,null,null,null,null,null,null,"FLED 1x4 35","ILED A 12","FLED HBY 135","FLED 1x4 35",null,null,null,null,"F32ES","F23LL",null,"I200L/1","H75/2","MHPS/LR/250/1",null,"CF38/2D-L"]
[null,null,null,null,null,null,null,null,null,null,null,null,null,null,null,null,null,null,null,null,null,null,null,null,null,null,"FLED 1x4 36","ILED A 13","FLED HBY 136","FLED 1x4 36",null,null,null,null,"F32SE","F23LL-R",null,"I25/1","H750/1","MHPS/LR/300/1",null,"CF4/1"]
[null,null,null,null,null,null,null,null,null,null,null,null,null,null,null,null,null,null,null,null,null,null,null,null,null,null,"FLED 1x4 37","ILED A 14","FLED HBY 136","FLED 1x4 37",null,null,null,null,"F32SHS","F24ILL",null,"I25/2","H90/1","MHPS/LR/320/1",null,"CF42/1"]
[null,null,null,null,null,null,null,null,null,null,null,null,null,null,null,null,null,null,null,null,null,null,null,null,null,null,"FLED 1x4 38","ILED A 15","FLED HBY 137","FLED 1x4 38",null,null,null,null,"F32SL","F24ILL-R",null,"I25/4","H90/2","MHPS/LR/350/1",null,"CF42/1-L"]
[null,null,null,null,null,null,null,null,null,null,null,null,null,null,null,null,null,null,null,null,null,null,null,null,null,null,"FLED 1x4 39","ILED A 16","FLED HBY 138","FLED 1x4 39",null,null,null,null,"F32SS","F24LL",null,"I250/1","H900/1","MHPS/LR/400/1",null,"CF42/2-L"]
[null,null,null,null,null,null,null,null,null,null,null,null,null,null,null,null,null,null,null,null,null,null,null,null,null,null,"FLED 1x4 40","ILED A 17","FLED HBY 140","FLED 1x4 40",null,null,null,null,"F33ES","F24LL-R",null,"I300/1","HLV20/1","MHPS/LR/450/1",null,"CF42/3-L"]
[null,null,null,null,null,null,null,null,null,null,null,null,null,null,null,null,null,null,null,null,null,null,null,null,null,null,"FLED 1x4 41","ILED A 18","FLED HBY 141","FLED 1x4 41",null,null,null,null,"F33SE","F31ILL",null,"I34/1","HLV25/1","MHPS/LR/750/1",null,"CF42/4-L"]
[null,null,null,null,null,null,null,null,null,null,null,null,null,null,null,null,null,null,null,null,null,null,null,null,null,null,"FLED 1x4 42","ILED A 19","FLED HBY 142","FLED 1x4 42",null,null,null,null,"F33SS","F31ILL/T2",null,"I34/2","HLV35/1","MHPS/SCWA/10 0/1",null,"CF42/6-L"]
[null,null,null,null,null,null,null,null,null,null,null,null,null,null,null,null,null,null,null,null,null,null,null,null,null,null,"FLED 1x4 43","ILED A 20","FLED HBY 143","FLED 1x4 43",null,null,null,null,"F34ES","F31ILL/T2-H",null,"I36/1","HLV42/1","MHPS/SCWA/10 00/1",null,"CF42/8-L"]
[null,null,null,null,null,null,null,null,null,null,null,null,null,null,null,null,null,null,null,null,null,null,null,null,null,null,"FLED 1x4 44","ILED A 5","FLED HBY 144","FLED 1x4 44",null,null,null,null,"F34SL","F31ILL/T2-R",null,"I40/1","HLV50/1","MHPS/SCWA/15 0/1",null,"CFQ10/1"]
[null,null,null,null,null,null,null,null,null,null,null,null,null,null,null,null,null,null,null,null,null,null,null,null,null,null,"FLED 1x4 45","ILED A 6","FLED HBY 144","FLED 1x4 45",null,null,null,null,"F34SS","F31ILL/T3",null,"I40/2","HLV65/1","MHPS/SCWA/17 5/1",null,"CFQ13/1"]
[null,null,null,null,null,null,null,null,null,null,null,null,null,null,null,null,null,null,null,null,null,null,null,null,null,null,"FLED 1x4 46","ILED A 7","FLED HBY 145","FLED 1x4 46",null,null,null,null,"F36EE","F31ILL/T3-R",null,"I400/1","HLV75/1","MHPS/SCWA/20 0/1",null,"CFQ13/1-L"]
[null,null,null,null,null,null,null,null,null,null,null,null,null,null,null,null,null,null,null,null,null,null,null,null,null,null,"FLED 1x4 47","ILED A 8","FLED HBY 146","FLED 1x4 47",null,null,null,null,"F36SE","F31ILL/T4",null,"I40E/1",null,"MHPS/SCWA/25 0/1",null,"CFQ13/2"]
[null,null,null,null,null,null,null,null,null,null,null,null,null,null,null,null,null,null,null,null,null,null,null,null,null,null,"FLED 1x4 48","ILED A 9","FLED HBY 147","FLED 1x4 48",null,null,null,null,"F40EE/D1","F31ILL/T4-R",null,"I40EL/1",null,"MHPS/SCWA/30 0/1",null,"CFQ13/2-L"]
[null,null,null,null,null,null,null,null,null,null,null,null,null,null,null,null,null,null,null,null,null,null,null,null,null,null,"FLED 1x4 49","ILED BR30 10","FLED HBY 148","FLED 1x4 49",null,null,null,null,"F40EE/D2","F31ILL-H",null,"I42/1",null,"MHPS/SCWA/32 0/1",null,"CFQ13/3"]
[null,null,null,null,null,null,null,null,null,null,null,null,null,null,null,null,null,null,null,null,null,null,null,null,null,null,"FLED 1x4 50","ILED BR30 11","FLED HBY 149","FLED 1x4 50",null,null,null,null,"F41AL","F31ILL-R",null,"I448/1",null,"MHPS/SCWA/35 0/1",null,"CFQ15/1"]
[null,null,null,null,null,null,null,null,null,null,null,null,null,null,null,null,null,null,null,null,null,null,null,null,null,null,"FLED 1x4 51","ILED BR30 12","FLED HBY 150","FLED 1x4 51",null,null,null,null,"F41AL/T2-R","F31LL",null,"I45/1",null,"MHPS/SCWA/40 0/1",null,"CFQ17/1"]
[null,null,null,null,null,null,null,null,null,null,null,null,null,null,null,null,null,null,null,null,null,null,null,null,null,null,"FLED 1x4 52","ILED BR30 13","FLED HBY 151","FLED 1x4 52",null,null,null,null,"F41AL/T3-R","F31LL/T2",null,"I50/1",null,"MHPS/SCWA/45 0/1",null,"CFQ17/2"]
[null,null,null,null,null,null,null,null,null,null,null,null,null,null,null,null,null,null,null,null,null,null,null,null,null,null,"FLED 1x4 53","ILED BR30 14","FLED HBY 152","FLED 1x4 53",null,null,null,null,"F41EE","F31LL/T3",null,"I50/2",null,"MHPS/SCWA/75 0/1",null,"CFQ18/1"]
[null,null,null,null,null,null,null,null,null,null,null,null,null,null,null,null,null,null,null,null,null,null,null,null,null,null,"FLED 1x4 54","ILED BR30 15","FLED HBY 154","FLED 1x4 54",null,null,null,null,"F41EE/D2","F31LL/T4",null,"I500/1",null,null,null,"CFQ18/1-L"]
[null,null,null,null,null,null,null,null,null,null,null,null,null,null,null,null,null,null,null,null,null,null,null,null,null,null,"FLED 1x4 55","ILED BR30 16","FLED HBY 155","FLED 1x4 55",null,null,null,null,"F41EE/T2","F31LL-H",null,"I52/1",null,null,null,"CFQ18/2"]
[null,null,null,null,null,null,null,null,null,null,null,null,null,null,null,null,null,null,null,null,null,null,null,null,null,null,"FLED 1x4 56","ILED BR30 17","FLED HBY 156","FLED 1x4 56",null,null,null,null,"F41EHS","F31LL-R",null,"I52/2",null,null,null,"CFQ18/2-L"]
[null,null,null,null,null,null,null,null,null,null,null,null,null,null,null,null,null,null,null,null,null,null,null,null,null,null,"FLED 1x4 57","ILED BR30 18","FLED HBY 157","FLED 1x4 57",null,null,null,null,"F41EIS","F32ILL",null,"I54/1",null,null,null,"CFQ18/4"]
[null,null,null,null,null,null,null,null,null,null,null,null,null,null,null,null,null,null,null,null,null,null,null,null,null,null,"FLED 1x4 58","ILED BR30 19","FLED HBY 158","FLED 1x4 58",null,null,null,null,"F41EL","F32ILL/T4",null,"I54/2",null,null,null,"CFQ20/1"]
[null,null,null,null,null,null,null,null,null,null,null,null,null,null,null,null,null,null,null,null,null,null,null,null,null,null,"FLED 1x4 59","ILED BR30 20","FLED HBY 159","FLED 1x4 59",null,null,null,null,"F41EL/T2","F32ILL/T4-R",null,"I55/1",null,null,null,"CFQ20/2"]
[null,null,null,null,null,null,null,null,null,null,null,null,null,null,null,null,null,null,null,null,null,null,null,null,null,null,"FLED 1x4 60","ILED BR30 5","FLED HBY 160","FLED 1x4 60",null,null,null,null,"F41ES","F32ILL-H",null,"I55/2",null,null,null,"CFQ22/1"]
[null,null,null,null,null,null,null,null,null,null,null,null,null,null,null,null,null,null,null,null,null,null,null,null,null,null,"FLED 1x4 61","ILED BR30 6","FLED HBY 161","FLED 1x4 61",null,null,null,null,"F41EVS","F32ILL-R",null,"I60/1",null,null,null,"CFQ22/2"]
[null,null,null,null,null,null,null,null,null,null,null,null,null,null,null,null,null,null,null,null,null,null,null,null,null,null,"FLED 1x4 62","ILED BR30 7","FLED HBY 162","FLED 1x4 62",null,null,null,null,"F41SE","F32LE",null,"I60/2",null,null,null,"CFQ22/3"]
[null,null,null,null,null,null,null,null,null,null,null,null,null,null,null,null,null,null,null,null,null,null,null,null,null,null,"FLED 1x4 63","ILED BR30 8","FLED HBY 163","FLED 1x4 63",null,null,null,null,"F41SHS","F32LL",null,"I60/3",null,null,null,"CFQ25/1"]
[null,null,null,null,null,null,null,null,null,null,null,null,null,null,null,null,null,null,null,null,null,null,null,null,null,null,"FLED 1x4 64","ILED BR30 9","FLED HBY 166","FLED 1x4 64",null,null,null,null,"F41SIL","F32LL/T4",null,"I60/4",null,null,null,"CFQ25/2"]
[null,null,null,null,null,null,null,null,null,null,null,null,null,null,null,null,null,null,null,null,null,null,null,null,null,null,"FLED 1x4 65","ILED BR40 10","FLED HBY 167","FLED 1x4 65",null,null,null,null,"F41SIL/T2","F32LL-H",null,"I60/5",null,null,null,"CFQ26/1"]
[null,null,null,null,null,null,null,null,null,null,null,null,null,null,null,null,null,null,null,null,null,null,null,null,null,null,"FLED 1x4 66","ILED BR40 11","FLED HBY 168","FLED 1x4 66",null,null,null,null,"F41SIS","F32LL-R",null,"I60E/1",null,null,null,"CFQ26/1-L"]
[null,null,null,null,null,null,null,null,null,null,null,null,null,null,null,null,null,null,null,null,null,null,null,null,null,null,"FLED 1x4 67","ILED BR40 12","FLED HBY 169","FLED 1x4 67",null,null,null,null,"F41SIS/T2","F32LL-V",null,"I60EL/1",null,null,null,"CFQ26/2"]
[null,null,null,null,null,null,null,null,null,null,null,null,null,null,null,null,null,null,null,null,null,null,null,null,null,null,"FLED 1x4 68","ILED BR40 13","FLED HBY 170","FLED 1x4 68",null,null,null,null,"F41SL/T2","F33ILL",null,"I65/1",null,null,null,"CFQ26/2-L"]
[null,null,null,null,null,null,null,null,null,null,null,null,null,null,null,null,null,null,null,null,null,null,null,null,null,null,"FLED 1x4 69","ILED BR40 14","FLED HBY 171","FLED 1x4 69",null,null,null,null,"F41SS","F33ILL-R",null,"I65/2",null,null,null,"CFQ26/3"]
[null,null,null,null,null,null,null,null,null,null,null,null,null,null,null,null,null,null,null,null,null,null,null,null,null,null,"FLED 1x4 70","ILED BR40 15","FLED HBY 173","FLED 1x4 70",null,null,null,null,"F41SVS","F33LL",null,"I67/1",null,null,null,"CFQ26/6-L"]
[null,null,null,null,null,null,null,null,null,null,null,null,null,null,null,null,null,null,null,null,null,null,null,null,null,null,"FLED 1x4 71","ILED BR40 16","FLED HBY 175","FLED 1x4 71",null,null,null,null,"F42AL/T4-R","F33LL-R",null,"I67/2",null,null,null,"CFQ28/1"]
[null,null,null,null,null,null,null,null,null,null,null,null,null,null,null,null,null,null,null,null,null,null,null,null,null,null,"FLED 1x4 72","ILED BR40 17","FLED HBY 176","FLED 1x4 72",null,null,null,null,"F42AL-R","F34ILL",null,"I67/3",null,null,null,"CFQ9/1"]
[null,null,null,null,null,null,null,null,null,null,null,null,null,null,null,null,null,null,null,null,null,null,null,null,null,null,"FLED 1x4 73","ILED BR40 18","FLED HBY 177","FLED 1x4 73",null,null,null,null,"F42EE","F34ILL-R",null,"I69/1",null,null,null,"CFQ9/2"]
[null,null,null,null,null,null,null,null,null,null,null,null,null,null,null,null,null,null,null,null,null,null,null,null,null,null,"FLED 1x4 74","ILED BR40 19","FLED HBY 178","FLED 1x4 74",null,null,null,null,"F42EE/D2","F34LL",null,"I72/1",null,null,null,"CFS11/1"]
[null,null,null,null,null,null,null,null,null,null,null,null,null,null,null,null,null,null,null,null,null,null,null,null,null,null,"FLED 1x4 75","ILED BR40 2","FLED HBY 179","FLED 1x4 75",null,null,null,null,"F42EHS","F34LL-R",null,"I75/1",null,null,null,"CFS13/1"]
[null,null,null,null,null,null,null,null,null,null,null,null,null,null,null,null,null,null,null,null,null,null,null,null,null,null,"FLED 1x4 76","ILED BR40 2","FLED HBY 180","FLED 1x4 76",null,null,null,null,"F42EIS","F36ILL-R",null,"I75/2",null,null,null,"CFS15/1"]
[null,null,null,null,null,null,null,null,null,null,null,null,null,null,null,null,null,null,null,null,null,null,null,null,null,null,"FLED 1x4 77","ILED BR40 20","FLED HBY 181","FLED 1x4 77",null,null,null,null,"F42EL","F41ILL",null,"I75/3",null,null,null,"CFS20/1"]
[null,null,null,null,null,null,null,null,null,null,null,null,null,null,null,null,null,null,null,null,null,null,null,null,null,null,"FLED 1x4 78","ILED BR40 3","FLED HBY 182","FLED 1x4 78",null,null,null,null,"F42ES","F41ILL/T2",null,"I75/4",null,null,null,"CFS23/1"]
[null,null,null,null,null,null,null,null,null,null,null,null,null,null,null,null,null,null,null,null,null,null,null,null,null,null,"FLED 1x4 79","ILED BR40 3","FLED HBY 184","FLED 1x4 79",null,null,null,null,"F42EVS","F41ILL/T2-H",null,"I750/1",null,null,null,"CFS27/1"]
[null,null,null,null,null,null,null,null,null,null,null,null,null,null,null,null,null,null,null,null,null,null,null,null,null,null,"FLED 1x4 80","ILED BR40 4","FLED HBY 185","FLED 1x4 80",null,null,null,null,"F42SE","F41ILL/T2-R",null,"I75E/1",null,null,null,"CFS30/1"]
[null,null,null,null,null,null,null,null,null,null,null,null,null,null,null,null,null,null,null,null,null,null,null,null,null,null,"FLED 2x2 20","ILED BR40 4","FLED HBY 186","FLED 2x2 20",null,null,null,null,"F42SHS","F41ILL/T3",null,"I75EL/1",null,null,null,"CFS7/1"]
[null,null,null,null,null,null,null,null,null,null,null,null,null,null,null,null,null,null,null,null,null,null,null,null,null,null,"FLED 2x2 21","ILED BR40 5","FLED HBY 188","FLED 2x2 21",null,null,null,null,"F42SIL","F41ILL/T3-H",null,"I80/1",null,null,null,"CFS9/1"]
[null,null,null,null,null,null,null,null,null,null,null,null,null,null,null,null,null,null,null,null,null,null,null,null,null,null,"FLED 2x2 22","ILED BR40 6","FLED HBY 189","FLED 2x2 22",null,null,null,null,"F42SIS","F41ILL/T3-R",null,"I85/1",null,null,null,"CFT13/1"]
[null,null,null,null,null,null,null,null,null,null,null,null,null,null,null,null,null,null,null,null,null,null,null,null,null,null,"FLED 2x2 23","ILED BR40 7","FLED HBY 191","FLED 2x2 23",null,null,null,null,"F42SS","F41ILL/T4",null,"I90/1",null,null,null,"CFT13/2"]
[null,null,null,null,null,null,null,null,null,null,null,null,null,null,null,null,null,null,null,null,null,null,null,null,null,null,"FLED 2x2 24","ILED BR40 8","FLED HBY 192","FLED 2x2 24",null,null,null,null,"F42SVS","F41ILL/T4-R",null,"I90/2",null,null,null,"CFT13/3"]
[null,null,null,null,null,null,null,null,null,null,null,null,null,null,null,null,null,null,null,null,null,null,null,null,null,null,"FLED 2x2 25","ILED BR40 9","FLED HBY 194","FLED 2x2 25",null,null,null,null,"F43AL-R","F41ILL-H",null,"I90/3",null,null,null,"CFT18/1"]
[null,null,null,null,null,null,null,null,null,null,null,null,null,null,null,null,null,null,null,null,null,null,null,null,null,null,"FLED 2x2 26","ILED C 1","FLED HBY 197","FLED 2x2 26",null,null,null,null,"F43EE","F41ILL-R",null,"I93/1",null,null,null,"CFT22/1"]
[null,null,null,null,null,null,null,null,null,null,null,null,null,null,null,null,null,null,null,null,null,null,null,null,null,null,"FLED 2x2 27","ILED C 2","FLED HBY 198","FLED 2x2 27",null,null,null,null,"F43EHS","F41LE",null,"I95/1",null,null,null,"CFT22/2"]
[null,null,null,null,null,null,null,null,null,null,null,null,null,null,null,null,null,null,null,null,null,null,null,null,null,null,"FLED 2x2 28","ILED C 3","FLED HBY 199","FLED 2x2 28",null,null,null,null,"F43EIS","F41LL",null,"I95/2",null,null,null,"CFT22/4"]
[null,null,null,null,null,null,null,null,null,null,null,null,null,null,null,null,null,null,null,null,null,null,null,null,null,null,"FLED 2x2 29","ILED C 4","FLED HBY 200","FLED 2x2 29",null,null,null,null,"F43EL","F41LL/T2",null,null,null,null,null,"CFT24/1"]
[null,null,null,null,null,null,null,null,null,null,null,null,null,null,null,null,null,null,null,null,null,null,null,null,null,null,"FLED 2x2 30","ILED C 5","FLED HBY 201","FLED 2x2 30",null,null,null,null,"F43ES","F41LL/T2-H",null,null,null,null,null,"CFT28/1"]
[null,null,null,null,null,null,null,null,null,null,null,null,null,null,null,null,null,null,null,null,null,null,null,null,null,null,"FLED 2x2 31","ILED CA 1","FLED HBY 202","FLED 2x2 31",null,null,null,null,"F43EVS","F41LL/T2-R",null,null,null,null,null,"CFT28/2"]
[null,null,null,null,null,null,null,null,null,null,null,null,null,null,null,null,null,null,null,null,null,null,null,null,null,null,"FLED 2x2 32","ILED CA 2","FLED HBY 203","FLED 2x2 32",null,null,null,null,"F43SE","F41LL/T3",null,null,null,null,null,"CFT32/1"]
[null,null,null,null,null,null,null,null,null,null,null,null,null,null,null,null,null,null,null,null,null,null,null,null,null,null,"FLED 2x2 33","ILED CA 3","FLED HBY 204","FLED 2x2 33",null,null,null,null,"F43SHS","F41LL/T3-H",null,null,null,null,null,"CFT32/2-L"]
[null,null,null,null,null,null,null,null,null,null,null,null,null,null,null,null,null,null,null,null,null,null,null,null,null,null,"FLED 2x2 34","ILED G 10","FLED HBY 205","FLED 2x2 34",null,null,null,null,"F43SIL","F41LL/T3-R",null,null,null,null,null,"CFT32/6-L"]
[null,null,null,null,null,null,null,null,null,null,null,null,null,null,null,null,null,null,null,null,null,null,null,null,null,null,"FLED 2x2 35","ILED G 2","FLED HBY 206","FLED 2x2 35",null,null,null,null,"F43SIS","F41LL/T4",null,null,null,null,null,"CFT36/1"]
[null,null,null,null,null,null,null,null,null,null,null,null,null,null,null,null,null,null,null,null,null,null,null,null,null,null,"FLED 2x2 36","ILED G 3","FLED HBY 207","FLED 2x2 36",null,null,null,null,"F43SS","F41LL/T4-R",null,null,null,null,null,"CFT36/4-BX"]
[null,null,null,null,null,null,null,null,null,null,null,null,null,null,null,null,null,null,null,null,null,null,null,null,null,null,"FLED 2x2 37","ILED G 4","FLED HBY 208","FLED 2x2 37",null,null,null,null,"F43SVS","F41LL-H",null,null,null,null,null,"CFT36/6-BX"]
[null,null,null,null,null,null,null,null,null,null,null,null,null,null,null,null,null,null,null,null,null,null,null,null,null,null,"FLED 2x2 38","ILED G 5","FLED HBY 210","FLED 2x2 38",null,null,null,null,"F44EE","F41LL-R",null,null,null,null,null,"CFT36/6-L"]
[null,null,null,null,null,null,null,null,null,null,null,null,null,null,null,null,null,null,null,null,null,null,null,null,null,null,"FLED 2x2 39","ILED G 6","FLED HBY 212","FLED 2x2 39",null,null,null,null,"F44EE/D4","F41PILL",null,null,null,null,null,"CFT36/6-L-H"]
[null,null,null,null,null,null,null,null,null,null,null,null,null,null,null,null,null,null,null,null,null,null,null,null,null,null,"FLED 2x2 40","ILED G 7","FLED HBY 213","FLED 2x2 40",null,null,null,null,"F44EHS","F41PILL-H",null,null,null,null,null,"CFT36/8-BX"]
[null,null,null,null,null,null,null,null,null,null,null,null,null,null,null,null,null,null,null,null,null,null,null,null,null,null,"FLED 2x2 41","ILED G 8","FLED HBY 215","FLED 2x2 41",null,null,null,null,"F44EIS","F41PILL-R",null,null,null,null,null,"CFT36/8-L"]
[null,null,null,null,null,null,null,null,null,null,null,null,null,null,null,null,null,null,null,null,null,null,null,null,null,null,"FLED 2x2 42","ILED G 9","FLED HBY 216","FLED 2x2 42",null,null,null,null,"F44EL","F41RILL",null,null,null,null,null,"CFT36/8-L-H"]
[null,null,null,null,null,null,null,null,null,null,null,null,null,null,null,null,null,null,null,null,null,null,null,null,null,null,"FLED 2x2 43","ILED MR16 10","FLED HBY 217","FLED 2x2 43",null,null,null,null,"F44ES","F41RILL-H",null,null,null,null,null,"CFT36/9-BX"]
[null,null,null,null,null,null,null,null,null,null,null,null,null,null,null,null,null,null,null,null,null,null,null,null,null,null,"FLED 2x2 44","ILED MR16 2","FLED HBY 218","FLED 2x2 44",null,null,null,null,"F44EVS","F41RILL-R",null,null,null,null,null,"CFT40/1"]
[null,null,null,null,null,null,null,null,null,null,null,null,null,null,null,null,null,null,null,null,null,null,null,null,null,null,"FLED 2x2 45","ILED MR16 3","FLED HBY 219","FLED 2x2 45",null,null,null,null,"F44IAL-R","F41SILL",null,null,null,null,null,"CFT40/12-BX"]
[null,null,null,null,null,null,null,null,null,null,null,null,null,null,null,null,null,null,null,null,null,null,null,null,null,null,"FLED 2x2 46","ILED MR16 4","FLED HBY 220","FLED 2x2 46",null,null,null,null,"F44SE","F41SILL/T2",null,null,null,null,null,"CFT40/1-BX"]
[null,null,null,null,null,null,null,null,null,null,null,null,null,null,null,null,null,null,null,null,null,null,null,null,null,null,"FLED 2x2 46","ILED MR16 5","FLED HBY 221","FLED 2x2 46",null,null,null,null,"F44SHS","F41SILL/T2-H",null,null,null,null,null,"CFT40/1-L"]
[null,null,null,null,null,null,null,null,null,null,null,null,null,null,null,null,null,null,null,null,null,null,null,null,null,null,"FLED 2x2 47","ILED MR16 6","FLED HBY 223","FLED 2x2 47",null,null,null,null,"F44SIL","F41SILL/T2-R",null,null,null,null,null,"CFT40/2"]
[null,null,null,null,null,null,null,null,null,null,null,null,null,null,null,null,null,null,null,null,null,null,null,null,null,null,"FLED 2x2 48","ILED MR16 7","FLED HBY 224","FLED 2x2 48",null,null,null,null,"F44SIS","F41SILL/T3",null,null,null,null,null,"CFT40/2-BX"]
[null,null,null,null,null,null,null,null,null,null,null,null,null,null,null,null,null,null,null,null,null,null,null,null,null,null,"FLED 2x2 49","ILED MR16 8","FLED HBY 227","FLED 2x2 49",null,null,null,null,"F44SS","F41SILL/T3-H",null,null,null,null,null,"CFT40/2-L"]
[null,null,null,null,null,null,null,null,null,null,null,null,null,null,null,null,null,null,null,null,null,null,null,null,null,null,"FLED 2x2 50","ILED MR16 9","FLED HBY 228","FLED 2x2 50",null,null,null,null,"F44SVS","F41SILL/T3-R",null,null,null,null,null,"CFT40/3"]
[null,null,null,null,null,null,null,null,null,null,null,null,null,null,null,null,null,null,null,null,null,null,null,null,null,null,"FLED 2x2 51","ILED PAR20 1","FLED HBY 229","FLED 2x2 51",null,null,null,null,"F46EE","F41SILL/T4",null,null,null,null,null,"CFT40/3-BX"]
[null,null,null,null,null,null,null,null,null,null,null,null,null,null,null,null,null,null,null,null,null,null,null,null,null,null,"FLED 2x2 52","ILED PAR20 10","FLED HBY 230","FLED 2x2 52",null,null,null,null,"F46EL","F41SILL/T4-R",null,null,null,null,null,"CFT40/3-L"]
[null,null,null,null,null,null,null,null,null,null,null,null,null,null,null,null,null,null,null,null,null,null,null,null,null,null,"FLED 2x2 53","ILED PAR20 11","FLED HBY 232","FLED 2x2 53",null,null,null,null,"F46ES","F41SILL-H",null,null,null,null,null,"CFT40/4-BX"]
[null,null,null,null,null,null,null,null,null,null,null,null,null,null,null,null,null,null,null,null,null,null,null,null,null,null,"FLED 2x2 54","ILED PAR20 12","FLED HBY 235","FLED 2x2 54",null,null,null,null,"F46SE","F41SILL-R",null,null,null,null,null,"CFT40/5-BX"]
[null,null,null,null,null,null,null,null,null,null,null,null,null,null,null,null,null,null,null,null,null,null,null,null,null,null,"FLED 2x2 55","ILED PAR20 13","FLED HBY 237","FLED 2x2 55",null,null,null,null,"F46SS","F41SSILL",null,null,null,null,null,"CFT40/6-BX"]
[null,null,null,null,null,null,null,null,null,null,null,null,null,null,null,null,null,null,null,null,null,null,null,null,null,null,"FLED 2x2 56","ILED PAR20 14","FLED HBY 238","FLED 2x2 56",null,null,null,null,"F48EE","F41SSILL/T2",null,null,null,null,null,"CFT40/6-L"]
[null,null,null,null,null,null,null,null,null,null,null,null,null,null,null,null,null,null,null,null,null,null,null,null,null,null,"FLED 2x2 57","ILED PAR20 15","FLED HBY 239","FLED 2x2 57",null,null,null,null,"F51ILHL","F41SSILL/T2-H",null,null,null,null,null,"CFT40/6-L-H"]
[null,null,null,null,null,null,null,null,null,null,null,null,null,null,null,null,null,null,null,null,null,null,null,null,null,null,"FLED 2x2 58","ILED PAR20 16","FLED HBY 241","FLED 2x2 58",null,null,null,null,"F51SHE","F41SSILL/T2-R",null,null,null,null,null,"CFT40/8-BX"]
[null,null,null,null,null,null,null,null,null,null,null,null,null,null,null,null,null,null,null,null,null,null,null,null,null,null,"FLED 2x2 59","ILED PAR20 17","FLED HBY 242","FLED 2x2 59",null,null,null,null,"F51SHL","F41SSILL/T3",null,null,null,null,null,"CFT40/8-L"]
[null,null,null,null,null,null,null,null,null,null,null,null,null,null,null,null,null,null,null,null,null,null,null,null,null,null,"FLED 2x2 60","ILED PAR20 18","FLED HBY 243","FLED 2x2 60",null,null,null,null,"F51SHS","F41SSILL/T3-H",null,null,null,null,null,"CFT40/8-L-H"]
[null,null,null,null,null,null,null,null,null,null,null,null,null,null,null,null,null,null,null,null,null,null,null,null,null,null,"FLED 2x2 61","ILED PAR20 19","FLED HBY 245","FLED 2x2 61",null,null,null,null,"F51SL","F41SSILL/T3-R",null,null,null,null,null,"CFT40/9-BX"]
[null,null,null,null,null,null,null,null,null,null,null,null,null,null,null,null,null,null,null,null,null,null,null,null,null,null,"FLED 2x2 62","ILED PAR20 2","FLED HBY 249","FLED 2x2 62",null,null,null,null,"F51SS","F41SSILL/T4",null,null,null,null,null,"CFT5/1"]
[null,null,null,null,null,null,null,null,null,null,null,null,null,null,null,null,null,null,null,null,null,null,null,null,null,null,"FLED 2x2 63","ILED PAR20 20","FLED HBY 250","FLED 2x2 63",null,null,null,null,"F51SVS","F41SSILL/T4-R",null,null,null,null,null,"CFT5/2"]
[null,null,null,null,null,null,null,null,null,null,null,null,null,null,null,null,null,null,null,null,null,null,null,null,null,null,"FLED 2x2 64","ILED PAR20 3","FLED HBY 254","FLED 2x2 64",null,null,null,null,"F52SHE","F41SSILL-H",null,null,null,null,null,"CFT50/1"]
[null,null,null,null,null,null,null,null,null,null,null,null,null,null,null,null,null,null,null,null,null,null,null,null,null,null,"FLED 2x2 65","ILED PAR20 4","FLED HBY 256","FLED 2x2 65",null,null,null,null,"F52SHL","F41SSILL-R",null,null,null,null,null,"CFT50/12-BX"]
[null,null,null,null,null,null,null,null,null,null,null,null,null,null,null,null,null,null,null,null,null,null,null,null,null,null,"FLED 2x2 66","ILED PAR20 5","FLED HBY 259","FLED 2x2 66",null,null,null,null,"F52SHS","F42ILL",null,null,null,null,null,"CFT50/1-BX"]
[null,null,null,null,null,null,null,null,null,null,null,null,null,null,null,null,null,null,null,null,null,null,null,null,null,null,"FLED 2x2 67","ILED PAR20 6","FLED HBY 260","FLED 2x2 67",null,null,null,null,"F52SL","F42ILL/T4",null,null,null,null,null,"CFT50/2-BX"]
[null,null,null,null,null,null,null,null,null,null,null,null,null,null,null,null,null,null,null,null,null,null,null,null,null,null,"FLED 2x2 68","ILED PAR20 7","FLED HBY 261","FLED 2x2 68",null,null,null,null,"F52SS","F42ILL/T4-R",null,null,null,null,null,"CFT50/3-BX"]
[null,null,null,null,null,null,null,null,null,null,null,null,null,null,null,null,null,null,null,null,null,null,null,null,null,null,"FLED 2x2 69","ILED PAR20 8","FLED HBY 264","FLED 2x2 69",null,null,null,null,"F52SVS","F42ILL-H",null,null,null,null,null,"CFT50/4-BX"]
[null,null,null,null,null,null,null,null,null,null,null,null,null,null,null,null,null,null,null,null,null,null,null,null,null,null,"FLED 2x2 70","ILED PAR20 9","FLED HBY 269","FLED 2x2 70",null,null,null,null,"F61ISL","F42ILL-R",null,null,null,null,null,"CFT50/5-BX"]
[null,null,null,null,null,null,null,null,null,null,null,null,null,null,null,null,null,null,null,null,null,null,null,null,null,null,"FLED 2x2 71","ILED PAR30 10","FLED HBY 272","FLED 2x2 71",null,null,null,null,"F61SE","F42ILL-V",null,null,null,null,null,"CFT50/6-BX"]
[null,null,null,null,null,null,null,null,null,null,null,null,null,null,null,null,null,null,null,null,null,null,null,null,null,null,"FLED 2x2 72","ILED PAR30 11","FLED HBY 273","FLED 2x2 72",null,null,null,null,"F61SHS","F42LE",null,null,null,null,null,"CFT50/8-BX"]
[null,null,null,null,null,null,null,null,null,null,null,null,null,null,null,null,null,null,null,null,null,null,null,null,null,null,"FLED 2x2 73","ILED PAR30 12","FLED HBY 279","FLED 2x2 73",null,null,null,null,"F61SS","F42LL",null,null,null,null,null,"CFT50/9-BX"]
[null,null,null,null,null,null,null,null,null,null,null,null,null,null,null,null,null,null,null,null,null,null,null,null,null,null,"FLED 2x2 74","ILED PAR30 13","FLED HBY 280","FLED 2x2 74",null,null,null,null,"F61SVS","F42LL/T4",null,null,null,null,null,"CFT55/1"]
[null,null,null,null,null,null,null,null,null,null,null,null,null,null,null,null,null,null,null,null,null,null,null,null,null,null,"FLED 2x2 75","ILED PAR30 14","FLED HBY 281","FLED 2x2 75",null,null,null,null,"F62ISL","F42LL/T4-R",null,null,null,null,null,"CFT55/12-BX"]
[null,null,null,null,null,null,null,null,null,null,null,null,null,null,null,null,null,null,null,null,null,null,null,null,null,null,"FLED 2x2 76","ILED PAR30 15","FLED HBY 282","FLED 2x2 76",null,null,null,null,"F62SE","F42LL-H",null,null,null,null,null,"CF55/1"]
[null,null,null,null,null,null,null,null,null,null,null,null,null,null,null,null,null,null,null,null,null,null,null,null,null,null,"FLED 2x2 77","ILED PAR30 5","FLED HBY 284","FLED 2x2 77",null,null,null,null,"F62SHE","F42LL-R",null,null,null,null,null,"CFT55/1-BX"]
[null,null,null,null,null,null,null,null,null,null,null,null,null,null,null,null,null,null,null,null,null,null,null,null,null,null,"FLED 2x2 78","ILED PAR30 6","FLED HBY 285","FLED 2x2 78",null,null,null,null,"F62SHS","F42LL-V",null,null,null,null,null,"CFT55/2-BX"]
[null,null,null,null,null,null,null,null,null,null,null,null,null,null,null,null,null,null,null,null,null,null,null,null,null,null,"FLED 2x2 79","ILED PAR30 7","FLED HBY 287","FLED 2x2 79",null,null,null,null,"F62SL","F42PILL",null,null,null,null,null,"CFT55/3-BX"]
[null,null,null,null,null,null,null,null,null,null,null,null,null,null,null,null,null,null,null,null,null,null,null,null,null,null,"FLED 2x2 80","ILED PAR30 8","FLED HBY 290","FLED 2x2 80",null,null,null,null,"F62SS","F42PILL-H",null,null,null,null,null,"CFT55/4-BX"]
[null,null,null,null,null,null,null,null,null,null,null,null,null,null,null,null,null,null,null,null,null,null,null,null,null,null,"FLED 2x4 100","ILED PAR30 9","FLED HBY 292","FLED 2x4 100",null,null,null,null,"F62SVS","F42PILL-R",null,null,null,null,null,"CFT55/5-BX"]
[null,null,null,null,null,null,null,null,null,null,null,null,null,null,null,null,null,null,null,null,null,null,null,null,null,null,"FLED 2x4 30","ILED PAR38 10","FLED HBY 293","FLED 2x4 30",null,null,null,null,"F63ISL","F42RILL",null,null,null,null,null,"CFT55/6-BX"]
[null,null,null,null,null,null,null,null,null,null,null,null,null,null,null,null,null,null,null,null,null,null,null,null,null,null,"FLED 2x4 31","ILED PAR38 11","FLED HBY 297","FLED 2x4 31",null,null,null,null,"F63SS","F42RILL-H",null,null,null,null,null,"CFT55/6-L"]
[null,null,null,null,null,null,null,null,null,null,null,null,null,null,null,null,null,null,null,null,null,null,null,null,null,null,"FLED 2x4 32","ILED PAR38 12","FLED HBY 300","FLED 2x4 32",null,null,null,null,"F64ISL","F42RILL-R",null,null,null,null,null,"CFT55/6-L-H"]
[null,null,null,null,null,null,null,null,null,null,null,null,null,null,null,null,null,null,null,null,null,null,null,null,null,null,"FLED 2x4 33","ILED PAR38 13","FLED HBY 301","FLED 2x4 33",null,null,null,null,"F64SE","F42SILL",null,null,null,null,null,"CFT55/8-BX"]
[null,null,null,null,null,null,null,null,null,null,null,null,null,null,null,null,null,null,null,null,null,null,null,null,null,null,"FLED 2x4 34","ILED PAR38 14","FLED HBY 311","FLED 2x4 34",null,null,null,null,"F64SHE","F42SILL/T4",null,null,null,null,null,"CFT55/8-L"]
[null,null,null,null,null,null,null,null,null,null,null,null,null,null,null,null,null,null,null,null,null,null,null,null,null,null,"FLED 2x4 35","ILED PAR38 15","FLED HBY 314","FLED 2x4 35",null,null,null,null,"F64SS","F42SILL/T4-R",null,null,null,null,null,"CFT55/8-L-H"]
[null,null,null,null,null,null,null,null,null,null,null,null,null,null,null,null,null,null,null,null,null,null,null,null,null,null,"FLED 2x4 36","ILED PAR38 16","FLED HBY 315","FLED 2x4 36",null,null,null,null,"F81EE/T2","F42SILL-H",null,null,null,null,null,"CFT55/9-BX"]
[null,null,null,null,null,null,null,null,null,null,null,null,null,null,null,null,null,null,null,null,null,null,null,null,null,null,"FLED 2x4 37","ILED PAR38 17","FLED HBY 316","FLED 2x4 37",null,null,null,null,"F81EHL","F42SILL-R",null,null,null,null,null,"CFT7/1"]
[null,null,null,null,null,null,null,null,null,null,null,null,null,null,null,null,null,null,null,null,null,null,null,null,null,null,"FLED 2x4 38","ILED PAR38 18","FLED HBY 317","FLED 2x4 38",null,null,null,null,"F81EHL/T2","F42SSILL",null,null,null,null,null,"CFT7/2"]
[null,null,null,null,null,null,null,null,null,null,null,null,null,null,null,null,null,null,null,null,null,null,null,null,null,null,"FLED 2x4 39","ILED PAR38 19","FLED HBY 321","FLED 2x4 39",null,null,null,null,"F81EHS","F42SSILL/T4",null,null,null,null,null,"CFT9/1"]
[null,null,null,null,null,null,null,null,null,null,null,null,null,null,null,null,null,null,null,null,null,null,null,null,null,null,"FLED 2x4 40","ILED PAR38 20","FLED HBY 327","FLED 2x4 40",null,null,null,null,"F81EL","F42SSILL/T4-R",null,null,null,null,null,"CFT9/2"]
[null,null,null,null,null,null,null,null,null,null,null,null,null,null,null,null,null,null,null,null,null,null,null,null,null,null,"FLED 2x4 41","ILED R30 10","FLED HBY 328","FLED 2x4 41",null,null,null,null,"F81EL/T2","F42SSILL-H",null,null,null,null,null,"CFT9/3"]
[null,null,null,null,null,null,null,null,null,null,null,null,null,null,null,null,null,null,null,null,null,null,null,null,null,null,"FLED 2x4 42","ILED R30 2","FLED HBY 332","FLED 2x4 42",null,null,null,null,"F81ES","F42SSILL-R"]
[null,null,null,null,null,null,null,null,null,null,null,null,null,null,null,null,null,null,null,null,null,null,null,null,null,null,"FLED 2x4 43","ILED R30 3","FLED HBY 333","FLED 2x4 43",null,null,null,null,"F81ES/T2","F43ILL"]
[null,null,null,null,null,null,null,null,null,null,null,null,null,null,null,null,null,null,null,null,null,null,null,null,null,null,"FLED 2x4 44","ILED R30 4","FLED HBY 345","FLED 2x4 44",null,null,null,null,"F81EVS","F43ILL/2"]
[null,null,null,null,null,null,null,null,null,null,null,null,null,null,null,null,null,null,null,null,null,null,null,null,null,null,"FLED 2x4 45","ILED R30 5","FLED HBY 353","FLED 2x4 45",null,null,null,null,"F81SE","F43ILL-H"]
[null,null,null,null,null,null,null,null,null,null,null,null,null,null,null,null,null,null,null,null,null,null,null,null,null,null,"FLED 2x4 46","ILED R30 6","FLED HBY 362","FLED 2x4 46",null,null,null,null,"F81SHE","F43ILL-R"]
[null,null,null,null,null,null,null,null,null,null,null,null,null,null,null,null,null,null,null,null,null,null,null,null,null,null,"FLED 2x4 47","ILED R30 7","FLED HBY 367","FLED 2x4 47",null,null,null,null,"F81SHL/T2","F43ILL-V"]
[null,null,null,null,null,null,null,null,null,null,null,null,null,null,null,null,null,null,null,null,null,null,null,null,null,null,"FLED 2x4 48","ILED R30 8","FLED HBY 388","FLED 2x4 48",null,null,null,null,"F81SHS","F43LE"]
[null,null,null,null,null,null,null,null,null,null,null,null,null,null,null,null,null,null,null,null,null,null,null,null,null,null,"FLED 2x4 49","ILED R30 9","FLED HBY 396","FLED 2x4 49",null,null,null,null,"F81SL","F43LL"]
[null,null,null,null,null,null,null,null,null,null,null,null,null,null,null,null,null,null,null,null,null,null,null,null,null,null,"FLED 2x4 50","ILED TRK 10","FLED HBY 403","FLED 2x4 50",null,null,null,null,"F81SL/T2","F43LL/2"]
[null,null,null,null,null,null,null,null,null,null,null,null,null,null,null,null,null,null,null,null,null,null,null,null,null,null,"FLED 2x4 51","ILED TRK 11","FLED HBY 410","FLED 2x4 51",null,null,null,null,"F81SS","F43LL-H"]
[null,null,null,null,null,null,null,null,null,null,null,null,null,null,null,null,null,null,null,null,null,null,null,null,null,null,"FLED 2x4 52","ILED TRK 12","FLED HBY 420","FLED 2x4 52",null,null,null,null,"F81SVS","F43LL-R"]
[null,null,null,null,null,null,null,null,null,null,null,null,null,null,null,null,null,null,null,null,null,null,null,null,null,null,"FLED 2x4 53","ILED TRK 13","FLED HBY 433","FLED 2x4 53",null,null,null,null,"F82EE","F43PILL"]
[null,null,null,null,null,null,null,null,null,null,null,null,null,null,null,null,null,null,null,null,null,null,null,null,null,null,"FLED 2x4 54","ILED TRK 14","FLED HBY 434","FLED 2x4 54",null,null,null,null,"F82EHE","F43PILL-H"]
[null,null,null,null,null,null,null,null,null,null,null,null,null,null,null,null,null,null,null,null,null,null,null,null,null,null,"FLED 2x4 55","ILED TRK 15","FLED HBY 439","FLED 2x4 55",null,null,null,null,"F82EHL","F43PILL-R"]
[null,null,null,null,null,null,null,null,null,null,null,null,null,null,null,null,null,null,null,null,null,null,null,null,null,null,"FLED 2x4 56","ILED TRK 16","FLED HBY 442","FLED 2x4 56",null,null,null,null,"F82EHS","F43RILL"]
[null,null,null,null,null,null,null,null,null,null,null,null,null,null,null,null,null,null,null,null,null,null,null,null,null,null,"FLED 2x4 57","ILED TRK 17","FLED HBY 443","FLED 2x4 57",null,null,null,null,"F82EL","F43RILL-H"]
[null,null,null,null,null,null,null,null,null,null,null,null,null,null,null,null,null,null,null,null,null,null,null,null,null,null,"FLED 2x4 58","ILED TRK 18","FLED HBY 465","FLED 2x4 58",null,null,null,null,"F82ES","F43RILL-R"]
[null,null,null,null,null,null,null,null,null,null,null,null,null,null,null,null,null,null,null,null,null,null,null,null,null,null,"FLED 2x4 59","ILED TRK 19","FLED HBY 466","FLED 2x4 59",null,null,null,null,"F82EVS","F43SILL"]
[null,null,null,null,null,null,null,null,null,null,null,null,null,null,null,null,null,null,null,null,null,null,null,null,null,null,"FLED 2x4 60","ILED TRK 20","FLED HBY 485","FLED 2x4 60",null,null,null,null,"F82SE","F43SILL-H"]
[null,null,null,null,null,null,null,null,null,null,null,null,null,null,null,null,null,null,null,null,null,null,null,null,null,null,"FLED 2x4 61","ILED TRK 21","FLED HBY 521","FLED 2x4 61",null,null,null,null,"F82SHE","F43SILL-R"]
[null,null,null,null,null,null,null,null,null,null,null,null,null,null,null,null,null,null,null,null,null,null,null,null,null,null,"FLED 2x4 62","ILED TRK 22","FLED HBY 528","FLED 2x4 62",null,null,null,null,"F82SHL","F43SSILL"]
[null,null,null,null,null,null,null,null,null,null,null,null,null,null,null,null,null,null,null,null,null,null,null,null,null,null,"FLED 2x4 63","ILED TRK 23","FLED HBY 555","FLED 2x4 63",null,null,null,null,"F82SHS","F43SSILL-H"]
[null,null,null,null,null,null,null,null,null,null,null,null,null,null,null,null,null,null,null,null,null,null,null,null,null,null,"FLED 2x4 64","ILED TRK 24","FLED HBY 562","FLED 2x4 64",null,null,null,null,"F82SL","F43SSILL-R"]
[null,null,null,null,null,null,null,null,null,null,null,null,null,null,null,null,null,null,null,null,null,null,null,null,null,null,"FLED 2x4 65","ILED TRK 25","FLED HBY 587","FLED 2x4 65",null,null,null,null,"F82SS","F44ILL"]
[null,null,null,null,null,null,null,null,null,null,null,null,null,null,null,null,null,null,null,null,null,null,null,null,null,null,"FLED 2x4 66","ILED TRK 26","FLED HBY 601","FLED 2x4 66",null,null,null,null,"F82SVS","F44ILL/2"]
[null,null,null,null,null,null,null,null,null,null,null,null,null,null,null,null,null,null,null,null,null,null,null,null,null,null,"FLED 2x4 67","ILED TRK 27","FLED HBY 622","FLED 2x4 67",null,null,null,null,"F83EE","F44ILL-H"]
[null,null,null,null,null,null,null,null,null,null,null,null,null,null,null,null,null,null,null,null,null,null,null,null,null,null,"FLED 2x4 68","ILED TRK 28","FLED HBY 692","FLED 2x4 68",null,null,null,null,"F83EHE","F44ILL-R"]
[null,null,null,null,null,null,null,null,null,null,null,null,null,null,null,null,null,null,null,null,null,null,null,null,null,null,"FLED 2x4 69","ILED TRK 29","FLED HBY 727","FLED 2x4 69",null,null,null,null,"F83EHS","F44ILL-V"]
[null,null,null,null,null,null,null,null,null,null,null,null,null,null,null,null,null,null,null,null,null,null,null,null,null,null,"FLED 2x4 70","ILED TRK 30","FLED HBY 93","FLED 2x4 70",null,null,null,null,"F83EL","F44LE"]
[null,null,null,null,null,null,null,null,null,null,null,null,null,null,null,null,null,null,null,null,null,null,null,null,null,null,"FLED 2x4 71","ILED TRK 31","FLED HBY 932","FLED 2x4 71",null,null,null,null,"F83ES","F44LL"]
[null,null,null,null,null,null,null,null,null,null,null,null,null,null,null,null,null,null,null,null,null,null,null,null,null,null,"FLED 2x4 72","ILED TRK 32","FLED HBY 95","FLED 2x4 72",null,null,null,null,"F83EVS","F44LL/2"]
[null,null,null,null,null,null,null,null,null,null,null,null,null,null,null,null,null,null,null,null,null,null,null,null,null,null,"FLED 2x4 73","ILED TRK 33","FLED HBY 96","FLED 2x4 73",null,null,null,null,"F83SHS","F44LL-R"]
[null,null,null,null,null,null,null,null,null,null,null,null,null,null,null,null,null,null,null,null,null,null,null,null,null,null,"FLED 2x4 74","ILED TRK 34","FLED HBY 97","FLED 2x4 74",null,null,null,null,"F83SS","F44PILL"]
[null,null,null,null,null,null,null,null,null,null,null,null,null,null,null,null,null,null,null,null,null,null,null,null,null,null,"FLED 2x4 75","ILED TRK 35","FLED HBY 99","FLED 2x4 75",null,null,null,null,"F83SVS","F44PILL-H"]
[null,null,null,null,null,null,null,null,null,null,null,null,null,null,null,null,null,null,null,null,null,null,null,null,null,null,"FLED 2x4 76","ILED TRK 36","LBLED 100","FLED 2x4 76",null,null,null,null,"F84EE","F44PILL-R"]
[null,null,null,null,null,null,null,null,null,null,null,null,null,null,null,null,null,null,null,null,null,null,null,null,null,null,"FLED 2x4 77","ILED TRK 37","LBLED 101","FLED 2x4 77",null,null,null,null,"F84EHE","F44RILL"]
[null,null,null,null,null,null,null,null,null,null,null,null,null,null,null,null,null,null,null,null,null,null,null,null,null,null,"FLED 2x4 78","ILED TRK 38","LBLED 103","FLED 2x4 78",null,null,null,null,"F84EHL","F44RILL-H"]
[null,null,null,null,null,null,null,null,null,null,null,null,null,null,null,null,null,null,null,null,null,null,null,null,null,null,"FLED 2x4 79","ILED TRK 39","LBLED 104","FLED 2x4 79",null,null,null,null,"F84EHS","F44RILL-R"]
[null,null,null,null,null,null,null,null,null,null,null,null,null,null,null,null,null,null,null,null,null,null,null,null,null,null,"FLED 2x4 80","ILED TRK 40","LBLED 116","FLED 2x4 80",null,null,null,null,"F84EL","F44SILL"]
[null,null,null,null,null,null,null,null,null,null,null,null,null,null,null,null,null,null,null,null,null,null,null,null,null,null,"FLED 2x4 81","ILED TRK 41","LBLED 120","FLED 2x4 81",null,null,null,null,"F84ES","F44SILL-H"]
[null,null,null,null,null,null,null,null,null,null,null,null,null,null,null,null,null,null,null,null,null,null,null,null,null,null,"FLED 2x4 82","ILED TRK 42","LBLED 122","FLED 2x4 82",null,null,null,null,"F84EVS","F44SILL-R"]
[null,null,null,null,null,null,null,null,null,null,null,null,null,null,null,null,null,null,null,null,null,null,null,null,null,null,"FLED 2x4 83","ILED TRK 43","LBLED 123","FLED 2x4 83",null,null,null,null,"F84SE","F44SSILL"]
[null,null,null,null,null,null,null,null,null,null,null,null,null,null,null,null,null,null,null,null,null,null,null,null,null,null,"FLED 2x4 84","ILED TRK 44","LBLED 124","FLED 2x4 84",null,null,null,null,"F84SHE","F44SSILL-H"]
[null,null,null,null,null,null,null,null,null,null,null,null,null,null,null,null,null,null,null,null,null,null,null,null,null,null,"FLED 2x4 85","ILED TRK 45","LBLED 126","FLED 2x4 85",null,null,null,null,"F84SHL","F44SSILL-R"]
[null,null,null,null,null,null,null,null,null,null,null,null,null,null,null,null,null,null,null,null,null,null,null,null,null,null,"FLED 2x4 86","ILED TRK 46","LBLED 135","FLED 2x4 86",null,null,null,null,"F84SHS","F45ILL"]
[null,null,null,null,null,null,null,null,null,null,null,null,null,null,null,null,null,null,null,null,null,null,null,null,null,null,"FLED 2x4 87","ILED TRK 47","LBLED 159","FLED 2x4 87",null,null,null,null,"F84SL","F46ILL"]
[null,null,null,null,null,null,null,null,null,null,null,null,null,null,null,null,null,null,null,null,null,null,null,null,null,null,"FLED 2x4 88","ILED TRK 48","LBLED 172","FLED 2x4 88",null,null,null,null,"F84SS","F46ILL-R"]
[null,null,null,null,null,null,null,null,null,null,null,null,null,null,null,null,null,null,null,null,null,null,null,null,null,null,"FLED 2x4 89","ILED TRK 49","LBLED 48","FLED 2x4 89",null,null,null,null,"F84SVS","F46LL"]
[null,null,null,null,null,null,null,null,null,null,null,null,null,null,null,null,null,null,null,null,null,null,null,null,null,null,"FLED 2x4 90","ILED TRK 5","LBLED 50","FLED 2x4 90",null,null,null,null,"F86EHS","F46PILL-H"]
[null,null,null,null,null,null,null,null,null,null,null,null,null,null,null,null,null,null,null,null,null,null,null,null,null,null,"FLED 2x4 91","ILED TRK 50","LBLED 51","FLED 2x4 91",null,null,null,null,"FU1EE","F46SSIL-H"]
[null,null,null,null,null,null,null,null,null,null,null,null,null,null,null,null,null,null,null,null,null,null,null,null,null,null,"FLED 2x4 92","ILED TRK 6","LBLED 53","FLED 2x4 92",null,null,null,null,"FU2EE","F48ILL"]
[null,null,null,null,null,null,null,null,null,null,null,null,null,null,null,null,null,null,null,null,null,null,null,null,null,null,"FLED 2x4 93","ILED TRK 7","LBLED 54","FLED 2x4 93",null,null,null,null,"FU2ES","F48ILL-H"]
[null,null,null,null,null,null,null,null,null,null,null,null,null,null,null,null,null,null,null,null,null,null,null,null,null,null,"FLED 2x4 94","ILED TRK 8","LBLED 57","FLED 2x4 94",null,null,null,null,"FU2SE","F48ILL-R"]
[null,null,null,null,null,null,null,null,null,null,null,null,null,null,null,null,null,null,null,null,null,null,null,null,null,null,"FLED 2x4 95","ILED TRK 9","LBLED 60","FLED 2x4 95",null,null,null,null,"FU2SS","F51ILL"]
[null,null,null,null,null,null,null,null,null,null,null,null,null,null,null,null,null,null,null,null,null,null,null,null,null,null,"FLED 2x4 96",null,"LBLED 61","FLED 2x4 96",null,null,null,null,"FU3EE","F51ILL/T2"]
[null,null,null,null,null,null,null,null,null,null,null,null,null,null,null,null,null,null,null,null,null,null,null,null,null,null,"FLED 2x4 97",null,"LBLED 62","FLED 2x4 97",null,null,null,null,null,"F51ILL/T3"]
[null,null,null,null,null,null,null,null,null,null,null,null,null,null,null,null,null,null,null,null,null,null,null,null,null,null,"FLED 2x4 98",null,"LBLED 66","FLED 2x4 98",null,null,null,null,null,"F51ILL/T4"]
[null,null,null,null,null,null,null,null,null,null,null,null,null,null,null,null,null,null,null,null,null,null,null,null,null,null,"FLED 2x4 99",null,"LBLED 67","FLED 2x4 99",null,null,null,null,null,"F51ILL-R"]
[null,null,null,null,null,null,null,null,null,null,null,null,null,null,null,null,null,null,null,null,null,null,null,null,null,null,"FLED AMB 104",null,"LBLED 69","FLED AMB 104",null,null,null,null,null,"F51LL"]
[null,null,null,null,null,null,null,null,null,null,null,null,null,null,null,null,null,null,null,null,null,null,null,null,null,null,"FLED AMB 105",null,"LBLED 70","FLED AMB 105",null,null,null,null,null,"F52ILL"]
[null,null,null,null,null,null,null,null,null,null,null,null,null,null,null,null,null,null,null,null,null,null,null,null,null,null,"FLED AMB 18",null,"LBLED 71","FLED AMB 18",null,null,null,null,null,"F52ILL/T4"]
[null,null,null,null,null,null,null,null,null,null,null,null,null,null,null,null,null,null,null,null,null,null,null,null,null,null,"FLED AMB 19",null,"LBLED 72","FLED AMB 19",null,null,null,null,null,"F52ILL-H"]
[null,null,null,null,null,null,null,null,null,null,null,null,null,null,null,null,null,null,null,null,null,null,null,null,null,null,"FLED AMB 22",null,"LBLED 74","FLED AMB 22",null,null,null,null,null,"F52ILL-R"]
[null,null,null,null,null,null,null,null,null,null,null,null,null,null,null,null,null,null,null,null,null,null,null,null,null,null,"FLED AMB 23",null,"LBLED 75","FLED AMB 23",null,null,null,null,null,"F52LL"]
[null,null,null,null,null,null,null,null,null,null,null,null,null,null,null,null,null,null,null,null,null,null,null,null,null,null,"FLED AMB 24",null,"LBLED 76","FLED AMB 24",null,null,null,null,null,"F53ILL"]
[null,null,null,null,null,null,null,null,null,null,null,null,null,null,null,null,null,null,null,null,null,null,null,null,null,null,"FLED AMB 25",null,"LBLED 78","FLED AMB 25",null,null,null,null,null,"F53ILL-H"]
[null,null,null,null,null,null,null,null,null,null,null,null,null,null,null,null,null,null,null,null,null,null,null,null,null,null,"FLED AMB 29",null,"LBLED 80","FLED AMB 29",null,null,null,null,null,"F53LL"]
[null,null,null,null,null,null,null,null,null,null,null,null,null,null,null,null,null,null,null,null,null,null,null,null,null,null,"FLED AMB 30",null,"LBLED 81","FLED AMB 30",null,null,null,null,null,"F54ILL"]
[null,null,null,null,null,null,null,null,null,null,null,null,null,null,null,null,null,null,null,null,null,null,null,null,null,null,"FLED AMB 31",null,"LBLED 83","FLED AMB 31",null,null,null,null,null,"F54ILL-H"]
[null,null,null,null,null,null,null,null,null,null,null,null,null,null,null,null,null,null,null,null,null,null,null,null,null,null,"FLED AMB 32",null,"LBLED 84","FLED AMB 32",null,null,null,null,null,"F54LL"]
[null,null,null,null,null,null,null,null,null,null,null,null,null,null,null,null,null,null,null,null,null,null,null,null,null,null,"FLED AMB 33",null,"LBLED 85","FLED AMB 33",null,null,null,null,null,"F62ILHL"]
[null,null,null,null,null,null,null,null,null,null,null,null,null,null,null,null,null,null,null,null,null,null,null,null,null,null,"FLED AMB 34",null,"LBLED 93","FLED AMB 34",null,null,null,null,null,"F62ILL"]
[null,null,null,null,null,null,null,null,null,null,null,null,null,null,null,null,null,null,null,null,null,null,null,null,null,null,"FLED AMB 35",null,"LBLED 94","FLED AMB 35",null,null,null,null,null,"F81ILL"]
[null,null,null,null,null,null,null,null,null,null,null,null,null,null,null,null,null,null,null,null,null,null,null,null,null,null,"FLED AMB 36",null,"LBLED 95","FLED AMB 36",null,null,null,null,null,"F81ILL/T2"]
[null,null,null,null,null,null,null,null,null,null,null,null,null,null,null,null,null,null,null,null,null,null,null,null,null,null,"FLED AMB 39",null,"LBLED 97","FLED AMB 39",null,null,null,null,null,"F81ILL/T2-R"]
[null,null,null,null,null,null,null,null,null,null,null,null,null,null,null,null,null,null,null,null,null,null,null,null,null,null,"FLED AMB 40",null,"LBLED 98","FLED AMB 40",null,null,null,null,null,"F81ILL-H"]
[null,null,null,null,null,null,null,null,null,null,null,null,null,null,null,null,null,null,null,null,null,null,null,null,null,null,"FLED AMB 41",null,"LBLED 99","FLED AMB 41",null,null,null,null,null,"F81ILL-R"]
[null,null,null,null,null,null,null,null,null,null,null,null,null,null,null,null,null,null,null,null,null,null,null,null,null,null,"FLED AMB 42",null,null,"FLED AMB 42",null,null,null,null,null,"F81ILL-V"]
[null,null,null,null,null,null,null,null,null,null,null,null,null,null,null,null,null,null,null,null,null,null,null,null,null,null,"FLED AMB 43",null,null,"FLED AMB 43",null,null,null,null,null,"F81LHL"]
[null,null,null,null,null,null,null,null,null,null,null,null,null,null,null,null,null,null,null,null,null,null,null,null,null,null,"FLED AMB 44",null,null,"FLED AMB 44",null,null,null,null,null,"F81LHL/T2"]
[null,null,null,null,null,null,null,null,null,null,null,null,null,null,null,null,null,null,null,null,null,null,null,null,null,null,"FLED AMB 45",null,null,"FLED AMB 45",null,null,null,null,null,"F82ILL"]
[null,null,null,null,null,null,null,null,null,null,null,null,null,null,null,null,null,null,null,null,null,null,null,null,null,null,"FLED AMB 48",null,null,"FLED AMB 48",null,null,null,null,null,"F82ILL-R"]
[null,null,null,null,null,null,null,null,null,null,null,null,null,null,null,null,null,null,null,null,null,null,null,null,null,null,"FLED AMB 49",null,null,"FLED AMB 49",null,null,null,null,null,"F82LHL"]
[null,null,null,null,null,null,null,null,null,null,null,null,null,null,null,null,null,null,null,null,null,null,null,null,null,null,"FLED AMB 50",null,null,"FLED AMB 50",null,null,null,null,null,"F83ILL"]
[null,null,null,null,null,null,null,null,null,null,null,null,null,null,null,null,null,null,null,null,null,null,null,null,null,null,"FLED AMB 53",null,null,"FLED AMB 53",null,null,null,null,null,"F84ILL"]
[null,null,null,null,null,null,null,null,null,null,null,null,null,null,null,null,null,null,null,null,null,null,null,null,null,null,"FLED AMB 54",null,null,"FLED AMB 54",null,null,null,null,null,"F84LHL"]
[null,null,null,null,null,null,null,null,null,null,null,null,null,null,null,null,null,null,null,null,null,null,null,null,null,null,"FLED AMB 58",null,null,"FLED AMB 58",null,null,null,null,null,"F86ILL"]
[null,null,null,null,null,null,null,null,null,null,null,null,null,null,null,null,null,null,null,null,null,null,null,null,null,null,"FLED AMB 60",null,null,"FLED AMB 60",null,null,null,null,null,"FU1ILL"]
[null,null,null,null,null,null,null,null,null,null,null,null,null,null,null,null,null,null,null,null,null,null,null,null,null,null,"FLED AMB 62",null,null,"FLED AMB 62",null,null,null,null,null,"FU1LL"]
[null,null,null,null,null,null,null,null,null,null,null,null,null,null,null,null,null,null,null,null,null,null,null,null,null,null,"FLED AMB 63",null,null,"FLED AMB 63",null,null,null,null,null,"FU1LL-R"]
[null,null,null,null,null,null,null,null,null,null,null,null,null,null,null,null,null,null,null,null,null,null,null,null,null,null,"FLED AMB 64",null,null,"FLED AMB 64",null,null,null,null,null,"FU1SILL"]
[null,null,null,null,null,null,null,null,null,null,null,null,null,null,null,null,null,null,null,null,null,null,null,null,null,null,"FLED AMB 66",null,null,"FLED AMB 66",null,null,null,null,null,"FU1SILL-H"]
[null,null,null,null,null,null,null,null,null,null,null,null,null,null,null,null,null,null,null,null,null,null,null,null,null,null,"FLED AMB 73",null,null,"FLED AMB 73",null,null,null,null,null,"FU1SILL-R"]
[null,null,null,null,null,null,null,null,null,null,null,null,null,null,null,null,null,null,null,null,null,null,null,null,null,null,"FLED AMB 78",null,null,"FLED AMB 78",null,null,null,null,null,"FU2ILL"]
[null,null,null,null,null,null,null,null,null,null,null,null,null,null,null,null,null,null,null,null,null,null,null,null,null,null,"FLED AMB 79",null,null,"FLED AMB 79",null,null,null,null,null,"FU2ILL/T4"]
[null,null,null,null,null,null,null,null,null,null,null,null,null,null,null,null,null,null,null,null,null,null,null,null,null,null,"FLED AMB 80",null,null,"FLED AMB 80",null,null,null,null,null,"FU2ILL/T4-R"]
[null,null,null,null,null,null,null,null,null,null,null,null,null,null,null,null,null,null,null,null,null,null,null,null,null,null,"FLED AMB 81",null,null,"FLED AMB 81",null,null,null,null,null,"FU2ILL-H"]
[null,null,null,null,null,null,null,null,null,null,null,null,null,null,null,null,null,null,null,null,null,null,null,null,null,null,"FLED AMB 83",null,null,"FLED AMB 83",null,null,null,null,null,"FU2ILL-R"]
[null,null,null,null,null,null,null,null,null,null,null,null,null,null,null,null,null,null,null,null,null,null,null,null,null,null,"FLED AMB 84",null,null,"FLED AMB 84",null,null,null,null,null,"FU2LL"]
[null,null,null,null,null,null,null,null,null,null,null,null,null,null,null,null,null,null,null,null,null,null,null,null,null,null,"FLED AMB 86",null,null,"FLED AMB 86",null,null,null,null,null,"FU2LL/T2"]
[null,null,null,null,null,null,null,null,null,null,null,null,null,null,null,null,null,null,null,null,null,null,null,null,null,null,"FLED AMB 87",null,null,"FLED AMB 87",null,null,null,null,null,"FU2LL-R"]
[null,null,null,null,null,null,null,null,null,null,null,null,null,null,null,null,null,null,null,null,null,null,null,null,null,null,"FLED AMB 90",null,null,"FLED AMB 90",null,null,null,null,null,"FU2RILL"]
[null,null,null,null,null,null,null,null,null,null,null,null,null,null,null,null,null,null,null,null,null,null,null,null,null,null,"FLED AMB 93",null,null,"FLED AMB 93",null,null,null,null,null,"FU2RILL-R"]
[null,null,null,null,null,null,null,null,null,null,null,null,null,null,null,null,null,null,null,null,null,null,null,null,null,null,"FLED AMB 96",null,null,"FLED AMB 96",null,null,null,null,null,"FU2SILL"]
[null,null,null,null,null,null,null,null,null,null,null,null,null,null,null,null,null,null,null,null,null,null,null,null,null,null,"FLED REC 10",null,null,"FLED REC 10",null,null,null,null,null,"FU2SILL-H"]
[null,null,null,null,null,null,null,null,null,null,null,null,null,null,null,null,null,null,null,null,null,null,null,null,null,null,"FLED REC 100",null,null,"FLED REC 100",null,null,null,null,null,"FU2SILL-R"]
[null,null,null,null,null,null,null,null,null,null,null,null,null,null,null,null,null,null,null,null,null,null,null,null,null,null,"FLED REC 107",null,null,"FLED REC 107",null,null,null,null,null,"FU3ILL"]
[null,null,null,null,null,null,null,null,null,null,null,null,null,null,null,null,null,null,null,null,null,null,null,null,null,null,"FLED REC 11",null,null,"FLED REC 11",null,null,null,null,null,"FU3ILL-R"]
[null,null,null,null,null,null,null,null,null,null,null,null,null,null,null,null,null,null,null,null,null,null,null,null,null,null,"FLED REC 12",null,null,"FLED REC 12",null,null,null,null,null,"FU3RILL"]
[null,null,null,null,null,null,null,null,null,null,null,null,null,null,null,null,null,null,null,null,null,null,null,null,null,null,"FLED REC 12",null,null,"FLED REC 12",null,null,null,null,null,"FU3RILL-R"]
[null,null,null,null,null,null,null,null,null,null,null,null,null,null,null,null,null,null,null,null,null,null,null,null,null,null,"FLED REC 13",null,null,"FLED REC 13",null,null,null,null,null,"FU3SILL"]
[null,null,null,null,null,null,null,null,null,null,null,null,null,null,null,null,null,null,null,null,null,null,null,null,null,null,"FLED REC 13",null,null,"FLED REC 13",null,null,null,null,null,"FU3SILL-H"]
[null,null,null,null,null,null,null,null,null,null,null,null,null,null,null,null,null,null,null,null,null,null,null,null,null,null,"FLED REC 14",null,null,"FLED REC 14",null,null,null,null,null,"FU3SILL-R"]
[null,null,null,null,null,null,null,null,null,null,null,null,null,null,null,null,null,null,null,null,null,null,null,null,null,null,"FLED REC 14",null,null,"FLED REC 14",null,null,null,null,null,"FU4ILL-R"]
[null,null,null,null,null,null,null,null,null,null,null,null,null,null,null,null,null,null,null,null,null,null,null,null,null,null,"FLED REC 15",null,null,"FLED REC 15",null,null,null,null,null,"FU4SILL"]
[null,null,null,null,null,null,null,null,null,null,null,null,null,null,null,null,null,null,null,null,null,null,null,null,null,null,"FLED REC 15",null,null,"FLED REC 15",null,null,null,null,null,"FU4SILL-H"]
[null,null,null,null,null,null,null,null,null,null,null,null,null,null,null,null,null,null,null,null,null,null,null,null,null,null,"FLED REC 16",null,null,"FLED REC 16",null,null,null,null,null,"FU4SILL-R"]
[null,null,null,null,null,null,null,null,null,null,null,null,null,null,null,null,null,null,null,null,null,null,null,null,null,null,"FLED REC 16",null,null,"FLED REC 16"]
[null,null,null,null,null,null,null,null,null,null,null,null,null,null,null,null,null,null,null,null,null,null,null,null,null,null,"FLED REC 17",null,null,"FLED REC 17"]
[null,null,null,null,null,null,null,null,null,null,null,null,null,null,null,null,null,null,null,null,null,null,null,null,null,null,"FLED REC 17",null,null,"FLED REC 17"]
[null,null,null,null,null,null,null,null,null,null,null,null,null,null,null,null,null,null,null,null,null,null,null,null,null,null,"FLED REC 18",null,null,"FLED REC 18"]
[null,null,null,null,null,null,null,null,null,null,null,null,null,null,null,null,null,null,null,null,null,null,null,null,null,null,"FLED REC 18",null,null,"FLED REC 18"]
[null,null,null,null,null,null,null,null,null,null,null,null,null,null,null,null,null,null,null,null,null,null,null,null,null,null,"FLED REC 19",null,null,"FLED REC 19"]
[null,null,null,null,null,null,null,null,null,null,null,null,null,null,null,null,null,null,null,null,null,null,null,null,null,null,"FLED REC 19",null,null,"FLED REC 19"]
[null,null,null,null,null,null,null,null,null,null,null,null,null,null,null,null,null,null,null,null,null,null,null,null,null,null,"FLED REC 20",null,null,"FLED REC 20"]
[null,null,null,null,null,null,null,null,null,null,null,null,null,null,null,null,null,null,null,null,null,null,null,null,null,null,"FLED REC 20",null,null,"FLED REC 20"]
[null,null,null,null,null,null,null,null,null,null,null,null,null,null,null,null,null,null,null,null,null,null,null,null,null,null,"FLED REC 21",null,null,"FLED REC 21"]
[null,null,null,null,null,null,null,null,null,null,null,null,null,null,null,null,null,null,null,null,null,null,null,null,null,null,"FLED REC 21",null,null,"FLED REC 21"]
[null,null,null,null,null,null,null,null,null,null,null,null,null,null,null,null,null,null,null,null,null,null,null,null,null,null,"FLED REC 22",null,null,"FLED REC 22"]
[null,null,null,null,null,null,null,null,null,null,null,null,null,null,null,null,null,null,null,null,null,null,null,null,null,null,"FLED REC 22",null,null,"FLED REC 22"]
[null,null,null,null,null,null,null,null,null,null,null,null,null,null,null,null,null,null,null,null,null,null,null,null,null,null,"FLED REC 23",null,null,"FLED REC 23"]
[null,null,null,null,null,null,null,null,null,null,null,null,null,null,null,null,null,null,null,null,null,null,null,null,null,null,"FLED REC 23",null,null,"FLED REC 23"]
[null,null,null,null,null,null,null,null,null,null,null,null,null,null,null,null,null,null,null,null,null,null,null,null,null,null,"FLED REC 24",null,null,"FLED REC 24"]
[null,null,null,null,null,null,null,null,null,null,null,null,null,null,null,null,null,null,null,null,null,null,null,null,null,null,"FLED REC 24",null,null,"FLED REC 24"]
[null,null,null,null,null,null,null,null,null,null,null,null,null,null,null,null,null,null,null,null,null,null,null,null,null,null,"FLED REC 25",null,null,"FLED REC 25"]
[null,null,null,null,null,null,null,null,null,null,null,null,null,null,null,null,null,null,null,null,null,null,null,null,null,null,"FLED REC 25",null,null,"FLED REC 25"]
[null,null,null,null,null,null,null,null,null,null,null,null,null,null,null,null,null,null,null,null,null,null,null,null,null,null,"FLED REC 26",null,null,"FLED REC 26"]
[null,null,null,null,null,null,null,null,null,null,null,null,null,null,null,null,null,null,null,null,null,null,null,null,null,null,"FLED REC 27",null,null,"FLED REC 27"]
[null,null,null,null,null,null,null,null,null,null,null,null,null,null,null,null,null,null,null,null,null,null,null,null,null,null,"FLED REC 28",null,null,"FLED REC 28"]
[null,null,null,null,null,null,null,null,null,null,null,null,null,null,null,null,null,null,null,null,null,null,null,null,null,null,"FLED REC 29",null,null,"FLED REC 29"]
[null,null,null,null,null,null,null,null,null,null,null,null,null,null,null,null,null,null,null,null,null,null,null,null,null,null,"FLED REC 30",null,null,"FLED REC 30"]
[null,null,null,null,null,null,null,null,null,null,null,null,null,null,null,null,null,null,null,null,null,null,null,null,null,null,"FLED REC 31",null,null,"FLED REC 31"]
[null,null,null,null,null,null,null,null,null,null,null,null,null,null,null,null,null,null,null,null,null,null,null,null,null,null,"FLED REC 32",null,null,"FLED REC 32"]
[null,null,null,null,null,null,null,null,null,null,null,null,null,null,null,null,null,null,null,null,null,null,null,null,null,null,"FLED REC 33",null,null,"FLED REC 33"]
[null,null,null,null,null,null,null,null,null,null,null,null,null,null,null,null,null,null,null,null,null,null,null,null,null,null,"FLED REC 34",null,null,"FLED REC 34"]
[null,null,null,null,null,null,null,null,null,null,null,null,null,null,null,null,null,null,null,null,null,null,null,null,null,null,"FLED REC 35",null,null,"FLED REC 35"]
[null,null,null,null,null,null,null,null,null,null,null,null,null,null,null,null,null,null,null,null,null,null,null,null,null,null,"FLED REC 36",null,null,"FLED REC 36"]
[null,null,null,null,null,null,null,null,null,null,null,null,null,null,null,null,null,null,null,null,null,null,null,null,null,null,"FLED REC 38",null,null,"FLED REC 38"]
[null,null,null,null,null,null,null,null,null,null,null,null,null,null,null,null,null,null,null,null,null,null,null,null,null,null,"FLED REC 40",null,null,"FLED REC 40"]
[null,null,null,null,null,null,null,null,null,null,null,null,null,null,null,null,null,null,null,null,null,null,null,null,null,null,"FLED REC 42",null,null,"FLED REC 42"]
[null,null,null,null,null,null,null,null,null,null,null,null,null,null,null,null,null,null,null,null,null,null,null,null,null,null,"FLED REC 44",null,null,"FLED REC 44"]
[null,null,null,null,null,null,null,null,null,null,null,null,null,null,null,null,null,null,null,null,null,null,null,null,null,null,"FLED REC 46",null,null,"FLED REC 46"]
[null,null,null,null,null,null,null,null,null,null,null,null,null,null,null,null,null,null,null,null,null,null,null,null,null,null,"FLED REC 48",null,null,"FLED REC 48"]
[null,null,null,null,null,null,null,null,null,null,null,null,null,null,null,null,null,null,null,null,null,null,null,null,null,null,"FLED REC 5",null,null,"FLED REC 5"]
[null,null,null,null,null,null,null,null,null,null,null,null,null,null,null,null,null,null,null,null,null,null,null,null,null,null,"FLED REC 50",null,null,"FLED REC 50"]
[null,null,null,null,null,null,null,null,null,null,null,null,null,null,null,null,null,null,null,null,null,null,null,null,null,null,"FLED REC 53",null,null,"FLED REC 53"]
[null,null,null,null,null,null,null,null,null,null,null,null,null,null,null,null,null,null,null,null,null,null,null,null,null,null,"FLED REC 54",null,null,"FLED REC 54"]
[null,null,null,null,null,null,null,null,null,null,null,null,null,null,null,null,null,null,null,null,null,null,null,null,null,null,"FLED REC 6",null,null,"FLED REC 6"]
[null,null,null,null,null,null,null,null,null,null,null,null,null,null,null,null,null,null,null,null,null,null,null,null,null,null,"FLED REC 60",null,null,"FLED REC 60"]
[null,null,null,null,null,null,null,null,null,null,null,null,null,null,null,null,null,null,null,null,null,null,null,null,null,null,"FLED REC 7",null,null,"FLED REC 7"]
[null,null,null,null,null,null,null,null,null,null,null,null,null,null,null,null,null,null,null,null,null,null,null,null,null,null,"FLED REC 70",null,null,"FLED REC 70"]
[null,null,null,null,null,null,null,null,null,null,null,null,null,null,null,null,null,null,null,null,null,null,null,null,null,null,"FLED REC 8",null,null,"FLED REC 8"]
[null,null,null,null,null,null,null,null,null,null,null,null,null,null,null,null,null,null,null,null,null,null,null,null,null,null,"FLED REC 80",null,null,"FLED REC 80"]
[null,null,null,null,null,null,null,null,null,null,null,null,null,null,null,null,null,null,null,null,null,null,null,null,null,null,"FLED REC 9",null,null,"FLED REC 9"]
[null,null,null,null,null,null,null,null,null,null,null,null,null,null,null,null,null,null,null,null,null,null,null,null,null,null,"FLED REC 90",null,null,"FLED REC 90"]
[null,null,null,null,null,null,null,null,null,null,null,null,null,null,null,null,null,null,null,null,null,null,null,null,null,null,"FLED SMD 10",null,null,"FLED SMD 10"]
[null,null,null,null,null,null,null,null,null,null,null,null,null,null,null,null,null,null,null,null,null,null,null,null,null,null,"FLED SMD 11",null,null,"FLED SMD 11"]
[null,null,null,null,null,null,null,null,null,null,null,null,null,null,null,null,null,null,null,null,null,null,null,null,null,null,"FLED SMD 12",null,null,"FLED SMD 12"]
[null,null,null,null,null,null,null,null,null,null,null,null,null,null,null,null,null,null,null,null,null,null,null,null,null,null,"FLED SMD 14",null,null,"FLED SMD 14"]
[null,null,null,null,null,null,null,null,null,null,null,null,null,null,null,null,null,null,null,null,null,null,null,null,null,null,"FLED SMD 15",null,null,"FLED SMD 15"]
[null,null,null,null,null,null,null,null,null,null,null,null,null,null,null,null,null,null,null,null,null,null,null,null,null,null,"FLED SMD 16",null,null,"FLED SMD 16"]
[null,null,null,null,null,null,null,null,null,null,null,null,null,null,null,null,null,null,null,null,null,null,null,null,null,null,"FLED SMD 17",null,null,"FLED SMD 17"]
[null,null,null,null,null,null,null,null,null,null,null,null,null,null,null,null,null,null,null,null,null,null,null,null,null,null,"FLED SMD 18",null,null,"FLED SMD 18"]
[null,null,null,null,null,null,null,null,null,null,null,null,null,null,null,null,null,null,null,null,null,null,null,null,null,null,"FLED SMD 19",null,null,"FLED SMD 19"]
[null,null,null,null,null,null,null,null,null,null,null,null,null,null,null,null,null,null,null,null,null,null,null,null,null,null,"FLED SMD 20",null,null,"FLED SMD 20"]
[null,null,null,null,null,null,null,null,null,null,null,null,null,null,null,null,null,null,null,null,null,null,null,null,null,null,"FLED SMD 21",null,null,"FLED SMD 21"]
[null,null,null,null,null,null,null,null,null,null,null,null,null,null,null,null,null,null,null,null,null,null,null,null,null,null,"FLED SMD 22",null,null,"FLED SMD 22"]
[null,null,null,null,null,null,null,null,null,null,null,null,null,null,null,null,null,null,null,null,null,null,null,null,null,null,"FLED SMD 23",null,null,"FLED SMD 23"]
[null,null,null,null,null,null,null,null,null,null,null,null,null,null,null,null,null,null,null,null,null,null,null,null,null,null,"FLED SMD 23",null,null,"FLED SMD 23"]
[null,null,null,null,null,null,null,null,null,null,null,null,null,null,null,null,null,null,null,null,null,null,null,null,null,null,"FLED SMD 24",null,null,"FLED SMD 24"]
[null,null,null,null,null,null,null,null,null,null,null,null,null,null,null,null,null,null,null,null,null,null,null,null,null,null,"FLED SMD 25",null,null,"FLED SMD 25"]
[null,null,null,null,null,null,null,null,null,null,null,null,null,null,null,null,null,null,null,null,null,null,null,null,null,null,"FLED SMD 25",null,null,"FLED SMD 25"]
[null,null,null,null,null,null,null,null,null,null,null,null,null,null,null,null,null,null,null,null,null,null,null,null,null,null,"FLED SMD 26",null,null,"FLED SMD 26"]
[null,null,null,null,null,null,null,null,null,null,null,null,null,null,null,null,null,null,null,null,null,null,null,null,null,null,"FLED SMD 27",null,null,"FLED SMD 27"]
[null,null,null,null,null,null,null,null,null,null,null,null,null,null,null,null,null,null,null,null,null,null,null,null,null,null,"FLED SMD 27",null,null,"FLED SMD 27"]
[null,null,null,null,null,null,null,null,null,null,null,null,null,null,null,null,null,null,null,null,null,null,null,null,null,null,"FLED SMD 28",null,null,"FLED SMD 28"]
[null,null,null,null,null,null,null,null,null,null,null,null,null,null,null,null,null,null,null,null,null,null,null,null,null,null,"FLED SMD 28",null,null,"FLED SMD 28"]
[null,null,null,null,null,null,null,null,null,null,null,null,null,null,null,null,null,null,null,null,null,null,null,null,null,null,"FLED SMD 29",null,null,"FLED SMD 29"]
[null,null,null,null,null,null,null,null,null,null,null,null,null,null,null,null,null,null,null,null,null,null,null,null,null,null,"FLED SMD 29",null,null,"FLED SMD 29"]
[null,null,null,null,null,null,null,null,null,null,null,null,null,null,null,null,null,null,null,null,null,null,null,null,null,null,"FLED SMD 30",null,null,"FLED SMD 30"]
[null,null,null,null,null,null,null,null,null,null,null,null,null,null,null,null,null,null,null,null,null,null,null,null,null,null,"FLED SMD 30",null,null,"FLED SMD 30"]
[null,null,null,null,null,null,null,null,null,null,null,null,null,null,null,null,null,null,null,null,null,null,null,null,null,null,"FLED SMD 31",null,null,"FLED SMD 31"]
[null,null,null,null,null,null,null,null,null,null,null,null,null,null,null,null,null,null,null,null,null,null,null,null,null,null,"FLED SMD 31",null,null,"FLED SMD 31"]
[null,null,null,null,null,null,null,null,null,null,null,null,null,null,null,null,null,null,null,null,null,null,null,null,null,null,"FLED SMD 32",null,null,"FLED SMD 32"]
[null,null,null,null,null,null,null,null,null,null,null,null,null,null,null,null,null,null,null,null,null,null,null,null,null,null,"FLED SMD 32",null,null,"FLED SMD 32"]
[null,null,null,null,null,null,null,null,null,null,null,null,null,null,null,null,null,null,null,null,null,null,null,null,null,null,"FLED SMD 33",null,null,"FLED SMD 33"]
[null,null,null,null,null,null,null,null,null,null,null,null,null,null,null,null,null,null,null,null,null,null,null,null,null,null,"FLED SMD 33",null,null,"FLED SMD 33"]
[null,null,null,null,null,null,null,null,null,null,null,null,null,null,null,null,null,null,null,null,null,null,null,null,null,null,"FLED SMD 34",null,null,"FLED SMD 34"]
[null,null,null,null,null,null,null,null,null,null,null,null,null,null,null,null,null,null,null,null,null,null,null,null,null,null,"FLED SMD 34",null,null,"FLED SMD 34"]
[null,null,null,null,null,null,null,null,null,null,null,null,null,null,null,null,null,null,null,null,null,null,null,null,null,null,"FLED SMD 35",null,null,"FLED SMD 35"]
[null,null,null,null,null,null,null,null,null,null,null,null,null,null,null,null,null,null,null,null,null,null,null,null,null,null,"FLED SMD 35",null,null,"FLED SMD 35"]
[null,null,null,null,null,null,null,null,null,null,null,null,null,null,null,null,null,null,null,null,null,null,null,null,null,null,"FLED SMD 5",null,null,"FLED SMD 5"]
[null,null,null,null,null,null,null,null,null,null,null,null,null,null,null,null,null,null,null,null,null,null,null,null,null,null,"FLED SMD 6",null,null,"FLED SMD 6"]
[null,null,null,null,null,null,null,null,null,null,null,null,null,null,null,null,null,null,null,null,null,null,null,null,null,null,"FLED SMD 7",null,null,"FLED SMD 7"]
[null,null,null,null,null,null,null,null,null,null,null,null,null,null,null,null,null,null,null,null,null,null,null,null,null,null,"FLED SMD 8",null,null,"FLED SMD 8"]
[null,null,null,null,null,null,null,null,null,null,null,null,null,null,null,null,null,null,null,null,null,null,null,null,null,null,"FLED SMD 9",null,null,"FLED SMD 9"]
[null,null,null,null,null,null,null,null,null,null,null,null,null,null,null,null,null,null,null,null,null,null,null,null,null,null,"ILED 2x2 RETRO 22",null,null,"ILED 2x2 RETRO 22"]
[null,null,null,null,null,null,null,null,null,null,null,null,null,null,null,null,null,null,null,null,null,null,null,null,null,null,"ILED 2x2 RETRO 23",null,null,"ILED 2x2 RETRO 23"]
[null,null,null,null,null,null,null,null,null,null,null,null,null,null,null,null,null,null,null,null,null,null,null,null,null,null,"ILED 2x2 RETRO 24",null,null,"ILED 2x2 RETRO 24"]
[null,null,null,null,null,null,null,null,null,null,null,null,null,null,null,null,null,null,null,null,null,null,null,null,null,null,"ILED 2x2 RETRO 25",null,null,"ILED 2x2 RETRO 25"]
[null,null,null,null,null,null,null,null,null,null,null,null,null,null,null,null,null,null,null,null,null,null,null,null,null,null,"ILED 2x2 RETRO 27",null,null,"ILED 2x2 RETRO 27"]
[null,null,null,null,null,null,null,null,null,null,null,null,null,null,null,null,null,null,null,null,null,null,null,null,null,null,"ILED 2x2 RETRO 28",null,null,"ILED 2x2 RETRO 28"]
[null,null,null,null,null,null,null,null,null,null,null,null,null,null,null,null,null,null,null,null,null,null,null,null,null,null,"ILED 2x2 RETRO 30",null,null,"ILED 2x2 RETRO 30"]
[null,null,null,null,null,null,null,null,null,null,null,null,null,null,null,null,null,null,null,null,null,null,null,null,null,null,"ILED 2x2 RETRO 31",null,null,"ILED 2x2 RETRO 31"]
[null,null,null,null,null,null,null,null,null,null,null,null,null,null,null,null,null,null,null,null,null,null,null,null,null,null,"ILED 2x2 RETRO 32",null,null,"ILED 2x2 RETRO 32"]
[null,null,null,null,null,null,null,null,null,null,null,null,null,null,null,null,null,null,null,null,null,null,null,null,null,null,"ILED 2x2 RETRO 33",null,null,"ILED 2x2 RETRO 33"]
[null,null,null,null,null,null,null,null,null,null,null,null,null,null,null,null,null,null,null,null,null,null,null,null,null,null,"ILED 2x2 RETRO 34",null,null,"ILED 2x2 RETRO 34"]
[null,null,null,null,null,null,null,null,null,null,null,null,null,null,null,null,null,null,null,null,null,null,null,null,null,null,"ILED 2x2 RETRO 35",null,null,"ILED 2x2 RETRO 35"]
[null,null,null,null,null,null,null,null,null,null,null,null,null,null,null,null,null,null,null,null,null,null,null,null,null,null,"ILED 2x2 RETRO 37",null,null,"ILED 2x2 RETRO 37"]
[null,null,null,null,null,null,null,null,null,null,null,null,null,null,null,null,null,null,null,null,null,null,null,null,null,null,"ILED 2x2 RETRO 38",null,null,"ILED 2x2 RETRO 38"]
[null,null,null,null,null,null,null,null,null,null,null,null,null,null,null,null,null,null,null,null,null,null,null,null,null,null,"ILED 2x2 RETRO 39",null,null,"ILED 2x2 RETRO 39"]
[null,null,null,null,null,null,null,null,null,null,null,null,null,null,null,null,null,null,null,null,null,null,null,null,null,null,"ILED 2x2 RETRO 42",null,null,"ILED 2x2 RETRO 42"]
[null,null,null,null,null,null,null,null,null,null,null,null,null,null,null,null,null,null,null,null,null,null,null,null,null,null,"ILED 2x2 RETRO 43",null,null,"ILED 2x2 RETRO 43"]
[null,null,null,null,null,null,null,null,null,null,null,null,null,null,null,null,null,null,null,null,null,null,null,null,null,null,"ILED 2x2 RETRO 47",null,null,"ILED 2x2 RETRO 47"]
[null,null,null,null,null,null,null,null,null,null,null,null,null,null,null,null,null,null,null,null,null,null,null,null,null,null,"ILED 2x2 RETRO 53",null,null,"ILED 2x2 RETRO 53"]
[null,null,null,null,null,null,null,null,null,null,null,null,null,null,null,null,null,null,null,null,null,null,null,null,null,null,"ILED 2x4 RETRO 100",null,null,"ILED 2x4 RETRO 100"]
[null,null,null,null,null,null,null,null,null,null,null,null,null,null,null,null,null,null,null,null,null,null,null,null,null,null,"ILED 2x4 RETRO 106",null,null,"ILED 2x4 RETRO 106"]
[null,null,null,null,null,null,null,null,null,null,null,null,null,null,null,null,null,null,null,null,null,null,null,null,null,null,"ILED 2x4 RETRO 21",null,null,"ILED 2x4 RETRO 21"]
[null,null,null,null,null,null,null,null,null,null,null,null,null,null,null,null,null,null,null,null,null,null,null,null,null,null,"ILED 2x4 RETRO 27",null,null,"ILED 2x4 RETRO 27"]
[null,null,null,null,null,null,null,null,null,null,null,null,null,null,null,null,null,null,null,null,null,null,null,null,null,null,"ILED 2x4 RETRO 29",null,null,"ILED 2x4 RETRO 29"]
[null,null,null,null,null,null,null,null,null,null,null,null,null,null,null,null,null,null,null,null,null,null,null,null,null,null,"ILED 2x4 RETRO 30",null,null,"ILED 2x4 RETRO 30"]
[null,null,null,null,null,null,null,null,null,null,null,null,null,null,null,null,null,null,null,null,null,null,null,null,null,null,"ILED 2x4 RETRO 31",null,null,"ILED 2x4 RETRO 31"]
[null,null,null,null,null,null,null,null,null,null,null,null,null,null,null,null,null,null,null,null,null,null,null,null,null,null,"ILED 2x4 RETRO 32",null,null,"ILED 2x4 RETRO 32"]
[null,null,null,null,null,null,null,null,null,null,null,null,null,null,null,null,null,null,null,null,null,null,null,null,null,null,"ILED 2x4 RETRO 33",null,null,"ILED 2x4 RETRO 33"]
[null,null,null,null,null,null,null,null,null,null,null,null,null,null,null,null,null,null,null,null,null,null,null,null,null,null,"ILED 2x4 RETRO 34",null,null,"ILED 2x4 RETRO 34"]
[null,null,null,null,null,null,null,null,null,null,null,null,null,null,null,null,null,null,null,null,null,null,null,null,null,null,"ILED 2x4 RETRO 35",null,null,"ILED 2x4 RETRO 35"]
[null,null,null,null,null,null,null,null,null,null,null,null,null,null,null,null,null,null,null,null,null,null,null,null,null,null,"ILED 2x4 RETRO 36",null,null,"ILED 2x4 RETRO 36"]
[null,null,null,null,null,null,null,null,null,null,null,null,null,null,null,null,null,null,null,null,null,null,null,null,null,null,"ILED 2x4 RETRO 38",null,null,"ILED 2x4 RETRO 38"]
[null,null,null,null,null,null,null,null,null,null,null,null,null,null,null,null,null,null,null,null,null,null,null,null,null,null,"ILED 2x4 RETRO 39",null,null,"ILED 2x4 RETRO 39"]
[null,null,null,null,null,null,null,null,null,null,null,null,null,null,null,null,null,null,null,null,null,null,null,null,null,null,"ILED 2x4 RETRO 40",null,null,"ILED 2x4 RETRO 40"]
[null,null,null,null,null,null,null,null,null,null,null,null,null,null,null,null,null,null,null,null,null,null,null,null,null,null,"ILED 2x4 RETRO 41",null,null,"ILED 2x4 RETRO 41"]
[null,null,null,null,null,null,null,null,null,null,null,null,null,null,null,null,null,null,null,null,null,null,null,null,null,null,"ILED 2x4 RETRO 44",null,null,"ILED 2x4 RETRO 44"]
[null,null,null,null,null,null,null,null,null,null,null,null,null,null,null,null,null,null,null,null,null,null,null,null,null,null,"ILED 2x4 RETRO 45",null,null,"ILED 2x4 RETRO 45"]
[null,null,null,null,null,null,null,null,null,null,null,null,null,null,null,null,null,null,null,null,null,null,null,null,null,null,"ILED 2x4 RETRO 47",null,null,"ILED 2x4 RETRO 47"]
[null,null,null,null,null,null,null,null,null,null,null,null,null,null,null,null,null,null,null,null,null,null,null,null,null,null,"ILED 2x4 RETRO 48",null,null,"ILED 2x4 RETRO 48"]
[null,null,null,null,null,null,null,null,null,null,null,null,null,null,null,null,null,null,null,null,null,null,null,null,null,null,"ILED 2x4 RETRO 49",null,null,"ILED 2x4 RETRO 49"]
[null,null,null,null,null,null,null,null,null,null,null,null,null,null,null,null,null,null,null,null,null,null,null,null,null,null,"ILED 2x4 RETRO 50",null,null,"ILED 2x4 RETRO 50"]
[null,null,null,null,null,null,null,null,null,null,null,null,null,null,null,null,null,null,null,null,null,null,null,null,null,null,"ILED 2x4 RETRO 51",null,null,"ILED 2x4 RETRO 51"]
[null,null,null,null,null,null,null,null,null,null,null,null,null,null,null,null,null,null,null,null,null,null,null,null,null,null,"ILED 2x4 RETRO 52",null,null,"ILED 2x4 RETRO 52"]
[null,null,null,null,null,null,null,null,null,null,null,null,null,null,null,null,null,null,null,null,null,null,null,null,null,null,"ILED 2x4 RETRO 54",null,null,"ILED 2x4 RETRO 54"]
[null,null,null,null,null,null,null,null,null,null,null,null,null,null,null,null,null,null,null,null,null,null,null,null,null,null,"ILED 2x4 RETRO 55",null,null,"ILED 2x4 RETRO 55"]
[null,null,null,null,null,null,null,null,null,null,null,null,null,null,null,null,null,null,null,null,null,null,null,null,null,null,"ILED 2x4 RETRO 56",null,null,"ILED 2x4 RETRO 56"]
[null,null,null,null,null,null,null,null,null,null,null,null,null,null,null,null,null,null,null,null,null,null,null,null,null,null,"ILED 2x4 RETRO 57",null,null,"ILED 2x4 RETRO 57"]
[null,null,null,null,null,null,null,null,null,null,null,null,null,null,null,null,null,null,null,null,null,null,null,null,null,null,"ILED 2x4 RETRO 59",null,null,"ILED 2x4 RETRO 59"]
[null,null,null,null,null,null,null,null,null,null,null,null,null,null,null,null,null,null,null,null,null,null,null,null,null,null,"ILED 2x4 RETRO 60",null,null,"ILED 2x4 RETRO 60"]
[null,null,null,null,null,null,null,null,null,null,null,null,null,null,null,null,null,null,null,null,null,null,null,null,null,null,"ILED 2x4 RETRO 68",null,null,"ILED 2x4 RETRO 68"]
[null,null,null,null,null,null,null,null,null,null,null,null,null,null,null,null,null,null,null,null,null,null,null,null,null,null,"ILED 2x4 RETRO 72",null,null,"ILED 2x4 RETRO 72"]
[null,null,null,null,null,null,null,null,null,null,null,null,null,null,null,null,null,null,null,null,null,null,null,null,null,null,"ILED 2x4 RETRO 73",null,null,"ILED 2x4 RETRO 73"]
[null,null,null,null,null,null,null,null,null,null,null,null,null,null,null,null,null,null,null,null,null,null,null,null,null,null,"ILED 2x4 RETRO 83",null,null,"ILED 2x4 RETRO 83"]
[null,null,null,null,null,null,null,null,null,null,null,null,null,null,null,null,null,null,null,null,null,null,null,null,null,null,"ILED 2x4 RETRO 84",null,null,"ILED 2x4 RETRO 84"]
[null,null,null,null,null,null,null,null,null,null,null,null,null,null,null,null,null,null,null,null,null,null,null,null,null,null,"ILED 4' REPL 120",null,null,"ILED 4' REPL 120"]
[null,null,null,null,null,null,null,null,null,null,null,null,null,null,null,null,null,null,null,null,null,null,null,null,null,null,"ILED 4' REPL 15",null,null,"ILED 4' REPL 15"]
[null,null,null,null,null,null,null,null,null,null,null,null,null,null,null,null,null,null,null,null,null,null,null,null,null,null,"ILED 4' REPL 16",null,null,"ILED 4' REPL 16"]
[null,null,null,null,null,null,null,null,null,null,null,null,null,null,null,null,null,null,null,null,null,null,null,null,null,null,"ILED 4' REPL 17",null,null,"ILED 4' REPL 17"]
[null,null,null,null,null,null,null,null,null,null,null,null,null,null,null,null,null,null,null,null,null,null,null,null,null,null,"ILED 4' REPL 18",null,null,"ILED 4' REPL 18"]
[null,null,null,null,null,null,null,null,null,null,null,null,null,null,null,null,null,null,null,null,null,null,null,null,null,null,"ILED 4' REPL 19",null,null,"ILED 4' REPL 19"]
[null,null,null,null,null,null,null,null,null,null,null,null,null,null,null,null,null,null,null,null,null,null,null,null,null,null,"ILED 4' REPL 20",null,null,"ILED 4' REPL 20"]
[null,null,null,null,null,null,null,null,null,null,null,null,null,null,null,null,null,null,null,null,null,null,null,null,null,null,"ILED 4' REPL 21",null,null,"ILED 4' REPL 21"]
[null,null,null,null,null,null,null,null,null,null,null,null,null,null,null,null,null,null,null,null,null,null,null,null,null,null,"ILED 4' REPL 22",null,null,"ILED 4' REPL 22"]
[null,null,null,null,null,null,null,null,null,null,null,null,null,null,null,null,null,null,null,null,null,null,null,null,null,null,"ILED 4' REPL 23",null,null,"ILED 4' REPL 23"]
[null,null,null,null,null,null,null,null,null,null,null,null,null,null,null,null,null,null,null,null,null,null,null,null,null,null,"ILED 4' REPL 24",null,null,"ILED 4' REPL 24"]
[null,null,null,null,null,null,null,null,null,null,null,null,null,null,null,null,null,null,null,null,null,null,null,null,null,null,"ILED 4' REPL 25",null,null,"ILED 4' REPL 25"]
[null,null,null,null,null,null,null,null,null,null,null,null,null,null,null,null,null,null,null,null,null,null,null,null,null,null,"ILED 4' REPL 26",null,null,"ILED 4' REPL 26"]
[null,null,null,null,null,null,null,null,null,null,null,null,null,null,null,null,null,null,null,null,null,null,null,null,null,null,"ILED 4' REPL 32",null,null,"ILED 4' REPL 32"]
[null,null,null,null,null,null,null,null,null,null,null,null,null,null,null,null,null,null,null,null,null,null,null,null,null,null,"ILED 4' REPL 34",null,null,"ILED 4' REPL 34"]
[null,null,null,null,null,null,null,null,null,null,null,null,null,null,null,null,null,null,null,null,null,null,null,null,null,null,"ILED 4' REPL 36",null,null,"ILED 4' REPL 36"]
[null,null,null,null,null,null,null,null,null,null,null,null,null,null,null,null,null,null,null,null,null,null,null,null,null,null,"ILED 4' REPL 41",null,null,"ILED 4' REPL 41"]
[null,null,null,null,null,null,null,null,null,null,null,null,null,null,null,null,null,null,null,null,null,null,null,null,null,null,"ILED 4' REPL 44",null,null,"ILED 4' REPL 44"]
[null,null,null,null,null,null,null,null,null,null,null,null,null,null,null,null,null,null,null,null,null,null,null,null,null,null,"ILED 4' REPL 46",null,null,"ILED 4' REPL 46"]
[null,null,null,null,null,null,null,null,null,null,null,null,null,null,null,null,null,null,null,null,null,null,null,null,null,null,"ILED 4' REPL 72",null,null,"ILED 4' REPL 72"]
[null,null,null,null,null,null,null,null,null,null,null,null,null,null,null,null,null,null,null,null,null,null,null,null,null,null,null,null,null,"ILED 10"]
[null,null,null,null,null,null,null,null,null,null,null,null,null,null,null,null,null,null,null,null,null,null,null,null,null,null,null,null,null,"ILED 11"]
[null,null,null,null,null,null,null,null,null,null,null,null,null,null,null,null,null,null,null,null,null,null,null,null,null,null,null,null,null,"ILED 12"]
[null,null,null,null,null,null,null,null,null,null,null,null,null,null,null,null,null,null,null,null,null,null,null,null,null,null,null,null,null,"ILED 13"]
[null,null,null,null,null,null,null,null,null,null,null,null,null,null,null,null,null,null,null,null,null,null,null,null,null,null,null,null,null,"ILED 14"]
[null,null,null,null,null,null,null,null,null,null,null,null,null,null,null,null,null,null,null,null,null,null,null,null,null,null,null,null,null,"ILED 15"]
[null,null,null,null,null,null,null,null,null,null,null,null,null,null,null,null,null,null,null,null,null,null,null,null,null,null,null,null,null,"ILED 16"]
[null,null,null,null,null,null,null,null,null,null,null,null,null,null,null,null,null,null,null,null,null,null,null,null,null,null,null,null,null,"ILED 17"]
[null,null,null,null,null,null,null,null,null,null,null,null,null,null,null,null,null,null,null,null,null,null,null,null,null,null,null,null,null,"ILED 18"]
[null,null,null,null,null,null,null,null,null,null,null,null,null,null,null,null,null,null,null,null,null,null,null,null,null,null,null,null,null,"ILED 19"]
[null,null,null,null,null,null,null,null,null,null,null,null,null,null,null,null,null,null,null,null,null,null,null,null,null,null,null,null,null,"ILED 2"]
[null,null,null,null,null,null,null,null,null,null,null,null,null,null,null,null,null,null,null,null,null,null,null,null,null,null,null,null,null,"ILED 20"]
[null,null,null,null,null,null,null,null,null,null,null,null,null,null,null,null,null,null,null,null,null,null,null,null,null,null,null,null,null,"ILED 24"]
[null,null,null,null,null,null,null,null,null,null,null,null,null,null,null,null,null,null,null,null,null,null,null,null,null,null,null,null,null,"ILED 3"]
[null,null,null,null,null,null,null,null,null,null,null,null,null,null,null,null,null,null,null,null,null,null,null,null,null,null,null,null,null,"ILED 30"]
[null,null,null,null,null,null,null,null,null,null,null,null,null,null,null,null,null,null,null,null,null,null,null,null,null,null,null,null,null,"ILED 32"]
[null,null,null,null,null,null,null,null,null,null,null,null,null,null,null,null,null,null,null,null,null,null,null,null,null,null,null,null,null,"ILED 38"]
[null,null,null,null,null,null,null,null,null,null,null,null,null,null,null,null,null,null,null,null,null,null,null,null,null,null,null,null,null,"ILED 4"]
[null,null,null,null,null,null,null,null,null,null,null,null,null,null,null,null,null,null,null,null,null,null,null,null,null,null,null,null,null,"ILED 5"]
[null,null,null,null,null,null,null,null,null,null,null,null,null,null,null,null,null,null,null,null,null,null,null,null,null,null,null,null,null,"ILED 6"]
[null,null,null,null,null,null,null,null,null,null,null,null,null,null,null,null,null,null,null,null,null,null,null,null,null,null,null,null,null,"ILED 7"]
[null,null,null,null,null,null,null,null,null,null,null,null,null,null,null,null,null,null,null,null,null,null,null,null,null,null,null,null,null,"ILED 8"]
[null,null,null,null,null,null,null,null,null,null,null,null,null,null,null,null,null,null,null,null,null,null,null,null,null,null,null,null,null,"ILED 9"]
[null,null,null,null,null,null,null,null,null,null,null,null,null,null,null,null,null,null,null,null,null,null,null,null,null,null,null,null,null,"ILED A 10"]
[null,null,null,null,null,null,null,null,null,null,null,null,null,null,null,null,null,null,null,null,null,null,null,null,null,null,null,null,null,"ILED A 11"]
[null,null,null,null,null,null,null,null,null,null,null,null,null,null,null,null,null,null,null,null,null,null,null,null,null,null,null,null,null,"ILED A 12"]
[null,null,null,null,null,null,null,null,null,null,null,null,null,null,null,null,null,null,null,null,null,null,null,null,null,null,null,null,null,"ILED A 13"]
[null,null,null,null,null,null,null,null,null,null,null,null,null,null,null,null,null,null,null,null,null,null,null,null,null,null,null,null,null,"ILED A 14"]
[null,null,null,null,null,null,null,null,null,null,null,null,null,null,null,null,null,null,null,null,null,null,null,null,null,null,null,null,null,"ILED A 15"]
[null,null,null,null,null,null,null,null,null,null,null,null,null,null,null,null,null,null,null,null,null,null,null,null,null,null,null,null,null,"ILED A 16"]
[null,null,null,null,null,null,null,null,null,null,null,null,null,null,null,null,null,null,null,null,null,null,null,null,null,null,null,null,null,"ILED A 17"]
[null,null,null,null,null,null,null,null,null,null,null,null,null,null,null,null,null,null,null,null,null,null,null,null,null,null,null,null,null,"ILED A 18"]
[null,null,null,null,null,null,null,null,null,null,null,null,null,null,null,null,null,null,null,null,null,null,null,null,null,null,null,null,null,"ILED A 19"]
[null,null,null,null,null,null,null,null,null,null,null,null,null,null,null,null,null,null,null,null,null,null,null,null,null,null,null,null,null,"ILED A 20"]
[null,null,null,null,null,null,null,null,null,null,null,null,null,null,null,null,null,null,null,null,null,null,null,null,null,null,null,null,null,"ILED A 5"]
[null,null,null,null,null,null,null,null,null,null,null,null,null,null,null,null,null,null,null,null,null,null,null,null,null,null,null,null,null,"ILED A 6"]
[null,null,null,null,null,null,null,null,null,null,null,null,null,null,null,null,null,null,null,null,null,null,null,null,null,null,null,null,null,"ILED A 7"]
[null,null,null,null,null,null,null,null,null,null,null,null,null,null,null,null,null,null,null,null,null,null,null,null,null,null,null,null,null,"ILED A 8"]
[null,null,null,null,null,null,null,null,null,null,null,null,null,null,null,null,null,null,null,null,null,null,null,null,null,null,null,null,null,"ILED A 9"]
[null,null,null,null,null,null,null,null,null,null,null,null,null,null,null,null,null,null,null,null,null,null,null,null,null,null,null,null,null,"ILED BR30 10"]
[null,null,null,null,null,null,null,null,null,null,null,null,null,null,null,null,null,null,null,null,null,null,null,null,null,null,null,null,null,"ILED BR30 11"]
[null,null,null,null,null,null,null,null,null,null,null,null,null,null,null,null,null,null,null,null,null,null,null,null,null,null,null,null,null,"ILED BR30 12"]
[null,null,null,null,null,null,null,null,null,null,null,null,null,null,null,null,null,null,null,null,null,null,null,null,null,null,null,null,null,"ILED BR30 13"]
[null,null,null,null,null,null,null,null,null,null,null,null,null,null,null,null,null,null,null,null,null,null,null,null,null,null,null,null,null,"ILED BR30 14"]
[null,null,null,null,null,null,null,null,null,null,null,null,null,null,null,null,null,null,null,null,null,null,null,null,null,null,null,null,null,"ILED BR30 15"]
[null,null,null,null,null,null,null,null,null,null,null,null,null,null,null,null,null,null,null,null,null,null,null,null,null,null,null,null,null,"ILED BR30 16"]
[null,null,null,null,null,null,null,null,null,null,null,null,null,null,null,null,null,null,null,null,null,null,null,null,null,null,null,null,null,"ILED BR30 17"]
[null,null,null,null,null,null,null,null,null,null,null,null,null,null,null,null,null,null,null,null,null,null,null,null,null,null,null,null,null,"ILED BR30 18"]
[null,null,null,null,null,null,null,null,null,null,null,null,null,null,null,null,null,null,null,null,null,null,null,null,null,null,null,null,null,"ILED BR30 19"]
[null,null,null,null,null,null,null,null,null,null,null,null,null,null,null,null,null,null,null,null,null,null,null,null,null,null,null,null,null,"ILED BR30 20"]
[null,null,null,null,null,null,null,null,null,null,null,null,null,null,null,null,null,null,null,null,null,null,null,null,null,null,null,null,null,"ILED BR30 5"]
[null,null,null,null,null,null,null,null,null,null,null,null,null,null,null,null,null,null,null,null,null,null,null,null,null,null,null,null,null,"ILED BR30 6"]
[null,null,null,null,null,null,null,null,null,null,null,null,null,null,null,null,null,null,null,null,null,null,null,null,null,null,null,null,null,"ILED BR30 7"]
[null,null,null,null,null,null,null,null,null,null,null,null,null,null,null,null,null,null,null,null,null,null,null,null,null,null,null,null,null,"ILED BR30 8"]
[null,null,null,null,null,null,null,null,null,null,null,null,null,null,null,null,null,null,null,null,null,null,null,null,null,null,null,null,null,"ILED BR30 9"]
[null,null,null,null,null,null,null,null,null,null,null,null,null,null,null,null,null,null,null,null,null,null,null,null,null,null,null,null,null,"ILED BR40 10"]
[null,null,null,null,null,null,null,null,null,null,null,null,null,null,null,null,null,null,null,null,null,null,null,null,null,null,null,null,null,"ILED BR40 11"]
[null,null,null,null,null,null,null,null,null,null,null,null,null,null,null,null,null,null,null,null,null,null,null,null,null,null,null,null,null,"ILED BR40 12"]
[null,null,null,null,null,null,null,null,null,null,null,null,null,null,null,null,null,null,null,null,null,null,null,null,null,null,null,null,null,"ILED BR40 13"]
[null,null,null,null,null,null,null,null,null,null,null,null,null,null,null,null,null,null,null,null,null,null,null,null,null,null,null,null,null,"ILED BR40 14"]
[null,null,null,null,null,null,null,null,null,null,null,null,null,null,null,null,null,null,null,null,null,null,null,null,null,null,null,null,null,"ILED BR40 15"]
[null,null,null,null,null,null,null,null,null,null,null,null,null,null,null,null,null,null,null,null,null,null,null,null,null,null,null,null,null,"ILED BR40 16"]
[null,null,null,null,null,null,null,null,null,null,null,null,null,null,null,null,null,null,null,null,null,null,null,null,null,null,null,null,null,"ILED BR40 17"]
[null,null,null,null,null,null,null,null,null,null,null,null,null,null,null,null,null,null,null,null,null,null,null,null,null,null,null,null,null,"ILED BR40 18"]
[null,null,null,null,null,null,null,null,null,null,null,null,null,null,null,null,null,null,null,null,null,null,null,null,null,null,null,null,null,"ILED BR40 19"]
[null,null,null,null,null,null,null,null,null,null,null,null,null,null,null,null,null,null,null,null,null,null,null,null,null,null,null,null,null,"ILED BR40 2"]
[null,null,null,null,null,null,null,null,null,null,null,null,null,null,null,null,null,null,null,null,null,null,null,null,null,null,null,null,null,"ILED BR40 2"]
[null,null,null,null,null,null,null,null,null,null,null,null,null,null,null,null,null,null,null,null,null,null,null,null,null,null,null,null,null,"ILED BR40 20"]
[null,null,null,null,null,null,null,null,null,null,null,null,null,null,null,null,null,null,null,null,null,null,null,null,null,null,null,null,null,"ILED BR40 3"]
[null,null,null,null,null,null,null,null,null,null,null,null,null,null,null,null,null,null,null,null,null,null,null,null,null,null,null,null,null,"ILED BR40 3"]
[null,null,null,null,null,null,null,null,null,null,null,null,null,null,null,null,null,null,null,null,null,null,null,null,null,null,null,null,null,"ILED BR40 4"]
[null,null,null,null,null,null,null,null,null,null,null,null,null,null,null,null,null,null,null,null,null,null,null,null,null,null,null,null,null,"ILED BR40 4"]
[null,null,null,null,null,null,null,null,null,null,null,null,null,null,null,null,null,null,null,null,null,null,null,null,null,null,null,null,null,"ILED BR40 5"]
[null,null,null,null,null,null,null,null,null,null,null,null,null,null,null,null,null,null,null,null,null,null,null,null,null,null,null,null,null,"ILED BR40 6"]
[null,null,null,null,null,null,null,null,null,null,null,null,null,null,null,null,null,null,null,null,null,null,null,null,null,null,null,null,null,"ILED BR40 7"]
[null,null,null,null,null,null,null,null,null,null,null,null,null,null,null,null,null,null,null,null,null,null,null,null,null,null,null,null,null,"ILED BR40 8"]
[null,null,null,null,null,null,null,null,null,null,null,null,null,null,null,null,null,null,null,null,null,null,null,null,null,null,null,null,null,"ILED BR40 9"]
[null,null,null,null,null,null,null,null,null,null,null,null,null,null,null,null,null,null,null,null,null,null,null,null,null,null,null,null,null,"ILED C 1"]
[null,null,null,null,null,null,null,null,null,null,null,null,null,null,null,null,null,null,null,null,null,null,null,null,null,null,null,null,null,"ILED C 2"]
[null,null,null,null,null,null,null,null,null,null,null,null,null,null,null,null,null,null,null,null,null,null,null,null,null,null,null,null,null,"ILED C 3"]
[null,null,null,null,null,null,null,null,null,null,null,null,null,null,null,null,null,null,null,null,null,null,null,null,null,null,null,null,null,"ILED C 4"]
[null,null,null,null,null,null,null,null,null,null,null,null,null,null,null,null,null,null,null,null,null,null,null,null,null,null,null,null,null,"ILED C 5"]
[null,null,null,null,null,null,null,null,null,null,null,null,null,null,null,null,null,null,null,null,null,null,null,null,null,null,null,null,null,"ILED CA 1"]
[null,null,null,null,null,null,null,null,null,null,null,null,null,null,null,null,null,null,null,null,null,null,null,null,null,null,null,null,null,"ILED CA 2"]
[null,null,null,null,null,null,null,null,null,null,null,null,null,null,null,null,null,null,null,null,null,null,null,null,null,null,null,null,null,"ILED CA 3"]
[null,null,null,null,null,null,null,null,null,null,null,null,null,null,null,null,null,null,null,null,null,null,null,null,null,null,null,null,null,"ILED G 10"]
[null,null,null,null,null,null,null,null,null,null,null,null,null,null,null,null,null,null,null,null,null,null,null,null,null,null,null,null,null,"ILED G 2"]
[null,null,null,null,null,null,null,null,null,null,null,null,null,null,null,null,null,null,null,null,null,null,null,null,null,null,null,null,null,"ILED G 3"]
[null,null,null,null,null,null,null,null,null,null,null,null,null,null,null,null,null,null,null,null,null,null,null,null,null,null,null,null,null,"ILED G 4"]
[null,null,null,null,null,null,null,null,null,null,null,null,null,null,null,null,null,null,null,null,null,null,null,null,null,null,null,null,null,"ILED G 5"]
[null,null,null,null,null,null,null,null,null,null,null,null,null,null,null,null,null,null,null,null,null,null,null,null,null,null,null,null,null,"ILED G 6"]
[null,null,null,null,null,null,null,null,null,null,null,null,null,null,null,null,null,null,null,null,null,null,null,null,null,null,null,null,null,"ILED G 7"]
[null,null,null,null,null,null,null,null,null,null,null,null,null,null,null,null,null,null,null,null,null,null,null,null,null,null,null,null,null,"ILED G 8"]
[null,null,null,null,null,null,null,null,null,null,null,null,null,null,null,null,null,null,null,null,null,null,null,null,null,null,null,null,null,"ILED G 9"]
[null,null,null,null,null,null,null,null,null,null,null,null,null,null,null,null,null,null,null,null,null,null,null,null,null,null,null,null,null,"ILED MR16 10"]
[null,null,null,null,null,null,null,null,null,null,null,null,null,null,null,null,null,null,null,null,null,null,null,null,null,null,null,null,null,"ILED MR16 2"]
[null,null,null,null,null,null,null,null,null,null,null,null,null,null,null,null,null,null,null,null,null,null,null,null,null,null,null,null,null,"ILED MR16 3"]
[null,null,null,null,null,null,null,null,null,null,null,null,null,null,null,null,null,null,null,null,null,null,null,null,null,null,null,null,null,"ILED MR16 4"]
[null,null,null,null,null,null,null,null,null,null,null,null,null,null,null,null,null,null,null,null,null,null,null,null,null,null,null,null,null,"ILED MR16 5"]
[null,null,null,null,null,null,null,null,null,null,null,null,null,null,null,null,null,null,null,null,null,null,null,null,null,null,null,null,null,"ILED MR16 6"]
[null,null,null,null,null,null,null,null,null,null,null,null,null,null,null,null,null,null,null,null,null,null,null,null,null,null,null,null,null,"ILED MR16 7"]
[null,null,null,null,null,null,null,null,null,null,null,null,null,null,null,null,null,null,null,null,null,null,null,null,null,null,null,null,null,"ILED MR16 8"]
[null,null,null,null,null,null,null,null,null,null,null,null,null,null,null,null,null,null,null,null,null,null,null,null,null,null,null,null,null,"ILED MR16 9"]
[null,null,null,null,null,null,null,null,null,null,null,null,null,null,null,null,null,null,null,null,null,null,null,null,null,null,null,null,null,"ILED PAR20 1"]
[null,null,null,null,null,null,null,null,null,null,null,null,null,null,null,null,null,null,null,null,null,null,null,null,null,null,null,null,null,"ILED PAR20 10"]
[null,null,null,null,null,null,null,null,null,null,null,null,null,null,null,null,null,null,null,null,null,null,null,null,null,null,null,null,null,"ILED PAR20 11"]
[null,null,null,null,null,null,null,null,null,null,null,null,null,null,null,null,null,null,null,null,null,null,null,null,null,null,null,null,null,"ILED PAR20 12"]
[null,null,null,null,null,null,null,null,null,null,null,null,null,null,null,null,null,null,null,null,null,null,null,null,null,null,null,null,null,"ILED PAR20 13"]
[null,null,null,null,null,null,null,null,null,null,null,null,null,null,null,null,null,null,null,null,null,null,null,null,null,null,null,null,null,"ILED PAR20 14"]
[null,null,null,null,null,null,null,null,null,null,null,null,null,null,null,null,null,null,null,null,null,null,null,null,null,null,null,null,null,"ILED PAR20 15"]
[null,null,null,null,null,null,null,null,null,null,null,null,null,null,null,null,null,null,null,null,null,null,null,null,null,null,null,null,null,"ILED PAR20 16"]
[null,null,null,null,null,null,null,null,null,null,null,null,null,null,null,null,null,null,null,null,null,null,null,null,null,null,null,null,null,"ILED PAR20 17"]
[null,null,null,null,null,null,null,null,null,null,null,null,null,null,null,null,null,null,null,null,null,null,null,null,null,null,null,null,null,"ILED PAR20 18"]
[null,null,null,null,null,null,null,null,null,null,null,null,null,null,null,null,null,null,null,null,null,null,null,null,null,null,null,null,null,"ILED PAR20 19"]
[null,null,null,null,null,null,null,null,null,null,null,null,null,null,null,null,null,null,null,null,null,null,null,null,null,null,null,null,null,"ILED PAR20 2"]
[null,null,null,null,null,null,null,null,null,null,null,null,null,null,null,null,null,null,null,null,null,null,null,null,null,null,null,null,null,"ILED PAR20 20"]
[null,null,null,null,null,null,null,null,null,null,null,null,null,null,null,null,null,null,null,null,null,null,null,null,null,null,null,null,null,"ILED PAR20 3"]
[null,null,null,null,null,null,null,null,null,null,null,null,null,null,null,null,null,null,null,null,null,null,null,null,null,null,null,null,null,"ILED PAR20 4"]
[null,null,null,null,null,null,null,null,null,null,null,null,null,null,null,null,null,null,null,null,null,null,null,null,null,null,null,null,null,"ILED PAR20 5"]
[null,null,null,null,null,null,null,null,null,null,null,null,null,null,null,null,null,null,null,null,null,null,null,null,null,null,null,null,null,"ILED PAR20 6"]
[null,null,null,null,null,null,null,null,null,null,null,null,null,null,null,null,null,null,null,null,null,null,null,null,null,null,null,null,null,"ILED PAR20 7"]
[null,null,null,null,null,null,null,null,null,null,null,null,null,null,null,null,null,null,null,null,null,null,null,null,null,null,null,null,null,"ILED PAR20 8"]
[null,null,null,null,null,null,null,null,null,null,null,null,null,null,null,null,null,null,null,null,null,null,null,null,null,null,null,null,null,"ILED PAR20 9"]
[null,null,null,null,null,null,null,null,null,null,null,null,null,null,null,null,null,null,null,null,null,null,null,null,null,null,null,null,null,"ILED PAR30 10"]
[null,null,null,null,null,null,null,null,null,null,null,null,null,null,null,null,null,null,null,null,null,null,null,null,null,null,null,null,null,"ILED PAR30 11"]
[null,null,null,null,null,null,null,null,null,null,null,null,null,null,null,null,null,null,null,null,null,null,null,null,null,null,null,null,null,"ILED PAR30 12"]
[null,null,null,null,null,null,null,null,null,null,null,null,null,null,null,null,null,null,null,null,null,null,null,null,null,null,null,null,null,"ILED PAR30 13"]
[null,null,null,null,null,null,null,null,null,null,null,null,null,null,null,null,null,null,null,null,null,null,null,null,null,null,null,null,null,"ILED PAR30 14"]
[null,null,null,null,null,null,null,null,null,null,null,null,null,null,null,null,null,null,null,null,null,null,null,null,null,null,null,null,null,"ILED PAR30 15"]
[null,null,null,null,null,null,null,null,null,null,null,null,null,null,null,null,null,null,null,null,null,null,null,null,null,null,null,null,null,"ILED PAR30 5"]
[null,null,null,null,null,null,null,null,null,null,null,null,null,null,null,null,null,null,null,null,null,null,null,null,null,null,null,null,null,"ILED PAR30 6"]
[null,null,null,null,null,null,null,null,null,null,null,null,null,null,null,null,null,null,null,null,null,null,null,null,null,null,null,null,null,"ILED PAR30 7"]
[null,null,null,null,null,null,null,null,null,null,null,null,null,null,null,null,null,null,null,null,null,null,null,null,null,null,null,null,null,"ILED PAR30 8"]
[null,null,null,null,null,null,null,null,null,null,null,null,null,null,null,null,null,null,null,null,null,null,null,null,null,null,null,null,null,"ILED PAR30 9"]
[null,null,null,null,null,null,null,null,null,null,null,null,null,null,null,null,null,null,null,null,null,null,null,null,null,null,null,null,null,"ILED PAR38 10"]
[null,null,null,null,null,null,null,null,null,null,null,null,null,null,null,null,null,null,null,null,null,null,null,null,null,null,null,null,null,"ILED PAR38 11"]
[null,null,null,null,null,null,null,null,null,null,null,null,null,null,null,null,null,null,null,null,null,null,null,null,null,null,null,null,null,"ILED PAR38 12"]
[null,null,null,null,null,null,null,null,null,null,null,null,null,null,null,null,null,null,null,null,null,null,null,null,null,null,null,null,null,"ILED PAR38 13"]
[null,null,null,null,null,null,null,null,null,null,null,null,null,null,null,null,null,null,null,null,null,null,null,null,null,null,null,null,null,"ILED PAR38 14"]
[null,null,null,null,null,null,null,null,null,null,null,null,null,null,null,null,null,null,null,null,null,null,null,null,null,null,null,null,null,"ILED PAR38 15"]
[null,null,null,null,null,null,null,null,null,null,null,null,null,null,null,null,null,null,null,null,null,null,null,null,null,null,null,null,null,"ILED PAR38 16"]
[null,null,null,null,null,null,null,null,null,null,null,null,null,null,null,null,null,null,null,null,null,null,null,null,null,null,null,null,null,"ILED PAR38 17"]
[null,null,null,null,null,null,null,null,null,null,null,null,null,null,null,null,null,null,null,null,null,null,null,null,null,null,null,null,null,"ILED PAR38 18"]
[null,null,null,null,null,null,null,null,null,null,null,null,null,null,null,null,null,null,null,null,null,null,null,null,null,null,null,null,null,"ILED PAR38 19"]
[null,null,null,null,null,null,null,null,null,null,null,null,null,null,null,null,null,null,null,null,null,null,null,null,null,null,null,null,null,"ILED PAR38 20"]
[null,null,null,null,null,null,null,null,null,null,null,null,null,null,null,null,null,null,null,null,null,null,null,null,null,null,null,null,null,"ILED R30 10"]
[null,null,null,null,null,null,null,null,null,null,null,null,null,null,null,null,null,null,null,null,null,null,null,null,null,null,null,null,null,"ILED R30 2"]
[null,null,null,null,null,null,null,null,null,null,null,null,null,null,null,null,null,null,null,null,null,null,null,null,null,null,null,null,null,"ILED R30 3"]
[null,null,null,null,null,null,null,null,null,null,null,null,null,null,null,null,null,null,null,null,null,null,null,null,null,null,null,null,null,"ILED R30 4"]
[null,null,null,null,null,null,null,null,null,null,null,null,null,null,null,null,null,null,null,null,null,null,null,null,null,null,null,null,null,"ILED R30 5"]
[null,null,null,null,null,null,null,null,null,null,null,null,null,null,null,null,null,null,null,null,null,null,null,null,null,null,null,null,null,"ILED R30 6"]
[null,null,null,null,null,null,null,null,null,null,null,null,null,null,null,null,null,null,null,null,null,null,null,null,null,null,null,null,null,"ILED R30 7"]
[null,null,null,null,null,null,null,null,null,null,null,null,null,null,null,null,null,null,null,null,null,null,null,null,null,null,null,null,null,"ILED R30 8"]
[null,null,null,null,null,null,null,null,null,null,null,null,null,null,null,null,null,null,null,null,null,null,null,null,null,null,null,null,null,"ILED R30 9"]
[null,null,null,null,null,null,null,null,null,null,null,null,null,null,null,null,null,null,null,null,null,null,null,null,null,null,null,null,null,"ILED TRK 10"]
[null,null,null,null,null,null,null,null,null,null,null,null,null,null,null,null,null,null,null,null,null,null,null,null,null,null,null,null,null,"ILED TRK 11"]
[null,null,null,null,null,null,null,null,null,null,null,null,null,null,null,null,null,null,null,null,null,null,null,null,null,null,null,null,null,"ILED TRK 12"]
[null,null,null,null,null,null,null,null,null,null,null,null,null,null,null,null,null,null,null,null,null,null,null,null,null,null,null,null,null,"ILED TRK 13"]
[null,null,null,null,null,null,null,null,null,null,null,null,null,null,null,null,null,null,null,null,null,null,null,null,null,null,null,null,null,"ILED TRK 14"]
[null,null,null,null,null,null,null,null,null,null,null,null,null,null,null,null,null,null,null,null,null,null,null,null,null,null,null,null,null,"ILED TRK 15"]
[null,null,null,null,null,null,null,null,null,null,null,null,null,null,null,null,null,null,null,null,null,null,null,null,null,null,null,null,null,"ILED TRK 16"]
[null,null,null,null,null,null,null,null,null,null,null,null,null,null,null,null,null,null,null,null,null,null,null,null,null,null,null,null,null,"ILED TRK 17"]
[null,null,null,null,null,null,null,null,null,null,null,null,null,null,null,null,null,null,null,null,null,null,null,null,null,null,null,null,null,"ILED TRK 18"]
[null,null,null,null,null,null,null,null,null,null,null,null,null,null,null,null,null,null,null,null,null,null,null,null,null,null,null,null,null,"ILED TRK 19"]
[null,null,null,null,null,null,null,null,null,null,null,null,null,null,null,null,null,null,null,null,null,null,null,null,null,null,null,null,null,"ILED TRK 20"]
[null,null,null,null,null,null,null,null,null,null,null,null,null,null,null,null,null,null,null,null,null,null,null,null,null,null,null,null,null,"ILED TRK 21"]
[null,null,null,null,null,null,null,null,null,null,null,null,null,null,null,null,null,null,null,null,null,null,null,null,null,null,null,null,null,"ILED TRK 22"]
[null,null,null,null,null,null,null,null,null,null,null,null,null,null,null,null,null,null,null,null,null,null,null,null,null,null,null,null,null,"ILED TRK 23"]
[null,null,null,null,null,null,null,null,null,null,null,null,null,null,null,null,null,null,null,null,null,null,null,null,null,null,null,null,null,"ILED TRK 24"]
[null,null,null,null,null,null,null,null,null,null,null,null,null,null,null,null,null,null,null,null,null,null,null,null,null,null,null,null,null,"ILED TRK 25"]
[null,null,null,null,null,null,null,null,null,null,null,null,null,null,null,null,null,null,null,null,null,null,null,null,null,null,null,null,null,"ILED TRK 26"]
[null,null,null,null,null,null,null,null,null,null,null,null,null,null,null,null,null,null,null,null,null,null,null,null,null,null,null,null,null,"ILED TRK 27"]
[null,null,null,null,null,null,null,null,null,null,null,null,null,null,null,null,null,null,null,null,null,null,null,null,null,null,null,null,null,"ILED TRK 28"]
[null,null,null,null,null,null,null,null,null,null,null,null,null,null,null,null,null,null,null,null,null,null,null,null,null,null,null,null,null,"ILED TRK 29"]
[null,null,null,null,null,null,null,null,null,null,null,null,null,null,null,null,null,null,null,null,null,null,null,null,null,null,null,null,null,"ILED TRK 30"]
[null,null,null,null,null,null,null,null,null,null,null,null,null,null,null,null,null,null,null,null,null,null,null,null,null,null,null,null,null,"ILED TRK 31"]
[null,null,null,null,null,null,null,null,null,null,null,null,null,null,null,null,null,null,null,null,null,null,null,null,null,null,null,null,null,"ILED TRK 32"]
[null,null,null,null,null,null,null,null,null,null,null,null,null,null,null,null,null,null,null,null,null,null,null,null,null,null,null,null,null,"ILED TRK 33"]
[null,null,null,null,null,null,null,null,null,null,null,null,null,null,null,null,null,null,null,null,null,null,null,null,null,null,null,null,null,"ILED TRK 34"]
[null,null,null,null,null,null,null,null,null,null,null,null,null,null,null,null,null,null,null,null,null,null,null,null,null,null,null,null,null,"ILED TRK 35"]
[null,null,null,null,null,null,null,null,null,null,null,null,null,null,null,null,null,null,null,null,null,null,null,null,null,null,null,null,null,"ILED TRK 36"]
[null,null,null,null,null,null,null,null,null,null,null,null,null,null,null,null,null,null,null,null,null,null,null,null,null,null,null,null,null,"ILED TRK 37"]
[null,null,null,null,null,null,null,null,null,null,null,null,null,null,null,null,null,null,null,null,null,null,null,null,null,null,null,null,null,"ILED TRK 38"]
[null,null,null,null,null,null,null,null,null,null,null,null,null,null,null,null,null,null,null,null,null,null,null,null,null,null,null,null,null,"ILED TRK 39"]
[null,null,null,null,null,null,null,null,null,null,null,null,null,null,null,null,null,null,null,null,null,null,null,null,null,null,null,null,null,"ILED TRK 40"]
[null,null,null,null,null,null,null,null,null,null,null,null,null,null,null,null,null,null,null,null,null,null,null,null,null,null,null,null,null,"ILED TRK 41"]
[null,null,null,null,null,null,null,null,null,null,null,null,null,null,null,null,null,null,null,null,null,null,null,null,null,null,null,null,null,"ILED TRK 42"]
[null,null,null,null,null,null,null,null,null,null,null,null,null,null,null,null,null,null,null,null,null,null,null,null,null,null,null,null,null,"ILED TRK 43"]
[null,null,null,null,null,null,null,null,null,null,null,null,null,null,null,null,null,null,null,null,null,null,null,null,null,null,null,null,null,"ILED TRK 44"]
[null,null,null,null,null,null,null,null,null,null,null,null,null,null,null,null,null,null,null,null,null,null,null,null,null,null,null,null,null,"ILED TRK 45"]
[null,null,null,null,null,null,null,null,null,null,null,null,null,null,null,null,null,null,null,null,null,null,null,null,null,null,null,null,null,"ILED TRK 46"]
[null,null,null,null,null,null,null,null,null,null,null,null,null,null,null,null,null,null,null,null,null,null,null,null,null,null,null,null,null,"ILED TRK 47"]
[null,null,null,null,null,null,null,null,null,null,null,null,null,null,null,null,null,null,null,null,null,null,null,null,null,null,null,null,null,"ILED TRK 48"]
[null,null,null,null,null,null,null,null,null,null,null,null,null,null,null,null,null,null,null,null,null,null,null,null,null,null,null,null,null,"ILED TRK 49"]
[null,null,null,null,null,null,null,null,null,null,null,null,null,null,null,null,null,null,null,null,null,null,null,null,null,null,null,null,null,"ILED TRK 5"]
[null,null,null,null,null,null,null,null,null,null,null,null,null,null,null,null,null,null,null,null,null,null,null,null,null,null,null,null,null,"ILED TRK 50"]
[null,null,null,null,null,null,null,null,null,null,null,null,null,null,null,null,null,null,null,null,null,null,null,null,null,null,null,null,null,"ILED TRK 6"]
[null,null,null,null,null,null,null,null,null,null,null,null,null,null,null,null,null,null,null,null,null,null,null,null,null,null,null,null,null,"ILED TRK 7"]
[null,null,null,null,null,null,null,null,null,null,null,null,null,null,null,null,null,null,null,null,null,null,null,null,null,null,null,null,null,"ILED TRK 8"]
[null,null,null,null,null,null,null,null,null,null,null,null,null,null,null,null,null,null,null,null,null,null,null,null,null,null,null,null,null,"ILED TRK 9"]
[null,null,null,null,null,null,null,null,null,null,null,null,null,null,null,null,null,null,null,null,null,null,null,null,null,null,null,null,null,"FLED HBY 106"]
[null,null,null,null,null,null,null,null,null,null,null,null,null,null,null,null,null,null,null,null,null,null,null,null,null,null,null,null,null,"FLED HBY 108"]
[null,null,null,null,null,null,null,null,null,null,null,null,null,null,null,null,null,null,null,null,null,null,null,null,null,null,null,null,null,"FLED HBY 109"]
[null,null,null,null,null,null,null,null,null,null,null,null,null,null,null,null,null,null,null,null,null,null,null,null,null,null,null,null,null,"FLED HBY 112"]
[null,null,null,null,null,null,null,null,null,null,null,null,null,null,null,null,null,null,null,null,null,null,null,null,null,null,null,null,null,"FLED HBY 113"]
[null,null,null,null,null,null,null,null,null,null,null,null,null,null,null,null,null,null,null,null,null,null,null,null,null,null,null,null,null,"FLED HBY 114"]
[null,null,null,null,null,null,null,null,null,null,null,null,null,null,null,null,null,null,null,null,null,null,null,null,null,null,null,null,null,"FLED HBY 115"]
[null,null,null,null,null,null,null,null,null,null,null,null,null,null,null,null,null,null,null,null,null,null,null,null,null,null,null,null,null,"FLED HBY 117"]
[null,null,null,null,null,null,null,null,null,null,null,null,null,null,null,null,null,null,null,null,null,null,null,null,null,null,null,null,null,"FLED HBY 118"]
[null,null,null,null,null,null,null,null,null,null,null,null,null,null,null,null,null,null,null,null,null,null,null,null,null,null,null,null,null,"FLED HBY 119"]
[null,null,null,null,null,null,null,null,null,null,null,null,null,null,null,null,null,null,null,null,null,null,null,null,null,null,null,null,null,"FLED HBY 120"]
[null,null,null,null,null,null,null,null,null,null,null,null,null,null,null,null,null,null,null,null,null,null,null,null,null,null,null,null,null,"FLED HBY 121"]
[null,null,null,null,null,null,null,null,null,null,null,null,null,null,null,null,null,null,null,null,null,null,null,null,null,null,null,null,null,"FLED HBY 122"]
[null,null,null,null,null,null,null,null,null,null,null,null,null,null,null,null,null,null,null,null,null,null,null,null,null,null,null,null,null,"FLED HBY 123"]
[null,null,null,null,null,null,null,null,null,null,null,null,null,null,null,null,null,null,null,null,null,null,null,null,null,null,null,null,null,"FLED HBY 124"]
[null,null,null,null,null,null,null,null,null,null,null,null,null,null,null,null,null,null,null,null,null,null,null,null,null,null,null,null,null,"FLED HBY 125"]
[null,null,null,null,null,null,null,null,null,null,null,null,null,null,null,null,null,null,null,null,null,null,null,null,null,null,null,null,null,"FLED HBY 126"]
[null,null,null,null,null,null,null,null,null,null,null,null,null,null,null,null,null,null,null,null,null,null,null,null,null,null,null,null,null,"FLED HBY 127"]
[null,null,null,null,null,null,null,null,null,null,null,null,null,null,null,null,null,null,null,null,null,null,null,null,null,null,null,null,null,"FLED HBY 128"]
[null,null,null,null,null,null,null,null,null,null,null,null,null,null,null,null,null,null,null,null,null,null,null,null,null,null,null,null,null,"FLED HBY 129"]
[null,null,null,null,null,null,null,null,null,null,null,null,null,null,null,null,null,null,null,null,null,null,null,null,null,null,null,null,null,"FLED HBY 130"]
[null,null,null,null,null,null,null,null,null,null,null,null,null,null,null,null,null,null,null,null,null,null,null,null,null,null,null,null,null,"FLED HBY 131"]
[null,null,null,null,null,null,null,null,null,null,null,null,null,null,null,null,null,null,null,null,null,null,null,null,null,null,null,null,null,"FLED HBY 132"]
[null,null,null,null,null,null,null,null,null,null,null,null,null,null,null,null,null,null,null,null,null,null,null,null,null,null,null,null,null,"FLED HBY 133"]
[null,null,null,null,null,null,null,null,null,null,null,null,null,null,null,null,null,null,null,null,null,null,null,null,null,null,null,null,null,"FLED HBY 134"]
[null,null,null,null,null,null,null,null,null,null,null,null,null,null,null,null,null,null,null,null,null,null,null,null,null,null,null,null,null,"FLED HBY 135"]
[null,null,null,null,null,null,null,null,null,null,null,null,null,null,null,null,null,null,null,null,null,null,null,null,null,null,null,null,null,"FLED HBY 136"]
[null,null,null,null,null,null,null,null,null,null,null,null,null,null,null,null,null,null,null,null,null,null,null,null,null,null,null,null,null,"FLED HBY 136"]
[null,null,null,null,null,null,null,null,null,null,null,null,null,null,null,null,null,null,null,null,null,null,null,null,null,null,null,null,null,"FLED HBY 137"]
[null,null,null,null,null,null,null,null,null,null,null,null,null,null,null,null,null,null,null,null,null,null,null,null,null,null,null,null,null,"FLED HBY 138"]
[null,null,null,null,null,null,null,null,null,null,null,null,null,null,null,null,null,null,null,null,null,null,null,null,null,null,null,null,null,"FLED HBY 140"]
[null,null,null,null,null,null,null,null,null,null,null,null,null,null,null,null,null,null,null,null,null,null,null,null,null,null,null,null,null,"FLED HBY 141"]
[null,null,null,null,null,null,null,null,null,null,null,null,null,null,null,null,null,null,null,null,null,null,null,null,null,null,null,null,null,"FLED HBY 142"]
[null,null,null,null,null,null,null,null,null,null,null,null,null,null,null,null,null,null,null,null,null,null,null,null,null,null,null,null,null,"FLED HBY 143"]
[null,null,null,null,null,null,null,null,null,null,null,null,null,null,null,null,null,null,null,null,null,null,null,null,null,null,null,null,null,"FLED HBY 144"]
[null,null,null,null,null,null,null,null,null,null,null,null,null,null,null,null,null,null,null,null,null,null,null,null,null,null,null,null,null,"FLED HBY 144"]
[null,null,null,null,null,null,null,null,null,null,null,null,null,null,null,null,null,null,null,null,null,null,null,null,null,null,null,null,null,"FLED HBY 145"]
[null,null,null,null,null,null,null,null,null,null,null,null,null,null,null,null,null,null,null,null,null,null,null,null,null,null,null,null,null,"FLED HBY 146"]
[null,null,null,null,null,null,null,null,null,null,null,null,null,null,null,null,null,null,null,null,null,null,null,null,null,null,null,null,null,"FLED HBY 147"]
[null,null,null,null,null,null,null,null,null,null,null,null,null,null,null,null,null,null,null,null,null,null,null,null,null,null,null,null,null,"FLED HBY 148"]
[null,null,null,null,null,null,null,null,null,null,null,null,null,null,null,null,null,null,null,null,null,null,null,null,null,null,null,null,null,"FLED HBY 149"]
[null,null,null,null,null,null,null,null,null,null,null,null,null,null,null,null,null,null,null,null,null,null,null,null,null,null,null,null,null,"FLED HBY 150"]
[null,null,null,null,null,null,null,null,null,null,null,null,null,null,null,null,null,null,null,null,null,null,null,null,null,null,null,null,null,"FLED HBY 151"]
[null,null,null,null,null,null,null,null,null,null,null,null,null,null,null,null,null,null,null,null,null,null,null,null,null,null,null,null,null,"FLED HBY 152"]
[null,null,null,null,null,null,null,null,null,null,null,null,null,null,null,null,null,null,null,null,null,null,null,null,null,null,null,null,null,"FLED HBY 154"]
[null,null,null,null,null,null,null,null,null,null,null,null,null,null,null,null,null,null,null,null,null,null,null,null,null,null,null,null,null,"FLED HBY 155"]
[null,null,null,null,null,null,null,null,null,null,null,null,null,null,null,null,null,null,null,null,null,null,null,null,null,null,null,null,null,"FLED HBY 156"]
[null,null,null,null,null,null,null,null,null,null,null,null,null,null,null,null,null,null,null,null,null,null,null,null,null,null,null,null,null,"FLED HBY 157"]
[null,null,null,null,null,null,null,null,null,null,null,null,null,null,null,null,null,null,null,null,null,null,null,null,null,null,null,null,null,"FLED HBY 158"]
[null,null,null,null,null,null,null,null,null,null,null,null,null,null,null,null,null,null,null,null,null,null,null,null,null,null,null,null,null,"FLED HBY 159"]
[null,null,null,null,null,null,null,null,null,null,null,null,null,null,null,null,null,null,null,null,null,null,null,null,null,null,null,null,null,"FLED HBY 160"]
[null,null,null,null,null,null,null,null,null,null,null,null,null,null,null,null,null,null,null,null,null,null,null,null,null,null,null,null,null,"FLED HBY 161"]
[null,null,null,null,null,null,null,null,null,null,null,null,null,null,null,null,null,null,null,null,null,null,null,null,null,null,null,null,null,"FLED HBY 162"]
[null,null,null,null,null,null,null,null,null,null,null,null,null,null,null,null,null,null,null,null,null,null,null,null,null,null,null,null,null,"FLED HBY 163"]
[null,null,null,null,null,null,null,null,null,null,null,null,null,null,null,null,null,null,null,null,null,null,null,null,null,null,null,null,null,"FLED HBY 166"]
[null,null,null,null,null,null,null,null,null,null,null,null,null,null,null,null,null,null,null,null,null,null,null,null,null,null,null,null,null,"FLED HBY 167"]
[null,null,null,null,null,null,null,null,null,null,null,null,null,null,null,null,null,null,null,null,null,null,null,null,null,null,null,null,null,"FLED HBY 168"]
[null,null,null,null,null,null,null,null,null,null,null,null,null,null,null,null,null,null,null,null,null,null,null,null,null,null,null,null,null,"FLED HBY 169"]
[null,null,null,null,null,null,null,null,null,null,null,null,null,null,null,null,null,null,null,null,null,null,null,null,null,null,null,null,null,"FLED HBY 170"]
[null,null,null,null,null,null,null,null,null,null,null,null,null,null,null,null,null,null,null,null,null,null,null,null,null,null,null,null,null,"FLED HBY 171"]
[null,null,null,null,null,null,null,null,null,null,null,null,null,null,null,null,null,null,null,null,null,null,null,null,null,null,null,null,null,"FLED HBY 173"]
[null,null,null,null,null,null,null,null,null,null,null,null,null,null,null,null,null,null,null,null,null,null,null,null,null,null,null,null,null,"FLED HBY 175"]
[null,null,null,null,null,null,null,null,null,null,null,null,null,null,null,null,null,null,null,null,null,null,null,null,null,null,null,null,null,"FLED HBY 176"]
[null,null,null,null,null,null,null,null,null,null,null,null,null,null,null,null,null,null,null,null,null,null,null,null,null,null,null,null,null,"FLED HBY 177"]
[null,null,null,null,null,null,null,null,null,null,null,null,null,null,null,null,null,null,null,null,null,null,null,null,null,null,null,null,null,"FLED HBY 178"]
[null,null,null,null,null,null,null,null,null,null,null,null,null,null,null,null,null,null,null,null,null,null,null,null,null,null,null,null,null,"FLED HBY 179"]
[null,null,null,null,null,null,null,null,null,null,null,null,null,null,null,null,null,null,null,null,null,null,null,null,null,null,null,null,null,"FLED HBY 180"]
[null,null,null,null,null,null,null,null,null,null,null,null,null,null,null,null,null,null,null,null,null,null,null,null,null,null,null,null,null,"FLED HBY 181"]
[null,null,null,null,null,null,null,null,null,null,null,null,null,null,null,null,null,null,null,null,null,null,null,null,null,null,null,null,null,"FLED HBY 182"]
[null,null,null,null,null,null,null,null,null,null,null,null,null,null,null,null,null,null,null,null,null,null,null,null,null,null,null,null,null,"FLED HBY 184"]
[null,null,null,null,null,null,null,null,null,null,null,null,null,null,null,null,null,null,null,null,null,null,null,null,null,null,null,null,null,"FLED HBY 185"]
[null,null,null,null,null,null,null,null,null,null,null,null,null,null,null,null,null,null,null,null,null,null,null,null,null,null,null,null,null,"FLED HBY 186"]
[null,null,null,null,null,null,null,null,null,null,null,null,null,null,null,null,null,null,null,null,null,null,null,null,null,null,null,null,null,"FLED HBY 188"]
[null,null,null,null,null,null,null,null,null,null,null,null,null,null,null,null,null,null,null,null,null,null,null,null,null,null,null,null,null,"FLED HBY 189"]
[null,null,null,null,null,null,null,null,null,null,null,null,null,null,null,null,null,null,null,null,null,null,null,null,null,null,null,null,null,"FLED HBY 191"]
[null,null,null,null,null,null,null,null,null,null,null,null,null,null,null,null,null,null,null,null,null,null,null,null,null,null,null,null,null,"FLED HBY 192"]
[null,null,null,null,null,null,null,null,null,null,null,null,null,null,null,null,null,null,null,null,null,null,null,null,null,null,null,null,null,"FLED HBY 194"]
[null,null,null,null,null,null,null,null,null,null,null,null,null,null,null,null,null,null,null,null,null,null,null,null,null,null,null,null,null,"FLED HBY 197"]
[null,null,null,null,null,null,null,null,null,null,null,null,null,null,null,null,null,null,null,null,null,null,null,null,null,null,null,null,null,"FLED HBY 198"]
[null,null,null,null,null,null,null,null,null,null,null,null,null,null,null,null,null,null,null,null,null,null,null,null,null,null,null,null,null,"FLED HBY 199"]
[null,null,null,null,null,null,null,null,null,null,null,null,null,null,null,null,null,null,null,null,null,null,null,null,null,null,null,null,null,"FLED HBY 200"]
[null,null,null,null,null,null,null,null,null,null,null,null,null,null,null,null,null,null,null,null,null,null,null,null,null,null,null,null,null,"FLED HBY 201"]
[null,null,null,null,null,null,null,null,null,null,null,null,null,null,null,null,null,null,null,null,null,null,null,null,null,null,null,null,null,"FLED HBY 202"]
[null,null,null,null,null,null,null,null,null,null,null,null,null,null,null,null,null,null,null,null,null,null,null,null,null,null,null,null,null,"FLED HBY 203"]
[null,null,null,null,null,null,null,null,null,null,null,null,null,null,null,null,null,null,null,null,null,null,null,null,null,null,null,null,null,"FLED HBY 204"]
[null,null,null,null,null,null,null,null,null,null,null,null,null,null,null,null,null,null,null,null,null,null,null,null,null,null,null,null,null,"FLED HBY 205"]
[null,null,null,null,null,null,null,null,null,null,null,null,null,null,null,null,null,null,null,null,null,null,null,null,null,null,null,null,null,"FLED HBY 206"]
[null,null,null,null,null,null,null,null,null,null,null,null,null,null,null,null,null,null,null,null,null,null,null,null,null,null,null,null,null,"FLED HBY 207"]
[null,null,null,null,null,null,null,null,null,null,null,null,null,null,null,null,null,null,null,null,null,null,null,null,null,null,null,null,null,"FLED HBY 208"]
[null,null,null,null,null,null,null,null,null,null,null,null,null,null,null,null,null,null,null,null,null,null,null,null,null,null,null,null,null,"FLED HBY 210"]
[null,null,null,null,null,null,null,null,null,null,null,null,null,null,null,null,null,null,null,null,null,null,null,null,null,null,null,null,null,"FLED HBY 212"]
[null,null,null,null,null,null,null,null,null,null,null,null,null,null,null,null,null,null,null,null,null,null,null,null,null,null,null,null,null,"FLED HBY 213"]
[null,null,null,null,null,null,null,null,null,null,null,null,null,null,null,null,null,null,null,null,null,null,null,null,null,null,null,null,null,"FLED HBY 215"]
[null,null,null,null,null,null,null,null,null,null,null,null,null,null,null,null,null,null,null,null,null,null,null,null,null,null,null,null,null,"FLED HBY 216"]
[null,null,null,null,null,null,null,null,null,null,null,null,null,null,null,null,null,null,null,null,null,null,null,null,null,null,null,null,null,"FLED HBY 217"]
[null,null,null,null,null,null,null,null,null,null,null,null,null,null,null,null,null,null,null,null,null,null,null,null,null,null,null,null,null,"FLED HBY 218"]
[null,null,null,null,null,null,null,null,null,null,null,null,null,null,null,null,null,null,null,null,null,null,null,null,null,null,null,null,null,"FLED HBY 219"]
[null,null,null,null,null,null,null,null,null,null,null,null,null,null,null,null,null,null,null,null,null,null,null,null,null,null,null,null,null,"FLED HBY 220"]
[null,null,null,null,null,null,null,null,null,null,null,null,null,null,null,null,null,null,null,null,null,null,null,null,null,null,null,null,null,"FLED HBY 221"]
[null,null,null,null,null,null,null,null,null,null,null,null,null,null,null,null,null,null,null,null,null,null,null,null,null,null,null,null,null,"FLED HBY 223"]
[null,null,null,null,null,null,null,null,null,null,null,null,null,null,null,null,null,null,null,null,null,null,null,null,null,null,null,null,null,"FLED HBY 224"]
[null,null,null,null,null,null,null,null,null,null,null,null,null,null,null,null,null,null,null,null,null,null,null,null,null,null,null,null,null,"FLED HBY 227"]
[null,null,null,null,null,null,null,null,null,null,null,null,null,null,null,null,null,null,null,null,null,null,null,null,null,null,null,null,null,"FLED HBY 228"]
[null,null,null,null,null,null,null,null,null,null,null,null,null,null,null,null,null,null,null,null,null,null,null,null,null,null,null,null,null,"FLED HBY 229"]
[null,null,null,null,null,null,null,null,null,null,null,null,null,null,null,null,null,null,null,null,null,null,null,null,null,null,null,null,null,"FLED HBY 230"]
[null,null,null,null,null,null,null,null,null,null,null,null,null,null,null,null,null,null,null,null,null,null,null,null,null,null,null,null,null,"FLED HBY 232"]
[null,null,null,null,null,null,null,null,null,null,null,null,null,null,null,null,null,null,null,null,null,null,null,null,null,null,null,null,null,"FLED HBY 235"]
[null,null,null,null,null,null,null,null,null,null,null,null,null,null,null,null,null,null,null,null,null,null,null,null,null,null,null,null,null,"FLED HBY 237"]
[null,null,null,null,null,null,null,null,null,null,null,null,null,null,null,null,null,null,null,null,null,null,null,null,null,null,null,null,null,"FLED HBY 238"]
[null,null,null,null,null,null,null,null,null,null,null,null,null,null,null,null,null,null,null,null,null,null,null,null,null,null,null,null,null,"FLED HBY 239"]
[null,null,null,null,null,null,null,null,null,null,null,null,null,null,null,null,null,null,null,null,null,null,null,null,null,null,null,null,null,"FLED HBY 241"]
[null,null,null,null,null,null,null,null,null,null,null,null,null,null,null,null,null,null,null,null,null,null,null,null,null,null,null,null,null,"FLED HBY 242"]
[null,null,null,null,null,null,null,null,null,null,null,null,null,null,null,null,null,null,null,null,null,null,null,null,null,null,null,null,null,"FLED HBY 243"]
[null,null,null,null,null,null,null,null,null,null,null,null,null,null,null,null,null,null,null,null,null,null,null,null,null,null,null,null,null,"FLED HBY 245"]
[null,null,null,null,null,null,null,null,null,null,null,null,null,null,null,null,null,null,null,null,null,null,null,null,null,null,null,null,null,"FLED HBY 249"]
[null,null,null,null,null,null,null,null,null,null,null,null,null,null,null,null,null,null,null,null,null,null,null,null,null,null,null,null,null,"FLED HBY 250"]
[null,null,null,null,null,null,null,null,null,null,null,null,null,null,null,null,null,null,null,null,null,null,null,null,null,null,null,null,null,"FLED HBY 254"]
[null,null,null,null,null,null,null,null,null,null,null,null,null,null,null,null,null,null,null,null,null,null,null,null,null,null,null,null,null,"FLED HBY 256"]
[null,null,null,null,null,null,null,null,null,null,null,null,null,null,null,null,null,null,null,null,null,null,null,null,null,null,null,null,null,"FLED HBY 259"]
[null,null,null,null,null,null,null,null,null,null,null,null,null,null,null,null,null,null,null,null,null,null,null,null,null,null,null,null,null,"FLED HBY 260"]
[null,null,null,null,null,null,null,null,null,null,null,null,null,null,null,null,null,null,null,null,null,null,null,null,null,null,null,null,null,"FLED HBY 261"]
[null,null,null,null,null,null,null,null,null,null,null,null,null,null,null,null,null,null,null,null,null,null,null,null,null,null,null,null,null,"FLED HBY 264"]
[null,null,null,null,null,null,null,null,null,null,null,null,null,null,null,null,null,null,null,null,null,null,null,null,null,null,null,null,null,"FLED HBY 269"]
[null,null,null,null,null,null,null,null,null,null,null,null,null,null,null,null,null,null,null,null,null,null,null,null,null,null,null,null,null,"FLED HBY 272"]
[null,null,null,null,null,null,null,null,null,null,null,null,null,null,null,null,null,null,null,null,null,null,null,null,null,null,null,null,null,"FLED HBY 273"]
[null,null,null,null,null,null,null,null,null,null,null,null,null,null,null,null,null,null,null,null,null,null,null,null,null,null,null,null,null,"FLED HBY 279"]
[null,null,null,null,null,null,null,null,null,null,null,null,null,null,null,null,null,null,null,null,null,null,null,null,null,null,null,null,null,"FLED HBY 280"]
[null,null,null,null,null,null,null,null,null,null,null,null,null,null,null,null,null,null,null,null,null,null,null,null,null,null,null,null,null,"FLED HBY 281"]
[null,null,null,null,null,null,null,null,null,null,null,null,null,null,null,null,null,null,null,null,null,null,null,null,null,null,null,null,null,"FLED HBY 282"]
[null,null,null,null,null,null,null,null,null,null,null,null,null,null,null,null,null,null,null,null,null,null,null,null,null,null,null,null,null,"FLED HBY 284"]
[null,null,null,null,null,null,null,null,null,null,null,null,null,null,null,null,null,null,null,null,null,null,null,null,null,null,null,null,null,"FLED HBY 285"]
[null,null,null,null,null,null,null,null,null,null,null,null,null,null,null,null,null,null,null,null,null,null,null,null,null,null,null,null,null,"FLED HBY 287"]
[null,null,null,null,null,null,null,null,null,null,null,null,null,null,null,null,null,null,null,null,null,null,null,null,null,null,null,null,null,"FLED HBY 290"]
[null,null,null,null,null,null,null,null,null,null,null,null,null,null,null,null,null,null,null,null,null,null,null,null,null,null,null,null,null,"FLED HBY 292"]
[null,null,null,null,null,null,null,null,null,null,null,null,null,null,null,null,null,null,null,null,null,null,null,null,null,null,null,null,null,"FLED HBY 293"]
[null,null,null,null,null,null,null,null,null,null,null,null,null,null,null,null,null,null,null,null,null,null,null,null,null,null,null,null,null,"FLED HBY 297"]
[null,null,null,null,null,null,null,null,null,null,null,null,null,null,null,null,null,null,null,null,null,null,null,null,null,null,null,null,null,"FLED HBY 300"]
[null,null,null,null,null,null,null,null,null,null,null,null,null,null,null,null,null,null,null,null,null,null,null,null,null,null,null,null,null,"FLED HBY 301"]
[null,null,null,null,null,null,null,null,null,null,null,null,null,null,null,null,null,null,null,null,null,null,null,null,null,null,null,null,null,"FLED HBY 311"]
[null,null,null,null,null,null,null,null,null,null,null,null,null,null,null,null,null,null,null,null,null,null,null,null,null,null,null,null,null,"FLED HBY 314"]
[null,null,null,null,null,null,null,null,null,null,null,null,null,null,null,null,null,null,null,null,null,null,null,null,null,null,null,null,null,"FLED HBY 315"]
[null,null,null,null,null,null,null,null,null,null,null,null,null,null,null,null,null,null,null,null,null,null,null,null,null,null,null,null,null,"FLED HBY 316"]
[null,null,null,null,null,null,null,null,null,null,null,null,null,null,null,null,null,null,null,null,null,null,null,null,null,null,null,null,null,"FLED HBY 317"]
[null,null,null,null,null,null,null,null,null,null,null,null,null,null,null,null,null,null,null,null,null,null,null,null,null,null,null,null,null,"FLED HBY 321"]
[null,null,null,null,null,null,null,null,null,null,null,null,null,null,null,null,null,null,null,null,null,null,null,null,null,null,null,null,null,"FLED HBY 327"]
[null,null,null,null,null,null,null,null,null,null,null,null,null,null,null,null,null,null,null,null,null,null,null,null,null,null,null,null,null,"FLED HBY 328"]
[null,null,null,null,null,null,null,null,null,null,null,null,null,null,null,null,null,null,null,null,null,null,null,null,null,null,null,null,null,"FLED HBY 332"]
[null,null,null,null,null,null,null,null,null,null,null,null,null,null,null,null,null,null,null,null,null,null,null,null,null,null,null,null,null,"FLED HBY 333"]
[null,null,null,null,null,null,null,null,null,null,null,null,null,null,null,null,null,null,null,null,null,null,null,null,null,null,null,null,null,"FLED HBY 345"]
[null,null,null,null,null,null,null,null,null,null,null,null,null,null,null,null,null,null,null,null,null,null,null,null,null,null,null,null,null,"FLED HBY 353"]
[null,null,null,null,null,null,null,null,null,null,null,null,null,null,null,null,null,null,null,null,null,null,null,null,null,null,null,null,null,"FLED HBY 362"]
[null,null,null,null,null,null,null,null,null,null,null,null,null,null,null,null,null,null,null,null,null,null,null,null,null,null,null,null,null,"FLED HBY 367"]
[null,null,null,null,null,null,null,null,null,null,null,null,null,null,null,null,null,null,null,null,null,null,null,null,null,null,null,null,null,"FLED HBY 388"]
[null,null,null,null,null,null,null,null,null,null,null,null,null,null,null,null,null,null,null,null,null,null,null,null,null,null,null,null,null,"FLED HBY 396"]
[null,null,null,null,null,null,null,null,null,null,null,null,null,null,null,null,null,null,null,null,null,null,null,null,null,null,null,null,null,"FLED HBY 403"]
[null,null,null,null,null,null,null,null,null,null,null,null,null,null,null,null,null,null,null,null,null,null,null,null,null,null,null,null,null,"FLED HBY 410"]
[null,null,null,null,null,null,null,null,null,null,null,null,null,null,null,null,null,null,null,null,null,null,null,null,null,null,null,null,null,"FLED HBY 420"]
[null,null,null,null,null,null,null,null,null,null,null,null,null,null,null,null,null,null,null,null,null,null,null,null,null,null,null,null,null,"FLED HBY 433"]
[null,null,null,null,null,null,null,null,null,null,null,null,null,null,null,null,null,null,null,null,null,null,null,null,null,null,null,null,null,"FLED HBY 434"]
[null,null,null,null,null,null,null,null,null,null,null,null,null,null,null,null,null,null,null,null,null,null,null,null,null,null,null,null,null,"FLED HBY 439"]
[null,null,null,null,null,null,null,null,null,null,null,null,null,null,null,null,null,null,null,null,null,null,null,null,null,null,null,null,null,"FLED HBY 442"]
[null,null,null,null,null,null,null,null,null,null,null,null,null,null,null,null,null,null,null,null,null,null,null,null,null,null,null,null,null,"FLED HBY 443"]
[null,null,null,null,null,null,null,null,null,null,null,null,null,null,null,null,null,null,null,null,null,null,null,null,null,null,null,null,null,"FLED HBY 465"]
[null,null,null,null,null,null,null,null,null,null,null,null,null,null,null,null,null,null,null,null,null,null,null,null,null,null,null,null,null,"FLED HBY 466"]
[null,null,null,null,null,null,null,null,null,null,null,null,null,null,null,null,null,null,null,null,null,null,null,null,null,null,null,null,null,"FLED HBY 485"]
[null,null,null,null,null,null,null,null,null,null,null,null,null,null,null,null,null,null,null,null,null,null,null,null,null,null,null,null,null,"FLED HBY 521"]
[null,null,null,null,null,null,null,null,null,null,null,null,null,null,null,null,null,null,null,null,null,null,null,null,null,null,null,null,null,"FLED HBY 528"]
[null,null,null,null,null,null,null,null,null,null,null,null,null,null,null,null,null,null,null,null,null,null,null,null,null,null,null,null,null,"FLED HBY 555"]
[null,null,null,null,null,null,null,null,null,null,null,null,null,null,null,null,null,null,null,null,null,null,null,null,null,null,null,null,null,"FLED HBY 562"]
[null,null,null,null,null,null,null,null,null,null,null,null,null,null,null,null,null,null,null,null,null,null,null,null,null,null,null,null,null,"FLED HBY 587"]
[null,null,null,null,null,null,null,null,null,null,null,null,null,null,null,null,null,null,null,null,null,null,null,null,null,null,null,null,null,"FLED HBY 601"]
[null,null,null,null,null,null,null,null,null,null,null,null,null,null,null,null,null,null,null,null,null,null,null,null,null,null,null,null,null,"FLED HBY 622"]
[null,null,null,null,null,null,null,null,null,null,null,null,null,null,null,null,null,null,null,null,null,null,null,null,null,null,null,null,null,"FLED HBY 692"]
[null,null,null,null,null,null,null,null,null,null,null,null,null,null,null,null,null,null,null,null,null,null,null,null,null,null,null,null,null,"FLED HBY 727"]
[null,null,null,null,null,null,null,null,null,null,null,null,null,null,null,null,null,null,null,null,null,null,null,null,null,null,null,null,null,"FLED HBY 93"]
[null,null,null,null,null,null,null,null,null,null,null,null,null,null,null,null,null,null,null,null,null,null,null,null,null,null,null,null,null,"FLED HBY 932"]
[null,null,null,null,null,null,null,null,null,null,null,null,null,null,null,null,null,null,null,null,null,null,null,null,null,null,null,null,null,"FLED HBY 95"]
[null,null,null,null,null,null,null,null,null,null,null,null,null,null,null,null,null,null,null,null,null,null,null,null,null,null,null,null,null,"FLED HBY 96"]
[null,null,null,null,null,null,null,null,null,null,null,null,null,null,null,null,null,null,null,null,null,null,null,null,null,null,null,null,null,"FLED HBY 97"]
[null,null,null,null,null,null,null,null,null,null,null,null,null,null,null,null,null,null,null,null,null,null,null,null,null,null,null,null,null,"FLED HBY 99"]
[null,null,null,null,null,null,null,null,null,null,null,null,null,null,null,null,null,null,null,null,null,null,null,null,null,null,null,null,null,"LBLED 100"]
[null,null,null,null,null,null,null,null,null,null,null,null,null,null,null,null,null,null,null,null,null,null,null,null,null,null,null,null,null,"LBLED 101"]
[null,null,null,null,null,null,null,null,null,null,null,null,null,null,null,null,null,null,null,null,null,null,null,null,null,null,null,null,null,"LBLED 103"]
[null,null,null,null,null,null,null,null,null,null,null,null,null,null,null,null,null,null,null,null,null,null,null,null,null,null,null,null,null,"LBLED 104"]
[null,null,null,null,null,null,null,null,null,null,null,null,null,null,null,null,null,null,null,null,null,null,null,null,null,null,null,null,null,"LBLED 116"]
[null,null,null,null,null,null,null,null,null,null,null,null,null,null,null,null,null,null,null,null,null,null,null,null,null,null,null,null,null,"LBLED 120"]
[null,null,null,null,null,null,null,null,null,null,null,null,null,null,null,null,null,null,null,null,null,null,null,null,null,null,null,null,null,"LBLED 122"]
[null,null,null,null,null,null,null,null,null,null,null,null,null,null,null,null,null,null,null,null,null,null,null,null,null,null,null,null,null,"LBLED 123"]
[null,null,null,null,null,null,null,null,null,null,null,null,null,null,null,null,null,null,null,null,null,null,null,null,null,null,null,null,null,"LBLED 124"]
[null,null,null,null,null,null,null,null,null,null,null,null,null,null,null,null,null,null,null,null,null,null,null,null,null,null,null,null,null,"LBLED 126"]
[null,null,null,null,null,null,null,null,null,null,null,null,null,null,null,null,null,null,null,null,null,null,null,null,null,null,null,null,null,"LBLED 135"]
[null,null,null,null,null,null,null,null,null,null,null,null,null,null,null,null,null,null,null,null,null,null,null,null,null,null,null,null,null,"LBLED 159"]
[null,null,null,null,null,null,null,null,null,null,null,null,null,null,null,null,null,null,null,null,null,null,null,null,null,null,null,null,null,"LBLED 172"]
[null,null,null,null,null,null,null,null,null,null,null,null,null,null,null,null,null,null,null,null,null,null,null,null,null,null,null,null,null,"LBLED 48"]
[null,null,null,null,null,null,null,null,null,null,null,null,null,null,null,null,null,null,null,null,null,null,null,null,null,null,null,null,null,"LBLED 50"]
[null,null,null,null,null,null,null,null,null,null,null,null,null,null,null,null,null,null,null,null,null,null,null,null,null,null,null,null,null,"LBLED 51"]
[null,null,null,null,null,null,null,null,null,null,null,null,null,null,null,null,null,null,null,null,null,null,null,null,null,null,null,null,null,"LBLED 53"]
[null,null,null,null,null,null,null,null,null,null,null,null,null,null,null,null,null,null,null,null,null,null,null,null,null,null,null,null,null,"LBLED 54"]
[null,null,null,null,null,null,null,null,null,null,null,null,null,null,null,null,null,null,null,null,null,null,null,null,null,null,null,null,null,"LBLED 57"]
[null,null,null,null,null,null,null,null,null,null,null,null,null,null,null,null,null,null,null,null,null,null,null,null,null,null,null,null,null,"LBLED 60"]
[null,null,null,null,null,null,null,null,null,null,null,null,null,null,null,null,null,null,null,null,null,null,null,null,null,null,null,null,null,"LBLED 61"]
[null,null,null,null,null,null,null,null,null,null,null,null,null,null,null,null,null,null,null,null,null,null,null,null,null,null,null,null,null,"LBLED 62"]
[null,null,null,null,null,null,null,null,null,null,null,null,null,null,null,null,null,null,null,null,null,null,null,null,null,null,null,null,null,"LBLED 66"]
[null,null,null,null,null,null,null,null,null,null,null,null,null,null,null,null,null,null,null,null,null,null,null,null,null,null,null,null,null,"LBLED 67"]
[null,null,null,null,null,null,null,null,null,null,null,null,null,null,null,null,null,null,null,null,null,null,null,null,null,null,null,null,null,"LBLED 69"]
[null,null,null,null,null,null,null,null,null,null,null,null,null,null,null,null,null,null,null,null,null,null,null,null,null,null,null,null,null,"LBLED 70"]
[null,null,null,null,null,null,null,null,null,null,null,null,null,null,null,null,null,null,null,null,null,null,null,null,null,null,null,null,null,"LBLED 71"]
[null,null,null,null,null,null,null,null,null,null,null,null,null,null,null,null,null,null,null,null,null,null,null,null,null,null,null,null,null,"LBLED 72"]
[null,null,null,null,null,null,null,null,null,null,null,null,null,null,null,null,null,null,null,null,null,null,null,null,null,null,null,null,null,"LBLED 74"]
[null,null,null,null,null,null,null,null,null,null,null,null,null,null,null,null,null,null,null,null,null,null,null,null,null,null,null,null,null,"LBLED 75"]
[null,null,null,null,null,null,null,null,null,null,null,null,null,null,null,null,null,null,null,null,null,null,null,null,null,null,null,null,null,"LBLED 76"]
[null,null,null,null,null,null,null,null,null,null,null,null,null,null,null,null,null,null,null,null,null,null,null,null,null,null,null,null,null,"LBLED 78"]
[null,null,null,null,null,null,null,null,null,null,null,null,null,null,null,null,null,null,null,null,null,null,null,null,null,null,null,null,null,"LBLED 80"]
[null,null,null,null,null,null,null,null,null,null,null,null,null,null,null,null,null,null,null,null,null,null,null,null,null,null,null,null,null,"LBLED 81"]
[null,null,null,null,null,null,null,null,null,null,null,null,null,null,null,null,null,null,null,null,null,null,null,null,null,null,null,null,null,"LBLED 83"]
[null,null,null,null,null,null,null,null,null,null,null,null,null,null,null,null,null,null,null,null,null,null,null,null,null,null,null,null,null,"LBLED 84"]
[null,null,null,null,null,null,null,null,null,null,null,null,null,null,null,null,null,null,null,null,null,null,null,null,null,null,null,null,null,"LBLED 85"]
[null,null,null,null,null,null,null,null,null,null,null,null,null,null,null,null,null,null,null,null,null,null,null,null,null,null,null,null,null,"LBLED 93"]
[null,null,null,null,null,null,null,null,null,null,null,null,null,null,null,null,null,null,null,null,null,null,null,null,null,null,null,null,null,"LBLED 94"]
[null,null,null,null,null,null,null,null,null,null,null,null,null,null,null,null,null,null,null,null,null,null,null,null,null,null,null,null,null,"LBLED 95"]
[null,null,null,null,null,null,null,null,null,null,null,null,null,null,null,null,null,null,null,null,null,null,null,null,null,null,null,null,null,"LBLED 97"]
[null,null,null,null,null,null,null,null,null,null,null,null,null,null,null,null,null,null,null,null,null,null,null,null,null,null,null,null,null,"LBLED 98"]
[null,null,null,null,null,null,null,null,null,null,null,null,null,null,null,null,null,null,null,null,null,null,null,null,null,null,null,null,null,"LBLED 99"]
[]
[]
[]
[]
[]
[]
[]
[]
[]
[]
[]
[]
[]
[]
[]
[]
[]
[]
[]
[]
[]
[]
[]
[]
[]
[]
[]
[]
[]
[]
[]
[]
[]
[]
[]
[]
[]
[]
[]
[]
[]
[]
[]
[]
[]
[]
[]
[]
[]
[]
[]
[]
[]
[]
[]
[]
[]
[]
[]
[]
[]
[]
[]
[]
[]
[]
[]
[]
[]
[]
[]
[]
[]
[]
[]
[]
[]
[]
[]
[]
[]
[]
[]
[]
[]
[]
[]
[]
[]
[]
[]
[]
[]
[]
[]
[]
[]
[]
[]
[]
[]
[]
[]
[]
[]
[]
[]
[]
[]
[]
[]
[]
[]
[]
[]
[]
[]
[]
[]
[]
[]
[]
[]
[]
[]
[]
[]
[]
[]
[]
[]
[]
[]
[]
[]
[]
[]
[]
[]
[]
[]
[]
[]
[]
[]
[]
[]
[]
[]
[]
[]
[]
[]
[]
[]
[]
[]
[]
[]
[]
[]
[]
[]
[]
[]
[]
[]
[]
[]
[]
[]
[]
[]
[]
[]
[]
[]
[]
[]
[]
[]
[]
[]
[]
[]
[]
[]
[]
[]
[]
[]
[]
[]
[]
[]
[]
[]
[]
[]
[]
[]
[]
[]
[]
[]
[]
[]
[]
[]
[]
[]
[]
[]
[]
[]
[]
[]
[]
[]
[]
[]
[]
[]
[]
[]
[]
[]
[]
[]
[null,null,null,null,null,null,null,null,null,null,null,null,null,null,null,null,null,null,null,null,null,null,null,null,null,null,{"$f":"IF(LEFT(#REF!,4)=\"ILED\",#REF!,\"\")","v":{"$error":"#REF!"}}]
[null,null,null,null,null,null,null,null,null,null,null,null,null,null,null,null,null,null,null,null,null,null,null,null,null,null,{"$f":"IF(LEFT(#REF!,4)=\"ILED\",#REF!,\"\")","v":{"$error":"#REF!"}}]
[null,null,null,null,null,null,null,null,null,null,null,null,null,null,null,null,null,null,null,null,null,null,null,null,null,null,{"$f":"IF(LEFT(#REF!,4)=\"ILED\",#REF!,\"\")","v":{"$error":"#REF!"}}]
[null,null,null,null,null,null,null,null,null,null,null,null,null,null,null,null,null,null,null,null,null,null,null,null,null,null,{"$f":"IF(LEFT(#REF!,4)=\"ILED\",#REF!,\"\")","v":{"$error":"#REF!"}}]
[null,null,null,null,null,null,null,null,null,null,null,null,null,null,null,null,null,null,null,null,null,null,null,null,null,null,{"$f":"IF(LEFT(#REF!,4)=\"ILED\",#REF!,\"\")","v":{"$error":"#REF!"}}]
[null,null,null,null,null,null,null,null,null,null,null,null,null,null,null,null,null,null,null,null,null,null,null,null,null,null,{"$f":"IF(LEFT(#REF!,4)=\"ILED\",#REF!,\"\")","v":{"$error":"#REF!"}}]
[null,null,null,null,null,null,null,null,null,null,null,null,null,null,null,null,null,null,null,null,null,null,null,null,null,null,{"$f":"IF(LEFT(#REF!,4)=\"ILED\",#REF!,\"\")","v":{"$error":"#REF!"}}]
[null,null,null,null,null,null,null,null,null,null,null,null,null,null,null,null,null,null,null,null,null,null,null,null,null,null,{"$f":"IF(LEFT(#REF!,4)=\"ILED\",#REF!,\"\")","v":{"$error":"#REF!"}}]
[null,null,null,null,null,null,null,null,null,null,null,null,null,null,null,null,null,null,null,null,null,null,null,null,null,null,{"$f":"IF(LEFT(#REF!,4)=\"ILED\",#REF!,\"\")","v":{"$error":"#REF!"}}]
[null,null,null,null,null,null,null,null,null,null,null,null,null,null,null,null,null,null,null,null,null,null,null,null,null,null,{"$f":"IF(LEFT(#REF!,4)=\"ILED\",#REF!,\"\")","v":{"$error":"#REF!"}}]
[null,null,null,null,null,null,null,null,null,null,null,null,null,null,null,null,null,null,null,null,null,null,null,null,null,null,{"$f":"IF(LEFT(#REF!,4)=\"ILED\",#REF!,\"\")","v":{"$error":"#REF!"}}]
[null,null,null,null,null,null,null,null,null,null,null,null,null,null,null,null,null,null,null,null,null,null,null,null,null,null,{"$f":"IF(LEFT(#REF!,4)=\"ILED\",#REF!,\"\")","v":{"$error":"#REF!"}}]
[null,null,null,null,null,null,null,null,null,null,null,null,null,null,null,null,null,null,null,null,null,null,null,null,null,null,{"$f":"IF(LEFT(#REF!,4)=\"ILED\",#REF!,\"\")","v":{"$error":"#REF!"}}]
[null,null,null,null,null,null,null,null,null,null,null,null,null,null,null,null,null,null,null,null,null,null,null,null,null,null,{"$f":"IF(LEFT(#REF!,4)=\"ILED\",#REF!,\"\")","v":{"$error":"#REF!"}}]
[null,null,null,null,null,null,null,null,null,null,null,null,null,null,null,null,null,null,null,null,null,null,null,null,null,null,{"$f":"IF(LEFT(#REF!,4)=\"ILED\",#REF!,\"\")","v":{"$error":"#REF!"}}]
[null,null,null,null,null,null,null,null,null,null,null,null,null,null,null,null,null,null,null,null,null,null,null,null,null,null,{"$f":"IF(LEFT(#REF!,4)=\"ILED\",#REF!,\"\")","v":{"$error":"#REF!"}}]
[null,null,null,null,null,null,null,null,null,null,null,null,null,null,null,null,null,null,null,null,null,null,null,null,null,null,{"$f":"IF(LEFT(#REF!,4)=\"ILED\",#REF!,\"\")","v":{"$error":"#REF!"}}]
[null,null,null,null,null,null,null,null,null,null,null,null,null,null,null,null,null,null,null,null,null,null,null,null,null,null,{"$f":"IF(LEFT(#REF!,4)=\"ILED\",#REF!,\"\")","v":{"$error":"#REF!"}}]
[null,null,null,null,null,null,null,null,null,null,null,null,null,null,null,null,null,null,null,null,null,null,null,null,null,null,{"$f":"IF(LEFT(#REF!,4)=\"ILED\",#REF!,\"\")","v":{"$error":"#REF!"}}]
[null,null,null,null,null,null,null,null,null,null,null,null,null,null,null,null,null,null,null,null,null,null,null,null,null,null,{"$f":"IF(LEFT(#REF!,4)=\"ILED\",#REF!,\"\")","v":{"$error":"#REF!"}}]
[null,null,null,null,null,null,null,null,null,null,null,null,null,null,null,null,null,null,null,null,null,null,null,null,null,null,{"$f":"IF(LEFT(#REF!,4)=\"ILED\",#REF!,\"\")","v":{"$error":"#REF!"}}]
[null,null,null,null,null,null,null,null,null,null,null,null,null,null,null,null,null,null,null,null,null,null,null,null,null,null,{"$f":"IF(LEFT(#REF!,4)=\"ILED\",#REF!,\"\")","v":{"$error":"#REF!"}}]
[null,null,null,null,null,null,null,null,null,null,null,null,null,null,null,null,null,null,null,null,null,null,null,null,null,null,{"$f":"IF(LEFT(#REF!,4)=\"ILED\",#REF!,\"\")","v":{"$error":"#REF!"}}]
[null,null,null,null,null,null,null,null,null,null,null,null,null,null,null,null,null,null,null,null,null,null,null,null,null,null,{"$f":"IF(LEFT(#REF!,4)=\"ILED\",#REF!,\"\")","v":{"$error":"#REF!"}}]
[null,null,null,null,null,null,null,null,null,null,null,null,null,null,null,null,null,null,null,null,null,null,null,null,null,null,{"$f":"IF(LEFT(#REF!,4)=\"ILED\",#REF!,\"\")","v":{"$error":"#REF!"}}]
[null,null,null,null,null,null,null,null,null,null,null,null,null,null,null,null,null,null,null,null,null,null,null,null,null,null,{"$f":"IF(LEFT(#REF!,4)=\"ILED\",#REF!,\"\")","v":{"$error":"#REF!"}}]
[null,null,null,null,null,null,null,null,null,null,null,null,null,null,null,null,null,null,null,null,null,null,null,null,null,null,{"$f":"IF(LEFT(#REF!,4)=\"ILED\",#REF!,\"\")","v":{"$error":"#REF!"}}]
[null,null,null,null,null,null,null,null,null,null,null,null,null,null,null,null,null,null,null,null,null,null,null,null,null,null,{"$f":"IF(LEFT(#REF!,4)=\"ILED\",#REF!,\"\")","v":{"$error":"#REF!"}}]
[null,null,null,null,null,null,null,null,null,null,null,null,null,null,null,null,null,null,null,null,null,null,null,null,null,null,{"$f":"IF(LEFT(#REF!,4)=\"ILED\",#REF!,\"\")","v":{"$error":"#REF!"}}]
[null,null,null,null,null,null,null,null,null,null,null,null,null,null,null,null,null,null,null,null,null,null,null,null,null,null,{"$f":"IF(LEFT(#REF!,4)=\"ILED\",#REF!,\"\")","v":{"$error":"#REF!"}}]
[null,null,null,null,null,null,null,null,null,null,null,null,null,null,null,null,null,null,null,null,null,null,null,null,null,null,{"$f":"IF(LEFT(#REF!,4)=\"ILED\",#REF!,\"\")","v":{"$error":"#REF!"}}]
[null,null,null,null,null,null,null,null,null,null,null,null,null,null,null,null,null,null,null,null,null,null,null,null,null,null,{"$f":"IF(LEFT(#REF!,4)=\"ILED\",#REF!,\"\")","v":{"$error":"#REF!"}}]
[null,null,null,null,null,null,null,null,null,null,null,null,null,null,null,null,null,null,null,null,null,null,null,null,null,null,{"$f":"IF(LEFT(#REF!,4)=\"ILED\",#REF!,\"\")","v":{"$error":"#REF!"}}]
[null,null,null,null,null,null,null,null,null,null,null,null,null,null,null,null,null,null,null,null,null,null,null,null,null,null,{"$f":"IF(LEFT(#REF!,4)=\"ILED\",#REF!,\"\")","v":{"$error":"#REF!"}}]
[null,null,null,null,null,null,null,null,null,null,null,null,null,null,null,null,null,null,null,null,null,null,null,null,null,null,{"$f":"IF(LEFT(#REF!,4)=\"ILED\",#REF!,\"\")","v":{"$error":"#REF!"}}]
[null,null,null,null,null,null,null,null,null,null,null,null,null,null,null,null,null,null,null,null,null,null,null,null,null,null,{"$f":"IF(LEFT(#REF!,4)=\"ILED\",#REF!,\"\")","v":{"$error":"#REF!"}}]
[null,null,null,null,null,null,null,null,null,null,null,null,null,null,null,null,null,null,null,null,null,null,null,null,null,null,{"$f":"IF(LEFT(#REF!,4)=\"ILED\",#REF!,\"\")","v":{"$error":"#REF!"}}]
[null,null,null,null,null,null,null,null,null,null,null,null,null,null,null,null,null,null,null,null,null,null,null,null,null,null,{"$f":"IF(LEFT(#REF!,4)=\"ILED\",#REF!,\"\")","v":{"$error":"#REF!"}}]
[null,null,null,null,null,null,null,null,null,null,null,null,null,null,null,null,null,null,null,null,null,null,null,null,null,null,{"$f":"IF(LEFT(#REF!,4)=\"ILED\",#REF!,\"\")","v":{"$error":"#REF!"}}]
[null,null,null,null,null,null,null,null,null,null,null,null,null,null,null,null,null,null,null,null,null,null,null,null,null,null,{"$f":"IF(LEFT(#REF!,4)=\"ILED\",#REF!,\"\")","v":{"$error":"#REF!"}}]
[null,null,null,null,null,null,null,null,null,null,null,null,null,null,null,null,null,null,null,null,null,null,null,null,null,null,{"$f":"IF(LEFT(#REF!,4)=\"ILED\",#REF!,\"\")","v":{"$error":"#REF!"}}]
[null,null,null,null,null,null,null,null,null,null,null,null,null,null,null,null,null,null,null,null,null,null,null,null,null,null,{"$f":"IF(LEFT(#REF!,4)=\"ILED\",#REF!,\"\")","v":{"$error":"#REF!"}}]
[null,null,null,null,null,null,null,null,null,null,null,null,null,null,null,null,null,null,null,null,null,null,null,null,null,null,{"$f":"IF(LEFT(#REF!,4)=\"ILED\",#REF!,\"\")","v":{"$error":"#REF!"}}]
[null,null,null,null,null,null,null,null,null,null,null,null,null,null,null,null,null,null,null,null,null,null,null,null,null,null,{"$f":"IF(LEFT(#REF!,4)=\"ILED\",#REF!,\"\")","v":{"$error":"#REF!"}}]
[null,null,null,null,null,null,null,null,null,null,null,null,null,null,null,null,null,null,null,null,null,null,null,null,null,null,{"$f":"IF(LEFT(#REF!,4)=\"ILED\",#REF!,\"\")","v":{"$error":"#REF!"}}]
[null,null,null,null,null,null,null,null,null,null,null,null,null,null,null,null,null,null,null,null,null,null,null,null,null,null,{"$f":"IF(LEFT(#REF!,4)=\"ILED\",#REF!,\"\")","v":{"$error":"#REF!"}}]
[null,null,null,null,null,null,null,null,null,null,null,null,null,null,null,null,null,null,null,null,null,null,null,null,null,null,{"$f":"IF(LEFT(#REF!,4)=\"ILED\",#REF!,\"\")","v":{"$error":"#REF!"}}]
[null,null,null,null,null,null,null,null,null,null,null,null,null,null,null,null,null,null,null,null,null,null,null,null,null,null,{"$f":"IF(LEFT(#REF!,4)=\"ILED\",#REF!,\"\")","v":{"$error":"#REF!"}}]
[null,null,null,null,null,null,null,null,null,null,null,null,null,null,null,null,null,null,null,null,null,null,null,null,null,null,{"$f":"IF(LEFT(#REF!,4)=\"ILED\",#REF!,\"\")","v":{"$error":"#REF!"}}]
[null,null,null,null,null,null,null,null,null,null,null,null,null,null,null,null,null,null,null,null,null,null,null,null,null,null,{"$f":"IF(LEFT(#REF!,4)=\"ILED\",#REF!,\"\")","v":{"$error":"#REF!"}}]
[null,null,null,null,null,null,null,null,null,null,null,null,null,null,null,null,null,null,null,null,null,null,null,null,null,null,{"$f":"IF(LEFT(#REF!,4)=\"ILED\",#REF!,\"\")","v":{"$error":"#REF!"}}]
[null,null,null,null,null,null,null,null,null,null,null,null,null,null,null,null,null,null,null,null,null,null,null,null,null,null,{"$f":"IF(LEFT(#REF!,4)=\"ILED\",#REF!,\"\")","v":{"$error":"#REF!"}}]
[null,null,null,null,null,null,null,null,null,null,null,null,null,null,null,null,null,null,null,null,null,null,null,null,null,null,{"$f":"IF(LEFT(#REF!,4)=\"ILED\",#REF!,\"\")","v":{"$error":"#REF!"}}]
[null,null,null,null,null,null,null,null,null,null,null,null,null,null,null,null,null,null,null,null,null,null,null,null,null,null,{"$f":"IF(LEFT(#REF!,4)=\"ILED\",#REF!,\"\")","v":{"$error":"#REF!"}}]
[null,null,null,null,null,null,null,null,null,null,null,null,null,null,null,null,null,null,null,null,null,null,null,null,null,null,{"$f":"IF(LEFT(#REF!,4)=\"ILED\",#REF!,\"\")","v":{"$error":"#REF!"}}]
[null,null,null,null,null,null,null,null,null,null,null,null,null,null,null,null,null,null,null,null,null,null,null,null,null,null,{"$f":"IF(LEFT(#REF!,4)=\"ILED\",#REF!,\"\")","v":{"$error":"#REF!"}}]
[null,null,null,null,null,null,null,null,null,null,null,null,null,null,null,null,null,null,null,null,null,null,null,null,null,null,{"$f":"IF(LEFT(#REF!,4)=\"ILED\",#REF!,\"\")","v":{"$error":"#REF!"}}]
[null,null,null,null,null,null,null,null,null,null,null,null,null,null,null,null,null,null,null,null,null,null,null,null,null,null,{"$f":"IF(LEFT(#REF!,4)=\"ILED\",#REF!,\"\")","v":{"$error":"#REF!"}}]
[null,null,null,null,null,null,null,null,null,null,null,null,null,null,null,null,null,null,null,null,null,null,null,null,null,null,{"$f":"IF(LEFT(#REF!,4)=\"ILED\",#REF!,\"\")","v":{"$error":"#REF!"}}]
[null,null,null,null,null,null,null,null,null,null,null,null,null,null,null,null,null,null,null,null,null,null,null,null,null,null,{"$f":"IF(LEFT(#REF!,4)=\"ILED\",#REF!,\"\")","v":{"$error":"#REF!"}}]
[null,null,null,null,null,null,null,null,null,null,null,null,null,null,null,null,null,null,null,null,null,null,null,null,null,null,{"$f":"IF(LEFT(#REF!,4)=\"ILED\",#REF!,\"\")","v":{"$error":"#REF!"}}]
[null,null,null,null,null,null,null,null,null,null,null,null,null,null,null,null,null,null,null,null,null,null,null,null,null,null,{"$f":"IF(LEFT(#REF!,4)=\"ILED\",#REF!,\"\")","v":{"$error":"#REF!"}}]
[null,null,null,null,null,null,null,null,null,null,null,null,null,null,null,null,null,null,null,null,null,null,null,null,null,null,{"$f":"IF(LEFT(#REF!,4)=\"ILED\",#REF!,\"\")","v":{"$error":"#REF!"}}]
[null,null,null,null,null,null,null,null,null,null,null,null,null,null,null,null,null,null,null,null,null,null,null,null,null,null,{"$f":"IF(LEFT(#REF!,4)=\"ILED\",#REF!,\"\")","v":{"$error":"#REF!"}}]
[null,null,null,null,null,null,null,null,null,null,null,null,null,null,null,null,null,null,null,null,null,null,null,null,null,null,{"$f":"IF(LEFT(#REF!,4)=\"ILED\",#REF!,\"\")","v":{"$error":"#REF!"}}]
[null,null,null,null,null,null,null,null,null,null,null,null,null,null,null,null,null,null,null,null,null,null,null,null,null,null,{"$f":"IF(LEFT(#REF!,4)=\"ILED\",#REF!,\"\")","v":{"$error":"#REF!"}}]
[null,null,null,null,null,null,null,null,null,null,null,null,null,null,null,null,null,null,null,null,null,null,null,null,null,null,{"$f":"IF(LEFT(#REF!,4)=\"ILED\",#REF!,\"\")","v":{"$error":"#REF!"}}]
[null,null,null,null,null,null,null,null,null,null,null,null,null,null,null,null,null,null,null,null,null,null,null,null,null,null,{"$f":"IF(LEFT(#REF!,4)=\"ILED\",#REF!,\"\")","v":{"$error":"#REF!"}}]
[null,null,null,null,null,null,null,null,null,null,null,null,null,null,null,null,null,null,null,null,null,null,null,null,null,null,{"$f":"IF(LEFT(#REF!,4)=\"ILED\",#REF!,\"\")","v":{"$error":"#REF!"}}]
[null,null,null,null,null,null,null,null,null,null,null,null,null,null,null,null,null,null,null,null,null,null,null,null,null,null,{"$f":"IF(LEFT(#REF!,4)=\"ILED\",#REF!,\"\")","v":{"$error":"#REF!"}}]
[null,null,null,null,null,null,null,null,null,null,null,null,null,null,null,null,null,null,null,null,null,null,null,null,null,null,{"$f":"IF(LEFT(#REF!,4)=\"ILED\",#REF!,\"\")","v":{"$error":"#REF!"}}]
[null,null,null,null,null,null,null,null,null,null,null,null,null,null,null,null,null,null,null,null,null,null,null,null,null,null,{"$f":"IF(LEFT(#REF!,4)=\"ILED\",#REF!,\"\")","v":{"$error":"#REF!"}}]
[null,null,null,null,null,null,null,null,null,null,null,null,null,null,null,null,null,null,null,null,null,null,null,null,null,null,{"$f":"IF(LEFT(#REF!,4)=\"ILED\",#REF!,\"\")","v":{"$error":"#REF!"}}]
[null,null,null,null,null,null,null,null,null,null,null,null,null,null,null,null,null,null,null,null,null,null,null,null,null,null,{"$f":"IF(LEFT(#REF!,4)=\"ILED\",#REF!,\"\")","v":{"$error":"#REF!"}}]
[null,null,null,null,null,null,null,null,null,null,null,null,null,null,null,null,null,null,null,null,null,null,null,null,null,null,{"$f":"IF(LEFT(#REF!,4)=\"ILED\",#REF!,\"\")","v":{"$error":"#REF!"}}]
[null,null,null,null,null,null,null,null,null,null,null,null,null,null,null,null,null,null,null,null,null,null,null,null,null,null,{"$f":"IF(LEFT(#REF!,4)=\"ILED\",#REF!,\"\")","v":{"$error":"#REF!"}}]
[null,null,null,null,null,null,null,null,null,null,null,null,null,null,null,null,null,null,null,null,null,null,null,null,null,null,{"$f":"IF(LEFT(#REF!,4)=\"ILED\",#REF!,\"\")","v":{"$error":"#REF!"}}]
[null,null,null,null,null,null,null,null,null,null,null,null,null,null,null,null,null,null,null,null,null,null,null,null,null,null,{"$f":"IF(LEFT(#REF!,4)=\"ILED\",#REF!,\"\")","v":{"$error":"#REF!"}}]
[null,null,null,null,null,null,null,null,null,null,null,null,null,null,null,null,null,null,null,null,null,null,null,null,null,null,{"$f":"IF(LEFT(#REF!,4)=\"ILED\",#REF!,\"\")","v":{"$error":"#REF!"}}]

{"sheet":"Lighting_Recs","index":14,"n_rows":129,"n_cols":17,"rows_kept":129,"cut":false,"hidden":true,"merged":[]}
[null,"Existing","No. of Lamps",null,"Dev Category","Wattage","Rec 2","Dev Category","Wattage","Reduction","Measure Code 2",null,"Lamp Replacement"]
[{"$f":"D2&\" watt quad tube CFL\"","v":"9 watt quad tube CFL"},"CFQ9/1",null,{"$f":"MID(B2,4,1)","v":"9"},{"$f":"INDEX('Wattage Table'!$A$3:$A$2131,MATCH(Lighting_Recs!B2,'Wattage Table'!$C$3:$C$2131,0))","v":"CFL"},{"$f":"INDEX('Wattage Table'!$K$3:$K$2130,MATCH(B2,Device_Code,0))","v":14},"ILED 4",{"$f":"INDEX('Wattage Table'!$E$3:$E$2131,MATCH(Lighting_Recs!G2,'Wattage Table'!$C$3:$C$2131,0))","v":"LED, Replacement Lamps 4 watts"},{"$f":"INDEX('Wattage Table'!$K$3:$K$2130,MATCH(G2,Device_Code,0))","v":4},{"$f":"IF(G2=\"No Rec\",\"\",1-(I2/F2))","v":0.7142857142857143},"L410",null,null,null,{"$f":"A2&\" to \"&H2","v":"9 watt quad tube CFL to LED, Replacement Lamps 4 watts"}]
[{"$f":"D3&\" watt quad tube CFL\"","v":"13 watt quad tube CFL"},"CFQ13/1",null,{"$f":"MID(B3,4,2)","v":"13"},{"$f":"INDEX('Wattage Table'!$A$3:$A$2131,MATCH(Lighting_Recs!B3,'Wattage Table'!$C$3:$C$2131,0))","v":"CFL"},{"$f":"INDEX('Wattage Table'!$K$3:$K$2130,MATCH(B3,Device_Code,0))","v":17},"ILED 5",{"$f":"INDEX('Wattage Table'!$E$3:$E$2131,MATCH(Lighting_Recs!G3,'Wattage Table'!$C$3:$C$2131,0))","v":"LED, Replacement Lamps 5 watts"},{"$f":"INDEX('Wattage Table'!$K$3:$K$2130,MATCH(G3,Device_Code,0))","v":5},0.70588235294117641,"L410",null,null,null,"13 watt quad tube CFL to LED, Replacement Lamps 5 watts"]
["15 watt quad tube CFL","CFQ15/1",null,{"$f":"MID(B4,4,2)","v":"15"},{"$f":"INDEX('Wattage Table'!$A$3:$A$2131,MATCH(Lighting_Recs!B4,'Wattage Table'!$C$3:$C$2131,0))","v":"CFL"},{"$f":"INDEX('Wattage Table'!$K$3:$K$2130,MATCH(B4,Device_Code,0))","v":20},"ILED 6",{"$f":"INDEX('Wattage Table'!$E$3:$E$2131,MATCH(Lighting_Recs!G4,'Wattage Table'!$C$3:$C$2131,0))","v":"LED, Replacement Lamps 6 watts"},{"$f":"INDEX('Wattage Table'!$K$3:$K$2130,MATCH(G4,Device_Code,0))","v":6},0.7,"L410",null,null,null,"15 watt quad tube CFL to LED, Replacement Lamps 6 watts"]
["17 watt quad tube CFL","CFQ17/1",null,"17",{"$f":"INDEX('Wattage Table'!$A$3:$A$2131,MATCH(Lighting_Recs!B5,'Wattage Table'!$C$3:$C$2131,0))","v":"CFL"},{"$f":"INDEX('Wattage Table'!$K$3:$K$2130,MATCH(B5,Device_Code,0))","v":24},"ILED 7",{"$f":"INDEX('Wattage Table'!$E$3:$E$2131,MATCH(Lighting_Recs!G5,'Wattage Table'!$C$3:$C$2131,0))","v":"LED, Replacement Lamps 7 watts"},{"$f":"INDEX('Wattage Table'!$K$3:$K$2130,MATCH(G5,Device_Code,0))","v":7},0.70833333333333326,"L410",null,null,null,"17 watt quad tube CFL to LED, Replacement Lamps 7 watts"]
["18 watt quad tube CFL","CFQ18/1",null,"18",{"$f":"INDEX('Wattage Table'!$A$3:$A$2131,MATCH(Lighting_Recs!B6,'Wattage Table'!$C$3:$C$2131,0))","v":"CFL"},{"$f":"INDEX('Wattage Table'!$K$3:$K$2130,MATCH(B6,Device_Code,0))","v":26},"ILED 7",{"$f":"INDEX('Wattage Table'!$E$3:$E$2131,MATCH(Lighting_Recs!G6,'Wattage Table'!$C$3:$C$2131,0))","v":"LED, Replacement Lamps 7 watts"},{"$f":"INDEX('Wattage Table'!$K$3:$K$2130,MATCH(G6,Device_Code,0))","v":7},0.73076923076923084,"L410",null,null,null,"18 watt quad tube CFL to LED, Replacement Lamps 7 watts"]
["20 watt quad tube CFL","CFQ20/1",null,"20",{"$f":"INDEX('Wattage Table'!$A$3:$A$2131,MATCH(Lighting_Recs!B7,'Wattage Table'!$C$3:$C$2131,0))","v":"CFL"},{"$f":"INDEX('Wattage Table'!$K$3:$K$2130,MATCH(B7,Device_Code,0))","v":23},"ILED 8",{"$f":"INDEX('Wattage Table'!$E$3:$E$2131,MATCH(Lighting_Recs!G7,'Wattage Table'!$C$3:$C$2131,0))","v":"LED, Replacement Lamps 8 watts"},{"$f":"INDEX('Wattage Table'!$K$3:$K$2130,MATCH(G7,Device_Code,0))","v":8},0.65217391304347827,"L410",null,null,null,"20 watt quad tube CFL to LED, Replacement Lamps 8 watts"]
["22 watt quad tube CFL","CFQ22/1",null,"22",{"$f":"INDEX('Wattage Table'!$A$3:$A$2131,MATCH(Lighting_Recs!B8,'Wattage Table'!$C$3:$C$2131,0))","v":"CFL"},{"$f":"INDEX('Wattage Table'!$K$3:$K$2130,MATCH(B8,Device_Code,0))","v":24},"ILED 8",{"$f":"INDEX('Wattage Table'!$E$3:$E$2131,MATCH(Lighting_Recs!G8,'Wattage Table'!$C$3:$C$2131,0))","v":"LED, Replacement Lamps 8 watts"},{"$f":"INDEX('Wattage Table'!$K$3:$K$2130,MATCH(G8,Device_Code,0))","v":8},0.66666666666666674,"L410",null,null,null,"22 watt quad tube CFL to LED, Replacement Lamps 8 watts"]
["25 watt quad tube CFL","CFQ25/1",null,"25",{"$f":"INDEX('Wattage Table'!$A$3:$A$2131,MATCH(Lighting_Recs!B9,'Wattage Table'!$C$3:$C$2131,0))","v":"CFL"},{"$f":"INDEX('Wattage Table'!$K$3:$K$2130,MATCH(B9,Device_Code,0))","v":33},"ILED 10",{"$f":"INDEX('Wattage Table'!$E$3:$E$2131,MATCH(Lighting_Recs!G9,'Wattage Table'!$C$3:$C$2131,0))","v":"LED, Replacement Lamps 10 watts"},{"$f":"INDEX('Wattage Table'!$K$3:$K$2130,MATCH(G9,Device_Code,0))","v":10},0.69696969696969702,"L410",null,null,null,"25 watt quad tube CFL to LED, Replacement Lamps 10 watts"]
["26 watt quad tube CFL","CFQ26/1",null,"26",{"$f":"INDEX('Wattage Table'!$A$3:$A$2131,MATCH(Lighting_Recs!B10,'Wattage Table'!$C$3:$C$2131,0))","v":"CFL"},{"$f":"INDEX('Wattage Table'!$K$3:$K$2130,MATCH(B10,Device_Code,0))","v":33},"ILED 10",{"$f":"INDEX('Wattage Table'!$E$3:$E$2131,MATCH(Lighting_Recs!G10,'Wattage Table'!$C$3:$C$2131,0))","v":"LED, Replacement Lamps 10 watts"},{"$f":"INDEX('Wattage Table'!$K$3:$K$2130,MATCH(G10,Device_Code,0))","v":10},0.69696969696969702,"L410",null,null,null,"26 watt quad tube CFL to LED, Replacement Lamps 10 watts"]
["28 watt quad tube CFL","CFQ28/1",null,"28",{"$f":"INDEX('Wattage Table'!$A$3:$A$2131,MATCH(Lighting_Recs!B11,'Wattage Table'!$C$3:$C$2131,0))","v":"CFL"},{"$f":"INDEX('Wattage Table'!$K$3:$K$2130,MATCH(B11,Device_Code,0))","v":33},"ILED 11",{"$f":"INDEX('Wattage Table'!$E$3:$E$2131,MATCH(Lighting_Recs!G11,'Wattage Table'!$C$3:$C$2131,0))","v":"LED, Replacement Lamps 11 watts"},{"$f":"INDEX('Wattage Table'!$K$3:$K$2130,MATCH(G11,Device_Code,0))","v":11},0.66666666666666674,"L410",null,null,null,"28 watt quad tube CFL to LED, Replacement Lamps 11 watts"]
["9 watt quad tube CFL","CFQ9/1",null,{"$f":"MID(B12,4,1)","v":"9"},{"$f":"INDEX('Wattage Table'!$A$3:$A$2131,MATCH(Lighting_Recs!B12,'Wattage Table'!$C$3:$C$2131,0))","v":"CFL"},{"$f":"INDEX('Wattage Table'!$K$3:$K$2130,MATCH(B12,Device_Code,0))","v":14},"ILED 3",{"$f":"INDEX('Wattage Table'!$E$3:$E$2131,MATCH(Lighting_Recs!G12,'Wattage Table'!$C$3:$C$2131,0))","v":"LED, Replacement Lamps 3 watts"},{"$f":"INDEX('Wattage Table'!$K$3:$K$2130,MATCH(G12,Device_Code,0))","v":3},0.7857142857142857,"L410",null,null,null,"9 watt quad tube CFL to LED, Replacement Lamps 3 watts"]
[{"$f":"Lighting_Index!Q4","v":"9 watt, spiral CFL"},"CFS9/1",null,{"$f":"MID(B13,4,1)","v":"9"},{"$f":"INDEX('Wattage Table'!$A$3:$A$2131,MATCH(B13,'Wattage Table'!$C$3:$C$2131,0))","v":"CFL"},{"$f":"INDEX('Wattage Table'!$K$3:$K$2130,MATCH(B13,Device_Code,0))","v":9},"ILED 4",{"$f":"INDEX('Wattage Table'!$E$3:$E$2131,MATCH(Lighting_Recs!G13,'Wattage Table'!$C$3:$C$2131,0))","v":"LED, Replacement Lamps 4 watts"},{"$f":"INDEX('Wattage Table'!$K$3:$K$2130,MATCH(G13,Device_Code,0))","v":4},0.55555555555555558,"L410",null,null,null,"9 watt, spiral CFL to LED, Replacement Lamps 4 watts"]
[{"$f":"Lighting_Index!Q5","v":"13 watt, spiral CFL"},"CFS13/1",null,{"$f":"MID(B14,4,2)","v":"13"},{"$f":"INDEX('Wattage Table'!$A$3:$A$2131,MATCH(Lighting_Recs!B14,'Wattage Table'!$C$3:$C$2131,0))","v":"CFL"},{"$f":"INDEX('Wattage Table'!$K$3:$K$2130,MATCH(B14,Device_Code,0))","v":13},"ILED 5",{"$f":"INDEX('Wattage Table'!$E$3:$E$2131,MATCH(Lighting_Recs!G14,'Wattage Table'!$C$3:$C$2131,0))","v":"LED, Replacement Lamps 5 watts"},{"$f":"INDEX('Wattage Table'!$K$3:$K$2130,MATCH(G14,Device_Code,0))","v":5},0.61538461538461542,"L410",null,null,null,"13 watt, spiral CFL to LED, Replacement Lamps 5 watts"]
[{"$f":"F15&\" watt, spiral CFL\"","v":"15 watt, spiral CFL"},"CFS15/1",null,{"$f":"MID(B15,4,2)","v":"15"},{"$f":"INDEX('Wattage Table'!$A$3:$A$2131,MATCH(Lighting_Recs!B15,'Wattage Table'!$C$3:$C$2131,0))","v":"CFL"},{"$f":"INDEX('Wattage Table'!$K$3:$K$2130,MATCH(B15,Device_Code,0))","v":15},"ILED 6",{"$f":"INDEX('Wattage Table'!$E$3:$E$2131,MATCH(Lighting_Recs!G15,'Wattage Table'!$C$3:$C$2131,0))","v":"LED, Replacement Lamps 6 watts"},{"$f":"INDEX('Wattage Table'!$K$3:$K$2130,MATCH(G15,Device_Code,0))","v":6},0.6,"L410",null,null,null,"15 watt, spiral CFL to LED, Replacement Lamps 6 watts"]
[{"$f":"Lighting_Index!Q7","v":"20 watt, spiral CFL"},"CFS20/1",null,"20",{"$f":"INDEX('Wattage Table'!$A$3:$A$2131,MATCH(Lighting_Recs!B16,'Wattage Table'!$C$3:$C$2131,0))","v":"CFL"},{"$f":"INDEX('Wattage Table'!$K$3:$K$2130,MATCH(B16,Device_Code,0))","v":20},"ILED 8",{"$f":"INDEX('Wattage Table'!$E$3:$E$2131,MATCH(Lighting_Recs!G16,'Wattage Table'!$C$3:$C$2131,0))","v":"LED, Replacement Lamps 8 watts"},{"$f":"INDEX('Wattage Table'!$K$3:$K$2130,MATCH(G16,Device_Code,0))","v":8},0.6,"L410",null,null,null,"20 watt, spiral CFL to LED, Replacement Lamps 8 watts"]
[{"$f":"Lighting_Index!Q8","v":"23 watt, spiral CFL"},"CFS23/1",null,"23",{"$f":"INDEX('Wattage Table'!$A$3:$A$2131,MATCH(Lighting_Recs!B17,'Wattage Table'!$C$3:$C$2131,0))","v":"CFL"},{"$f":"INDEX('Wattage Table'!$K$3:$K$2130,MATCH(B17,Device_Code,0))","v":23},"ILED 9",{"$f":"INDEX('Wattage Table'!$E$3:$E$2131,MATCH(Lighting_Recs!G17,'Wattage Table'!$C$3:$C$2131,0))","v":"LED, Replacement Lamps 9 watts"},{"$f":"INDEX('Wattage Table'!$K$3:$K$2130,MATCH(G17,Device_Code,0))","v":9},0.60869565217391308,"L410",null,null,null,"23 watt, spiral CFL to LED, Replacement Lamps 9 watts"]
[{"$f":"F18&\" watt, spiral CFL\"","v":"27 watt, spiral CFL"},"CFS27/1",null,"27",{"$f":"INDEX('Wattage Table'!$A$3:$A$2131,MATCH(Lighting_Recs!B18,'Wattage Table'!$C$3:$C$2131,0))","v":"CFL"},{"$f":"INDEX('Wattage Table'!$K$3:$K$2130,MATCH(B18,Device_Code,0))","v":27},"ILED 10",{"$f":"INDEX('Wattage Table'!$E$3:$E$2131,MATCH(Lighting_Recs!G18,'Wattage Table'!$C$3:$C$2131,0))","v":"LED, Replacement Lamps 10 watts"},{"$f":"INDEX('Wattage Table'!$K$3:$K$2130,MATCH(G18,Device_Code,0))","v":10},0.62962962962962965,"L410",null,null,null,"27 watt, spiral CFL to LED, Replacement Lamps 10 watts"]
[{"$f":"F19&\" watt, spiral CFL\"","v":"30 watt, spiral CFL"},"CFS30/1",null,"30",{"$f":"INDEX('Wattage Table'!$A$3:$A$2131,MATCH(Lighting_Recs!B19,'Wattage Table'!$C$3:$C$2131,0))","v":"CFL"},{"$f":"INDEX('Wattage Table'!$K$3:$K$2130,MATCH(B19,Device_Code,0))","v":30},"ILED 12",{"$f":"INDEX('Wattage Table'!$E$3:$E$2131,MATCH(Lighting_Recs!G19,'Wattage Table'!$C$3:$C$2131,0))","v":"LED, Replacement Lamps 12 watts"},{"$f":"INDEX('Wattage Table'!$K$3:$K$2130,MATCH(G19,Device_Code,0))","v":12},0.6,"L410",null,null,null,"30 watt, spiral CFL to LED, Replacement Lamps 12 watts"]
["7 watt, spiral CFL","CFS7/1",null,{"$f":"MID(B20,4,1)","v":"7"},{"$f":"INDEX('Wattage Table'!$A$3:$A$2131,MATCH(Lighting_Recs!B20,'Wattage Table'!$C$3:$C$2131,0))","v":"CFL"},{"$f":"INDEX('Wattage Table'!$K$3:$K$2130,MATCH(B20,Device_Code,0))","v":7},"ILED 3",{"$f":"INDEX('Wattage Table'!$E$3:$E$2131,MATCH(Lighting_Recs!G20,'Wattage Table'!$C$3:$C$2131,0))","v":"LED, Replacement Lamps 3 watts"},{"$f":"INDEX('Wattage Table'!$K$3:$K$2130,MATCH(G20,Device_Code,0))","v":3},0.5714285714285714,"L410",null,null,null,"7 watt, spiral CFL to LED, Replacement Lamps 3 watts"]
["9 watt, spiral CFL","CFS9/1",null,{"$f":"MID(B21,4,1)","v":"9"},{"$f":"INDEX('Wattage Table'!$A$3:$A$2131,MATCH(Lighting_Recs!B21,'Wattage Table'!$C$3:$C$2131,0))","v":"CFL"},{"$f":"INDEX('Wattage Table'!$K$3:$K$2130,MATCH(B21,Device_Code,0))","v":9},"ILED 3",{"$f":"INDEX('Wattage Table'!$E$3:$E$2131,MATCH(Lighting_Recs!G21,'Wattage Table'!$C$3:$C$2131,0))","v":"LED, Replacement Lamps 3 watts"},{"$f":"INDEX('Wattage Table'!$K$3:$K$2130,MATCH(G21,Device_Code,0))","v":3},0.66666666666666674,"L410",null,null,null,"9 watt, spiral CFL to LED, Replacement Lamps 3 watts"]
[{"$f":"Lighting_Index!S3","v":"9 watt, twin tube CFL"},"CFT9/1",null,"9",{"$f":"INDEX('Wattage Table'!$A$3:$A$2131,MATCH(Lighting_Recs!B22,'Wattage Table'!$C$3:$C$2131,0))","v":"CFL"},{"$f":"INDEX('Wattage Table'!$K$3:$K$2130,MATCH(B22,Device_Code,0))","v":11},"ILED 5",{"$f":"INDEX('Wattage Table'!$E$3:$E$2131,MATCH(Lighting_Recs!G22,'Wattage Table'!$C$3:$C$2131,0))","v":"LED, Replacement Lamps 5 watts"},{"$f":"INDEX('Wattage Table'!$K$3:$K$2130,MATCH(G22,Device_Code,0))","v":5},0.54545454545454541,"L410",null,null,null,"9 watt, twin tube CFL to LED, Replacement Lamps 5 watts"]
[{"$f":"Lighting_Index!S6","v":"18 watt, twin tube CFL"},"CFT18/1",null,{"$f":"MID(B23,4,2)","v":"18"},{"$f":"INDEX('Wattage Table'!$A$3:$A$2131,MATCH(Lighting_Recs!B23,'Wattage Table'!$C$3:$C$2131,0))","v":"CFL"},{"$f":"INDEX('Wattage Table'!$K$3:$K$2130,MATCH(B23,Device_Code,0))","v":24},"ILED 7",{"$f":"INDEX('Wattage Table'!$E$3:$E$2131,MATCH(Lighting_Recs!G23,'Wattage Table'!$C$3:$C$2131,0))","v":"LED, Replacement Lamps 7 watts"},{"$f":"INDEX('Wattage Table'!$K$3:$K$2130,MATCH(G23,Device_Code,0))","v":7},0.70833333333333326,"L410",null,null,null,"18 watt, twin tube CFL to LED, Replacement Lamps 7 watts"]
[{"$f":"F24&\" watt, twin tube CFL\"","v":"27 watt, twin tube CFL"},"CFT22/1",null,{"$f":"MID(B24,4,2)","v":"22"},{"$f":"INDEX('Wattage Table'!$A$3:$A$2131,MATCH(Lighting_Recs!B24,'Wattage Table'!$C$3:$C$2131,0))","v":"CFL"},{"$f":"INDEX('Wattage Table'!$K$3:$K$2130,MATCH(B24,Device_Code,0))","v":27},"ILED 8",{"$f":"INDEX('Wattage Table'!$E$3:$E$2131,MATCH(Lighting_Recs!G24,'Wattage Table'!$C$3:$C$2131,0))","v":"LED, Replacement Lamps 8 watts"},{"$f":"INDEX('Wattage Table'!$K$3:$K$2130,MATCH(G24,Device_Code,0))","v":8},0.70370370370370372,"L410",null,null,null,"27 watt, twin tube CFL to LED, Replacement Lamps 8 watts"]
[{"$f":"F25&\" watt, twin tube CFL\"","v":"32 watt, twin tube CFL"},"CFT24/1",null,"24",{"$f":"INDEX('Wattage Table'!$A$3:$A$2131,MATCH(Lighting_Recs!B25,'Wattage Table'!$C$3:$C$2131,0))","v":"CFL"},{"$f":"INDEX('Wattage Table'!$K$3:$K$2130,MATCH(B25,Device_Code,0))","v":32},"ILED 9",{"$f":"INDEX('Wattage Table'!$E$3:$E$2131,MATCH(Lighting_Recs!G25,'Wattage Table'!$C$3:$C$2131,0))","v":"LED, Replacement Lamps 9 watts"},{"$f":"INDEX('Wattage Table'!$K$3:$K$2130,MATCH(G25,Device_Code,0))","v":9},0.71875,"L410",null,null,null,"32 watt, twin tube CFL to LED, Replacement Lamps 9 watts"]
["33 watt, twin tube CFL","CFT28/1",null,"28",{"$f":"INDEX('Wattage Table'!$A$3:$A$2131,MATCH(Lighting_Recs!B26,'Wattage Table'!$C$3:$C$2131,0))","v":"CFL"},{"$f":"INDEX('Wattage Table'!$K$3:$K$2130,MATCH(B26,Device_Code,0))","v":33},"ILED 11",{"$f":"INDEX('Wattage Table'!$E$3:$E$2131,MATCH(Lighting_Recs!G26,'Wattage Table'!$C$3:$C$2131,0))","v":"LED, Replacement Lamps 11 watts"},{"$f":"INDEX('Wattage Table'!$K$3:$K$2130,MATCH(G26,Device_Code,0))","v":11},0.66666666666666674,"L410",null,null,null,"33 watt, twin tube CFL to LED, Replacement Lamps 11 watts"]
["34 watt, twin tube CFL","CFT32/1",null,"32",{"$f":"INDEX('Wattage Table'!$A$3:$A$2131,MATCH(Lighting_Recs!B27,'Wattage Table'!$C$3:$C$2131,0))","v":"CFL"},{"$f":"INDEX('Wattage Table'!$K$3:$K$2130,MATCH(B27,Device_Code,0))","v":34},"ILED 11",{"$f":"INDEX('Wattage Table'!$E$3:$E$2131,MATCH(Lighting_Recs!G27,'Wattage Table'!$C$3:$C$2131,0))","v":"LED, Replacement Lamps 11 watts"},{"$f":"INDEX('Wattage Table'!$K$3:$K$2130,MATCH(G27,Device_Code,0))","v":11},0.67647058823529416,"L410",null,null,null,"34 watt, twin tube CFL to LED, Replacement Lamps 11 watts"]
[{"$f":"Lighting_Index!S11","v":"36 watt twin tube, CFL"},"CFT36/1",null,"36",{"$f":"INDEX('Wattage Table'!$A$3:$A$2131,MATCH(Lighting_Recs!B28,'Wattage Table'!$C$3:$C$2131,0))","v":"CFL"},{"$f":"INDEX('Wattage Table'!$K$3:$K$2130,MATCH(B28,Device_Code,0))","v":51},"ILED 14",{"$f":"INDEX('Wattage Table'!$E$3:$E$2131,MATCH(Lighting_Recs!G28,'Wattage Table'!$C$3:$C$2131,0))","v":"LED, Replacement Lamps 14 watts"},{"$f":"INDEX('Wattage Table'!$K$3:$K$2130,MATCH(G28,Device_Code,0))","v":14},{"$f":"IF(G28=\"No Rec\",\"\",1-(I28/F28))","v":0.72549019607843135},"L410",null,null,null,"36 watt twin tube, CFL to LED, Replacement Lamps 14 watts"]
["46 watt, twin tube CFL","CFT40/1",null,"40",{"$f":"INDEX('Wattage Table'!$A$3:$A$2131,MATCH(Lighting_Recs!B29,'Wattage Table'!$C$3:$C$2131,0))","v":"CFL"},{"$f":"INDEX('Wattage Table'!$K$3:$K$2130,MATCH(B29,Device_Code,0))","v":46},"ILED 15",{"$f":"INDEX('Wattage Table'!$E$3:$E$2131,MATCH(Lighting_Recs!G29,'Wattage Table'!$C$3:$C$2131,0))","v":"LED, Replacement Lamps 15 watts"},{"$f":"INDEX('Wattage Table'!$K$3:$K$2130,MATCH(G29,Device_Code,0))","v":15},0.67391304347826086,"L410",null,null,null,"46 watt, twin tube CFL to LED, Replacement Lamps 15 watts"]
["9 watt, twin tube CFL","CFT5/1",null,{"$f":"MID(B30,4,1)","v":"5"},{"$f":"INDEX('Wattage Table'!$A$3:$A$2131,MATCH(Lighting_Recs!B30,'Wattage Table'!$C$3:$C$2131,0))","v":"CFL"},{"$f":"INDEX('Wattage Table'!$K$3:$K$2130,MATCH(B30,Device_Code,0))","v":9},"ILED 2",{"$f":"INDEX('Wattage Table'!$E$3:$E$2131,MATCH(Lighting_Recs!G30,'Wattage Table'!$C$3:$C$2131,0))","v":"LED, Replacement Lamps 2 watts"},{"$f":"INDEX('Wattage Table'!$K$3:$K$2130,MATCH(G30,Device_Code,0))","v":2},0.77777777777777779,"L410",null,null,null,"9 watt, twin tube CFL to LED, Replacement Lamps 2 watts"]
["54 watt, twin tube CFL","CFT50/1",null,{"$f":"MID(B31,4,2)","v":"50"},{"$f":"INDEX('Wattage Table'!$A$3:$A$2131,MATCH(Lighting_Recs!B31,'Wattage Table'!$C$3:$C$2131,0))","v":"CFL"},{"$f":"INDEX('Wattage Table'!$K$3:$K$2130,MATCH(B31,Device_Code,0))","v":54},"ILED 20",{"$f":"INDEX('Wattage Table'!$E$3:$E$2131,MATCH(Lighting_Recs!G31,'Wattage Table'!$C$3:$C$2131,0))","v":"LED, Replacement Lamps 20 watts"},{"$f":"INDEX('Wattage Table'!$K$3:$K$2130,MATCH(G31,Device_Code,0))","v":20},0.62962962962962965,"L410",null,null,null,"54 watt, twin tube CFL to LED, Replacement Lamps 20 watts"]
["56 watt, twin tube CFL","CFT55/1",null,{"$f":"MID(B32,4,2)","v":"55"},{"$f":"INDEX('Wattage Table'!$A$3:$A$2131,MATCH(Lighting_Recs!B32,'Wattage Table'!$C$3:$C$2131,0))","v":"CFL"},{"$f":"INDEX('Wattage Table'!$K$3:$K$2130,MATCH(B32,Device_Code,0))","v":56},"ILED 20",{"$f":"INDEX('Wattage Table'!$E$3:$E$2131,MATCH(Lighting_Recs!G32,'Wattage Table'!$C$3:$C$2131,0))","v":"LED, Replacement Lamps 20 watts"},{"$f":"INDEX('Wattage Table'!$K$3:$K$2130,MATCH(G32,Device_Code,0))","v":20},0.64285714285714279,"L410",null,null,null,"56 watt, twin tube CFL to LED, Replacement Lamps 20 watts"]
["10 watt, twin tube CFL","CFT7/1",null,{"$f":"MID(B33,4,1)","v":"7"},{"$f":"INDEX('Wattage Table'!$A$3:$A$2131,MATCH(Lighting_Recs!B33,'Wattage Table'!$C$3:$C$2131,0))","v":"CFL"},{"$f":"INDEX('Wattage Table'!$K$3:$K$2130,MATCH(B33,Device_Code,0))","v":10},"ILED 3",{"$f":"INDEX('Wattage Table'!$E$3:$E$2131,MATCH(Lighting_Recs!G33,'Wattage Table'!$C$3:$C$2131,0))","v":"LED, Replacement Lamps 3 watts"},{"$f":"INDEX('Wattage Table'!$K$3:$K$2130,MATCH(G33,Device_Code,0))","v":3},0.7,"L410",null,null,null,"10 watt, twin tube CFL to LED, Replacement Lamps 3 watts"]
["11 watt, twin tube CFL","CFT9/1",null,{"$f":"MID(B34,4,1)","v":"9"},{"$f":"INDEX('Wattage Table'!$A$3:$A$2131,MATCH(Lighting_Recs!B34,'Wattage Table'!$C$3:$C$2131,0))","v":"CFL"},{"$f":"INDEX('Wattage Table'!$K$3:$K$2130,MATCH(B34,Device_Code,0))","v":11},"ILED 3",{"$f":"INDEX('Wattage Table'!$E$3:$E$2131,MATCH(Lighting_Recs!G34,'Wattage Table'!$C$3:$C$2131,0))","v":"LED, Replacement Lamps 3 watts"},{"$f":"INDEX('Wattage Table'!$K$3:$K$2130,MATCH(G34,Device_Code,0))","v":3},0.72727272727272729,"L410",null,null,null,{"$f":"A34&\" to \"&H34","v":"11 watt, twin tube CFL to LED, Replacement Lamps 3 watts"}]
["2lp, 2 x 2 Fluorescent, T12","F22SS",{"$f":"MID(B35,3,1)","v":"2"},{"$f":"F35","v":56},{"$f":"INDEX('Wattage Table'!$A$3:$A$2131,MATCH(Lighting_Recs!B35,'Wattage Table'!$C$3:$C$2131,0))","v":"T12"},{"$f":"INDEX('Wattage Table'!$K$3:$K$2130,MATCH(B35,Device_Code,0))","v":56},"FLED 2x2 30",{"$f":"INDEX('Wattage Table'!$E$3:$E$2131,MATCH(Lighting_Recs!G35,'Wattage Table'!$C$3:$C$2131,0))","v":"LED, 2x2 Panel, 30 watts"},{"$f":"INDEX('Wattage Table'!$K$3:$K$2130,MATCH(G35,Device_Code,0))","v":30},0.4642857142857143,"L720",{"$f":"I35/C35","v":15},"ILED 2' REPL 15",{"$f":"INDEX('Wattage Table'!$E$3:$E$2130,MATCH(Lighting_Recs!M35,'Wattage Table'!$C$3:$C$2130,0))","v":"LED, Two Foot Linear Replacements 15 watts"},"2lp, 2 x 2 Fluorescent, T12 to LED, 2x2 Panel, 30 watts",{"$f":"A35&\" to \"&N35","v":"2lp, 2 x 2 Fluorescent, T12 to LED, Two Foot Linear Replacements 15 watts"},"2lp, 2 x 2 Fluorescent "]
["3lp, 2 x 2 Fluorescent, T12","F23SS",{"$f":"MID(B36,3,1)","v":"3"},{"$f":"F36","v":84},{"$f":"INDEX('Wattage Table'!$A$3:$A$2131,MATCH(Lighting_Recs!B36,'Wattage Table'!$C$3:$C$2131,0))","v":"T12"},{"$f":"INDEX('Wattage Table'!$K$3:$K$2130,MATCH(B36,Device_Code,0))","v":84},"FLED 2x2 40",{"$f":"INDEX('Wattage Table'!$E$3:$E$2131,MATCH(Lighting_Recs!G36,'Wattage Table'!$C$3:$C$2131,0))","v":"LED, 2x2 Panel, 40 watts"},{"$f":"INDEX('Wattage Table'!$K$3:$K$2130,MATCH(G36,Device_Code,0))","v":40},0.52380952380952384,"L720",{"$f":"I36/C36","v":13.333333333333334},"ILED 2' REPL 13",{"$f":"INDEX('Wattage Table'!$E$3:$E$2130,MATCH(Lighting_Recs!M36,'Wattage Table'!$C$3:$C$2130,0))","v":"LED, Two Foot Linear Replacements 13 watts"},"3lp, 2 x 2 Fluorescent, T12 to LED, 2x2 Panel, 40 watts","3lp, 2 x 2 Fluorescent, T12 to LED, Two Foot Linear Replacements 13 watts"]
["4lp, 2 x 2 Fluorescent, T12","F24SS",{"$f":"MID(B37,3,1)","v":"4"},112,{"$f":"INDEX('Wattage Table'!$A$3:$A$2131,MATCH(Lighting_Recs!B37,'Wattage Table'!$C$3:$C$2131,0))","v":"T12"},{"$f":"INDEX('Wattage Table'!$K$3:$K$2130,MATCH(B37,Device_Code,0))","v":112},"FLED 2x2 55",{"$f":"INDEX('Wattage Table'!$E$3:$E$2131,MATCH(Lighting_Recs!G37,'Wattage Table'!$C$3:$C$2131,0))","v":"LED, 2x2 Panel, 55 watts"},{"$f":"INDEX('Wattage Table'!$K$3:$K$2130,MATCH(G37,Device_Code,0))","v":55},0.5089285714285714,"L720",13.75,"ILED 2' REPL 14",{"$f":"INDEX('Wattage Table'!$E$3:$E$2130,MATCH(Lighting_Recs!M37,'Wattage Table'!$C$3:$C$2130,0))","v":"LED, Two Foot Linear Replacements 14 watts"},"4lp, 2 x 2 Fluorescent, T12 to LED, 2x2 Panel, 55 watts","4lp, 2 x 2 Fluorescent, T12 to LED, Two Foot Linear Replacements 14 watts"]
["1lp, 1 x 4 Fluorescent, T12","F41SS","1",57,{"$f":"INDEX('Wattage Table'!$A$3:$A$2131,MATCH(Lighting_Recs!B38,'Wattage Table'!$C$3:$C$2131,0))","v":"T12"},{"$f":"INDEX('Wattage Table'!$K$3:$K$2130,MATCH(B38,Device_Code,0))","v":57},"FLED 1x4 18",{"$f":"INDEX('Wattage Table'!$E$3:$E$2131,MATCH(Lighting_Recs!G38,'Wattage Table'!$C$3:$C$2131,0))","v":"LED, 1x4 Panel, 18 watts"},{"$f":"INDEX('Wattage Table'!$K$3:$K$2130,MATCH(G38,Device_Code,0))","v":18},{"$f":"IF(G38=\"No Rec\",\"\",1-(I38/F38))","v":0.68421052631578949},"L710",18,{"$f":"\"ILED 4' REPL \"&L38","v":"ILED 4' REPL 18"},{"$f":"INDEX('Wattage Table'!$E$3:$E$2130,MATCH(Lighting_Recs!M38,'Wattage Table'!$C$3:$C$2130,0))","v":"LED, Four Foot Linear Replacements 18 watts"},"1lp, 1 x 4 Fluorescent, T12 to LED, 1x4 Panel, 18 watts","1lp, 1 x 4 Fluorescent, T12 to LED, Four Foot Linear Replacements 18 watts"]
["2lp, 2 x 4 Fluorescent, T12","F42SS","2",94,{"$f":"INDEX('Wattage Table'!$A$3:$A$2131,MATCH(Lighting_Recs!B39,'Wattage Table'!$C$3:$C$2131,0))","v":"T12"},{"$f":"INDEX('Wattage Table'!$K$3:$K$2130,MATCH(B39,Device_Code,0))","v":94},"FLED 2x4 30",{"$f":"INDEX('Wattage Table'!$E$3:$E$2131,MATCH(Lighting_Recs!G39,'Wattage Table'!$C$3:$C$2131,0))","v":"LED, 2x4 Panel, 30 watts"},{"$f":"INDEX('Wattage Table'!$K$3:$K$2130,MATCH(G39,Device_Code,0))","v":30},0.68085106382978722,null,15,{"$f":"\"ILED 4' REPL \"&L39","v":"ILED 4' REPL 15"},{"$f":"INDEX('Wattage Table'!$E$3:$E$2130,MATCH(Lighting_Recs!M39,'Wattage Table'!$C$3:$C$2130,0))","v":"LED, Four Foot Linear Replacements 15 watts"},"2lp, 2 x 4 Fluorescent, T12 to LED, 2x4 Panel, 30 watts","2lp, 2 x 4 Fluorescent, T12 to LED, Four Foot Linear Replacements 15 watts"]
["2lp, 1 x 4 Fluorescent, T12","F42SS","2",94,{"$f":"INDEX('Wattage Table'!$A$3:$A$2131,MATCH(Lighting_Recs!B40,'Wattage Table'!$C$3:$C$2131,0))","v":"T12"},{"$f":"INDEX('Wattage Table'!$K$3:$K$2130,MATCH(B40,Device_Code,0))","v":94},"FLED 1x4 30",{"$f":"INDEX('Wattage Table'!$E$3:$E$2131,MATCH(Lighting_Recs!G40,'Wattage Table'!$C$3:$C$2131,0))","v":"LED, 1x4 Panel, 30 watts"},{"$f":"INDEX('Wattage Table'!$K$3:$K$2130,MATCH(G40,Device_Code,0))","v":30},0.68085106382978722,"L710",15,{"$f":"\"ILED 4' REPL \"&L40","v":"ILED 4' REPL 15"},{"$f":"INDEX('Wattage Table'!$E$3:$E$2130,MATCH(Lighting_Recs!M40,'Wattage Table'!$C$3:$C$2130,0))","v":"LED, Four Foot Linear Replacements 15 watts"},"2lp, 1 x 4 Fluorescent, T12 to LED, 1x4 Panel, 30 watts","2lp, 1 x 4 Fluorescent, T12 to LED, Four Foot Linear Replacements 15 watts"]
["3lp, 2 x 4 Fluorescent, T12","F43SS","3",151,{"$f":"INDEX('Wattage Table'!$A$3:$A$2131,MATCH(Lighting_Recs!B41,'Wattage Table'!$C$3:$C$2131,0))","v":"T12"},{"$f":"INDEX('Wattage Table'!$K$3:$K$2130,MATCH(B41,Device_Code,0))","v":151},"FLED 2x4 45",{"$f":"INDEX('Wattage Table'!$E$3:$E$2131,MATCH(Lighting_Recs!G41,'Wattage Table'!$C$3:$C$2131,0))","v":"LED, 2x4 Panel, 45 watts"},{"$f":"INDEX('Wattage Table'!$K$3:$K$2130,MATCH(G41,Device_Code,0))","v":45},0.70198675496688745,"L710",15,"ILED 4' REPL 15",{"$f":"INDEX('Wattage Table'!$E$3:$E$2130,MATCH(Lighting_Recs!M41,'Wattage Table'!$C$3:$C$2130,0))","v":"LED, Four Foot Linear Replacements 15 watts"},"3lp, 2 x 4 Fluorescent, T12 to LED, 2x4 Panel, 45 watts","3lp, 2 x 4 Fluorescent, T12 to LED, Four Foot Linear Replacements 15 watts"]
["4lp, 2 x 4 Fluorescent, T12","F44SS","4",188,{"$f":"INDEX('Wattage Table'!$A$3:$A$2131,MATCH(Lighting_Recs!B42,'Wattage Table'!$C$3:$C$2131,0))","v":"T12"},{"$f":"INDEX('Wattage Table'!$K$3:$K$2130,MATCH(B42,Device_Code,0))","v":188},"FLED 2x4 50",{"$f":"INDEX('Wattage Table'!$E$3:$E$2131,MATCH(Lighting_Recs!G42,'Wattage Table'!$C$3:$C$2131,0))","v":"LED, 2x4 Panel, 50 watts"},{"$f":"INDEX('Wattage Table'!$K$3:$K$2130,MATCH(G42,Device_Code,0))","v":50},{"$f":"IF(G42=\"No Rec\",\"\",1-(I42/F42))","v":0.73404255319148937},"L710",12.5,"ILED 4' REPL 15",{"$f":"INDEX('Wattage Table'!$E$3:$E$2130,MATCH(Lighting_Recs!M42,'Wattage Table'!$C$3:$C$2130,0))","v":"LED, Four Foot Linear Replacements 15 watts"},"4lp, 2 x 4 Fluorescent, T12 to LED, 2x4 Panel, 50 watts","4lp, 2 x 4 Fluorescent, T12 to LED, Four Foot Linear Replacements 15 watts"]
["6lp, Fluorescent High Bay, T12","F46SS","6",282,{"$f":"INDEX('Wattage Table'!$A$3:$A$2131,MATCH(Lighting_Recs!B43,'Wattage Table'!$C$3:$C$2131,0))","v":"T12"},{"$f":"INDEX('Wattage Table'!$K$3:$K$2130,MATCH(B43,Device_Code,0))","v":282},"FLED HBY 140",{"$f":"INDEX('Wattage Table'!$E$3:$E$2131,MATCH(Lighting_Recs!G43,'Wattage Table'!$C$3:$C$2131,0))","v":"LED, High Bay Fixtures 140 watts"},{"$f":"INDEX('Wattage Table'!$K$3:$K$2130,MATCH(G43,Device_Code,0))","v":140},0.50354609929078009,"L820",23,"ILED 4' REPL 23",{"$f":"INDEX('Wattage Table'!$E$3:$E$2130,MATCH(Lighting_Recs!M43,'Wattage Table'!$C$3:$C$2130,0))","v":"LED, Four Foot Linear Replacements 23 watts"},"6lp, Fluorescent High Bay, T12 to LED, High Bay Fixtures 140 watts","6lp, Fluorescent High Bay, T12 to LED, Four Foot Linear Replacements 23 watts"]
["1lp, 8' Fluorescent Strip, T12","F81SS","1",100,{"$f":"INDEX('Wattage Table'!$A$3:$A$2131,MATCH(Lighting_Recs!B44,'Wattage Table'!$C$3:$C$2131,0))","v":"T12"},{"$f":"INDEX('Wattage Table'!$K$3:$K$2130,MATCH(B44,Device_Code,0))","v":100},"FLED AMB 25",{"$f":"INDEX('Wattage Table'!$E$3:$E$2131,MATCH(Lighting_Recs!G44,'Wattage Table'!$C$3:$C$2131,0))","v":"LED, Linear Ambient Fixtures 25 watts"},{"$f":"INDEX('Wattage Table'!$K$3:$K$2130,MATCH(G44,Device_Code,0))","v":25},0.75,"L734",25,null,null,{"$f":"A44&\" to (2) \"&H44","v":"1lp, 8' Fluorescent Strip, T12 to (2) LED, Linear Ambient Fixtures 25 watts"}]
["2lp, 8' Fluorescent Strip, T12","F82SS","2",173,{"$f":"INDEX('Wattage Table'!$A$3:$A$2131,MATCH(Lighting_Recs!B45,'Wattage Table'!$C$3:$C$2131,0))","v":"T12"},{"$f":"INDEX('Wattage Table'!$K$3:$K$2130,MATCH(B45,Device_Code,0))","v":173},"FLED AMB 45",{"$f":"INDEX('Wattage Table'!$E$3:$E$2131,MATCH(Lighting_Recs!G45,'Wattage Table'!$C$3:$C$2131,0))","v":"LED, Linear Ambient Fixtures 45 watts"},{"$f":"INDEX('Wattage Table'!$K$3:$K$2130,MATCH(G45,Device_Code,0))","v":45},0.73988439306358389,"L734",22.5,null,null,{"$f":"A45&\" to (2) \"&H45","v":"2lp, 8' Fluorescent Strip, T12 to (2) LED, Linear Ambient Fixtures 45 watts"}]
["3lp, 8' Fluorescent Strip, T12","F83SS","3",273,{"$f":"INDEX('Wattage Table'!$A$3:$A$2131,MATCH(Lighting_Recs!B46,'Wattage Table'!$C$3:$C$2131,0))","v":"T12"},{"$f":"INDEX('Wattage Table'!$K$3:$K$2130,MATCH(B46,Device_Code,0))","v":273},"FLED AMB 50",{"$f":"INDEX('Wattage Table'!$E$3:$E$2131,MATCH(Lighting_Recs!G46,'Wattage Table'!$C$3:$C$2131,0))","v":"LED, Linear Ambient Fixtures 50 watts"},{"$f":"INDEX('Wattage Table'!$K$3:$K$2130,MATCH(G46,Device_Code,0))","v":50},0.81684981684981683,"L734",16.666666666666668,null,null,{"$f":"A46&\" to (2) \"&H46","v":"3lp, 8' Fluorescent Strip, T12 to (2) LED, Linear Ambient Fixtures 50 watts"}]
["4lp, 8' Fluorescent Strip, T12","F84SS","4",346,{"$f":"INDEX('Wattage Table'!$A$3:$A$2131,MATCH(Lighting_Recs!B47,'Wattage Table'!$C$3:$C$2131,0))","v":"T12"},{"$f":"INDEX('Wattage Table'!$K$3:$K$2130,MATCH(B47,Device_Code,0))","v":346},"FLED AMB 50",{"$f":"INDEX('Wattage Table'!$E$3:$E$2131,MATCH(Lighting_Recs!G47,'Wattage Table'!$C$3:$C$2131,0))","v":"LED, Linear Ambient Fixtures 50 watts"},{"$f":"INDEX('Wattage Table'!$K$3:$K$2130,MATCH(G47,Device_Code,0))","v":50},{"$f":"IF(G47=\"No Rec\",\"\",1-(I47/F47))","v":0.8554913294797688},"L734",12.5,null,null,{"$f":"A47&\" to (2) \"&H47","v":"4lp, 8' Fluorescent Strip, T12 to (2) LED, Linear Ambient Fixtures 50 watts"}]
["1lp, U-Bend Fluorescent, T12","FU1EE","1",43,{"$f":"INDEX('Wattage Table'!$A$3:$A$2131,MATCH(Lighting_Recs!B48,'Wattage Table'!$C$3:$C$2131,0))","v":"T12"},{"$f":"INDEX('Wattage Table'!$K$3:$K$2130,MATCH(B48,Device_Code,0))","v":43},"FLED 2x2 21",{"$f":"INDEX('Wattage Table'!$E$3:$E$2131,MATCH(Lighting_Recs!G48,'Wattage Table'!$C$3:$C$2131,0))","v":"LED, 2x2 Panel, 21 watts"},{"$f":"INDEX('Wattage Table'!$K$3:$K$2130,MATCH(G48,Device_Code,0))","v":21},0.51162790697674421,"L720",21,"ILED 2' REPL 21",{"$f":"INDEX('Wattage Table'!$E$3:$E$2130,MATCH(Lighting_Recs!M48,'Wattage Table'!$C$3:$C$2130,0))","v":"LED, Two Foot Linear Replacements 21 watts"},"1lp, U-Bend Fluorescent, T12 to LED, 2x2 Panel, 21 watts",{"$f":"A48&\" to \"&N48","v":"1lp, U-Bend Fluorescent, T12 to LED, Two Foot Linear Replacements 21 watts"}]
["2lp, U-Bend Fluorescent, T12","FU2SS","2",96,{"$f":"INDEX('Wattage Table'!$A$3:$A$2131,MATCH(Lighting_Recs!B49,'Wattage Table'!$C$3:$C$2131,0))","v":"T12"},{"$f":"INDEX('Wattage Table'!$K$3:$K$2130,MATCH(B49,Device_Code,0))","v":96},"FLED 2x2 48",{"$f":"INDEX('Wattage Table'!$E$3:$E$2131,MATCH(Lighting_Recs!G49,'Wattage Table'!$C$3:$C$2131,0))","v":"LED, 2x2 Panel, 48 watts"},{"$f":"INDEX('Wattage Table'!$K$3:$K$2130,MATCH(G49,Device_Code,0))","v":48},0.5,"L720",24,"ILED 2' REPL 24",{"$f":"INDEX('Wattage Table'!$E$3:$E$2130,MATCH(Lighting_Recs!M49,'Wattage Table'!$C$3:$C$2130,0))","v":"LED, Two Foot Linear Replacements 24 watts"},"2lp, U-Bend Fluorescent, T12 to LED, 2x2 Panel, 48 watts","2lp, U-Bend Fluorescent, T12 to LED, Two Foot Linear Replacements 24 watts"]
["3lp, U-Bend Fluorescent, T12","FU3EE","3",115,{"$f":"INDEX('Wattage Table'!$A$3:$A$2131,MATCH(Lighting_Recs!B50,'Wattage Table'!$C$3:$C$2131,0))","v":"T12"},{"$f":"INDEX('Wattage Table'!$K$3:$K$2130,MATCH(B50,Device_Code,0))","v":115},"FLED 2x2 58",{"$f":"INDEX('Wattage Table'!$E$3:$E$2131,MATCH(Lighting_Recs!G50,'Wattage Table'!$C$3:$C$2131,0))","v":"LED, 2x2 Panel, 58 watts"},{"$f":"INDEX('Wattage Table'!$K$3:$K$2130,MATCH(G50,Device_Code,0))","v":58},0.4956521739130435,"L720",19.333333333333332,"ILED 2' REPL 19",{"$f":"INDEX('Wattage Table'!$E$3:$E$2130,MATCH(Lighting_Recs!M50,'Wattage Table'!$C$3:$C$2130,0))","v":"LED, Two Foot Linear Replacements 19 watts"},"3lp, U-Bend Fluorescent, T12 to LED, 2x2 Panel, 58 watts","3lp, U-Bend Fluorescent, T12 to LED, Two Foot Linear Replacements 19 watts"]
["2lp, 2 x 2 Fluorescent, T5","F22GL","2",35,{"$f":"INDEX('Wattage Table'!$A$3:$A$2131,MATCH(Lighting_Recs!B51,'Wattage Table'!$C$3:$C$2131,0))","v":"T5"},{"$f":"INDEX('Wattage Table'!$K$3:$K$2130,MATCH(B51,Device_Code,0))","v":35},"FLED 2x2 30",{"$f":"INDEX('Wattage Table'!$E$3:$E$2131,MATCH(Lighting_Recs!G51,'Wattage Table'!$C$3:$C$2131,0))","v":"LED, 2x2 Panel, 30 watts"},{"$f":"INDEX('Wattage Table'!$K$3:$K$2130,MATCH(G51,Device_Code,0))","v":30},0.1428571428571429,"L720",15,"ILED 2' REPL 15",{"$f":"INDEX('Wattage Table'!$E$3:$E$2130,MATCH(Lighting_Recs!M51,'Wattage Table'!$C$3:$C$2130,0))","v":"LED, Two Foot Linear Replacements 15 watts"},"2lp, 2 x 2 Fluorescent, T5 to LED, 2x2 Panel, 30 watts",{"$f":"A51&\" to \"&N51","v":"2lp, 2 x 2 Fluorescent, T5 to LED, Two Foot Linear Replacements 15 watts"}]
["2lp, 2 x 4 Fluorescent, T5","F42GL","2",63,{"$f":"INDEX('Wattage Table'!$A$3:$A$2131,MATCH(Lighting_Recs!B52,'Wattage Table'!$C$3:$C$2131,0))","v":"T5"},{"$f":"INDEX('Wattage Table'!$K$3:$K$2130,MATCH(B52,Device_Code,0))","v":63},"FLED 2x4 30",{"$f":"INDEX('Wattage Table'!$E$3:$E$2131,MATCH(Lighting_Recs!G52,'Wattage Table'!$C$3:$C$2131,0))","v":"LED, 2x4 Panel, 30 watts"},{"$f":"INDEX('Wattage Table'!$K$3:$K$2130,MATCH(G52,Device_Code,0))","v":30},0.52380952380952384,"L710",15,{"$f":"\"ILED 4' REPL \"&L52","v":"ILED 4' REPL 15"},{"$f":"INDEX('Wattage Table'!$E$3:$E$2130,MATCH(Lighting_Recs!M52,'Wattage Table'!$C$3:$C$2130,0))","v":"LED, Four Foot Linear Replacements 15 watts"},"2lp, 2 x 4 Fluorescent, T5 to LED, 2x4 Panel, 30 watts","2lp, 2 x 4 Fluorescent, T5 to LED, Four Foot Linear Replacements 15 watts"]
["3lp, 2 x 4 Fluorescent, T5","F43GL","3",97,{"$f":"INDEX('Wattage Table'!$A$3:$A$2131,MATCH(Lighting_Recs!B53,'Wattage Table'!$C$3:$C$2131,0))","v":"T5"},{"$f":"INDEX('Wattage Table'!$K$3:$K$2130,MATCH(B53,Device_Code,0))","v":97},"FLED 2x4 70",{"$f":"INDEX('Wattage Table'!$E$3:$E$2131,MATCH(Lighting_Recs!G53,'Wattage Table'!$C$3:$C$2131,0))","v":"LED, 2x4 Panel, 70 watts"},{"$f":"INDEX('Wattage Table'!$K$3:$K$2130,MATCH(G53,Device_Code,0))","v":70},0.27835051546391754,"L710",23,"ILED 4' REPL 23",{"$f":"INDEX('Wattage Table'!$E$3:$E$2130,MATCH(Lighting_Recs!M53,'Wattage Table'!$C$3:$C$2130,0))","v":"LED, Four Foot Linear Replacements 23 watts"},"3lp, 2 x 4 Fluorescent, T5 to LED, 2x4 Panel, 70 watts","3lp, 2 x 4 Fluorescent, T5 to LED, Four Foot Linear Replacements 23 watts"]
["4lp, 2 x 4 Fluorescent, T5","F44GL","4",128,{"$f":"INDEX('Wattage Table'!$A$3:$A$2131,MATCH(Lighting_Recs!B54,'Wattage Table'!$C$3:$C$2131,0))","v":"T5"},{"$f":"INDEX('Wattage Table'!$K$3:$K$2130,MATCH(B54,Device_Code,0))","v":128},"FLED 2x4 100",{"$f":"INDEX('Wattage Table'!$E$3:$E$2131,MATCH(Lighting_Recs!G54,'Wattage Table'!$C$3:$C$2131,0))","v":"LED, 2x4 Panel, 100 watts"},{"$f":"INDEX('Wattage Table'!$K$3:$K$2130,MATCH(G54,Device_Code,0))","v":100},0.21875,"L710",25,"ILED 4' REPL 25",{"$f":"INDEX('Wattage Table'!$E$3:$E$2130,MATCH(Lighting_Recs!M54,'Wattage Table'!$C$3:$C$2130,0))","v":"LED, Four Foot Linear Replacements 25 watts"},"4lp, 2 x 4 Fluorescent, T5 to LED, 2x4 Panel, 100 watts","4lp, 2 x 4 Fluorescent, T5 to LED, Four Foot Linear Replacements 25 watts"]
["6lp, Fluorescent High Bay, T5","F46GHL","6",351,{"$f":"INDEX('Wattage Table'!$A$3:$A$2131,MATCH(Lighting_Recs!B55,'Wattage Table'!$C$3:$C$2131,0))","v":"T5"},{"$f":"INDEX('Wattage Table'!$K$3:$K$2130,MATCH(B55,Device_Code,0))","v":351},"FLED HBY 175",{"$f":"INDEX('Wattage Table'!$E$3:$E$2131,MATCH(Lighting_Recs!G55,'Wattage Table'!$C$3:$C$2131,0))","v":"LED, High Bay Fixtures 175 watts"},{"$f":"INDEX('Wattage Table'!$K$3:$K$2130,MATCH(G55,Device_Code,0))","v":175},0.50142450142450135,"L820",26,"ILED 4' REPL 26",{"$f":"INDEX('Wattage Table'!$E$3:$E$2130,MATCH(Lighting_Recs!M55,'Wattage Table'!$C$3:$C$2130,0))","v":"LED, Four Foot Linear Replacements 26 watts"},"6lp, Fluorescent High Bay, T5 to LED, High Bay Fixtures 175 watts","6lp, Fluorescent High Bay, T5 to LED, Four Foot Linear Replacements 26 watts"]
["8lp, Fluorescent High Bay, T5","F48GHL","8",468,{"$f":"INDEX('Wattage Table'!$A$3:$A$2131,MATCH(Lighting_Recs!B56,'Wattage Table'!$C$3:$C$2131,0))","v":"T5"},{"$f":"INDEX('Wattage Table'!$K$3:$K$2130,MATCH(B56,Device_Code,0))","v":468},"FLED HBY 235",{"$f":"INDEX('Wattage Table'!$E$3:$E$2131,MATCH(Lighting_Recs!G56,'Wattage Table'!$C$3:$C$2131,0))","v":"LED, High Bay Fixtures 235 watts"},{"$f":"INDEX('Wattage Table'!$K$3:$K$2130,MATCH(G56,Device_Code,0))","v":235},0.49786324786324787,"L820",26,"ILED 4' REPL 26",{"$f":"INDEX('Wattage Table'!$E$3:$E$2130,MATCH(Lighting_Recs!M56,'Wattage Table'!$C$3:$C$2130,0))","v":"LED, Four Foot Linear Replacements 26 watts"},"8lp, Fluorescent High Bay, T5 to LED, High Bay Fixtures 235 watts","8lp, Fluorescent High Bay, T5 to LED, Four Foot Linear Replacements 26 watts"]
["1lp, 1 x4 Fluorescent, T8","F21ILL","1",20,{"$f":"INDEX('Wattage Table'!$A$3:$A$2131,MATCH(Lighting_Recs!B57,'Wattage Table'!$C$3:$C$2131,0))","v":"T8"},{"$f":"INDEX('Wattage Table'!$K$3:$K$2130,MATCH(B57,Device_Code,0))","v":20},"FLED 1x4 10",{"$f":"INDEX('Wattage Table'!$E$3:$E$2131,MATCH(Lighting_Recs!G57,'Wattage Table'!$C$3:$C$2131,0))","v":"LED, 1x4 Panel, 10 watts"},{"$f":"INDEX('Wattage Table'!$K$3:$K$2130,MATCH(G57,Device_Code,0))","v":10},0.5,"L700",10,"ILED 2' REPL 10",{"$f":"INDEX('Wattage Table'!$E$3:$E$2130,MATCH(Lighting_Recs!M57,'Wattage Table'!$C$3:$C$2130,0))","v":"LED, Two Foot Linear Replacements 10 watts"},"1lp, 1 x4 Fluorescent, T8 to LED, 1x4 Panel, 10 watts","1lp, 1 x4 Fluorescent, T8 to LED, Two Foot Linear Replacements 10 watts"]
["2lp, 2 x 2 Fluorescent, T8","F22ILL","2",33,{"$f":"INDEX('Wattage Table'!$A$3:$A$2131,MATCH(Lighting_Recs!B58,'Wattage Table'!$C$3:$C$2131,0))","v":"T8"},{"$f":"INDEX('Wattage Table'!$K$3:$K$2130,MATCH(B58,Device_Code,0))","v":33},"FLED 2x2 20",{"$f":"INDEX('Wattage Table'!$E$3:$E$2131,MATCH(Lighting_Recs!G58,'Wattage Table'!$C$3:$C$2131,0))","v":"LED, 2x2 Panel, 20 watts"},{"$f":"INDEX('Wattage Table'!$K$3:$K$2130,MATCH(G58,Device_Code,0))","v":20},0.39393939393939392,"L720",10,"ILED 2' REPL 10",{"$f":"INDEX('Wattage Table'!$E$3:$E$2130,MATCH(Lighting_Recs!M58,'Wattage Table'!$C$3:$C$2130,0))","v":"LED, Two Foot Linear Replacements 10 watts"},"2lp, 2 x 2 Fluorescent, T8 to LED, 2x2 Panel, 20 watts","2lp, 2 x 2 Fluorescent, T8 to LED, Two Foot Linear Replacements 10 watts"]
["3lp, 2 x 2 Fluorescent, T8","F23ILL","3",47,{"$f":"INDEX('Wattage Table'!$A$3:$A$2131,MATCH(Lighting_Recs!B59,'Wattage Table'!$C$3:$C$2131,0))","v":"T8"},{"$f":"INDEX('Wattage Table'!$K$3:$K$2130,MATCH(B59,Device_Code,0))","v":47},"FLED 2x2 25",{"$f":"INDEX('Wattage Table'!$E$3:$E$2131,MATCH(Lighting_Recs!G59,'Wattage Table'!$C$3:$C$2131,0))","v":"LED, 2x2 Panel, 25 watts"},{"$f":"INDEX('Wattage Table'!$K$3:$K$2130,MATCH(G59,Device_Code,0))","v":25},0.46808510638297873,"L720",8.3333333333333339,"ILED 2' REPL 8",{"$f":"INDEX('Wattage Table'!$E$3:$E$2130,MATCH(Lighting_Recs!M59,'Wattage Table'!$C$3:$C$2130,0))","v":"LED, Two Foot Linear Replacements 8 watts"},"3lp, 2 x 2 Fluorescent, T8 to LED, 2x2 Panel, 25 watts","3lp, 2 x 2 Fluorescent, T8 to LED, Two Foot Linear Replacements 8 watts"]
["4lp, 2 x 2 Fluorescent, T8","F24ILL","4",61,{"$f":"INDEX('Wattage Table'!$A$3:$A$2131,MATCH(Lighting_Recs!B60,'Wattage Table'!$C$3:$C$2131,0))","v":"T8"},{"$f":"INDEX('Wattage Table'!$K$3:$K$2130,MATCH(B60,Device_Code,0))","v":61},"FLED 2x2 30",{"$f":"INDEX('Wattage Table'!$E$3:$E$2131,MATCH(Lighting_Recs!G60,'Wattage Table'!$C$3:$C$2131,0))","v":"LED, 2x2 Panel, 30 watts"},{"$f":"INDEX('Wattage Table'!$K$3:$K$2130,MATCH(G60,Device_Code,0))","v":30},0.50819672131147542,"L720",7.5,"ILED 2' REPL 8",{"$f":"INDEX('Wattage Table'!$E$3:$E$2130,MATCH(Lighting_Recs!M60,'Wattage Table'!$C$3:$C$2130,0))","v":"LED, Two Foot Linear Replacements 8 watts"},"4lp, 2 x 2 Fluorescent, T8 to LED, 2x2 Panel, 30 watts","4lp, 2 x 2 Fluorescent, T8 to LED, Two Foot Linear Replacements 8 watts"]
["1lp, 1 x 4 Fluorescent, T8","F41ILL","1",31,{"$f":"INDEX('Wattage Table'!$A$3:$A$2131,MATCH(Lighting_Recs!B61,'Wattage Table'!$C$3:$C$2131,0))","v":"T8"},{"$f":"INDEX('Wattage Table'!$K$3:$K$2130,MATCH(B61,Device_Code,0))","v":31},"FLED 1x4 18",{"$f":"INDEX('Wattage Table'!$E$3:$E$2131,MATCH(Lighting_Recs!G61,'Wattage Table'!$C$3:$C$2131,0))","v":"LED, 1x4 Panel, 18 watts"},{"$f":"INDEX('Wattage Table'!$K$3:$K$2130,MATCH(G61,Device_Code,0))","v":18},{"$f":"IF(G61=\"No Rec\",\"\",1-(I61/F61))","v":0.41935483870967738},"L710",18,{"$f":"\"ILED 4' REPL \"&L61","v":"ILED 4' REPL 18"},{"$f":"INDEX('Wattage Table'!$E$3:$E$2130,MATCH(Lighting_Recs!M61,'Wattage Table'!$C$3:$C$2130,0))","v":"LED, Four Foot Linear Replacements 18 watts"},{"$f":"A61&\" to \"&H61","v":"1lp, 1 x 4 Fluorescent, T8 to LED, 1x4 Panel, 18 watts"},"1lp, 1 x 4 Fluorescent, T8 to LED, Four Foot Linear Replacements 18 watts"]
["2lp, 1 x 4 Fluorescent, T8","F42ILL","2",59,{"$f":"INDEX('Wattage Table'!$A$3:$A$2131,MATCH(Lighting_Recs!B62,'Wattage Table'!$C$3:$C$2131,0))","v":"T8"},{"$f":"INDEX('Wattage Table'!$K$3:$K$2130,MATCH(B62,Device_Code,0))","v":59},"FLED 1x4 30",{"$f":"INDEX('Wattage Table'!$E$3:$E$2131,MATCH(Lighting_Recs!G62,'Wattage Table'!$C$3:$C$2131,0))","v":"LED, 1x4 Panel, 30 watts"},{"$f":"INDEX('Wattage Table'!$K$3:$K$2130,MATCH(G62,Device_Code,0))","v":30},{"$f":"IF(G62=\"No Rec\",\"\",1-(I62/F62))","v":0.49152542372881358},"L710",27,{"$f":"\"ILED 4' REPL \"&L63","v":"ILED 4' REPL 15"},{"$f":"INDEX('Wattage Table'!$E$3:$E$2130,MATCH(Lighting_Recs!M62,'Wattage Table'!$C$3:$C$2130,0))","v":"LED, Four Foot Linear Replacements 15 watts"},{"$f":"A62&\" to \"&H62","v":"2lp, 1 x 4 Fluorescent, T8 to LED, 1x4 Panel, 30 watts"},"2lp, 1 x 4 Fluorescent, T8 to LED, Four Foot Linear Replacements 15 watts"]
["2lp, 2 x 4 Fluorescent, T8","F42ILL",{"$f":"MID(B63,3,1)","v":"2"},{"$f":"F63","v":59},{"$f":"INDEX('Wattage Table'!$A$3:$A$2131,MATCH(Lighting_Recs!B63,'Wattage Table'!$C$3:$C$2131,0))","v":"T8"},{"$f":"INDEX('Wattage Table'!$K$3:$K$2130,MATCH(B63,Device_Code,0))","v":59},"FLED 2x4 30",{"$f":"INDEX('Wattage Table'!$E$3:$E$2131,MATCH(Lighting_Recs!G63,'Wattage Table'!$C$3:$C$2131,0))","v":"LED, 2x4 Panel, 30 watts"},{"$f":"INDEX('Wattage Table'!$K$3:$K$2130,MATCH(G63,Device_Code,0))","v":30},{"$f":"IF(G63=\"No Rec\",\"\",1-(I63/F62))","v":0.49152542372881358},"L710",{"$f":"I63/C62","v":15},{"$f":"\"ILED 4' REPL \"&L64","v":"ILED 4' REPL 15"},{"$f":"INDEX('Wattage Table'!$E$3:$E$2130,MATCH(Lighting_Recs!M63,'Wattage Table'!$C$3:$C$2130,0))","v":"LED, Four Foot Linear Replacements 15 watts"},{"$f":"A63&\" to \"&H64","v":"2lp, 2 x 4 Fluorescent, T8 to LED, 2x4 Panel, 45 watts"},"2lp, 2 x 4 Fluorescent, T8 to LED, Four Foot Linear Replacements 15 watts"]
["3lp, 2 x 4 Fluorescent, T8","F43ILL","3",89,{"$f":"INDEX('Wattage Table'!$A$3:$A$2131,MATCH(Lighting_Recs!B64,'Wattage Table'!$C$3:$C$2131,0))","v":"T8"},{"$f":"INDEX('Wattage Table'!$K$3:$K$2130,MATCH(B64,Device_Code,0))","v":89},"FLED 2x4 45",{"$f":"INDEX('Wattage Table'!$E$3:$E$2131,MATCH(Lighting_Recs!G64,'Wattage Table'!$C$3:$C$2131,0))","v":"LED, 2x4 Panel, 45 watts"},{"$f":"INDEX('Wattage Table'!$K$3:$K$2130,MATCH(G64,Device_Code,0))","v":45},0.4943820224719101,"L710",15,"ILED 4' REPL 15",{"$f":"INDEX('Wattage Table'!$E$3:$E$2130,MATCH(Lighting_Recs!M64,'Wattage Table'!$C$3:$C$2130,0))","v":"LED, Four Foot Linear Replacements 15 watts"},"3lp, 2 x 4 Fluorescent, T8 to LED, 2x4 Panel, 45 watts","3lp, 2 x 4 Fluorescent, T8 to LED, Four Foot Linear Replacements 15 watts"]
["4lp, 2 x 4 Fluorescent, T8","F44ILL","4",112,{"$f":"INDEX('Wattage Table'!$A$3:$A$2131,MATCH(Lighting_Recs!B65,'Wattage Table'!$C$3:$C$2131,0))","v":"T8"},{"$f":"INDEX('Wattage Table'!$K$3:$K$2130,MATCH(B65,Device_Code,0))","v":112},"FLED 2x4 50",{"$f":"INDEX('Wattage Table'!$E$3:$E$2131,MATCH(Lighting_Recs!G65,'Wattage Table'!$C$3:$C$2131,0))","v":"LED, 2x4 Panel, 50 watts"},{"$f":"INDEX('Wattage Table'!$K$3:$K$2130,MATCH(G65,Device_Code,0))","v":50},0.5535714285714286,"L710",12.5,"ILED 4' REPL 15",{"$f":"INDEX('Wattage Table'!$E$3:$E$2130,MATCH(Lighting_Recs!M65,'Wattage Table'!$C$3:$C$2130,0))","v":"LED, Four Foot Linear Replacements 15 watts"},"4lp, 2 x 4 Fluorescent, T8 to LED, 2x4 Panel, 50 watts","4lp, 2 x 4 Fluorescent, T8 to LED, Four Foot Linear Replacements 15 watts"]
["6lp, Fluorescent High Bay, T8","F46ILL","6",175,{"$f":"INDEX('Wattage Table'!$A$3:$A$2131,MATCH(Lighting_Recs!B66,'Wattage Table'!$C$3:$C$2131,0))","v":"T8"},{"$f":"INDEX('Wattage Table'!$K$3:$K$2130,MATCH(B66,Device_Code,0))","v":175},"FLED HBY 95",{"$f":"INDEX('Wattage Table'!$E$3:$E$2131,MATCH(Lighting_Recs!G66,'Wattage Table'!$C$3:$C$2131,0))","v":"LED, High Bay Fixtures 95 watts"},{"$f":"INDEX('Wattage Table'!$K$3:$K$2130,MATCH(G66,Device_Code,0))","v":95},0.45714285714285718,"L820",16,"ILED 4' REPL 16",{"$f":"INDEX('Wattage Table'!$E$3:$E$2130,MATCH(Lighting_Recs!M66,'Wattage Table'!$C$3:$C$2130,0))","v":"LED, Four Foot Linear Replacements 16 watts"},"6lp, Fluorescent High Bay, T8 to LED, High Bay Fixtures 95 watts","6lp, Fluorescent High Bay, T8 to LED, Four Foot Linear Replacements 16 watts"]
["8lp, Fluorescent High Bay, T8","F48ILL","8",224,{"$f":"INDEX('Wattage Table'!$A$3:$A$2131,MATCH(Lighting_Recs!B67,'Wattage Table'!$C$3:$C$2131,0))","v":"T8"},{"$f":"INDEX('Wattage Table'!$K$3:$K$2130,MATCH(B67,Device_Code,0))","v":224},"FLED HBY 115",{"$f":"INDEX('Wattage Table'!$E$3:$E$2131,MATCH(Lighting_Recs!G67,'Wattage Table'!$C$3:$C$2131,0))","v":"LED, High Bay Fixtures 115 watts"},{"$f":"INDEX('Wattage Table'!$K$3:$K$2130,MATCH(G67,Device_Code,0))","v":115},0.4866071428571429,"L820",14.375,"ILED 4' REPL 15",{"$f":"INDEX('Wattage Table'!$E$3:$E$2130,MATCH(Lighting_Recs!M67,'Wattage Table'!$C$3:$C$2130,0))","v":"LED, Four Foot Linear Replacements 15 watts"},"8lp, Fluorescent High Bay, T8 to LED, High Bay Fixtures 115 watts","8lp, Fluorescent High Bay, T8 to LED, Four Foot Linear Replacements 15 watts"]
["1lp, 8' Fluorescent Strip, T12","F81ILL","1",58,{"$f":"INDEX('Wattage Table'!$A$3:$A$2131,MATCH(Lighting_Recs!B68,'Wattage Table'!$C$3:$C$2131,0))","v":"T8"},{"$f":"INDEX('Wattage Table'!$K$3:$K$2130,MATCH(B68,Device_Code,0))","v":58},"FLED AMB 18",{"$f":"INDEX('Wattage Table'!$E$3:$E$2131,MATCH(Lighting_Recs!G68,'Wattage Table'!$C$3:$C$2131,0))","v":"LED, Linear Ambient Fixtures 18 watts"},{"$f":"INDEX('Wattage Table'!$K$3:$K$2130,MATCH(G68,Device_Code,0))","v":18},{"$f":"IF(G68=\"No Rec\",\"\",1-(I68/F68))","v":0.68965517241379315},"L734",18,null,null,{"$f":"A68&\" to (2) \"&H68","v":"1lp, 8' Fluorescent Strip, T12 to (2) LED, Linear Ambient Fixtures 18 watts"}]
["2lp, 8' Fluorescent Strip, T8","F82ILL","2",94,{"$f":"INDEX('Wattage Table'!$A$3:$A$2131,MATCH(Lighting_Recs!B69,'Wattage Table'!$C$3:$C$2131,0))","v":"T8"},{"$f":"INDEX('Wattage Table'!$K$3:$K$2130,MATCH(B69,Device_Code,0))","v":94},"FLED AMB 25",{"$f":"INDEX('Wattage Table'!$E$3:$E$2131,MATCH(Lighting_Recs!G69,'Wattage Table'!$C$3:$C$2131,0))","v":"LED, Linear Ambient Fixtures 25 watts"},{"$f":"INDEX('Wattage Table'!$K$3:$K$2130,MATCH(G69,Device_Code,0))","v":25},0.73404255319148937,"L734",12.5,null,null,{"$f":"A69&\" to (2) \"&H69","v":"2lp, 8' Fluorescent Strip, T8 to (2) LED, Linear Ambient Fixtures 25 watts"}]
["3lp, 8' Fluorescent Strip, T8","F83ILL","3",167,{"$f":"INDEX('Wattage Table'!$A$3:$A$2131,MATCH(Lighting_Recs!B70,'Wattage Table'!$C$3:$C$2131,0))","v":"T8"},{"$f":"INDEX('Wattage Table'!$K$3:$K$2130,MATCH(B70,Device_Code,0))","v":167},"FLED AMB 40",{"$f":"INDEX('Wattage Table'!$E$3:$E$2131,MATCH(Lighting_Recs!G70,'Wattage Table'!$C$3:$C$2131,0))","v":"LED, Linear Ambient Fixtures 40 watts"},{"$f":"INDEX('Wattage Table'!$K$3:$K$2130,MATCH(G70,Device_Code,0))","v":40},{"$f":"IF(G70=\"No Rec\",\"\",1-(I70/F70))","v":0.76047904191616766},"L734",13.333333333333334,null,null,{"$f":"A70&\" to (2) \"&H70","v":"3lp, 8' Fluorescent Strip, T8 to (2) LED, Linear Ambient Fixtures 40 watts"}]
["4lp, 8' Fluorescent Strip, T8","F84ILL","4",219,{"$f":"INDEX('Wattage Table'!$A$3:$A$2131,MATCH(Lighting_Recs!B71,'Wattage Table'!$C$3:$C$2131,0))","v":"T8"},{"$f":"INDEX('Wattage Table'!$K$3:$K$2130,MATCH(B71,Device_Code,0))","v":219},"FLED AMB 50",{"$f":"INDEX('Wattage Table'!$E$3:$E$2131,MATCH(Lighting_Recs!G71,'Wattage Table'!$C$3:$C$2131,0))","v":"LED, Linear Ambient Fixtures 50 watts"},{"$f":"INDEX('Wattage Table'!$K$3:$K$2130,MATCH(G71,Device_Code,0))","v":50},0.77168949771689499,"L734",12.5,null,null,{"$f":"A71&\" to (2) \"&H71","v":"4lp, 8' Fluorescent Strip, T8 to (2) LED, Linear Ambient Fixtures 50 watts"}]
["2lp, U-Bend Fluorescent, T8","FU2ILL","2",59,{"$f":"INDEX('Wattage Table'!$A$3:$A$2131,MATCH(Lighting_Recs!B72,'Wattage Table'!$C$3:$C$2131,0))","v":"T8"},{"$f":"INDEX('Wattage Table'!$K$3:$K$2130,MATCH(B72,Device_Code,0))","v":59},"FLED 2x2 30",{"$f":"INDEX('Wattage Table'!$E$3:$E$2131,MATCH(Lighting_Recs!G72,'Wattage Table'!$C$3:$C$2131,0))","v":"LED, 2x2 Panel, 30 watts"},{"$f":"INDEX('Wattage Table'!$K$3:$K$2130,MATCH(G72,Device_Code,0))","v":30},0.49152542372881358,"L720",15,"ILED 2' REPL 15",{"$f":"INDEX('Wattage Table'!$E$3:$E$2130,MATCH(Lighting_Recs!M72,'Wattage Table'!$C$3:$C$2130,0))","v":"LED, Two Foot Linear Replacements 15 watts"},"2lp, U-Bend Fluorescent, T8 to LED, 2x2 Panel, 30 watts",{"$f":"A72&\" to \"&N72","v":"2lp, U-Bend Fluorescent, T8 to LED, Two Foot Linear Replacements 15 watts"}]
["3lp, U-Bend Fluorescent, T8","FU3ILL","3",89,{"$f":"INDEX('Wattage Table'!$A$3:$A$2131,MATCH(Lighting_Recs!B73,'Wattage Table'!$C$3:$C$2131,0))","v":"T8"},{"$f":"INDEX('Wattage Table'!$K$3:$K$2130,MATCH(B73,Device_Code,0))","v":89},"FLED 2x2 45",{"$f":"INDEX('Wattage Table'!$E$3:$E$2131,MATCH(Lighting_Recs!G73,'Wattage Table'!$C$3:$C$2131,0))","v":"LED, 2x2 Panel, 45 watts"},{"$f":"INDEX('Wattage Table'!$K$3:$K$2130,MATCH(G73,Device_Code,0))","v":45},{"$f":"IF(G73=\"No Rec\",\"\",1-(I73/F73))","v":0.4943820224719101},"L720",15,"ILED 2' REPL 15",{"$f":"INDEX('Wattage Table'!$E$3:$E$2130,MATCH(Lighting_Recs!M73,'Wattage Table'!$C$3:$C$2130,0))","v":"LED, Two Foot Linear Replacements 15 watts"},"3lp, U-Bend Fluorescent, T8 to LED, 2x2 Panel, 45 watts","3lp, U-Bend Fluorescent, T8 to LED, Two Foot Linear Replacements 15 watts"]
["1lp, 100 watts, Halogen","H100/1",null,100,{"$f":"INDEX('Wattage Table'!$A$3:$A$2131,MATCH(Lighting_Recs!B74,'Wattage Table'!$C$3:$C$2131,0))","v":"Halogen Lamps"},{"$f":"INDEX('Wattage Table'!$K$3:$K$2130,MATCH(B74,Device_Code,0))","v":100},"ILED 20",{"$f":"INDEX('Wattage Table'!$E$3:$E$2131,MATCH(Lighting_Recs!G74,'Wattage Table'!$C$3:$C$2131,0))","v":"LED, Replacement Lamps 20 watts"},{"$f":"INDEX('Wattage Table'!$K$3:$K$2130,MATCH(G74,Device_Code,0))","v":20},0.8,"L410",null,null,null,"1lp, 100 watts, Halogen to LED, Replacement Lamps 20 watts"]
[{"$f":"\"1lp, \"&F75&\" watts, Halogen\"","v":"1lp, 35 watts, Halogen"},"H35/1",null,35,{"$f":"INDEX('Wattage Table'!$A$3:$A$2131,MATCH(Lighting_Recs!B75,'Wattage Table'!$C$3:$C$2131,0))","v":"Halogen Lamps"},{"$f":"INDEX('Wattage Table'!$K$3:$K$2130,MATCH(B75,Device_Code,0))","v":35},"ILED 7",{"$f":"INDEX('Wattage Table'!$E$3:$E$2131,MATCH(Lighting_Recs!G75,'Wattage Table'!$C$3:$C$2131,0))","v":"LED, Replacement Lamps 7 watts"},{"$f":"INDEX('Wattage Table'!$K$3:$K$2130,MATCH(G75,Device_Code,0))","v":7},0.8,"L410",null,null,null,"1lp, 35 watts, Halogen to LED, Replacement Lamps 7 watts"]
[{"$f":"\"1lp, \"&F76&\" watts, Halogen\"","v":"1lp, 40 watts, Halogen"},"H40/1",null,40,{"$f":"INDEX('Wattage Table'!$A$3:$A$2131,MATCH(Lighting_Recs!B76,'Wattage Table'!$C$3:$C$2131,0))","v":"Halogen Lamps"},{"$f":"INDEX('Wattage Table'!$K$3:$K$2130,MATCH(B76,Device_Code,0))","v":40},"ILED 8",{"$f":"INDEX('Wattage Table'!$E$3:$E$2131,MATCH(Lighting_Recs!G76,'Wattage Table'!$C$3:$C$2131,0))","v":"LED, Replacement Lamps 8 watts"},{"$f":"INDEX('Wattage Table'!$K$3:$K$2130,MATCH(G76,Device_Code,0))","v":8},0.8,"L410",null,null,null,"1lp, 40 watts, Halogen to LED, Replacement Lamps 8 watts"]
["1lp, 45 watts, Halogen","H45/1",null,45,{"$f":"INDEX('Wattage Table'!$A$3:$A$2131,MATCH(Lighting_Recs!B77,'Wattage Table'!$C$3:$C$2131,0))","v":"Halogen Lamps"},{"$f":"INDEX('Wattage Table'!$K$3:$K$2130,MATCH(B77,Device_Code,0))","v":45},"ILED 9",{"$f":"INDEX('Wattage Table'!$E$3:$E$2131,MATCH(Lighting_Recs!G77,'Wattage Table'!$C$3:$C$2131,0))","v":"LED, Replacement Lamps 9 watts"},{"$f":"INDEX('Wattage Table'!$K$3:$K$2130,MATCH(G77,Device_Code,0))","v":9},0.8,"L410",null,null,null,"1lp, 45 watts, Halogen to LED, Replacement Lamps 9 watts"]
["1lp, 50 watts, Halogen","H50/1",null,50,{"$f":"INDEX('Wattage Table'!$A$3:$A$2131,MATCH(Lighting_Recs!B78,'Wattage Table'!$C$3:$C$2131,0))","v":"Halogen Lamps"},{"$f":"INDEX('Wattage Table'!$K$3:$K$2130,MATCH(B78,Device_Code,0))","v":50},"ILED 10",{"$f":"INDEX('Wattage Table'!$E$3:$E$2131,MATCH(Lighting_Recs!G78,'Wattage Table'!$C$3:$C$2131,0))","v":"LED, Replacement Lamps 10 watts"},{"$f":"INDEX('Wattage Table'!$K$3:$K$2130,MATCH(G78,Device_Code,0))","v":10},0.8,"L410",null,null,null,"1lp, 50 watts, Halogen to LED, Replacement Lamps 10 watts"]
["1lp, 55 watts, Halogen","H55/1",null,55,{"$f":"INDEX('Wattage Table'!$A$3:$A$2131,MATCH(Lighting_Recs!B79,'Wattage Table'!$C$3:$C$2131,0))","v":"Halogen Lamps"},{"$f":"INDEX('Wattage Table'!$K$3:$K$2130,MATCH(B79,Device_Code,0))","v":55},"ILED 11",{"$f":"INDEX('Wattage Table'!$E$3:$E$2131,MATCH(Lighting_Recs!G79,'Wattage Table'!$C$3:$C$2131,0))","v":"LED, Replacement Lamps 11 watts"},{"$f":"INDEX('Wattage Table'!$K$3:$K$2130,MATCH(G79,Device_Code,0))","v":11},0.8,"L410",null,null,null,"1lp, 55 watts, Halogen to LED, Replacement Lamps 11 watts"]
["1lp, 60 watts, Halogen","H60/1",null,60,{"$f":"INDEX('Wattage Table'!$A$3:$A$2131,MATCH(Lighting_Recs!B80,'Wattage Table'!$C$3:$C$2131,0))","v":"Halogen Lamps"},{"$f":"INDEX('Wattage Table'!$K$3:$K$2130,MATCH(B80,Device_Code,0))","v":60},"ILED 12",{"$f":"INDEX('Wattage Table'!$E$3:$E$2131,MATCH(Lighting_Recs!G80,'Wattage Table'!$C$3:$C$2131,0))","v":"LED, Replacement Lamps 12 watts"},{"$f":"INDEX('Wattage Table'!$K$3:$K$2130,MATCH(G80,Device_Code,0))","v":12},0.8,"L410",null,null,null,"1lp, 60 watts, Halogen to LED, Replacement Lamps 12 watts"]
["1lp, 75 watts, Halogen","H75/1",null,75,{"$f":"INDEX('Wattage Table'!$A$3:$A$2131,MATCH(Lighting_Recs!B81,'Wattage Table'!$C$3:$C$2131,0))","v":"Halogen Lamps"},{"$f":"INDEX('Wattage Table'!$K$3:$K$2130,MATCH(B81,Device_Code,0))","v":75},"ILED 15",{"$f":"INDEX('Wattage Table'!$E$3:$E$2131,MATCH(Lighting_Recs!G81,'Wattage Table'!$C$3:$C$2131,0))","v":"LED, Replacement Lamps 15 watts"},{"$f":"INDEX('Wattage Table'!$K$3:$K$2130,MATCH(G81,Device_Code,0))","v":15},0.8,"L410",null,null,null,"1lp, 75 watts, Halogen to LED, Replacement Lamps 15 watts"]
["1lp, 90 watts, Halogen","H90/1",null,90,{"$f":"INDEX('Wattage Table'!$A$3:$A$2131,MATCH(Lighting_Recs!B82,'Wattage Table'!$C$3:$C$2131,0))","v":"Halogen Lamps"},{"$f":"INDEX('Wattage Table'!$K$3:$K$2130,MATCH(B82,Device_Code,0))","v":90},"ILED 18",{"$f":"INDEX('Wattage Table'!$E$3:$E$2131,MATCH(Lighting_Recs!G82,'Wattage Table'!$C$3:$C$2131,0))","v":"LED, Replacement Lamps 18 watts"},{"$f":"INDEX('Wattage Table'!$K$3:$K$2130,MATCH(G82,Device_Code,0))","v":18},{"$f":"IF(G82=\"No Rec\",\"\",1-(I82/F82))","v":0.8},"L410",null,null,null,"1lp, 90 watts, Halogen to LED, Replacement Lamps 18 watts"]
["100w High Pressure Sodium","HPS100/1",null,{"$f":"MID(B83,4,3)","v":"100"},{"$f":"INDEX('Wattage Table'!$A$3:$A$2131,MATCH(Lighting_Recs!B83,'Wattage Table'!$C$3:$C$2131,0))","v":"High Pressure Sodium"},{"$f":"INDEX('Wattage Table'!$K$3:$K$2130,MATCH(B83,Device_Code,0))","v":138},"ILED 30",{"$f":"INDEX('Wattage Table'!$E$3:$E$2131,MATCH(Lighting_Recs!G83,'Wattage Table'!$C$3:$C$2131,0))","v":"LED, Replacement Lamps 30 watts"},{"$f":"INDEX('Wattage Table'!$K$3:$K$2130,MATCH(G83,Device_Code,0))","v":30},0.78260869565217395,null,null,null,null,"100w High Pressure Sodium to LED, Replacement Lamps 30 watts"]
["1000w High Pressure Sodium","HPS1000/1",null,{"$f":"MID(B84,4,4)","v":"1000"},{"$f":"INDEX('Wattage Table'!$A$3:$A$2131,MATCH(Lighting_Recs!B84,'Wattage Table'!$C$3:$C$2131,0))","v":"High Pressure Sodium"},{"$f":"INDEX('Wattage Table'!$K$3:$K$2130,MATCH(B84,Device_Code,0))","v":1100},"FLED HBY 465",{"$f":"INDEX('Wattage Table'!$E$3:$E$2131,MATCH(Lighting_Recs!G84,'Wattage Table'!$C$3:$C$2131,0))","v":"LED, High Bay Fixtures 465 watts"},{"$f":"INDEX('Wattage Table'!$K$3:$K$2130,MATCH(G84,Device_Code,0))","v":465},0.57727272727272727,"L820",null,null,null,"1000w High Pressure Sodium to LED, High Bay Fixtures 465 watts"]
["150w High Pressure Sodium","HPS150/1",null,{"$f":"MID(B85,4,3)","v":"150"},{"$f":"INDEX('Wattage Table'!$A$3:$A$2131,MATCH(Lighting_Recs!B85,'Wattage Table'!$C$3:$C$2131,0))","v":"High Pressure Sodium"},{"$f":"INDEX('Wattage Table'!$K$3:$K$2130,MATCH(B85,Device_Code,0))","v":188},"ILED 32",{"$f":"INDEX('Wattage Table'!$E$3:$E$2131,MATCH(Lighting_Recs!G85,'Wattage Table'!$C$3:$C$2131,0))","v":"LED, Replacement Lamps 32 watts"},{"$f":"INDEX('Wattage Table'!$K$3:$K$2130,MATCH(G85,Device_Code,0))","v":32},0.82978723404255317,"L810",null,null,null,"150w High Pressure Sodium to LED, Replacement Lamps 32 watts"]
["200w High Pressure Sodium","HPS200/1",null,"200",{"$f":"INDEX('Wattage Table'!$A$3:$A$2131,MATCH(Lighting_Recs!B86,'Wattage Table'!$C$3:$C$2131,0))","v":"High Pressure Sodium"},{"$f":"INDEX('Wattage Table'!$K$3:$K$2130,MATCH(B86,Device_Code,0))","v":250},"LBLED 104",{"$f":"INDEX('Wattage Table'!$E$3:$E$2131,MATCH(Lighting_Recs!G86,'Wattage Table'!$C$3:$C$2131,0))","v":"LED, Low Bay Fixtures 104 watts"},{"$f":"INDEX('Wattage Table'!$K$3:$K$2130,MATCH(G86,Device_Code,0))","v":104},0.58400000000000007,"L810",null,null,null,"200w High Pressure Sodium to LED, Low Bay Fixtures 104 watts"]
["250w High Pressure Sodium","HPS250/1",null,"250",{"$f":"INDEX('Wattage Table'!$A$3:$A$2131,MATCH(Lighting_Recs!B87,'Wattage Table'!$C$3:$C$2131,0))","v":"High Pressure Sodium"},{"$f":"INDEX('Wattage Table'!$K$3:$K$2130,MATCH(B87,Device_Code,0))","v":295},"LBLED 124",{"$f":"INDEX('Wattage Table'!$E$3:$E$2131,MATCH(Lighting_Recs!G87,'Wattage Table'!$C$3:$C$2131,0))","v":"LED, Low Bay Fixtures 124 watts"},{"$f":"INDEX('Wattage Table'!$K$3:$K$2130,MATCH(G87,Device_Code,0))","v":124},0.57966101694915251,"L820",null,null,null,"250w High Pressure Sodium to LED, Low Bay Fixtures 124 watts"]
["400w High Pressure Sodium","HPS400/1",null,"400",{"$f":"INDEX('Wattage Table'!$A$3:$A$2131,MATCH(Lighting_Recs!B88,'Wattage Table'!$C$3:$C$2131,0))","v":"High Pressure Sodium"},{"$f":"INDEX('Wattage Table'!$K$3:$K$2130,MATCH(B88,Device_Code,0))","v":465},"FLED HBY 197",{"$f":"INDEX('Wattage Table'!$E$3:$E$2131,MATCH(Lighting_Recs!G88,'Wattage Table'!$C$3:$C$2131,0))","v":"LED, High Bay Fixtures 197 watts"},{"$f":"INDEX('Wattage Table'!$K$3:$K$2130,MATCH(G88,Device_Code,0))","v":197},0.57634408602150544,"L820",null,null,null,"400w High Pressure Sodium to LED, High Bay Fixtures 197 watts"]
["600w High Pressure Sodium","HPS600/1",null,"600",{"$f":"INDEX('Wattage Table'!$A$3:$A$2131,MATCH(Lighting_Recs!B89,'Wattage Table'!$C$3:$C$2131,0))","v":"High Pressure Sodium"},{"$f":"INDEX('Wattage Table'!$K$3:$K$2130,MATCH(B89,Device_Code,0))","v":675},"FLED HBY 284",{"$f":"INDEX('Wattage Table'!$E$3:$E$2131,MATCH(Lighting_Recs!G89,'Wattage Table'!$C$3:$C$2131,0))","v":"LED, High Bay Fixtures 284 watts"},{"$f":"INDEX('Wattage Table'!$K$3:$K$2130,MATCH(G89,Device_Code,0))","v":284},0.57925925925925925,"L820",null,null,null,"600w High Pressure Sodium to LED, High Bay Fixtures 284 watts"]
["750w High Pressure Sodium","HPS750/1",null,"750",{"$f":"INDEX('Wattage Table'!$A$3:$A$2131,MATCH(Lighting_Recs!B90,'Wattage Table'!$C$3:$C$2131,0))","v":"High Pressure Sodium"},{"$f":"INDEX('Wattage Table'!$K$3:$K$2130,MATCH(B90,Device_Code,0))","v":835},"FLED HBY 353",{"$f":"INDEX('Wattage Table'!$E$3:$E$2131,MATCH(Lighting_Recs!G90,'Wattage Table'!$C$3:$C$2131,0))","v":"LED, High Bay Fixtures 353 watts"},{"$f":"INDEX('Wattage Table'!$K$3:$K$2130,MATCH(G90,Device_Code,0))","v":353},0.57724550898203586,"L820",null,null,null,"750w High Pressure Sodium to LED, High Bay Fixtures 353 watts"]
["1lp, 100 watts, Incandescent","I100/1",null,{"$f":"F91","v":100},{"$f":"INDEX('Wattage Table'!$A$3:$A$2131,MATCH(Lighting_Recs!B91,'Wattage Table'!$C$3:$C$2131,0))","v":"Incandescent"},{"$f":"INDEX('Wattage Table'!$K$3:$K$2130,MATCH(B91,Device_Code,0))","v":100},"ILED 14",{"$f":"INDEX('Wattage Table'!$E$3:$E$2131,MATCH(Lighting_Recs!G91,'Wattage Table'!$C$3:$C$2131,0))","v":"LED, Replacement Lamps 14 watts"},{"$f":"INDEX('Wattage Table'!$K$3:$K$2130,MATCH(G91,Device_Code,0))","v":14},0.86,"L410",null,null,null,"1lp, 100 watts, Incandescent to LED, Replacement Lamps 14 watts"]
[{"$f":"1&\"lp, \"&F92&\" watts, Incandescent\"","v":"1lp, 120 watts, Incandescent"},"I120/1",null,{"$f":"F92","v":120},{"$f":"INDEX('Wattage Table'!$A$3:$A$2131,MATCH(Lighting_Recs!B92,'Wattage Table'!$C$3:$C$2131,0))","v":"Incandescent"},{"$f":"INDEX('Wattage Table'!$K$3:$K$2130,MATCH(B92,Device_Code,0))","v":120},"ILED 14",{"$f":"INDEX('Wattage Table'!$E$3:$E$2131,MATCH(Lighting_Recs!G92,'Wattage Table'!$C$3:$C$2131,0))","v":"LED, Replacement Lamps 14 watts"},{"$f":"INDEX('Wattage Table'!$K$3:$K$2130,MATCH(G92,Device_Code,0))","v":14},0.8833333333333333,"L410",null,null,null,"1lp, 120 watts, Incandescent to LED, Replacement Lamps 14 watts"]
[{"$f":"1&\"lp, \"&F93&\" watts, Incandescent\"","v":"1lp, 125 watts, Incandescent"},"I125/1",null,125,{"$f":"INDEX('Wattage Table'!$A$3:$A$2131,MATCH(Lighting_Recs!B93,'Wattage Table'!$C$3:$C$2131,0))","v":"Incandescent"},{"$f":"INDEX('Wattage Table'!$K$3:$K$2130,MATCH(B93,Device_Code,0))","v":125},"ILED 17",{"$f":"INDEX('Wattage Table'!$E$3:$E$2131,MATCH(Lighting_Recs!G93,'Wattage Table'!$C$3:$C$2131,0))","v":"LED, Replacement Lamps 17 watts"},{"$f":"INDEX('Wattage Table'!$K$3:$K$2130,MATCH(G93,Device_Code,0))","v":17},0.86399999999999999,"L410",null,null,null,"1lp, 125 watts, Incandescent to LED, Replacement Lamps 17 watts"]
["1lp, 15 watts, Incandescent","I15/1",null,15,{"$f":"INDEX('Wattage Table'!$A$3:$A$2131,MATCH(Lighting_Recs!B94,'Wattage Table'!$C$3:$C$2131,0))","v":"Incandescent"},{"$f":"INDEX('Wattage Table'!$K$3:$K$2130,MATCH(B94,Device_Code,0))","v":15},"ILED 3",{"$f":"INDEX('Wattage Table'!$E$3:$E$2131,MATCH(Lighting_Recs!G94,'Wattage Table'!$C$3:$C$2131,0))","v":"LED, Replacement Lamps 3 watts"},{"$f":"INDEX('Wattage Table'!$K$3:$K$2130,MATCH(G94,Device_Code,0))","v":3},0.8,"L410",null,null,null,"1lp, 15 watts, Incandescent to LED, Replacement Lamps 3 watts"]
["1lp, 150 watts, Incandescent","I150/1",null,150,{"$f":"INDEX('Wattage Table'!$A$3:$A$2131,MATCH(Lighting_Recs!B95,'Wattage Table'!$C$3:$C$2131,0))","v":"Incandescent"},{"$f":"INDEX('Wattage Table'!$K$3:$K$2130,MATCH(B95,Device_Code,0))","v":150},"ILED 17",{"$f":"INDEX('Wattage Table'!$E$3:$E$2131,MATCH(Lighting_Recs!G95,'Wattage Table'!$C$3:$C$2131,0))","v":"LED, Replacement Lamps 17 watts"},{"$f":"INDEX('Wattage Table'!$K$3:$K$2130,MATCH(G95,Device_Code,0))","v":17},0.88666666666666671,"L410",null,null,null,"1lp, 150 watts, Incandescent to LED, Replacement Lamps 17 watts"]
["1lp, 20 watts, Incandescent","I20/1",null,20,{"$f":"INDEX('Wattage Table'!$A$3:$A$2131,MATCH(Lighting_Recs!B96,'Wattage Table'!$C$3:$C$2131,0))","v":"Incandescent"},{"$f":"INDEX('Wattage Table'!$K$3:$K$2130,MATCH(B96,Device_Code,0))","v":20},"ILED 4",{"$f":"INDEX('Wattage Table'!$E$3:$E$2131,MATCH(Lighting_Recs!G96,'Wattage Table'!$C$3:$C$2131,0))","v":"LED, Replacement Lamps 4 watts"},{"$f":"INDEX('Wattage Table'!$K$3:$K$2130,MATCH(G96,Device_Code,0))","v":4},0.8,"L410",null,null,null,"1lp, 20 watts, Incandescent to LED, Replacement Lamps 4 watts"]
["1lp, 200 watts, Incandescent","I200/1",null,200,{"$f":"INDEX('Wattage Table'!$A$3:$A$2131,MATCH(Lighting_Recs!B97,'Wattage Table'!$C$3:$C$2131,0))","v":"Incandescent"},{"$f":"INDEX('Wattage Table'!$K$3:$K$2130,MATCH(B97,Device_Code,0))","v":200},"ILED 30",{"$f":"INDEX('Wattage Table'!$E$3:$E$2131,MATCH(Lighting_Recs!G97,'Wattage Table'!$C$3:$C$2131,0))","v":"LED, Replacement Lamps 30 watts"},{"$f":"INDEX('Wattage Table'!$K$3:$K$2130,MATCH(G97,Device_Code,0))","v":30},0.85,"L410",null,null,null,"1lp, 200 watts, Incandescent to LED, Replacement Lamps 30 watts"]
["1lp, 250 watts, Incandescent","I250/1",null,250,{"$f":"INDEX('Wattage Table'!$A$3:$A$2131,MATCH(Lighting_Recs!B98,'Wattage Table'!$C$3:$C$2131,0))","v":"Incandescent"},{"$f":"INDEX('Wattage Table'!$K$3:$K$2130,MATCH(B98,Device_Code,0))","v":250},"ILED 32",{"$f":"INDEX('Wattage Table'!$E$3:$E$2131,MATCH(Lighting_Recs!G98,'Wattage Table'!$C$3:$C$2131,0))","v":"LED, Replacement Lamps 32 watts"},{"$f":"INDEX('Wattage Table'!$K$3:$K$2130,MATCH(G98,Device_Code,0))","v":32},0.872,"L410",null,null,null,"1lp, 250 watts, Incandescent to LED, Replacement Lamps 32 watts"]
["1lp, 300 watts, Incandescent","I300/1",null,300,{"$f":"INDEX('Wattage Table'!$A$3:$A$2131,MATCH(Lighting_Recs!B99,'Wattage Table'!$C$3:$C$2131,0))","v":"Incandescent"},{"$f":"INDEX('Wattage Table'!$K$3:$K$2130,MATCH(B99,Device_Code,0))","v":300},"ILED 38",{"$f":"INDEX('Wattage Table'!$E$3:$E$2131,MATCH(Lighting_Recs!G99,'Wattage Table'!$C$3:$C$2131,0))","v":"LED, Replacement Lamps 38 watts"},{"$f":"INDEX('Wattage Table'!$K$3:$K$2130,MATCH(G99,Device_Code,0))","v":38},0.87333333333333329,"L410",null,null,null,"1lp, 300 watts, Incandescent to LED, Replacement Lamps 38 watts"]
["1lp, 40 watts, Incandescent","I40/1",null,40,{"$f":"INDEX('Wattage Table'!$A$3:$A$2131,MATCH(Lighting_Recs!B100,'Wattage Table'!$C$3:$C$2131,0))","v":"Incandescent"},{"$f":"INDEX('Wattage Table'!$K$3:$K$2130,MATCH(B100,Device_Code,0))","v":40},"ILED 7",{"$f":"INDEX('Wattage Table'!$E$3:$E$2131,MATCH(Lighting_Recs!G100,'Wattage Table'!$C$3:$C$2131,0))","v":"LED, Replacement Lamps 7 watts"},{"$f":"INDEX('Wattage Table'!$K$3:$K$2130,MATCH(G100,Device_Code,0))","v":7},0.82499999999999996,"L410",null,null,null,"1lp, 40 watts, Incandescent to LED, Replacement Lamps 7 watts"]
["1lp, 50 watts, Incandescent","I50/1",null,50,{"$f":"INDEX('Wattage Table'!$A$3:$A$2131,MATCH(Lighting_Recs!B101,'Wattage Table'!$C$3:$C$2131,0))","v":"Incandescent"},{"$f":"INDEX('Wattage Table'!$K$3:$K$2130,MATCH(B101,Device_Code,0))","v":50},"ILED 9",{"$f":"INDEX('Wattage Table'!$E$3:$E$2131,MATCH(Lighting_Recs!G101,'Wattage Table'!$C$3:$C$2131,0))","v":"LED, Replacement Lamps 9 watts"},{"$f":"INDEX('Wattage Table'!$K$3:$K$2130,MATCH(G101,Device_Code,0))","v":9},0.82000000000000006,"L410",null,null,null,"1lp, 50 watts, Incandescent to LED, Replacement Lamps 9 watts"]
["1lp, 55 watts, Incandescent","I55/1",null,55,{"$f":"INDEX('Wattage Table'!$A$3:$A$2131,MATCH(Lighting_Recs!B102,'Wattage Table'!$C$3:$C$2131,0))","v":"Incandescent"},{"$f":"INDEX('Wattage Table'!$K$3:$K$2130,MATCH(B102,Device_Code,0))","v":55},"ILED 9",{"$f":"INDEX('Wattage Table'!$E$3:$E$2131,MATCH(Lighting_Recs!G102,'Wattage Table'!$C$3:$C$2131,0))","v":"LED, Replacement Lamps 9 watts"},{"$f":"INDEX('Wattage Table'!$K$3:$K$2130,MATCH(G102,Device_Code,0))","v":9},0.83636363636363642,"L410",null,null,null,"1lp, 55 watts, Incandescent to LED, Replacement Lamps 9 watts"]
["1lp, 60 watts, Incandescent","I60/1",null,60,{"$f":"INDEX('Wattage Table'!$A$3:$A$2131,MATCH(Lighting_Recs!B103,'Wattage Table'!$C$3:$C$2131,0))","v":"Incandescent"},{"$f":"INDEX('Wattage Table'!$K$3:$K$2130,MATCH(B103,Device_Code,0))","v":60},"ILED 10",{"$f":"INDEX('Wattage Table'!$E$3:$E$2131,MATCH(Lighting_Recs!G103,'Wattage Table'!$C$3:$C$2131,0))","v":"LED, Replacement Lamps 10 watts"},{"$f":"INDEX('Wattage Table'!$K$3:$K$2130,MATCH(G103,Device_Code,0))","v":10},0.83333333333333337,"L410",null,null,null,"1lp, 60 watts, Incandescent to LED, Replacement Lamps 10 watts"]
["1lp, 65 watts, Incandescent","I65/1",null,65,{"$f":"INDEX('Wattage Table'!$A$3:$A$2131,MATCH(Lighting_Recs!B104,'Wattage Table'!$C$3:$C$2131,0))","v":"Incandescent"},{"$f":"INDEX('Wattage Table'!$K$3:$K$2130,MATCH(B104,Device_Code,0))","v":65},"ILED 11",{"$f":"INDEX('Wattage Table'!$E$3:$E$2131,MATCH(Lighting_Recs!G104,'Wattage Table'!$C$3:$C$2131,0))","v":"LED, Replacement Lamps 11 watts"},{"$f":"INDEX('Wattage Table'!$K$3:$K$2130,MATCH(G104,Device_Code,0))","v":11},0.8307692307692307,"L410",null,null,null,"1lp, 65 watts, Incandescent to LED, Replacement Lamps 11 watts"]
["1lp, 75 watts, Incandescent","I75/1",null,75,{"$f":"INDEX('Wattage Table'!$A$3:$A$2131,MATCH(Lighting_Recs!B105,'Wattage Table'!$C$3:$C$2131,0))","v":"Incandescent"},{"$f":"INDEX('Wattage Table'!$K$3:$K$2130,MATCH(B105,Device_Code,0))","v":75},"ILED 14",{"$f":"INDEX('Wattage Table'!$E$3:$E$2131,MATCH(Lighting_Recs!G105,'Wattage Table'!$C$3:$C$2131,0))","v":"LED, Replacement Lamps 14 watts"},{"$f":"INDEX('Wattage Table'!$K$3:$K$2130,MATCH(G105,Device_Code,0))","v":14},null,null,null,null,null,"1lp, 75 watts, Incandescent to LED, Replacement Lamps 14 watts"]
["1lp, 80 watts, Incandescent","I80/1",null,80,{"$f":"INDEX('Wattage Table'!$A$3:$A$2131,MATCH(Lighting_Recs!B106,'Wattage Table'!$C$3:$C$2131,0))","v":"Incandescent"},{"$f":"INDEX('Wattage Table'!$K$3:$K$2130,MATCH(B106,Device_Code,0))","v":80},"ILED 14",{"$f":"INDEX('Wattage Table'!$E$3:$E$2131,MATCH(Lighting_Recs!G106,'Wattage Table'!$C$3:$C$2131,0))","v":"LED, Replacement Lamps 14 watts"},{"$f":"INDEX('Wattage Table'!$K$3:$K$2130,MATCH(G106,Device_Code,0))","v":14},{"$f":"IF(G106=\"No Rec\",\"\",1-(I106/F106))","v":0.82499999999999996},"L410",null,null,null,"1lp, 80 watts, Incandescent to LED, Replacement Lamps 14 watts"]
["1lp, 90 watts, Incandescent","I90/1",null,90,{"$f":"INDEX('Wattage Table'!$A$3:$A$2131,MATCH(Lighting_Recs!B107,'Wattage Table'!$C$3:$C$2131,0))","v":"Incandescent"},{"$f":"INDEX('Wattage Table'!$K$3:$K$2130,MATCH(B107,Device_Code,0))","v":90},"ILED 15",{"$f":"INDEX('Wattage Table'!$E$3:$E$2131,MATCH(Lighting_Recs!G107,'Wattage Table'!$C$3:$C$2131,0))","v":"LED, Replacement Lamps 15 watts"},{"$f":"INDEX('Wattage Table'!$K$3:$K$2130,MATCH(G107,Device_Code,0))","v":15},0.83333333333333337,"L410",null,null,null,"1lp, 90 watts, Incandescent to LED, Replacement Lamps 15 watts"]
["1lp, 95 watts, Incandescent","I95/1",null,95,{"$f":"INDEX('Wattage Table'!$A$3:$A$2131,MATCH(Lighting_Recs!B108,'Wattage Table'!$C$3:$C$2131,0))","v":"Incandescent"},{"$f":"INDEX('Wattage Table'!$K$3:$K$2130,MATCH(B108,Device_Code,0))","v":95},"ILED 16",{"$f":"INDEX('Wattage Table'!$E$3:$E$2131,MATCH(Lighting_Recs!G108,'Wattage Table'!$C$3:$C$2131,0))","v":"LED, Replacement Lamps 16 watts"},{"$f":"INDEX('Wattage Table'!$K$3:$K$2130,MATCH(G108,Device_Code,0))","v":16},0.83157894736842108,"L410",null,null,null,"1lp, 95 watts, Incandescent to LED, Replacement Lamps 16 watts"]
["100w Metal Halide","MH100/1",null,{"$f":"MID(B109,3,3)","v":"100"},{"$f":"INDEX('Wattage Table'!$A$3:$A$2131,MATCH(Lighting_Recs!B109,'Wattage Table'!$C$3:$C$2131,0))","v":"Metal Halide"},{"$f":"INDEX('Wattage Table'!$K$3:$K$2130,MATCH(B109,Device_Code,0))","v":128},"ILED 30",{"$f":"INDEX('Wattage Table'!$E$3:$E$2131,MATCH(Lighting_Recs!G109,'Wattage Table'!$C$3:$C$2131,0))","v":"LED, Replacement Lamps 30 watts"},{"$f":"INDEX('Wattage Table'!$K$3:$K$2130,MATCH(G109,Device_Code,0))","v":30},0.765625,"L410",null,null,null,"100w Metal Halide to LED, Replacement Lamps 30 watts"]
["1000w Metal Halide High Bay","MH1000/1",null,{"$f":"MID(B110,3,4)","v":"1000"},{"$f":"INDEX('Wattage Table'!$A$3:$A$2131,MATCH(Lighting_Recs!B110,'Wattage Table'!$C$3:$C$2131,0))","v":"Metal Halide"},{"$f":"INDEX('Wattage Table'!$K$3:$K$2130,MATCH(B110,Device_Code,0))","v":1080},"FLED HBY 345",{"$f":"INDEX('Wattage Table'!$E$3:$E$2131,MATCH(Lighting_Recs!G110,'Wattage Table'!$C$3:$C$2131,0))","v":"LED, High Bay Fixtures 345 watts"},{"$f":"INDEX('Wattage Table'!$K$3:$K$2130,MATCH(G110,Device_Code,0))","v":345},0.68055555555555558,"L820",null,null,null,"1000w Metal Halide High Bay to LED, High Bay Fixtures 345 watts"]
["150w Metal Halide","MH150/1",null,{"$f":"MID(B111,3,3)","v":"150"},{"$f":"INDEX('Wattage Table'!$A$3:$A$2131,MATCH(Lighting_Recs!B111,'Wattage Table'!$C$3:$C$2131,0))","v":"Metal Halide"},{"$f":"INDEX('Wattage Table'!$K$3:$K$2130,MATCH(B111,Device_Code,0))","v":190},"ILED 32",{"$f":"INDEX('Wattage Table'!$E$3:$E$2131,MATCH(Lighting_Recs!G111,'Wattage Table'!$C$3:$C$2131,0))","v":"LED, Replacement Lamps 32 watts"},{"$f":"INDEX('Wattage Table'!$K$3:$K$2130,MATCH(G111,Device_Code,0))","v":32},0.83157894736842108,"L410",null,null,null,"150w Metal Halide to LED, Replacement Lamps 32 watts"]
["175w Metal Halide","MH175/1",null,"175",{"$f":"INDEX('Wattage Table'!$A$3:$A$2131,MATCH(Lighting_Recs!B112,'Wattage Table'!$C$3:$C$2131,0))","v":"Metal Halide"},{"$f":"INDEX('Wattage Table'!$K$3:$K$2130,MATCH(B112,Device_Code,0))","v":215},"ILED 32",{"$f":"INDEX('Wattage Table'!$E$3:$E$2131,MATCH(Lighting_Recs!G112,'Wattage Table'!$C$3:$C$2131,0))","v":"LED, Replacement Lamps 32 watts"},{"$f":"INDEX('Wattage Table'!$K$3:$K$2130,MATCH(G112,Device_Code,0))","v":32},0.85116279069767442,"L410",null,null,null,"175w Metal Halide to LED, Replacement Lamps 32 watts"]
["200w Metal Halide Low Bay","MH200/1",null,"200",{"$f":"INDEX('Wattage Table'!$A$3:$A$2131,MATCH(Lighting_Recs!B113,'Wattage Table'!$C$3:$C$2131,0))","v":"Metal Halide"},{"$f":"INDEX('Wattage Table'!$K$3:$K$2130,MATCH(B113,Device_Code,0))","v":232},"LBLED 72",{"$f":"INDEX('Wattage Table'!$E$3:$E$2131,MATCH(Lighting_Recs!G113,'Wattage Table'!$C$3:$C$2131,0))","v":"LED, Low Bay Fixtures 72 watts"},{"$f":"INDEX('Wattage Table'!$K$3:$K$2130,MATCH(G113,Device_Code,0))","v":72},0.68965517241379315,"L810",null,null,null,"200w Metal Halide Low Bay to LED, Low Bay Fixtures 72 watts"]
["250w Metal Halide Low Bay","MH250/1",null,"250",{"$f":"INDEX('Wattage Table'!$A$3:$A$2131,MATCH(Lighting_Recs!B114,'Wattage Table'!$C$3:$C$2131,0))","v":"Metal Halide"},{"$f":"INDEX('Wattage Table'!$K$3:$K$2130,MATCH(B114,Device_Code,0))","v":295},"LBLED 60",{"$f":"INDEX('Wattage Table'!$E$3:$E$2131,MATCH(Lighting_Recs!G114,'Wattage Table'!$C$3:$C$2131,0))","v":"LED, Low Bay Fixtures 60 watts"},{"$f":"INDEX('Wattage Table'!$K$3:$K$2130,MATCH(G114,Device_Code,0))","v":60},0.79661016949152541,"L820",null,null,null,"250w Metal Halide Low Bay to LED, Low Bay Fixtures 60 watts"]
["300w Metal Halide Low Bay","MH300/1",null,"300",{"$f":"INDEX('Wattage Table'!$A$3:$A$2131,MATCH(Lighting_Recs!B115,'Wattage Table'!$C$3:$C$2131,0))","v":"Metal Halide"},{"$f":"INDEX('Wattage Table'!$K$3:$K$2130,MATCH(B115,Device_Code,0))","v":342},"FLED HBY 108",{"$f":"INDEX('Wattage Table'!$E$3:$E$2131,MATCH(Lighting_Recs!G115,'Wattage Table'!$C$3:$C$2131,0))","v":"LED, High Bay Fixtures 108 watts"},{"$f":"INDEX('Wattage Table'!$K$3:$K$2130,MATCH(G115,Device_Code,0))","v":108},0.68421052631578949,"L820",null,null,null,"300w Metal Halide Low Bay to LED, High Bay Fixtures 108 watts"]
["320w Metal Halide Low Bay","MH320/1",null,"320",{"$f":"INDEX('Wattage Table'!$A$3:$A$2131,MATCH(Lighting_Recs!B116,'Wattage Table'!$C$3:$C$2131,0))","v":"Metal Halide"},{"$f":"INDEX('Wattage Table'!$K$3:$K$2130,MATCH(B116,Device_Code,0))","v":365},"FLED HBY 115",{"$f":"INDEX('Wattage Table'!$E$3:$E$2131,MATCH(Lighting_Recs!G116,'Wattage Table'!$C$3:$C$2131,0))","v":"LED, High Bay Fixtures 115 watts"},{"$f":"INDEX('Wattage Table'!$K$3:$K$2130,MATCH(G116,Device_Code,0))","v":115},0.68493150684931514,"L820",null,null,null,"320w Metal Halide Low Bay to LED, High Bay Fixtures 115 watts"]
["350w Metal Halide Low Bay","MH350/1",null,"350",{"$f":"INDEX('Wattage Table'!$A$3:$A$2131,MATCH(Lighting_Recs!B117,'Wattage Table'!$C$3:$C$2131,0))","v":"Metal Halide"},{"$f":"INDEX('Wattage Table'!$K$3:$K$2130,MATCH(B117,Device_Code,0))","v":400},"FLED HBY 126",{"$f":"INDEX('Wattage Table'!$E$3:$E$2131,MATCH(Lighting_Recs!G117,'Wattage Table'!$C$3:$C$2131,0))","v":"LED, High Bay Fixtures 126 watts"},{"$f":"INDEX('Wattage Table'!$K$3:$K$2130,MATCH(G117,Device_Code,0))","v":126},0.68500000000000005,"L820",null,null,null,"350w Metal Halide Low Bay to LED, High Bay Fixtures 126 watts"]
["360w Metal Halide Low Bay","MH360/1",null,"360",{"$f":"INDEX('Wattage Table'!$A$3:$A$2131,MATCH(Lighting_Recs!B118,'Wattage Table'!$C$3:$C$2131,0))","v":"Metal Halide"},{"$f":"INDEX('Wattage Table'!$K$3:$K$2130,MATCH(B118,Device_Code,0))","v":430},"FLED HBY 136",{"$f":"INDEX('Wattage Table'!$E$3:$E$2131,MATCH(Lighting_Recs!G118,'Wattage Table'!$C$3:$C$2131,0))","v":"LED, High Bay Fixtures 136 watts"},{"$f":"INDEX('Wattage Table'!$K$3:$K$2130,MATCH(G118,Device_Code,0))","v":136},0.6837209302325582,"L820",null,null,null,"360w Metal Halide Low Bay to LED, High Bay Fixtures 136 watts"]
["400w Metal Halide High Bay","MH400/1",null,"400",{"$f":"INDEX('Wattage Table'!$A$3:$A$2131,MATCH(Lighting_Recs!B119,'Wattage Table'!$C$3:$C$2131,0))","v":"Metal Halide"},{"$f":"INDEX('Wattage Table'!$K$3:$K$2130,MATCH(B119,Device_Code,0))","v":458},"FLED HBY 145",{"$f":"INDEX('Wattage Table'!$E$3:$E$2131,MATCH(Lighting_Recs!G119,'Wattage Table'!$C$3:$C$2131,0))","v":"LED, High Bay Fixtures 145 watts"},{"$f":"INDEX('Wattage Table'!$K$3:$K$2130,MATCH(G119,Device_Code,0))","v":145},0.68340611353711789,"L820",null,null,null,"400w Metal Halide High Bay to LED, High Bay Fixtures 145 watts"]
["450w Metal Halide High Bay","MH450/1",null,"450",{"$f":"INDEX('Wattage Table'!$A$3:$A$2131,MATCH(Lighting_Recs!B120,'Wattage Table'!$C$3:$C$2131,0))","v":"Metal Halide"},{"$f":"INDEX('Wattage Table'!$K$3:$K$2130,MATCH(B120,Device_Code,0))","v":508},"FLED HBY 160",{"$f":"INDEX('Wattage Table'!$E$3:$E$2131,MATCH(Lighting_Recs!G120,'Wattage Table'!$C$3:$C$2131,0))","v":"LED, High Bay Fixtures 160 watts"},{"$f":"INDEX('Wattage Table'!$K$3:$K$2130,MATCH(G120,Device_Code,0))","v":160},0.68503937007874016,"L820",null,null,null,"450w Metal Halide High Bay to LED, High Bay Fixtures 160 watts"]
["50w Metal Halide","MH50/1",null,{"$f":"MID(B121,3,2)","v":"50"},{"$f":"INDEX('Wattage Table'!$A$3:$A$2131,MATCH(Lighting_Recs!B121,'Wattage Table'!$C$3:$C$2131,0))","v":"Metal Halide"},{"$f":"INDEX('Wattage Table'!$K$3:$K$2130,MATCH(B121,Device_Code,0))","v":72},"ILED 14",{"$f":"INDEX('Wattage Table'!$E$3:$E$2131,MATCH(Lighting_Recs!G121,'Wattage Table'!$C$3:$C$2131,0))","v":"LED, Replacement Lamps 14 watts"},{"$f":"INDEX('Wattage Table'!$K$3:$K$2130,MATCH(G121,Device_Code,0))","v":14},0.80555555555555558,null,null,null,null,"50w Metal Halide to LED, Replacement Lamps 14 watts"]
["70w Metal Halide","MH70/1",null,{"$f":"MID(B122,3,2)","v":"70"},{"$f":"INDEX('Wattage Table'!$A$3:$A$2131,MATCH(Lighting_Recs!B122,'Wattage Table'!$C$3:$C$2131,0))","v":"Metal Halide"},{"$f":"INDEX('Wattage Table'!$K$3:$K$2130,MATCH(B122,Device_Code,0))","v":95},"ILED 18",{"$f":"INDEX('Wattage Table'!$E$3:$E$2131,MATCH(Lighting_Recs!G122,'Wattage Table'!$C$3:$C$2131,0))","v":"LED, Replacement Lamps 18 watts"},{"$f":"INDEX('Wattage Table'!$K$3:$K$2130,MATCH(G122,Device_Code,0))","v":18},0.81052631578947365,null,null,null,null,"70w Metal Halide to LED, Replacement Lamps 18 watts"]
["750w Metal Halide High Bay","MH750/1",null,"75",{"$f":"INDEX('Wattage Table'!$A$3:$A$2131,MATCH(Lighting_Recs!B123,'Wattage Table'!$C$3:$C$2131,0))","v":"Metal Halide"},{"$f":"INDEX('Wattage Table'!$K$3:$K$2130,MATCH(B123,Device_Code,0))","v":850},"FLED HBY 269",{"$f":"INDEX('Wattage Table'!$E$3:$E$2131,MATCH(Lighting_Recs!G123,'Wattage Table'!$C$3:$C$2131,0))","v":"LED, High Bay Fixtures 269 watts"},{"$f":"INDEX('Wattage Table'!$K$3:$K$2130,MATCH(G123,Device_Code,0))","v":269},0.68352941176470594,"L820",null,null,null,"750w Metal Halide High Bay to LED, High Bay Fixtures 269 watts"]
["T12 Not Listed","Custom",null,null,null,null,"Custom"]
["T8 Not Listed","Custom",null,null,null,null,"Custom"]
["T5 Not Listed","Custom",null,null,null,null,"Custom"]
["Incandescent Not Listed","Custom",null,null,null,null,"Custom"]
["MH Not Listed","Custom",null,null,null,null,"Custom"]
["HPS Not Listed","Custom",null,null,null,null,"Custom"]

{"sheet":"Lighting Calcs","index":15,"n_rows":27,"n_cols":41,"rows_kept":27,"cut":false,"hidden":true,"merged":[[0,4,0,11],[0,16,0,21],[0,27,0,31]]}
[null,null,null,null,"Existing",null,null,null,null,null,null,null,null,null,{"$f":"SUM(O3:O231)","v":0},null,"Recommendation",null,null,null,null,null,null,null,{"$f":"SUM(Y3:Y27)","v":{"$error":"#VALUE!"}},null,null,"Savings",null,null,null,null,null,{"$f":"SUM(AH3:AH27)","v":0},{"$f":"SUM(AI3:AI27)","v":{"$error":"#VALUE!"}},null,{"$f":"SUM(AK3:AK27)","v":0},{"$f":"SUM(AL3:AL27)","v":{"$error":"#VALUE!"}},null,{"$f":"SUM(AN3:AN27)","v":{"$error":"#VALUE!"}},{"$f":"SUM(AO3:AO27)","v":{"$error":"#VALUE!"}}]
[null,"Location","Fixture Qty",null,"Fixture Type",null,"Device Code","Device Category","Description","Lamp/Fixt","Watt/Lamp","Watt/ Fixture","Total kW","Total kWh","Annual $",null,"Recommended Device Code","Description","Qty.","Lamp/Fixt","Watt/Lamp","Watt/ Fixture","Total kW","Total kWh","Annual $",null,"Measure","Watts saved per fixture","Total Watts Saved","Total kW Saved","Full Load Hours","Total kWh Saved",null,"Existing kW","Existing kWh",null,"Proposed kW","Proposed kWh",null,"Existing operating cost ","Proposed Operating costs"]
[{"$f":"OFFSET('Appliances Data Collection'!$A$6,ROWS(A3:A$3)*15-15,0)","v":1},{"$f":"IF(OFFSET('Appliances Data Collection'!$C$7,ROWS(B3:B$3)*15-15,0)=\"\",\"\",OFFSET('Appliances Data Collection'!$C$7,ROWS(B3:B$3)*15-15,0))","v":""},{"$f":"OFFSET('Appliances Data Collection'!$C$9,ROWS(C3:C$3)*15-15,0)","v":0},null,{"$f":"IF(C3=0,\"\",IF(F3=\"Open\",\"Custom\",OFFSET('Appliances Data Collection'!$C$15,ROWS(E3:E$3)*15-15,0)))","v":""},{"$f":"OFFSET('Appliances Data Collection'!$G$11,ROWS(F3:F$3)*15-15,0)","v":""},{"$f":"OFFSET('Appliances Data Collection'!$I$9,ROWS(G3:G$3)*15-15,0)","v":"Working:"},{"$f":"IF(C3=0,\"\",INDEX('Wattage Table'!$A$3:$A$2131,MATCH(G3,Device_Code,0)))","v":""},{"$f":"_xlfn.IFNA(INDEX('Wattage Table'!$E$3:$E$2131,MATCH(G3,Device_Code,0)),\"\")","v":""},{"$f":"_xlfn.IFNA(INDEX('Wattage Table'!$H$3:$H$2131,MATCH(G3,Device_Code,0)),\"\")","v":""},{"$f":"_xlfn.IFNA(INDEX('Wattage Table'!$J$3:$J$2131,MATCH(G3,Device_Code,0)),\"\")","v":""},{"$f":"OFFSET('Appliances Data Collection'!$J$9,ROWS(L3:L$3)*15-15,0)","v":0},{"$f":"IF(C3=0,\"\",L3*C3/1000)","v":""},{"$f":"IF(C3=0,\"\",M3*AE3)","v":""},{"$f":"IF(C3=0,\"\",N3*0.2)","v":""},null,{"$f":"OFFSET('Appliances Data Collection'!$L$9,ROWS(Q3:Q$3)*15-15,0)","v":0},{"$f":"_xlfn.IFNA(INDEX('Wattage Table'!$E$3:$E$2130,MATCH(Q3,Device_Code,0)),\"\")","v":""},{"$f":"IF(OR(Q3=\"\",Q3=\"none\"),\"\",IF(G3=\"Custom\",C3,IF(LEFT(G3,2)=\"F8\",C3*2,IF(LEFT(Q3,4)=\"ILED\",J3*C3,C3))))","v":0},{"$f":"_xlfn.IFNA(INDEX('Wattage Table'!$H$3:$H$2130,MATCH(Q3,Device_Code,0)),\"\")","v":""},{"$f":"IF(OR(Q3=\"\",Q3=\"None\"),\"\",IF(LEFT(Q3,4)=\"ILED\",INDEX('Wattage Table'!$K$3:$K$2132,MATCH('Lighting Calcs'!Q3,'Wattage Table'!$C$3:$C$2132,0),INDEX('Wattage Table'!$J$3:$J$2130,MATCH(Q3,Device_Code,0)))))","v":false},{"$f":"OFFSET('Appliances Data Collection'!$M$9,ROWS(V3:V$3)*15-15,0)","v":0},{"$f":"IF(Q3=\"\",\"\",V3*C3/1000)","v":0},{"$f":"IF(Q3=\"\",\"\",W3*AE3)","v":{"$error":"#VALUE!"}},{"$f":"IF(Q3=\"\",\"\",X3*0.2)","v":{"$error":"#VALUE!"}},null,{"$f":"IF(E3=\"\",\"\",IF(Q3=\"None\",\"No Recommendation\",IF(G3=\"Custom\",E3&\" to LED\",IF(LEFT(G3,2)=\"F8\",E3&\" to (2) \"&R3,E3&\" to \"&R3))))","v":""},{"$f":"IFERROR(IF(AA3=\"No Recommendation\",0,L3-V3),\"\")","v":0},{"$f":"IFERROR(AB3*C3,\"\")","v":0},{"$f":"IFERROR(AC3/1000,\"\")","v":0},{"$f":"IF(E3=\"\",\"\",IF(NOT(OtherOperHours=0),OtherOperHours,AnnualOperHours))","v":""},{"$f":"IFERROR(AE3*AD3,\"\")","v":""},null,{"$f":"IF(L3=\"\",\"\",(L3*C3)/1000)","v":0},{"$f":"IF(AH3=\"\",\"\",AE3*AH3)","v":{"$error":"#VALUE!"}},null,{"$f":"IF(Q3=\"None\",AH3,IF(V3=\"\",\"\",(V3*C3)/1000))","v":0},{"$f":"IF(AK3=\"\",\"\",AK3*AE3)","v":{"$error":"#VALUE!"}},null,{"$f":"IF(AI3=\"\",\"\",AI3*0.2)","v":{"$error":"#VALUE!"}},{"$f":"IF(AL3=\"\",\"\",IF(AA3=\"No Recommendation\",AN3,AL3*0.2))","v":{"$error":"#VALUE!"}}]
[{"$f":"OFFSET('Appliances Data Collection'!$A$6,ROWS(A$3:A4)*15-15,0)","v":2},{"$f":"IF(OFFSET('Appliances Data Collection'!$C$7,ROWS(B$3:B4)*15-15,0)=\"\",\"\",OFFSET('Appliances Data Collection'!$C$7,ROWS(B$3:B4)*15-15,0))","v":""},{"$f":"OFFSET('Appliances Data Collection'!$C$9,ROWS(C$3:C4)*15-15,0)","v":0},null,{"$f":"IF(C4=0,\"\",IF(F4=\"Open\",\"Custom\",OFFSET('Appliances Data Collection'!$C$15,ROWS(E$3:E4)*15-15,0)))","v":""},{"$f":"OFFSET('Appliances Data Collection'!$G$11,ROWS(F$3:F4)*15-15,0)","v":""},{"$f":"OFFSET('Appliances Data Collection'!$I$9,ROWS(G$3:G4)*15-15,0)","v":"Working:"},{"$f":"IF(C4=0,\"\",INDEX('Wattage Table'!$A$3:$A$2131,MATCH(G4,Device_Code,0)))","v":""},{"$f":"_xlfn.IFNA(INDEX('Wattage Table'!$E$3:$E$2131,MATCH(G4,Device_Code,0)),\"\")","v":""},{"$f":"_xlfn.IFNA(INDEX('Wattage Table'!$H$3:$H$2131,MATCH(G4,Device_Code,0)),\"\")","v":""},{"$f":"_xlfn.IFNA(INDEX('Wattage Table'!$J$3:$J$2131,MATCH(G4,Device_Code,0)),\"\")","v":""},{"$f":"OFFSET('Appliances Data Collection'!$J$9,ROWS(L$3:L4)*15-15,0)","v":0},{"$f":"IF(C4=0,\"\",L4*C4/1000)","v":""},"",{"$f":"IF(C4=0,\"\",N4*0.2)","v":""},null,{"$f":"OFFSET('Appliances Data Collection'!$L$9,ROWS(Q$3:Q4)*15-15,0)","v":0},{"$f":"_xlfn.IFNA(INDEX('Wattage Table'!$E$3:$E$2130,MATCH(Q4,Device_Code,0)),\"\")","v":""},{"$f":"IF(OR(Q4=\"\",Q4=\"none\"),\"\",IF(G4=\"Custom\",C4,IF(LEFT(G4,2)=\"F8\",C4*2,IF(LEFT(Q4,4)=\"ILED\",J4*C4,C4))))","v":0},{"$f":"_xlfn.IFNA(INDEX('Wattage Table'!$H$3:$H$2130,MATCH(Q4,Device_Code,0)),\"\")","v":""},{"$f":"IF(OR(Q4=\"\",Q4=\"None\"),\"\",IF(LEFT(Q4,4)=\"ILED\",INDEX('Wattage Table'!$K$3:$K$2132,MATCH('Lighting Calcs'!Q4,'Wattage Table'!$C$3:$C$2132,0),INDEX('Wattage Table'!$J$3:$J$2130,MATCH(Q4,Device_Code,0)))))","v":false},{"$f":"OFFSET('Appliances Data Collection'!$M$9,ROWS(V$3:V4)*15-15,0)","v":0},{"$f":"IF(Q4=\"\",\"\",V4*C4/1000)","v":0},{"$error":"#VALUE!"},{"$f":"IF(Q4=\"\",\"\",X4*0.2)","v":{"$error":"#VALUE!"}},null,{"$f":"IF(E4=\"\",\"\",IF(Q4=\"None\",\"No Recommendation\",IF(G4=\"Custom\",E4&\" to LED\",IF(LEFT(G4,2)=\"F8\",E4&\" to (2) \"&R4,E4&\" to \"&R4))))","v":""},{"$f":"IFERROR(IF(AA4=\"No Recommendation\",0,L4-V4),\"\")","v":0},0,{"$f":"IFERROR(AC4/1000,\"\")","v":0},"",{"$f":"IFERROR(AE4*AD4,\"\")","v":""},null,0,{"$f":"IF(AH4=\"\",\"\",AE4*AH4)","v":{"$error":"#VALUE!"}},null,{"$f":"IF(Q4=\"None\",AH4,IF(V4=\"\",\"\",(V4*C4)/1000))","v":0},{"$f":"IF(AK4=\"\",\"\",AK4*AE4)","v":{"$error":"#VALUE!"}},null,{"$f":"IF(AI4=\"\",\"\",AI4*0.2)","v":{"$error":"#VALUE!"}},{"$f":"IF(AL4=\"\",\"\",IF(AA4=\"No Recommendation\",AN4,AL4*0.2))","v":{"$error":"#VALUE!"}}]
[{"$f":"OFFSET('Appliances Data Collection'!$A$6,ROWS(A$3:A5)*15-15,0)","v":3},{"$f":"IF(OFFSET('Appliances Data Collection'!$C$7,ROWS(B$3:B5)*15-15,0)=\"\",\"\",OFFSET('Appliances Data Collection'!$C$7,ROWS(B$3:B5)*15-15,0))","v":""},{"$f":"OFFSET('Appliances Data Collection'!$C$9,ROWS(C$3:C5)*15-15,0)","v":0},null,{"$f":"IF(C5=0,\"\",IF(F5=\"Open\",\"Custom\",OFFSET('Appliances Data Collection'!$C$15,ROWS(E$3:E5)*15-15,0)))","v":""},{"$f":"OFFSET('Appliances Data Collection'!$G$11,ROWS(F$3:F5)*15-15,0)","v":""},{"$f":"OFFSET('Appliances Data Collection'!$I$9,ROWS(G$3:G5)*15-15,0)","v":"Working:"},{"$f":"IF(C5=0,\"\",INDEX('Wattage Table'!$A$3:$A$2131,MATCH(G5,Device_Code,0)))","v":""},{"$f":"_xlfn.IFNA(INDEX('Wattage Table'!$E$3:$E$2131,MATCH(G5,Device_Code,0)),\"\")","v":""},{"$f":"_xlfn.IFNA(INDEX('Wattage Table'!$H$3:$H$2131,MATCH(G5,Device_Code,0)),\"\")","v":""},{"$f":"_xlfn.IFNA(INDEX('Wattage Table'!$J$3:$J$2131,MATCH(G5,Device_Code,0)),\"\")","v":""},{"$f":"OFFSET('Appliances Data Collection'!$J$9,ROWS(L$3:L5)*15-15,0)","v":0},"","","",null,{"$f":"OFFSET('Appliances Data Collection'!$L$9,ROWS(Q$3:Q5)*15-15,0)","v":0},{"$f":"_xlfn.IFNA(INDEX('Wattage Table'!$E$3:$E$2130,MATCH(Q5,Device_Code,0)),\"\")","v":""},0,{"$f":"_xlfn.IFNA(INDEX('Wattage Table'!$H$3:$H$2130,MATCH(Q5,Device_Code,0)),\"\")","v":""},{"$f":"IF(OR(Q5=\"\",Q5=\"None\"),\"\",IF(LEFT(Q5,4)=\"ILED\",INDEX('Wattage Table'!$K$3:$K$2132,MATCH('Lighting Calcs'!Q5,'Wattage Table'!$C$3:$C$2132,0),INDEX('Wattage Table'!$J$3:$J$2130,MATCH(Q5,Device_Code,0)))))","v":false},{"$f":"OFFSET('Appliances Data Collection'!$M$9,ROWS(V$3:V5)*15-15,0)","v":0},0,{"$error":"#VALUE!"},{"$error":"#VALUE!"},null,"",0,0,0,"","",null,0,{"$error":"#VALUE!"},null,0,{"$error":"#VALUE!"},null,{"$error":"#VALUE!"},{"$error":"#VALUE!"}]
[{"$f":"OFFSET('Appliances Data Collection'!$A$6,ROWS(A$3:A6)*15-15,0)","v":4},{"$f":"IF(OFFSET('Appliances Data Collection'!$C$7,ROWS(B$3:B6)*15-15,0)=\"\",\"\",OFFSET('Appliances Data Collection'!$C$7,ROWS(B$3:B6)*15-15,0))","v":""},{"$f":"OFFSET('Appliances Data Collection'!$C$9,ROWS(C$3:C6)*15-15,0)","v":0},null,{"$f":"IF(C6=0,\"\",IF(F6=\"Open\",\"Custom\",OFFSET('Appliances Data Collection'!$C$15,ROWS(E$3:E6)*15-15,0)))","v":""},{"$f":"OFFSET('Appliances Data Collection'!$G$11,ROWS(F$3:F6)*15-15,0)","v":""},{"$f":"OFFSET('Appliances Data Collection'!$I$9,ROWS(G$3:G6)*15-15,0)","v":"Working:"},{"$f":"IF(C6=0,\"\",INDEX('Wattage Table'!$A$3:$A$2131,MATCH(G6,Device_Code,0)))","v":""},{"$f":"_xlfn.IFNA(INDEX('Wattage Table'!$E$3:$E$2131,MATCH(G6,Device_Code,0)),\"\")","v":""},{"$f":"_xlfn.IFNA(INDEX('Wattage Table'!$H$3:$H$2131,MATCH(G6,Device_Code,0)),\"\")","v":""},{"$f":"_xlfn.IFNA(INDEX('Wattage Table'!$J$3:$J$2131,MATCH(G6,Device_Code,0)),\"\")","v":""},{"$f":"OFFSET('Appliances Data Collection'!$J$9,ROWS(L$3:L6)*15-15,0)","v":0},"","","",null,{"$f":"OFFSET('Appliances Data Collection'!$L$9,ROWS(Q$3:Q6)*15-15,0)","v":0},{"$f":"_xlfn.IFNA(INDEX('Wattage Table'!$E$3:$E$2130,MATCH(Q6,Device_Code,0)),\"\")","v":""},0,{"$f":"_xlfn.IFNA(INDEX('Wattage Table'!$H$3:$H$2130,MATCH(Q6,Device_Code,0)),\"\")","v":""},{"$f":"IF(OR(Q6=\"\",Q6=\"None\"),\"\",IF(LEFT(Q6,4)=\"ILED\",INDEX('Wattage Table'!$K$3:$K$2132,MATCH('Lighting Calcs'!Q6,'Wattage Table'!$C$3:$C$2132,0),INDEX('Wattage Table'!$J$3:$J$2130,MATCH(Q6,Device_Code,0)))))","v":false},{"$f":"OFFSET('Appliances Data Collection'!$M$9,ROWS(V$3:V6)*15-15,0)","v":0},0,{"$error":"#VALUE!"},{"$error":"#VALUE!"},null,"",0,0,0,"","",null,0,{"$error":"#VALUE!"},null,0,{"$error":"#VALUE!"},null,{"$error":"#VALUE!"},{"$error":"#VALUE!"}]
[{"$f":"OFFSET('Appliances Data Collection'!$A$6,ROWS(A$3:A7)*15-15,0)","v":5},{"$f":"IF(OFFSET('Appliances Data Collection'!$C$7,ROWS(B$3:B7)*15-15,0)=\"\",\"\",OFFSET('Appliances Data Collection'!$C$7,ROWS(B$3:B7)*15-15,0))","v":""},{"$f":"OFFSET('Appliances Data Collection'!$C$9,ROWS(C$3:C7)*15-15,0)","v":0},null,{"$f":"IF(C7=0,\"\",IF(F7=\"Open\",\"Custom\",OFFSET('Appliances Data Collection'!$C$15,ROWS(E$3:E7)*15-15,0)))","v":""},{"$f":"OFFSET('Appliances Data Collection'!$G$11,ROWS(F$3:F7)*15-15,0)","v":""},{"$f":"OFFSET('Appliances Data Collection'!$I$9,ROWS(G$3:G7)*15-15,0)","v":"Working:"},{"$f":"IF(C7=0,\"\",INDEX('Wattage Table'!$A$3:$A$2131,MATCH(G7,Device_Code,0)))","v":""},{"$f":"_xlfn.IFNA(INDEX('Wattage Table'!$E$3:$E$2131,MATCH(G7,Device_Code,0)),\"\")","v":""},{"$f":"_xlfn.IFNA(INDEX('Wattage Table'!$H$3:$H$2131,MATCH(G7,Device_Code,0)),\"\")","v":""},{"$f":"_xlfn.IFNA(INDEX('Wattage Table'!$J$3:$J$2131,MATCH(G7,Device_Code,0)),\"\")","v":""},{"$f":"OFFSET('Appliances Data Collection'!$J$9,ROWS(L$3:L7)*15-15,0)","v":0},"","","",null,{"$f":"OFFSET('Appliances Data Collection'!$L$9,ROWS(Q$3:Q7)*15-15,0)","v":0},{"$f":"_xlfn.IFNA(INDEX('Wattage Table'!$E$3:$E$2130,MATCH(Q7,Device_Code,0)),\"\")","v":""},0,{"$f":"_xlfn.IFNA(INDEX('Wattage Table'!$H$3:$H$2130,MATCH(Q7,Device_Code,0)),\"\")","v":""},{"$f":"IF(OR(Q7=\"\",Q7=\"None\"),\"\",IF(LEFT(Q7,4)=\"ILED\",INDEX('Wattage Table'!$K$3:$K$2132,MATCH('Lighting Calcs'!Q7,'Wattage Table'!$C$3:$C$2132,0),INDEX('Wattage Table'!$J$3:$J$2130,MATCH(Q7,Device_Code,0)))))","v":false},{"$f":"OFFSET('Appliances Data Collection'!$M$9,ROWS(V$3:V7)*15-15,0)","v":0},0,{"$error":"#VALUE!"},{"$error":"#VALUE!"},null,"",0,0,0,"","",null,0,{"$error":"#VALUE!"},null,0,{"$error":"#VALUE!"},null,{"$error":"#VALUE!"},{"$error":"#VALUE!"}]
[{"$f":"OFFSET('Appliances Data Collection'!$A$6,ROWS(A$3:A8)*15-15,0)","v":6},{"$f":"IF(OFFSET('Appliances Data Collection'!$C$7,ROWS(B$3:B8)*15-15,0)=\"\",\"\",OFFSET('Appliances Data Collection'!$C$7,ROWS(B$3:B8)*15-15,0))","v":""},{"$f":"OFFSET('Appliances Data Collection'!$C$9,ROWS(C$3:C8)*15-15,0)","v":0},null,{"$f":"IF(C8=0,\"\",IF(F8=\"Open\",\"Custom\",OFFSET('Appliances Data Collection'!$C$15,ROWS(E$3:E8)*15-15,0)))","v":""},{"$f":"OFFSET('Appliances Data Collection'!$G$11,ROWS(F$3:F8)*15-15,0)","v":""},{"$f":"OFFSET('Appliances Data Collection'!$I$9,ROWS(G$3:G8)*15-15,0)","v":"Working:"},{"$f":"IF(C8=0,\"\",INDEX('Wattage Table'!$A$3:$A$2131,MATCH(G8,Device_Code,0)))","v":""},{"$f":"_xlfn.IFNA(INDEX('Wattage Table'!$E$3:$E$2131,MATCH(G8,Device_Code,0)),\"\")","v":""},{"$f":"_xlfn.IFNA(INDEX('Wattage Table'!$H$3:$H$2131,MATCH(G8,Device_Code,0)),\"\")","v":""},{"$f":"_xlfn.IFNA(INDEX('Wattage Table'!$J$3:$J$2131,MATCH(G8,Device_Code,0)),\"\")","v":""},{"$f":"OFFSET('Appliances Data Collection'!$J$9,ROWS(L$3:L8)*15-15,0)","v":0},"","","",null,{"$f":"OFFSET('Appliances Data Collection'!$L$9,ROWS(Q$3:Q8)*15-15,0)","v":0},{"$f":"_xlfn.IFNA(INDEX('Wattage Table'!$E$3:$E$2130,MATCH(Q8,Device_Code,0)),\"\")","v":""},0,{"$f":"_xlfn.IFNA(INDEX('Wattage Table'!$H$3:$H$2130,MATCH(Q8,Device_Code,0)),\"\")","v":""},{"$f":"IF(OR(Q8=\"\",Q8=\"None\"),\"\",IF(LEFT(Q8,4)=\"ILED\",INDEX('Wattage Table'!$K$3:$K$2132,MATCH('Lighting Calcs'!Q8,'Wattage Table'!$C$3:$C$2132,0),INDEX('Wattage Table'!$J$3:$J$2130,MATCH(Q8,Device_Code,0)))))","v":false},{"$f":"OFFSET('Appliances Data Collection'!$M$9,ROWS(V$3:V8)*15-15,0)","v":0},0,{"$error":"#VALUE!"},{"$error":"#VALUE!"},null,"",0,0,0,"","",null,0,{"$error":"#VALUE!"},null,0,{"$error":"#VALUE!"},null,{"$error":"#VALUE!"},{"$error":"#VALUE!"}]
[{"$f":"OFFSET('Appliances Data Collection'!$A$6,ROWS(A$3:A9)*15-15,0)","v":7},{"$f":"IF(OFFSET('Appliances Data Collection'!$C$7,ROWS(B$3:B9)*15-15,0)=\"\",\"\",OFFSET('Appliances Data Collection'!$C$7,ROWS(B$3:B9)*15-15,0))","v":""},{"$f":"OFFSET('Appliances Data Collection'!$C$9,ROWS(C$3:C9)*15-15,0)","v":0},null,{"$f":"IF(C9=0,\"\",IF(F9=\"Open\",\"Custom\",OFFSET('Appliances Data Collection'!$C$15,ROWS(E$3:E9)*15-15,0)))","v":""},{"$f":"OFFSET('Appliances Data Collection'!$G$11,ROWS(F$3:F9)*15-15,0)","v":""},{"$f":"OFFSET('Appliances Data Collection'!$I$9,ROWS(G$3:G9)*15-15,0)","v":"Working:"},{"$f":"IF(C9=0,\"\",INDEX('Wattage Table'!$A$3:$A$2131,MATCH(G9,Device_Code,0)))","v":""},{"$f":"_xlfn.IFNA(INDEX('Wattage Table'!$E$3:$E$2131,MATCH(G9,Device_Code,0)),\"\")","v":""},{"$f":"_xlfn.IFNA(INDEX('Wattage Table'!$H$3:$H$2131,MATCH(G9,Device_Code,0)),\"\")","v":""},{"$f":"_xlfn.IFNA(INDEX('Wattage Table'!$J$3:$J$2131,MATCH(G9,Device_Code,0)),\"\")","v":""},{"$f":"OFFSET('Appliances Data Collection'!$J$9,ROWS(L$3:L9)*15-15,0)","v":0},"","","",null,{"$f":"OFFSET('Appliances Data Collection'!$L$9,ROWS(Q$3:Q9)*15-15,0)","v":0},{"$f":"_xlfn.IFNA(INDEX('Wattage Table'!$E$3:$E$2130,MATCH(Q9,Device_Code,0)),\"\")","v":""},0,{"$f":"_xlfn.IFNA(INDEX('Wattage Table'!$H$3:$H$2130,MATCH(Q9,Device_Code,0)),\"\")","v":""},{"$f":"IF(OR(Q9=\"\",Q9=\"None\"),\"\",IF(LEFT(Q9,4)=\"ILED\",INDEX('Wattage Table'!$K$3:$K$2132,MATCH('Lighting Calcs'!Q9,'Wattage Table'!$C$3:$C$2132,0),INDEX('Wattage Table'!$J$3:$J$2130,MATCH(Q9,Device_Code,0)))))","v":false},{"$f":"OFFSET('Appliances Data Collection'!$M$9,ROWS(V$3:V9)*15-15,0)","v":0},0,{"$error":"#VALUE!"},{"$error":"#VALUE!"},null,"",0,0,0,"","",null,0,{"$error":"#VALUE!"},null,0,{"$error":"#VALUE!"},null,{"$error":"#VALUE!"},{"$error":"#VALUE!"}]
[{"$f":"OFFSET('Appliances Data Collection'!$A$6,ROWS(A$3:A10)*15-15,0)","v":8},{"$f":"IF(OFFSET('Appliances Data Collection'!$C$7,ROWS(B$3:B10)*15-15,0)=\"\",\"\",OFFSET('Appliances Data Collection'!$C$7,ROWS(B$3:B10)*15-15,0))","v":""},{"$f":"OFFSET('Appliances Data Collection'!$C$9,ROWS(C$3:C10)*15-15,0)","v":0},null,{"$f":"IF(C10=0,\"\",IF(F10=\"Open\",\"Custom\",OFFSET('Appliances Data Collection'!$C$15,ROWS(E$3:E10)*15-15,0)))","v":""},{"$f":"OFFSET('Appliances Data Collection'!$G$11,ROWS(F$3:F10)*15-15,0)","v":""},{"$f":"OFFSET('Appliances Data Collection'!$I$9,ROWS(G$3:G10)*15-15,0)","v":"Working:"},{"$f":"IF(C10=0,\"\",INDEX('Wattage Table'!$A$3:$A$2131,MATCH(G10,Device_Code,0)))","v":""},{"$f":"_xlfn.IFNA(INDEX('Wattage Table'!$E$3:$E$2131,MATCH(G10,Device_Code,0)),\"\")","v":""},{"$f":"_xlfn.IFNA(INDEX('Wattage Table'!$H$3:$H$2131,MATCH(G10,Device_Code,0)),\"\")","v":""},{"$f":"_xlfn.IFNA(INDEX('Wattage Table'!$J$3:$J$2131,MATCH(G10,Device_Code,0)),\"\")","v":""},{"$f":"OFFSET('Appliances Data Collection'!$J$9,ROWS(L$3:L10)*15-15,0)","v":0},"","","",null,{"$f":"OFFSET('Appliances Data Collection'!$L$9,ROWS(Q$3:Q10)*15-15,0)","v":0},{"$f":"_xlfn.IFNA(INDEX('Wattage Table'!$E$3:$E$2130,MATCH(Q10,Device_Code,0)),\"\")","v":""},0,{"$f":"_xlfn.IFNA(INDEX('Wattage Table'!$H$3:$H$2130,MATCH(Q10,Device_Code,0)),\"\")","v":""},{"$f":"IF(OR(Q10=\"\",Q10=\"None\"),\"\",IF(LEFT(Q10,4)=\"ILED\",INDEX('Wattage Table'!$K$3:$K$2132,MATCH('Lighting Calcs'!Q10,'Wattage Table'!$C$3:$C$2132,0),INDEX('Wattage Table'!$J$3:$J$2130,MATCH(Q10,Device_Code,0)))))","v":false},{"$f":"OFFSET('Appliances Data Collection'!$M$9,ROWS(V$3:V10)*15-15,0)","v":0},0,{"$error":"#VALUE!"},{"$error":"#VALUE!"},null,"",0,0,0,"","",null,0,{"$error":"#VALUE!"},null,0,{"$error":"#VALUE!"},null,{"$error":"#VALUE!"},{"$error":"#VALUE!"}]
[{"$f":"OFFSET('Appliances Data Collection'!$A$6,ROWS(A$3:A11)*15-15,0)","v":9},{"$f":"IF(OFFSET('Appliances Data Collection'!$C$7,ROWS(B$3:B11)*15-15,0)=\"\",\"\",OFFSET('Appliances Data Collection'!$C$7,ROWS(B$3:B11)*15-15,0))","v":""},{"$f":"OFFSET('Appliances Data Collection'!$C$9,ROWS(C$3:C11)*15-15,0)","v":0},null,{"$f":"IF(C11=0,\"\",IF(F11=\"Open\",\"Custom\",OFFSET('Appliances Data Collection'!$C$15,ROWS(E$3:E11)*15-15,0)))","v":""},{"$f":"OFFSET('Appliances Data Collection'!$G$11,ROWS(F$3:F11)*15-15,0)","v":""},{"$f":"OFFSET('Appliances Data Collection'!$I$9,ROWS(G$3:G11)*15-15,0)","v":"Working:"},{"$f":"IF(C11=0,\"\",INDEX('Wattage Table'!$A$3:$A$2131,MATCH(G11,Device_Code,0)))","v":""},{"$f":"_xlfn.IFNA(INDEX('Wattage Table'!$E$3:$E$2131,MATCH(G11,Device_Code,0)),\"\")","v":""},{"$f":"_xlfn.IFNA(INDEX('Wattage Table'!$H$3:$H$2131,MATCH(G11,Device_Code,0)),\"\")","v":""},{"$f":"_xlfn.IFNA(INDEX('Wattage Table'!$J$3:$J$2131,MATCH(G11,Device_Code,0)),\"\")","v":""},{"$f":"OFFSET('Appliances Data Collection'!$J$9,ROWS(L$3:L11)*15-15,0)","v":0},"","","",null,{"$f":"OFFSET('Appliances Data Collection'!$L$9,ROWS(Q$3:Q11)*15-15,0)","v":0},{"$f":"_xlfn.IFNA(INDEX('Wattage Table'!$E$3:$E$2130,MATCH(Q11,Device_Code,0)),\"\")","v":""},0,{"$f":"_xlfn.IFNA(INDEX('Wattage Table'!$H$3:$H$2130,MATCH(Q11,Device_Code,0)),\"\")","v":""},{"$f":"IF(OR(Q11=\"\",Q11=\"None\"),\"\",IF(LEFT(Q11,4)=\"ILED\",INDEX('Wattage Table'!$K$3:$K$2132,MATCH('Lighting Calcs'!Q11,'Wattage Table'!$C$3:$C$2132,0),INDEX('Wattage Table'!$J$3:$J$2130,MATCH(Q11,Device_Code,0)))))","v":false},{"$f":"OFFSET('Appliances Data Collection'!$M$9,ROWS(V$3:V11)*15-15,0)","v":0},0,{"$error":"#VALUE!"},{"$error":"#VALUE!"},null,"",0,0,0,"","",null,0,{"$error":"#VALUE!"},null,0,{"$error":"#VALUE!"},null,{"$error":"#VALUE!"},{"$error":"#VALUE!"}]
[{"$f":"OFFSET('Appliances Data Collection'!$A$6,ROWS(A$3:A12)*15-15,0)","v":10},{"$f":"IF(OFFSET('Appliances Data Collection'!$C$7,ROWS(B$3:B12)*15-15,0)=\"\",\"\",OFFSET('Appliances Data Collection'!$C$7,ROWS(B$3:B12)*15-15,0))","v":""},{"$f":"OFFSET('Appliances Data Collection'!$C$9,ROWS(C$3:C12)*15-15,0)","v":0},null,{"$f":"IF(C12=0,\"\",IF(F12=\"Open\",\"Custom\",OFFSET('Appliances Data Collection'!$C$15,ROWS(E$3:E12)*15-15,0)))","v":""},{"$f":"OFFSET('Appliances Data Collection'!$G$11,ROWS(F$3:F12)*15-15,0)","v":""},{"$f":"OFFSET('Appliances Data Collection'!$I$9,ROWS(G$3:G12)*15-15,0)","v":"Working:"},{"$f":"IF(C12=0,\"\",INDEX('Wattage Table'!$A$3:$A$2131,MATCH(G12,Device_Code,0)))","v":""},{"$f":"_xlfn.IFNA(INDEX('Wattage Table'!$E$3:$E$2131,MATCH(G12,Device_Code,0)),\"\")","v":""},{"$f":"_xlfn.IFNA(INDEX('Wattage Table'!$H$3:$H$2131,MATCH(G12,Device_Code,0)),\"\")","v":""},{"$f":"_xlfn.IFNA(INDEX('Wattage Table'!$J$3:$J$2131,MATCH(G12,Device_Code,0)),\"\")","v":""},{"$f":"OFFSET('Appliances Data Collection'!$J$9,ROWS(L$3:L12)*15-15,0)","v":0},"","","",null,{"$f":"OFFSET('Appliances Data Collection'!$L$9,ROWS(Q$3:Q12)*15-15,0)","v":0},{"$f":"_xlfn.IFNA(INDEX('Wattage Table'!$E$3:$E$2130,MATCH(Q12,Device_Code,0)),\"\")","v":""},0,{"$f":"_xlfn.IFNA(INDEX('Wattage Table'!$H$3:$H$2130,MATCH(Q12,Device_Code,0)),\"\")","v":""},{"$f":"IF(OR(Q12=\"\",Q12=\"None\"),\"\",IF(LEFT(Q12,4)=\"ILED\",INDEX('Wattage Table'!$K$3:$K$2132,MATCH('Lighting Calcs'!Q12,'Wattage Table'!$C$3:$C$2132,0),INDEX('Wattage Table'!$J$3:$J$2130,MATCH(Q12,Device_Code,0)))))","v":false},{"$f":"OFFSET('Appliances Data Collection'!$M$9,ROWS(V$3:V12)*15-15,0)","v":0},0,{"$error":"#VALUE!"},{"$error":"#VALUE!"},null,"",0,0,0,"","",null,0,{"$error":"#VALUE!"},null,0,{"$error":"#VALUE!"},null,{"$error":"#VALUE!"},{"$error":"#VALUE!"}]
[{"$f":"OFFSET('Appliances Data Collection'!$A$6,ROWS(A$3:A13)*15-15,0)","v":0},{"$f":"IF(OFFSET('Appliances Data Collection'!$C$7,ROWS(B$3:B13)*15-15,0)=\"\",\"\",OFFSET('Appliances Data Collection'!$C$7,ROWS(B$3:B13)*15-15,0))","v":""},{"$f":"OFFSET('Appliances Data Collection'!$C$9,ROWS(C$3:C13)*15-15,0)","v":0},null,{"$f":"IF(C13=0,\"\",IF(F13=\"Open\",\"Custom\",OFFSET('Appliances Data Collection'!$C$15,ROWS(E$3:E13)*15-15,0)))","v":""},{"$f":"OFFSET('Appliances Data Collection'!$G$11,ROWS(F$3:F13)*15-15,0)","v":0},{"$f":"OFFSET('Appliances Data Collection'!$I$9,ROWS(G$3:G13)*15-15,0)","v":0},{"$f":"IF(C13=0,\"\",INDEX('Wattage Table'!$A$3:$A$2131,MATCH(G13,Device_Code,0)))","v":""},{"$f":"_xlfn.IFNA(INDEX('Wattage Table'!$E$3:$E$2131,MATCH(G13,Device_Code,0)),\"\")","v":""},{"$f":"_xlfn.IFNA(INDEX('Wattage Table'!$H$3:$H$2131,MATCH(G13,Device_Code,0)),\"\")","v":""},{"$f":"_xlfn.IFNA(INDEX('Wattage Table'!$J$3:$J$2131,MATCH(G13,Device_Code,0)),\"\")","v":""},{"$f":"OFFSET('Appliances Data Collection'!$J$9,ROWS(L$3:L13)*15-15,0)","v":0},"","","",null,{"$f":"OFFSET('Appliances Data Collection'!$L$9,ROWS(Q$3:Q13)*15-15,0)","v":0},{"$f":"_xlfn.IFNA(INDEX('Wattage Table'!$E$3:$E$2130,MATCH(Q13,Device_Code,0)),\"\")","v":""},0,{"$f":"_xlfn.IFNA(INDEX('Wattage Table'!$H$3:$H$2130,MATCH(Q13,Device_Code,0)),\"\")","v":""},{"$f":"IF(OR(Q13=\"\",Q13=\"None\"),\"\",IF(LEFT(Q13,4)=\"ILED\",INDEX('Wattage Table'!$K$3:$K$2132,MATCH('Lighting Calcs'!Q13,'Wattage Table'!$C$3:$C$2132,0),INDEX('Wattage Table'!$J$3:$J$2130,MATCH(Q13,Device_Code,0)))))","v":false},{"$f":"OFFSET('Appliances Data Collection'!$M$9,ROWS(V$3:V13)*15-15,0)","v":0},0,{"$error":"#VALUE!"},{"$error":"#VALUE!"},null,"",0,0,0,"","",null,0,{"$error":"#VALUE!"},null,0,{"$error":"#VALUE!"},null,{"$error":"#VALUE!"},{"$error":"#VALUE!"}]
[{"$f":"OFFSET('Appliances Data Collection'!$A$6,ROWS(A$3:A14)*15-15,0)","v":0},{"$f":"IF(OFFSET('Appliances Data Collection'!$C$7,ROWS(B$3:B14)*15-15,0)=\"\",\"\",OFFSET('Appliances Data Collection'!$C$7,ROWS(B$3:B14)*15-15,0))","v":""},{"$f":"OFFSET('Appliances Data Collection'!$C$9,ROWS(C$3:C14)*15-15,0)","v":0},null,{"$f":"IF(C14=0,\"\",IF(F14=\"Open\",\"Custom\",OFFSET('Appliances Data Collection'!$C$15,ROWS(E$3:E14)*15-15,0)))","v":""},{"$f":"OFFSET('Appliances Data Collection'!$G$11,ROWS(F$3:F14)*15-15,0)","v":0},{"$f":"OFFSET('Appliances Data Collection'!$I$9,ROWS(G$3:G14)*15-15,0)","v":0},{"$f":"IF(C14=0,\"\",INDEX('Wattage Table'!$A$3:$A$2131,MATCH(G14,Device_Code,0)))","v":""},{"$f":"_xlfn.IFNA(INDEX('Wattage Table'!$E$3:$E$2131,MATCH(G14,Device_Code,0)),\"\")","v":""},{"$f":"_xlfn.IFNA(INDEX('Wattage Table'!$H$3:$H$2131,MATCH(G14,Device_Code,0)),\"\")","v":""},{"$f":"_xlfn.IFNA(INDEX('Wattage Table'!$J$3:$J$2131,MATCH(G14,Device_Code,0)),\"\")","v":""},{"$f":"OFFSET('Appliances Data Collection'!$J$9,ROWS(L$3:L14)*15-15,0)","v":0},"","","",null,{"$f":"OFFSET('Appliances Data Collection'!$L$9,ROWS(Q$3:Q14)*15-15,0)","v":0},{"$f":"_xlfn.IFNA(INDEX('Wattage Table'!$E$3:$E$2130,MATCH(Q14,Device_Code,0)),\"\")","v":""},0,{"$f":"_xlfn.IFNA(INDEX('Wattage Table'!$H$3:$H$2130,MATCH(Q14,Device_Code,0)),\"\")","v":""},{"$f":"IF(OR(Q14=\"\",Q14=\"None\"),\"\",IF(LEFT(Q14,4)=\"ILED\",INDEX('Wattage Table'!$K$3:$K$2132,MATCH('Lighting Calcs'!Q14,'Wattage Table'!$C$3:$C$2132,0),INDEX('Wattage Table'!$J$3:$J$2130,MATCH(Q14,Device_Code,0)))))","v":false},{"$f":"OFFSET('Appliances Data Collection'!$M$9,ROWS(V$3:V14)*15-15,0)","v":0},0,{"$error":"#VALUE!"},{"$error":"#VALUE!"},null,"",0,0,0,"","",null,0,{"$error":"#VALUE!"},null,0,{"$error":"#VALUE!"},null,{"$error":"#VALUE!"},{"$error":"#VALUE!"}]
[{"$f":"OFFSET('Appliances Data Collection'!$A$6,ROWS(A$3:A15)*15-15,0)","v":0},{"$f":"IF(OFFSET('Appliances Data Collection'!$C$7,ROWS(B$3:B15)*15-15,0)=\"\",\"\",OFFSET('Appliances Data Collection'!$C$7,ROWS(B$3:B15)*15-15,0))","v":""},{"$f":"OFFSET('Appliances Data Collection'!$C$9,ROWS(C$3:C15)*15-15,0)","v":0},null,{"$f":"IF(C15=0,\"\",IF(F15=\"Open\",\"Custom\",OFFSET('Appliances Data Collection'!$C$15,ROWS(E$3:E15)*15-15,0)))","v":""},{"$f":"OFFSET('Appliances Data Collection'!$G$11,ROWS(F$3:F15)*15-15,0)","v":0},{"$f":"OFFSET('Appliances Data Collection'!$I$9,ROWS(G$3:G15)*15-15,0)","v":0},{"$f":"IF(C15=0,\"\",INDEX('Wattage Table'!$A$3:$A$2131,MATCH(G15,Device_Code,0)))","v":""},{"$f":"_xlfn.IFNA(INDEX('Wattage Table'!$E$3:$E$2131,MATCH(G15,Device_Code,0)),\"\")","v":""},{"$f":"_xlfn.IFNA(INDEX('Wattage Table'!$H$3:$H$2131,MATCH(G15,Device_Code,0)),\"\")","v":""},{"$f":"_xlfn.IFNA(INDEX('Wattage Table'!$J$3:$J$2131,MATCH(G15,Device_Code,0)),\"\")","v":""},{"$f":"OFFSET('Appliances Data Collection'!$J$9,ROWS(L$3:L15)*15-15,0)","v":0},"","","",null,{"$f":"OFFSET('Appliances Data Collection'!$L$9,ROWS(Q$3:Q15)*15-15,0)","v":0},{"$f":"_xlfn.IFNA(INDEX('Wattage Table'!$E$3:$E$2130,MATCH(Q15,Device_Code,0)),\"\")","v":""},0,{"$f":"_xlfn.IFNA(INDEX('Wattage Table'!$H$3:$H$2130,MATCH(Q15,Device_Code,0)),\"\")","v":""},{"$f":"IF(OR(Q15=\"\",Q15=\"None\"),\"\",IF(LEFT(Q15,4)=\"ILED\",INDEX('Wattage Table'!$K$3:$K$2132,MATCH('Lighting Calcs'!Q15,'Wattage Table'!$C$3:$C$2132,0),INDEX('Wattage Table'!$J$3:$J$2130,MATCH(Q15,Device_Code,0)))))","v":false},{"$f":"OFFSET('Appliances Data Collection'!$M$9,ROWS(V$3:V15)*15-15,0)","v":0},0,{"$error":"#VALUE!"},{"$error":"#VALUE!"},null,"",0,0,0,"","",null,0,{"$error":"#VALUE!"},null,0,{"$error":"#VALUE!"},null,{"$error":"#VALUE!"},{"$error":"#VALUE!"}]
[{"$f":"OFFSET('Appliances Data Collection'!$A$6,ROWS(A$3:A16)*15-15,0)","v":0},{"$f":"IF(OFFSET('Appliances Data Collection'!$C$7,ROWS(B$3:B16)*15-15,0)=\"\",\"\",OFFSET('Appliances Data Collection'!$C$7,ROWS(B$3:B16)*15-15,0))","v":""},{"$f":"OFFSET('Appliances Data Collection'!$C$9,ROWS(C$3:C16)*15-15,0)","v":0},null,{"$f":"IF(C16=0,\"\",IF(F16=\"Open\",\"Custom\",OFFSET('Appliances Data Collection'!$C$15,ROWS(E$3:E16)*15-15,0)))","v":""},{"$f":"OFFSET('Appliances Data Collection'!$G$11,ROWS(F$3:F16)*15-15,0)","v":0},{"$f":"OFFSET('Appliances Data Collection'!$I$9,ROWS(G$3:G16)*15-15,0)","v":0},{"$f":"IF(C16=0,\"\",INDEX('Wattage Table'!$A$3:$A$2131,MATCH(G16,Device_Code,0)))","v":""},{"$f":"_xlfn.IFNA(INDEX('Wattage Table'!$E$3:$E$2131,MATCH(G16,Device_Code,0)),\"\")","v":""},{"$f":"_xlfn.IFNA(INDEX('Wattage Table'!$H$3:$H$2131,MATCH(G16,Device_Code,0)),\"\")","v":""},{"$f":"_xlfn.IFNA(INDEX('Wattage Table'!$J$3:$J$2131,MATCH(G16,Device_Code,0)),\"\")","v":""},{"$f":"OFFSET('Appliances Data Collection'!$J$9,ROWS(L$3:L16)*15-15,0)","v":0},"","","",null,{"$f":"OFFSET('Appliances Data Collection'!$L$9,ROWS(Q$3:Q16)*15-15,0)","v":0},{"$f":"_xlfn.IFNA(INDEX('Wattage Table'!$E$3:$E$2130,MATCH(Q16,Device_Code,0)),\"\")","v":""},0,{"$f":"_xlfn.IFNA(INDEX('Wattage Table'!$H$3:$H$2130,MATCH(Q16,Device_Code,0)),\"\")","v":""},{"$f":"IF(OR(Q16=\"\",Q16=\"None\"),\"\",IF(LEFT(Q16,4)=\"ILED\",INDEX('Wattage Table'!$K$3:$K$2132,MATCH('Lighting Calcs'!Q16,'Wattage Table'!$C$3:$C$2132,0),INDEX('Wattage Table'!$J$3:$J$2130,MATCH(Q16,Device_Code,0)))))","v":false},{"$f":"OFFSET('Appliances Data Collection'!$M$9,ROWS(V$3:V16)*15-15,0)","v":0},0,{"$error":"#VALUE!"},{"$error":"#VALUE!"},null,"",0,0,0,"","",null,0,{"$error":"#VALUE!"},null,0,{"$error":"#VALUE!"},null,{"$error":"#VALUE!"},{"$error":"#VALUE!"}]
[{"$f":"OFFSET('Appliances Data Collection'!$A$6,ROWS(A$3:A17)*15-15,0)","v":0},{"$f":"IF(OFFSET('Appliances Data Collection'!$C$7,ROWS(B$3:B17)*15-15,0)=\"\",\"\",OFFSET('Appliances Data Collection'!$C$7,ROWS(B$3:B17)*15-15,0))","v":""},{"$f":"OFFSET('Appliances Data Collection'!$C$9,ROWS(C$3:C17)*15-15,0)","v":0},null,{"$f":"IF(C17=0,\"\",IF(F17=\"Open\",\"Custom\",OFFSET('Appliances Data Collection'!$C$15,ROWS(E$3:E17)*15-15,0)))","v":""},{"$f":"OFFSET('Appliances Data Collection'!$G$11,ROWS(F$3:F17)*15-15,0)","v":0},{"$f":"OFFSET('Appliances Data Collection'!$I$9,ROWS(G$3:G17)*15-15,0)","v":0},{"$f":"IF(C17=0,\"\",INDEX('Wattage Table'!$A$3:$A$2131,MATCH(G17,Device_Code,0)))","v":""},{"$f":"_xlfn.IFNA(INDEX('Wattage Table'!$E$3:$E$2131,MATCH(G17,Device_Code,0)),\"\")","v":""},{"$f":"_xlfn.IFNA(INDEX('Wattage Table'!$H$3:$H$2131,MATCH(G17,Device_Code,0)),\"\")","v":""},{"$f":"_xlfn.IFNA(INDEX('Wattage Table'!$J$3:$J$2131,MATCH(G17,Device_Code,0)),\"\")","v":""},{"$f":"OFFSET('Appliances Data Collection'!$J$9,ROWS(L$3:L17)*15-15,0)","v":0},"","","",null,{"$f":"OFFSET('Appliances Data Collection'!$L$9,ROWS(Q$3:Q17)*15-15,0)","v":0},{"$f":"_xlfn.IFNA(INDEX('Wattage Table'!$E$3:$E$2130,MATCH(Q17,Device_Code,0)),\"\")","v":""},0,{"$f":"_xlfn.IFNA(INDEX('Wattage Table'!$H$3:$H$2130,MATCH(Q17,Device_Code,0)),\"\")","v":""},{"$f":"IF(OR(Q17=\"\",Q17=\"None\"),\"\",IF(LEFT(Q17,4)=\"ILED\",INDEX('Wattage Table'!$K$3:$K$2132,MATCH('Lighting Calcs'!Q17,'Wattage Table'!$C$3:$C$2132,0),INDEX('Wattage Table'!$J$3:$J$2130,MATCH(Q17,Device_Code,0)))))","v":false},{"$f":"OFFSET('Appliances Data Collection'!$M$9,ROWS(V$3:V17)*15-15,0)","v":0},0,{"$error":"#VALUE!"},{"$error":"#VALUE!"},null,"",0,0,0,"","",null,0,{"$error":"#VALUE!"},null,0,{"$error":"#VALUE!"},null,{"$error":"#VALUE!"},{"$error":"#VALUE!"}]
[{"$f":"OFFSET('Appliances Data Collection'!$A$6,ROWS(A$3:A18)*15-15,0)","v":0},{"$f":"IF(OFFSET('Appliances Data Collection'!$C$7,ROWS(B$3:B18)*15-15,0)=\"\",\"\",OFFSET('Appliances Data Collection'!$C$7,ROWS(B$3:B18)*15-15,0))","v":""},{"$f":"OFFSET('Appliances Data Collection'!$C$9,ROWS(C$3:C18)*15-15,0)","v":0},null,{"$f":"IF(C18=0,\"\",IF(F18=\"Open\",\"Custom\",OFFSET('Appliances Data Collection'!$C$15,ROWS(E$3:E18)*15-15,0)))","v":""},{"$f":"OFFSET('Appliances Data Collection'!$G$11,ROWS(F$3:F18)*15-15,0)","v":0},{"$f":"OFFSET('Appliances Data Collection'!$I$9,ROWS(G$3:G18)*15-15,0)","v":0},{"$f":"IF(C18=0,\"\",INDEX('Wattage Table'!$A$3:$A$2131,MATCH(G18,Device_Code,0)))","v":""},{"$f":"_xlfn.IFNA(INDEX('Wattage Table'!$E$3:$E$2131,MATCH(G18,Device_Code,0)),\"\")","v":""},{"$f":"_xlfn.IFNA(INDEX('Wattage Table'!$H$3:$H$2131,MATCH(G18,Device_Code,0)),\"\")","v":""},{"$f":"_xlfn.IFNA(INDEX('Wattage Table'!$J$3:$J$2131,MATCH(G18,Device_Code,0)),\"\")","v":""},{"$f":"OFFSET('Appliances Data Collection'!$J$9,ROWS(L$3:L18)*15-15,0)","v":0},"","","",null,{"$f":"OFFSET('Appliances Data Collection'!$L$9,ROWS(Q$3:Q18)*15-15,0)","v":0},{"$f":"_xlfn.IFNA(INDEX('Wattage Table'!$E$3:$E$2130,MATCH(Q18,Device_Code,0)),\"\")","v":""},0,{"$f":"_xlfn.IFNA(INDEX('Wattage Table'!$H$3:$H$2130,MATCH(Q18,Device_Code,0)),\"\")","v":""},{"$f":"IF(OR(Q18=\"\",Q18=\"None\"),\"\",IF(LEFT(Q18,4)=\"ILED\",INDEX('Wattage Table'!$K$3:$K$2132,MATCH('Lighting Calcs'!Q18,'Wattage Table'!$C$3:$C$2132,0),INDEX('Wattage Table'!$J$3:$J$2130,MATCH(Q18,Device_Code,0)))))","v":false},{"$f":"OFFSET('Appliances Data Collection'!$M$9,ROWS(V$3:V18)*15-15,0)","v":0},0,{"$error":"#VALUE!"},{"$error":"#VALUE!"},null,"",0,0,0,"","",null,0,{"$error":"#VALUE!"},null,0,{"$error":"#VALUE!"},null,{"$error":"#VALUE!"},{"$error":"#VALUE!"}]
[{"$f":"OFFSET('Appliances Data Collection'!$A$6,ROWS(A$3:A19)*15-15,0)","v":0},{"$f":"IF(OFFSET('Appliances Data Collection'!$C$7,ROWS(B$3:B19)*15-15,0)=\"\",\"\",OFFSET('Appliances Data Collection'!$C$7,ROWS(B$3:B19)*15-15,0))","v":""},{"$f":"OFFSET('Appliances Data Collection'!$C$9,ROWS(C$3:C19)*15-15,0)","v":0},null,{"$f":"IF(C19=0,\"\",IF(F19=\"Open\",\"Custom\",OFFSET('Appliances Data Collection'!$C$15,ROWS(E$3:E19)*15-15,0)))","v":""},{"$f":"OFFSET('Appliances Data Collection'!$G$11,ROWS(F$3:F19)*15-15,0)","v":0},{"$f":"OFFSET('Appliances Data Collection'!$I$9,ROWS(G$3:G19)*15-15,0)","v":0},{"$f":"IF(C19=0,\"\",INDEX('Wattage Table'!$A$3:$A$2131,MATCH(G19,Device_Code,0)))","v":""},{"$f":"_xlfn.IFNA(INDEX('Wattage Table'!$E$3:$E$2131,MATCH(G19,Device_Code,0)),\"\")","v":""},{"$f":"_xlfn.IFNA(INDEX('Wattage Table'!$H$3:$H$2131,MATCH(G19,Device_Code,0)),\"\")","v":""},{"$f":"_xlfn.IFNA(INDEX('Wattage Table'!$J$3:$J$2131,MATCH(G19,Device_Code,0)),\"\")","v":""},{"$f":"OFFSET('Appliances Data Collection'!$J$9,ROWS(L$3:L19)*15-15,0)","v":0},"","","",null,{"$f":"OFFSET('Appliances Data Collection'!$L$9,ROWS(Q$3:Q19)*15-15,0)","v":0},{"$f":"_xlfn.IFNA(INDEX('Wattage Table'!$E$3:$E$2130,MATCH(Q19,Device_Code,0)),\"\")","v":""},0,{"$f":"_xlfn.IFNA(INDEX('Wattage Table'!$H$3:$H$2130,MATCH(Q19,Device_Code,0)),\"\")","v":""},{"$f":"IF(OR(Q19=\"\",Q19=\"None\"),\"\",IF(LEFT(Q19,4)=\"ILED\",INDEX('Wattage Table'!$K$3:$K$2132,MATCH('Lighting Calcs'!Q19,'Wattage Table'!$C$3:$C$2132,0),INDEX('Wattage Table'!$J$3:$J$2130,MATCH(Q19,Device_Code,0)))))","v":false},{"$f":"OFFSET('Appliances Data Collection'!$M$9,ROWS(V$3:V19)*15-15,0)","v":0},0,{"$error":"#VALUE!"},{"$error":"#VALUE!"},null,"",0,0,0,"","",null,0,{"$error":"#VALUE!"},null,0,{"$error":"#VALUE!"},null,{"$error":"#VALUE!"},{"$error":"#VALUE!"}]
[{"$f":"OFFSET('Appliances Data Collection'!$A$6,ROWS(A$3:A20)*15-15,0)","v":0},{"$f":"IF(OFFSET('Appliances Data Collection'!$C$7,ROWS(B$3:B20)*15-15,0)=\"\",\"\",OFFSET('Appliances Data Collection'!$C$7,ROWS(B$3:B20)*15-15,0))","v":""},{"$f":"OFFSET('Appliances Data Collection'!$C$9,ROWS(C$3:C20)*15-15,0)","v":0},null,{"$f":"IF(C20=0,\"\",IF(F20=\"Open\",\"Custom\",OFFSET('Appliances Data Collection'!$C$15,ROWS(E$3:E20)*15-15,0)))","v":""},{"$f":"OFFSET('Appliances Data Collection'!$G$11,ROWS(F$3:F20)*15-15,0)","v":0},{"$f":"OFFSET('Appliances Data Collection'!$I$9,ROWS(G$3:G20)*15-15,0)","v":0},{"$f":"IF(C20=0,\"\",INDEX('Wattage Table'!$A$3:$A$2131,MATCH(G20,Device_Code,0)))","v":""},{"$f":"_xlfn.IFNA(INDEX('Wattage Table'!$E$3:$E$2131,MATCH(G20,Device_Code,0)),\"\")","v":""},{"$f":"_xlfn.IFNA(INDEX('Wattage Table'!$H$3:$H$2131,MATCH(G20,Device_Code,0)),\"\")","v":""},{"$f":"_xlfn.IFNA(INDEX('Wattage Table'!$J$3:$J$2131,MATCH(G20,Device_Code,0)),\"\")","v":""},{"$f":"OFFSET('Appliances Data Collection'!$J$9,ROWS(L$3:L20)*15-15,0)","v":0},"","","",null,{"$f":"OFFSET('Appliances Data Collection'!$L$9,ROWS(Q$3:Q20)*15-15,0)","v":0},{"$f":"_xlfn.IFNA(INDEX('Wattage Table'!$E$3:$E$2130,MATCH(Q20,Device_Code,0)),\"\")","v":""},0,{"$f":"_xlfn.IFNA(INDEX('Wattage Table'!$H$3:$H$2130,MATCH(Q20,Device_Code,0)),\"\")","v":""},{"$f":"IF(OR(Q20=\"\",Q20=\"None\"),\"\",IF(LEFT(Q20,4)=\"ILED\",INDEX('Wattage Table'!$K$3:$K$2132,MATCH('Lighting Calcs'!Q20,'Wattage Table'!$C$3:$C$2132,0),INDEX('Wattage Table'!$J$3:$J$2130,MATCH(Q20,Device_Code,0)))))","v":false},{"$f":"OFFSET('Appliances Data Collection'!$M$9,ROWS(V$3:V20)*15-15,0)","v":0},0,{"$error":"#VALUE!"},{"$error":"#VALUE!"},null,"",0,0,0,"","",null,0,{"$error":"#VALUE!"},null,0,{"$error":"#VALUE!"},null,{"$error":"#VALUE!"},{"$error":"#VALUE!"}]
[{"$f":"OFFSET('Appliances Data Collection'!$A$6,ROWS(A$3:A21)*15-15,0)","v":0},{"$f":"IF(OFFSET('Appliances Data Collection'!$C$7,ROWS(B$3:B21)*15-15,0)=\"\",\"\",OFFSET('Appliances Data Collection'!$C$7,ROWS(B$3:B21)*15-15,0))","v":""},{"$f":"OFFSET('Appliances Data Collection'!$C$9,ROWS(C$3:C21)*15-15,0)","v":0},null,{"$f":"IF(C21=0,\"\",IF(F21=\"Open\",\"Custom\",OFFSET('Appliances Data Collection'!$C$15,ROWS(E$3:E21)*15-15,0)))","v":""},{"$f":"OFFSET('Appliances Data Collection'!$G$11,ROWS(F$3:F21)*15-15,0)","v":0},{"$f":"OFFSET('Appliances Data Collection'!$I$9,ROWS(G$3:G21)*15-15,0)","v":0},{"$f":"IF(C21=0,\"\",INDEX('Wattage Table'!$A$3:$A$2131,MATCH(G21,Device_Code,0)))","v":""},{"$f":"_xlfn.IFNA(INDEX('Wattage Table'!$E$3:$E$2131,MATCH(G21,Device_Code,0)),\"\")","v":""},{"$f":"_xlfn.IFNA(INDEX('Wattage Table'!$H$3:$H$2131,MATCH(G21,Device_Code,0)),\"\")","v":""},{"$f":"_xlfn.IFNA(INDEX('Wattage Table'!$J$3:$J$2131,MATCH(G21,Device_Code,0)),\"\")","v":""},{"$f":"OFFSET('Appliances Data Collection'!$J$9,ROWS(L$3:L21)*15-15,0)","v":0},"","","",null,{"$f":"OFFSET('Appliances Data Collection'!$L$9,ROWS(Q$3:Q21)*15-15,0)","v":0},{"$f":"_xlfn.IFNA(INDEX('Wattage Table'!$E$3:$E$2130,MATCH(Q21,Device_Code,0)),\"\")","v":""},0,{"$f":"_xlfn.IFNA(INDEX('Wattage Table'!$H$3:$H$2130,MATCH(Q21,Device_Code,0)),\"\")","v":""},{"$f":"IF(OR(Q21=\"\",Q21=\"None\"),\"\",IF(LEFT(Q21,4)=\"ILED\",INDEX('Wattage Table'!$K$3:$K$2132,MATCH('Lighting Calcs'!Q21,'Wattage Table'!$C$3:$C$2132,0),INDEX('Wattage Table'!$J$3:$J$2130,MATCH(Q21,Device_Code,0)))))","v":false},{"$f":"OFFSET('Appliances Data Collection'!$M$9,ROWS(V$3:V21)*15-15,0)","v":0},0,{"$error":"#VALUE!"},{"$error":"#VALUE!"},null,"",0,0,0,"","",null,0,{"$error":"#VALUE!"},null,0,{"$error":"#VALUE!"},null,{"$error":"#VALUE!"},{"$error":"#VALUE!"}]
[{"$f":"OFFSET('Appliances Data Collection'!$A$6,ROWS(A$3:A22)*15-15,0)","v":0},{"$f":"IF(OFFSET('Appliances Data Collection'!$C$7,ROWS(B$3:B22)*15-15,0)=\"\",\"\",OFFSET('Appliances Data Collection'!$C$7,ROWS(B$3:B22)*15-15,0))","v":""},{"$f":"OFFSET('Appliances Data Collection'!$C$9,ROWS(C$3:C22)*15-15,0)","v":0},null,{"$f":"IF(C22=0,\"\",IF(F22=\"Open\",\"Custom\",OFFSET('Appliances Data Collection'!$C$15,ROWS(E$3:E22)*15-15,0)))","v":""},{"$f":"OFFSET('Appliances Data Collection'!$G$11,ROWS(F$3:F22)*15-15,0)","v":0},{"$f":"OFFSET('Appliances Data Collection'!$I$9,ROWS(G$3:G22)*15-15,0)","v":0},{"$f":"IF(C22=0,\"\",INDEX('Wattage Table'!$A$3:$A$2131,MATCH(G22,Device_Code,0)))","v":""},{"$f":"_xlfn.IFNA(INDEX('Wattage Table'!$E$3:$E$2131,MATCH(G22,Device_Code,0)),\"\")","v":""},{"$f":"_xlfn.IFNA(INDEX('Wattage Table'!$H$3:$H$2131,MATCH(G22,Device_Code,0)),\"\")","v":""},{"$f":"_xlfn.IFNA(INDEX('Wattage Table'!$J$3:$J$2131,MATCH(G22,Device_Code,0)),\"\")","v":""},{"$f":"OFFSET('Appliances Data Collection'!$J$9,ROWS(L$3:L22)*15-15,0)","v":0},"","","",null,{"$f":"OFFSET('Appliances Data Collection'!$L$9,ROWS(Q$3:Q22)*15-15,0)","v":0},{"$f":"_xlfn.IFNA(INDEX('Wattage Table'!$E$3:$E$2130,MATCH(Q22,Device_Code,0)),\"\")","v":""},0,{"$f":"_xlfn.IFNA(INDEX('Wattage Table'!$H$3:$H$2130,MATCH(Q22,Device_Code,0)),\"\")","v":""},{"$f":"IF(OR(Q22=\"\",Q22=\"None\"),\"\",IF(LEFT(Q22,4)=\"ILED\",INDEX('Wattage Table'!$K$3:$K$2132,MATCH('Lighting Calcs'!Q22,'Wattage Table'!$C$3:$C$2132,0),INDEX('Wattage Table'!$J$3:$J$2130,MATCH(Q22,Device_Code,0)))))","v":false},{"$f":"OFFSET('Appliances Data Collection'!$M$9,ROWS(V$3:V22)*15-15,0)","v":0},0,{"$error":"#VALUE!"},{"$error":"#VALUE!"},null,"",0,0,0,"","",null,0,{"$error":"#VALUE!"},null,0,{"$error":"#VALUE!"},null,{"$error":"#VALUE!"},{"$error":"#VALUE!"}]
[{"$f":"OFFSET('Appliances Data Collection'!$A$6,ROWS(A$3:A23)*15-15,0)","v":0},{"$f":"IF(OFFSET('Appliances Data Collection'!$C$7,ROWS(B$3:B23)*15-15,0)=\"\",\"\",OFFSET('Appliances Data Collection'!$C$7,ROWS(B$3:B23)*15-15,0))","v":""},{"$f":"OFFSET('Appliances Data Collection'!$C$9,ROWS(C$3:C23)*15-15,0)","v":0},null,{"$f":"IF(C23=0,\"\",IF(F23=\"Open\",\"Custom\",OFFSET('Appliances Data Collection'!$C$15,ROWS(E$3:E23)*15-15,0)))","v":""},{"$f":"OFFSET('Appliances Data Collection'!$G$11,ROWS(F$3:F23)*15-15,0)","v":0},{"$f":"OFFSET('Appliances Data Collection'!$I$9,ROWS(G$3:G23)*15-15,0)","v":0},{"$f":"IF(C23=0,\"\",INDEX('Wattage Table'!$A$3:$A$2131,MATCH(G23,Device_Code,0)))","v":""},{"$f":"_xlfn.IFNA(INDEX('Wattage Table'!$E$3:$E$2131,MATCH(G23,Device_Code,0)),\"\")","v":""},{"$f":"_xlfn.IFNA(INDEX('Wattage Table'!$H$3:$H$2131,MATCH(G23,Device_Code,0)),\"\")","v":""},{"$f":"_xlfn.IFNA(INDEX('Wattage Table'!$J$3:$J$2131,MATCH(G23,Device_Code,0)),\"\")","v":""},{"$f":"OFFSET('Appliances Data Collection'!$J$9,ROWS(L$3:L23)*15-15,0)","v":0},"","","",null,{"$f":"OFFSET('Appliances Data Collection'!$L$9,ROWS(Q$3:Q23)*15-15,0)","v":0},{"$f":"_xlfn.IFNA(INDEX('Wattage Table'!$E$3:$E$2130,MATCH(Q23,Device_Code,0)),\"\")","v":""},0,{"$f":"_xlfn.IFNA(INDEX('Wattage Table'!$H$3:$H$2130,MATCH(Q23,Device_Code,0)),\"\")","v":""},{"$f":"IF(OR(Q23=\"\",Q23=\"None\"),\"\",IF(LEFT(Q23,4)=\"ILED\",INDEX('Wattage Table'!$K$3:$K$2132,MATCH('Lighting Calcs'!Q23,'Wattage Table'!$C$3:$C$2132,0),INDEX('Wattage Table'!$J$3:$J$2130,MATCH(Q23,Device_Code,0)))))","v":false},{"$f":"OFFSET('Appliances Data Collection'!$M$9,ROWS(V$3:V23)*15-15,0)","v":0},0,{"$error":"#VALUE!"},{"$error":"#VALUE!"},null,"",0,0,0,"","",null,0,{"$error":"#VALUE!"},null,0,{"$error":"#VALUE!"},null,{"$error":"#VALUE!"},{"$error":"#VALUE!"}]
[{"$f":"OFFSET('Appliances Data Collection'!$A$6,ROWS(A$3:A24)*15-15,0)","v":0},{"$f":"IF(OFFSET('Appliances Data Collection'!$C$7,ROWS(B$3:B24)*15-15,0)=\"\",\"\",OFFSET('Appliances Data Collection'!$C$7,ROWS(B$3:B24)*15-15,0))","v":""},{"$f":"OFFSET('Appliances Data Collection'!$C$9,ROWS(C$3:C24)*15-15,0)","v":0},null,{"$f":"IF(C24=0,\"\",IF(F24=\"Open\",\"Custom\",OFFSET('Appliances Data Collection'!$C$15,ROWS(E$3:E24)*15-15,0)))","v":""},{"$f":"OFFSET('Appliances Data Collection'!$G$11,ROWS(F$3:F24)*15-15,0)","v":0},{"$f":"OFFSET('Appliances Data Collection'!$I$9,ROWS(G$3:G24)*15-15,0)","v":0},{"$f":"IF(C24=0,\"\",INDEX('Wattage Table'!$A$3:$A$2131,MATCH(G24,Device_Code,0)))","v":""},{"$f":"_xlfn.IFNA(INDEX('Wattage Table'!$E$3:$E$2131,MATCH(G24,Device_Code,0)),\"\")","v":""},{"$f":"_xlfn.IFNA(INDEX('Wattage Table'!$H$3:$H$2131,MATCH(G24,Device_Code,0)),\"\")","v":""},{"$f":"_xlfn.IFNA(INDEX('Wattage Table'!$J$3:$J$2131,MATCH(G24,Device_Code,0)),\"\")","v":""},{"$f":"OFFSET('Appliances Data Collection'!$J$9,ROWS(L$3:L24)*15-15,0)","v":0},"","","",null,{"$f":"OFFSET('Appliances Data Collection'!$L$9,ROWS(Q$3:Q24)*15-15,0)","v":0},{"$f":"_xlfn.IFNA(INDEX('Wattage Table'!$E$3:$E$2130,MATCH(Q24,Device_Code,0)),\"\")","v":""},0,{"$f":"_xlfn.IFNA(INDEX('Wattage Table'!$H$3:$H$2130,MATCH(Q24,Device_Code,0)),\"\")","v":""},{"$f":"IF(OR(Q24=\"\",Q24=\"None\"),\"\",IF(LEFT(Q24,4)=\"ILED\",INDEX('Wattage Table'!$K$3:$K$2132,MATCH('Lighting Calcs'!Q24,'Wattage Table'!$C$3:$C$2132,0),INDEX('Wattage Table'!$J$3:$J$2130,MATCH(Q24,Device_Code,0)))))","v":false},{"$f":"OFFSET('Appliances Data Collection'!$M$9,ROWS(V$3:V24)*15-15,0)","v":0},0,{"$error":"#VALUE!"},{"$error":"#VALUE!"},null,"",0,0,0,"","",null,0,{"$error":"#VALUE!"},null,0,{"$error":"#VALUE!"},null,{"$error":"#VALUE!"},{"$error":"#VALUE!"}]
[{"$f":"OFFSET('Appliances Data Collection'!$A$6,ROWS(A$3:A25)*15-15,0)","v":0},{"$f":"IF(OFFSET('Appliances Data Collection'!$C$7,ROWS(B$3:B25)*15-15,0)=\"\",\"\",OFFSET('Appliances Data Collection'!$C$7,ROWS(B$3:B25)*15-15,0))","v":""},{"$f":"OFFSET('Appliances Data Collection'!$C$9,ROWS(C$3:C25)*15-15,0)","v":0},null,{"$f":"IF(C25=0,\"\",IF(F25=\"Open\",\"Custom\",OFFSET('Appliances Data Collection'!$C$15,ROWS(E$3:E25)*15-15,0)))","v":""},{"$f":"OFFSET('Appliances Data Collection'!$G$11,ROWS(F$3:F25)*15-15,0)","v":0},{"$f":"OFFSET('Appliances Data Collection'!$I$9,ROWS(G$3:G25)*15-15,0)","v":0},{"$f":"IF(C25=0,\"\",INDEX('Wattage Table'!$A$3:$A$2131,MATCH(G25,Device_Code,0)))","v":""},{"$f":"_xlfn.IFNA(INDEX('Wattage Table'!$E$3:$E$2131,MATCH(G25,Device_Code,0)),\"\")","v":""},{"$f":"_xlfn.IFNA(INDEX('Wattage Table'!$H$3:$H$2131,MATCH(G25,Device_Code,0)),\"\")","v":""},{"$f":"_xlfn.IFNA(INDEX('Wattage Table'!$J$3:$J$2131,MATCH(G25,Device_Code,0)),\"\")","v":""},{"$f":"OFFSET('Appliances Data Collection'!$J$9,ROWS(L$3:L25)*15-15,0)","v":0},"","","",null,{"$f":"OFFSET('Appliances Data Collection'!$L$9,ROWS(Q$3:Q25)*15-15,0)","v":0},{"$f":"_xlfn.IFNA(INDEX('Wattage Table'!$E$3:$E$2130,MATCH(Q25,Device_Code,0)),\"\")","v":""},0,{"$f":"_xlfn.IFNA(INDEX('Wattage Table'!$H$3:$H$2130,MATCH(Q25,Device_Code,0)),\"\")","v":""},{"$f":"IF(OR(Q25=\"\",Q25=\"None\"),\"\",IF(LEFT(Q25,4)=\"ILED\",INDEX('Wattage Table'!$K$3:$K$2132,MATCH('Lighting Calcs'!Q25,'Wattage Table'!$C$3:$C$2132,0),INDEX('Wattage Table'!$J$3:$J$2130,MATCH(Q25,Device_Code,0)))))","v":false},{"$f":"OFFSET('Appliances Data Collection'!$M$9,ROWS(V$3:V25)*15-15,0)","v":0},0,{"$error":"#VALUE!"},{"$error":"#VALUE!"},null,"",0,0,0,"","",null,0,{"$error":"#VALUE!"},null,0,{"$error":"#VALUE!"},null,{"$error":"#VALUE!"},{"$error":"#VALUE!"}]
[{"$f":"OFFSET('Appliances Data Collection'!$A$6,ROWS(A$3:A26)*15-15,0)","v":0},{"$f":"IF(OFFSET('Appliances Data Collection'!$C$7,ROWS(B$3:B26)*15-15,0)=\"\",\"\",OFFSET('Appliances Data Collection'!$C$7,ROWS(B$3:B26)*15-15,0))","v":""},{"$f":"OFFSET('Appliances Data Collection'!$C$9,ROWS(C$3:C26)*15-15,0)","v":0},null,{"$f":"IF(C26=0,\"\",IF(F26=\"Open\",\"Custom\",OFFSET('Appliances Data Collection'!$C$15,ROWS(E$3:E26)*15-15,0)))","v":""},{"$f":"OFFSET('Appliances Data Collection'!$G$11,ROWS(F$3:F26)*15-15,0)","v":0},{"$f":"OFFSET('Appliances Data Collection'!$I$9,ROWS(G$3:G26)*15-15,0)","v":0},{"$f":"IF(C26=0,\"\",INDEX('Wattage Table'!$A$3:$A$2131,MATCH(G26,Device_Code,0)))","v":""},{"$f":"_xlfn.IFNA(INDEX('Wattage Table'!$E$3:$E$2131,MATCH(G26,Device_Code,0)),\"\")","v":""},{"$f":"_xlfn.IFNA(INDEX('Wattage Table'!$H$3:$H$2131,MATCH(G26,Device_Code,0)),\"\")","v":""},{"$f":"_xlfn.IFNA(INDEX('Wattage Table'!$J$3:$J$2131,MATCH(G26,Device_Code,0)),\"\")","v":""},{"$f":"OFFSET('Appliances Data Collection'!$J$9,ROWS(L$3:L26)*15-15,0)","v":0},"","","",null,{"$f":"OFFSET('Appliances Data Collection'!$L$9,ROWS(Q$3:Q26)*15-15,0)","v":0},{"$f":"_xlfn.IFNA(INDEX('Wattage Table'!$E$3:$E$2130,MATCH(Q26,Device_Code,0)),\"\")","v":""},0,{"$f":"_xlfn.IFNA(INDEX('Wattage Table'!$H$3:$H$2130,MATCH(Q26,Device_Code,0)),\"\")","v":""},{"$f":"IF(OR(Q26=\"\",Q26=\"None\"),\"\",IF(LEFT(Q26,4)=\"ILED\",INDEX('Wattage Table'!$K$3:$K$2132,MATCH('Lighting Calcs'!Q26,'Wattage Table'!$C$3:$C$2132,0),INDEX('Wattage Table'!$J$3:$J$2130,MATCH(Q26,Device_Code,0)))))","v":false},{"$f":"OFFSET('Appliances Data Collection'!$M$9,ROWS(V$3:V26)*15-15,0)","v":0},0,{"$error":"#VALUE!"},{"$error":"#VALUE!"},null,"",0,0,0,"","",null,0,{"$error":"#VALUE!"},null,0,{"$error":"#VALUE!"},null,{"$error":"#VALUE!"},{"$error":"#VALUE!"}]
[{"$f":"OFFSET('Appliances Data Collection'!$A$6,ROWS(A$3:A27)*15-15,0)","v":0},{"$f":"IF(OFFSET('Appliances Data Collection'!$C$7,ROWS(B$3:B27)*15-15,0)=\"\",\"\",OFFSET('Appliances Data Collection'!$C$7,ROWS(B$3:B27)*15-15,0))","v":""},{"$f":"OFFSET('Appliances Data Collection'!$C$9,ROWS(C$3:C27)*15-15,0)","v":0},null,{"$f":"IF(C27=0,\"\",IF(F27=\"Open\",\"Custom\",OFFSET('Appliances Data Collection'!$C$15,ROWS(E$3:E27)*15-15,0)))","v":""},{"$f":"OFFSET('Appliances Data Collection'!$G$11,ROWS(F$3:F27)*15-15,0)","v":0},{"$f":"OFFSET('Appliances Data Collection'!$I$9,ROWS(G$3:G27)*15-15,0)","v":0},{"$f":"IF(C27=0,\"\",INDEX('Wattage Table'!$A$3:$A$2131,MATCH(G27,Device_Code,0)))","v":""},{"$f":"_xlfn.IFNA(INDEX('Wattage Table'!$E$3:$E$2131,MATCH(G27,Device_Code,0)),\"\")","v":""},{"$f":"_xlfn.IFNA(INDEX('Wattage Table'!$H$3:$H$2131,MATCH(G27,Device_Code,0)),\"\")","v":""},{"$f":"_xlfn.IFNA(INDEX('Wattage Table'!$J$3:$J$2131,MATCH(G27,Device_Code,0)),\"\")","v":""},{"$f":"OFFSET('Appliances Data Collection'!$J$9,ROWS(L$3:L27)*15-15,0)","v":0},"","","",null,{"$f":"OFFSET('Appliances Data Collection'!$L$9,ROWS(Q$3:Q27)*15-15,0)","v":0},{"$f":"_xlfn.IFNA(INDEX('Wattage Table'!$E$3:$E$2130,MATCH(Q27,Device_Code,0)),\"\")","v":""},0,{"$f":"_xlfn.IFNA(INDEX('Wattage Table'!$H$3:$H$2130,MATCH(Q27,Device_Code,0)),\"\")","v":""},{"$f":"IF(OR(Q27=\"\",Q27=\"None\"),\"\",IF(LEFT(Q27,4)=\"ILED\",INDEX('Wattage Table'!$K$3:$K$2132,MATCH('Lighting Calcs'!Q27,'Wattage Table'!$C$3:$C$2132,0),INDEX('Wattage Table'!$J$3:$J$2130,MATCH(Q27,Device_Code,0)))))","v":false},{"$f":"OFFSET('Appliances Data Collection'!$M$9,ROWS(V$3:V27)*15-15,0)","v":0},0,{"$error":"#VALUE!"},{"$error":"#VALUE!"},null,"",0,0,0,"","",null,0,{"$error":"#VALUE!"},null,0,{"$error":"#VALUE!"},null,{"$error":"#VALUE!"},{"$error":"#VALUE!"}]

{"sheet":"Most Common","index":16,"n_rows":2,"n_cols":4,"rows_kept":2,"cut":false,"hidden":true,"merged":[]}
[null,"Lamp Type","Device Code","Description"]
[null,"T12","F23SS",{"$f":"INDEX('Wattage Table'!$E$3:$E$2130,MATCH('Most Common'!C2,Device_Code,0))","v":"Fluorescent (3) T-12, Std. lamp, Standard Magnetic Ballast  "}]

{"sheet":"Lighting_Products","index":17,"n_rows":2092,"n_cols":12,"rows_kept":2092,"cut":false,"hidden":true,"merged":[]}
[]
[null,"Device Code","Description","Device Category","Secondary Device Category","Lamp Length","Lamp/Fixt","Watt/Lamp","Watt/ Fixture","Product Line","Product Class","Product Name"]
[null,"CDM205","Metal Halide CDM (1) 205W lamp ","Metal Halide",null,null,1,205,235,"Lighting","HIDs",{"$f":"D3","v":"Metal Halide"}]
[null,"CDM330","Metal Halide CDM (1) 330W lamp ","Metal Halide",null,null,1,330,360,"Lighting","HIDs","Metal Halide"]
[null,"CF10/2D","Compact Fluorescent, 2D, (1) 10W lamp ","CFL",null,null,1,10,16,"Lighting","CFL","CFL"]
[null,"CF10/2D-L","Compact Fluorescent, 2D, (1) 10W lamp ","CFL",null,null,1,10,12,"Lighting","CFL","CFL"]
[null,"CF11/1","Compact Fluorescent, (1) 11W lamp ","CFL",null,null,1,11,13,"Lighting","CFL","CFL"]
[null,"CF11/2","Compact Fluorescent, (2) 11W lamp ","CFL",null,null,2,11,26,"Lighting","CFL","CFL"]
[null,"CF13/2","Compact Fluorescent, (2) 13W lamp ","CFL",null,null,2,13,26,"Lighting","CFL","CFL"]
[null,"CF13/3","Compact Fluorescent, (3) 13W lamp","CFL",null,null,3,13,39,"Lighting","CFL","CFL"]
[null,"CF14/1","Compact Fluorescent, (1) 14W lamp ","CFL",null,null,1,14,14,"Lighting","CFL","CFL"]
[null,"CF15/1","Compact Fluorescent, (1) 15W lamp ","CFL",null,null,1,15,15,"Lighting","CFL","CFL"]
[null,"CF16/2D","Compact Fluorescent, 2D, (1) 16W lamp ","CFL",null,null,1,16,26,"Lighting","CFL","CFL"]
[null,"CF16/2D-L","Compact Fluorescent, 2D, (1) 16W lamp ","CFL",null,null,1,16,18,"Lighting","CFL","CFL"]
[null,"CF18/3-L","Compact Fluorescent, (3) 18W lamp ","CFL",null,null,3,18,60,"Lighting","CFL","CFL"]
[null,"CF21/2D","Compact Fluorescent, 2D, (1) 21W lamp ","CFL",null,null,1,21,26,"Lighting","CFL","CFL"]
[null,"CF21/2D-L","Compact Fluorescent, 2D, (1) 21W lamp ","CFL",null,null,1,21,22,"Lighting","CFL","CFL"]
[null,"CF23/1","Compact Fluorescent, (1) 23W lamp ","CFL",null,null,1,23,29,"Lighting","CFL","CFL"]
[null,"CF23/1-L","Compact Fluorescent, (1) 23W lamp ","CFL",null,null,1,23,25,"Lighting","CFL","CFL"]
[null,"CF26/3-L","Compact Fluorescent, (3) 26W lamp ","CFL",null,null,3,26,82,"Lighting","CFL","CFL"]
[null,"CF26/4-L","Compact Fluorescent, (4) 26W lamp ","CFL",null,null,4,26,108,"Lighting","CFL","CFL"]
[null,"CF26/6-L","Compact Fluorescent, (6) 26W lamp ","CFL",null,null,6,26,162,"Lighting","CFL","CFL"]
[null,"CF26/8-L","Compact Fluorescent, (8) 26W lamp ","CFL",null,null,8,26,216,"Lighting","CFL","CFL"]
[null,"CF28/2D","Compact Fluorescent, 2D, (1) 28W lamp ","CFL",null,null,1,28,35,"Lighting","CFL","CFL"]
[null,"CF28/2D-L","Compact Fluorescent, 2D, (1) 28W lamp ","CFL",null,null,1,28,28,"Lighting","CFL","CFL"]
[null,"CF32/3-L","Compact Fluorescent, (3) 32W lamp ","CFL",null,null,3,32,114,"Lighting","CFL","CFL"]
[null,"CF32/4-L","Compact Fluorescent, (4) 32W lamp ","CFL",null,null,4,32,152,"Lighting","CFL","CFL"]
[null,"CF32/6-L","Compact Fluorescent, (6) 32W lamp ","CFL",null,null,6,32,228,"Lighting","CFL","CFL"]
[null,"CF32/8-L","Compact Fluorescent, (8) 32W lamp ","CFL",null,null,8,32,304,"Lighting","CFL","CFL"]
[null,"CF38/2D","Compact Fluorescent, 2D, (1) 38W lamp ","CFL",null,null,1,38,46,"Lighting","CFL","CFL"]
[null,"CF38/2D-L","Compact Fluorescent, 2D, (1) 38W lamp ","CFL",null,null,1,38,36,"Lighting","CFL","CFL"]
[null,"CF4/1","Compact Fluorescent, (1) 4W lamp ","CFL",null,null,1,4,4,"Lighting","CFL","CFL"]
[null,"CF42/1","Compact Fluorescent, (1) 4W lamp ","CFL",null,null,1,42,42,"Lighting","CFL","CFL"]
[null,"CF42/1-L","Compact Fluorescent, (1) 42W lamp ","CFL",null,null,1,42,48,"Lighting","CFL","CFL"]
[null,"CF42/2-L","Compact Fluorescent, (2) 42W lamp ","CFL",null,null,2,42,100,"Lighting","CFL","CFL"]
[null,"CF42/3-L","Compact Fluorescent, (3) 42W lamp ","CFL",null,null,3,42,141,"Lighting","CFL","CFL"]
[null,"CF42/4-L","Compact Fluorescent, (4) 42W lamp ","CFL",null,null,4,42,188,"Lighting","CFL","CFL"]
[null,"CF42/6-L","Compact Fluorescent, (6) 42W lamp ","CFL",null,null,6,42,282,"Lighting","CFL","CFL"]
[null,"CF42/8-L","Compact Fluorescent, (8) 42W lamp ","CFL",null,null,8,42,376,"Lighting","CFL","CFL"]
[null,"CFQ10/1","Compact Fluorescent, quad, (1) 10W lamp ","CFL",null,null,1,10,15,"Lighting","CFL","CFL"]
[null,"CFQ13/1","Compact Fluorescent, quad, (1) 13W lamp ","CFL",null,null,1,13,17,"Lighting","CFL","CFL"]
[null,"CFQ13/1-L","Compact Fluorescent, quad, (1) 13W lamp, BF=1.05 ","CFL",null,null,1,13,15,"Lighting","CFL","CFL"]
[null,"CFQ13/2","Compact Fluorescent, quad, (2) 13W lamp ","CFL",null,null,2,13,31,"Lighting","CFL","CFL"]
[null,"CFQ13/2-L","Compact Fluorescent, quad, (2) 13W lamp, BF=1.0 ","CFL",null,null,2,13,28,"Lighting","CFL","CFL"]
[null,"CFQ13/3","Compact Fluorescent, quad, (3) 13W lamp ","CFL",null,null,3,13,48,"Lighting","CFL","CFL"]
[null,"CFQ15/1","Compact Fluorescent, quad, (1) 15W lamp ","CFL",null,null,1,15,20,"Lighting","CFL","CFL"]
[null,"CFQ17/1","Compact Fluorescent, quad, (1) 17W lamp ","CFL",null,null,1,17,24,"Lighting","CFL","CFL"]
[null,"CFQ17/2","Compact Fluorescent, quad, (2) 17W lamp ","CFL",null,null,2,17,48,"Lighting","CFL","CFL"]
[null,"CFQ18/1","Compact Fluorescent, quad, (1) 18W lamp ","CFL",null,null,1,18,26,"Lighting","CFL","CFL"]
[null,"CFQ18/1-L","Compact Fluorescent, quad, (1) 18W lamp, BF=1.0 ","CFL",null,null,1,18,20,"Lighting","CFL","CFL"]
[null,"CFQ18/2","Compact Fluorescent, quad, (2) 18W lamp ","CFL",null,null,2,18,45,"Lighting","CFL","CFL"]
[null,"CFQ18/2-L","Compact Fluorescent, quad, (2) 18W lamp, BF=1.0 ","CFL",null,null,2,18,38,"Lighting","CFL","CFL"]
[null,"CFQ18/4","Compact Fluorescent, quad, (4) 18W lamp ","CFL",null,null,2,18,90,"Lighting","CFL","CFL"]
[null,"CFQ20/1","Compact Fluorescent, quad, (1) 20W lamp ","CFL",null,null,1,20,23,"Lighting","CFL","CFL"]
[null,"CFQ20/2","Compact Fluorescent, quad, (2) 20W lamp ","CFL",null,null,2,20,46,"Lighting","CFL","CFL"]
[null,"CFQ22/1","Compact Fluorescent, quad, (1) 22W lamp ","CFL",null,null,1,22,24,"Lighting","CFL","CFL"]
[null,"CFQ22/2","Compact Fluorescent, quad, (2) 22W lamp ","CFL",null,null,2,22,48,"Lighting","CFL","CFL"]
[null,"CFQ22/3","Compact Fluorescent, quad, (3) 22W lamp ","CFL",null,null,3,22,72,"Lighting","CFL","CFL"]
[null,"CFQ25/1","Compact Fluorescent, quad, (1) 25W lamp ","CFL",null,null,1,25,33,"Lighting","CFL","CFL"]
[null,"CFQ25/2","Compact Fluorescent, quad, (2) 25W lamp ","CFL",null,null,2,25,66,"Lighting","CFL","CFL"]
[null,"CFQ26/1","Compact Fluorescent, quad, (1) 26W lamp ","CFL",null,null,1,26,33,"Lighting","CFL","CFL"]
[null,"CFQ26/1-L","Compact Fluorescent, quad, (1) 26W lamp, BF=0.95 ","CFL",null,null,1,26,27,"Lighting","CFL","CFL"]
[null,"CFQ26/2","Compact Fluorescent, quad, (2) 26W lamp ","CFL",null,null,2,26,66,"Lighting","CFL","CFL"]
[null,"CFQ26/2-L","Compact Fluorescent, quad, (2) 26W lamp, BF=0.95 ","CFL",null,null,2,26,50,"Lighting","CFL","CFL"]
[null,"CFQ26/3","Compact Fluorescent, quad, (3) 26W lamp ","CFL",null,null,3,26,99,"Lighting","CFL","CFL"]
[null,"CFQ26/6-L","Compact Fluorescent, quad, (6) 26W lamp, BF=0.95 ","CFL",null,null,6,26,150,"Lighting","CFL","CFL"]
[null,"CFQ28/1","Compact Fluorescent, quad, (1) 28W lamp ","CFL",null,null,1,28,33,"Lighting","CFL",{"$f":"D67","v":"CFL"}]
[null,"CFQ9/1","Compact Fluorescent, quad, (1) 9W lamp ","CFL",null,null,1,9,14,"Lighting","CFL","CFL"]
[null,"CFQ9/2","Compact Fluorescent, quad, (2) 9W lamp ","CFL",null,null,2,9,23,"Lighting","CFL","CFL"]
[null,"CFS11/1","Compact Fluorescent, spiral, (1) 11W lamp ","CFL",null,null,1,11,11,"Lighting","CFL","CFL"]
[null,"CFS13/1","Compact Fluorescent, spiral, (1) 13W lamp ","CFL",null,null,1,13,13,"Lighting","CFL","CFL"]
[null,"CFS15/1","Compact Fluorescent, spiral, (1) 15W lamp ","CFL",null,null,1,15,15,"Lighting","CFL","CFL"]
[null,"CFS20/1","Compact Fluorescent, spiral, (1) 20W lamp ","CFL",null,null,1,20,20,"Lighting","CFL","CFL"]
[null,"CFS23/1","Compact Fluorescent, spiral, (1) 23W lamp ","CFL",null,null,1,23,23,"Lighting","CFL","CFL"]
[null,"CFS27/1","Compact Fluorescent, spiral, (1) 27W lamp ","CFL",null,null,1,27,27,"Lighting","CFL","CFL"]
[null,"CFS30/1","Compact Fluorescent, spiral, (1) 30W lamp ","CFL",null,null,1,30,30,"Lighting","CFL","CFL"]
[null,"CFS7/1","Compact Fluorescent, spiral, (1) 7W lamp ","CFL",null,null,1,7,7,"Lighting","CFL","CFL"]
[null,"CFS9/1","Compact Fluorescent, spiral, (1) 9W lamp ","CFL",null,null,1,9,9,"Lighting","CFL","CFL"]
[null,"CFT13/1","Compact Fluorescent, twin, (1) 13W lamp ","CFL",null,null,1,13,17,"Lighting","CFL","CFL"]
[null,"CFT13/2","Compact Fluorescent, twin, (2) 13W lamp ","CFL",null,null,2,13,31,"Lighting","CFL","CFL"]
[null,"CFT13/3","Compact Fluorescent, twin, (3) 13 W lamp ","CFL",null,null,3,13,48,"Lighting","CFL","CFL"]
[null,"CFT18/1","Compact Fluorescent, long twin., (1) 18W lamp ","CFL",null,null,1,18,24,"Lighting","CFL","CFL"]
[null,"CFT22/1","Compact Fluorescent, twin, (1) 22W lamp ","CFL",null,null,1,22,27,"Lighting","CFL","CFL"]
[null,"CFT22/2","Compact Fluorescent, twin, (2) 22W lamp ","CFL",null,null,2,22,54,"Lighting","CFL","CFL"]
[null,"CFT22/4","Compact Fluorescent, twin, (4) 22W lamp ","CFL",null,null,4,22,108,"Lighting","CFL","CFL"]
[null,"CFT24/1","Compact Fluorescent, long twin, (1) 24W lamp ","CFL",null,null,1,24,32,"Lighting","CFL","CFL"]
[null,"CFT26/2-BX","CFL, Retrofit Kit, (2) 26W lamps","CFL Parking Garage Retrofit",null,null,2,26,55,"Lighting","CFL","CFL Parking Garage Retrofit"]
[null,"CFT28/1","Compact Fluorescent, twin, (1) 28W lamp ","CFL",null,null,1,28,33,"Lighting","CFL","CFL"]
[null,"CFT28/2","Compact Fluorescent, twin, (2) 28W lamp ","CFL",null,null,2,28,66,"Lighting","CFL","CFL"]
[null,"CFT32/1-L","Compact Fluorescent, twin or multi, (1) 32W lamp ","CFL",null,null,1,32,34,"Lighting","CFL","CFL"]
[null,"CFT32/2-BX","CFL, Retrofit Kit, (2) 32W lamps","CFL Parking Garage Retrofit",null,null,2,32,68,"Lighting","CFL","CFL Parking Garage Retrofit"]
[null,"CFT32/2-L","Compact Fluorescent, twin or multi, (2) 32W lamp ","CFL",null,null,2,32,62,"Lighting","CFL","CFL"]
[null,"CFT32/6-L","Compact Fluorescent, twin or multi, (2) 32W lamp ","CFL",null,null,6,32,186,"Lighting","CFL","CFL"]
[null,"CFT36/1","Compact Fluorescent, long twin, (1) 36W lamp ","CFL",null,null,1,36,51,"Lighting","CFL","CFL"]
[null,"CFT36/4-BX","Compact Fluorescent, Biax, (4) 36W lamp ","CFL","Biax",null,4,36,148,"Lighting","CFL","CFL"]
[null,"CFT36/6-BX","Compact Fluorescent, Biax, (6) 36W lamp ","CFL","Biax",null,6,36,212,"Lighting","CFL","CFL"]
[null,"CFT36/6-L","Compact Fluorescent, long Twin, (6) 36W lamp ","CFL",null,null,6,36,198,"Lighting","CFL","CFL"]
[null,"CFT36/6-L-H","Compact Fluorescent, long Twin, (6) 36W lamp/ High Ballast Factor ","CFL",null,null,6,36,210,"Lighting","CFL","CFL"]
[null,"CFT36/8-BX","Compact Fluorescent, Biax, (8) 36W lamp ","CFL","Biax",null,8,36,296,"Lighting","CFL","CFL"]
[null,"CFT36/8-L","Compact Fluorescent, long Twin, (8) 36W lamp ","CFL",null,null,8,36,270,"Lighting","CFL","CFL"]
[null,"CFT36/8-L-H","Compact Fluorescent, long Twin, (8) 36W lamp/ High Ballast Factor ","CFL",null,null,8,36,286,"Lighting","CFL","CFL"]
[null,"CFT36/9-BX","Compact Fluorescent, Biax, (9) 36W lamp ","CFL","Biax",null,9,36,318,"Lighting","CFL","CFL"]
[null,"CFT40/1","Compact Fluorescent, twin, (1) 40W lamp ","CFL",null,null,1,40,46,"Lighting","CFL","CFL"]
[null,"CFT40/12-BX","Compact Fluorescent, Biax, (12) 40W lamp ","CFL","Biax",null,12,40,408,"Lighting","CFL","CFL"]
[null,"CFT40/1-BX","Compact Fluorescent, Biax, (1) 40W lamp ","CFL","Biax",null,1,40,46,"Lighting","CFL","CFL"]
[null,"CFT40/1-L","Compact Fluorescent, long twin, (1) 40W lamp ","CFL",null,null,1,40,43,"Lighting","CFL","CFL"]
[null,"CFT40/2","Compact Fluorescent, twin, (2) 40W lamp ","CFL",null,null,2,40,85,"Lighting","CFL","CFL"]
[null,"CFT40/2-BX","Compact Fluorescent, Biax, (2) 40W lamp ","CFL","Biax",null,2,40,72,"Lighting","CFL","CFL"]
[null,"CFT40/2-L","Compact Fluorescent, long twin, (2) 40W lamp ","CFL",null,null,2,40,72,"Lighting","CFL","CFL"]
[null,"CFT40/3","Compact Fluorescent, twin, (3) 40 W lamp ","CFL",null,null,3,40,133,"Lighting","CFL","CFL"]
[null,"CFT40/3-BX","Compact Fluorescent, Biax, (3) 40W lamp ","CFL","Biax",null,3,40,102,"Lighting","CFL","CFL"]
[null,"CFT40/3-L","Compact Fluorescent, long twin, (3) 40W lamp ","CFL",null,null,3,40,105,"Lighting","CFL","CFL"]
[null,"CFT40/4-BX","Compact Fluorescent, Biax, (4) 40W lamp ","CFL","Biax",null,4,40,144,"Lighting","CFL","CFL"]
[null,"CFT40/5-BX","Compact Fluorescent, Biax, (5) 40W lamp ","CFL","Biax",null,5,40,190,"Lighting","CFL","CFL"]
[null,"CFT40/6-BX","Compact Fluorescent, Biax, (6) 40W lamp ","CFL","Biax",null,6,40,204,"Lighting","CFL","CFL"]
[null,"CFT40/6-L","Compact Fluorescent, long Twin, (6) 40W lamp ","CFL",null,null,6,40,220,"Lighting","CFL","CFL"]
[null,"CFT40/6-L-H","Compact Fluorescent, long Twin, (6) 40W lamp/ High Ballast Factor ","CFL",null,null,6,40,233,"Lighting","CFL","CFL"]
[null,"CFT40/8-BX","Compact Fluorescent, Biax, (8) 40W lamp ","CFL","Biax",null,8,40,288,"Lighting","CFL","CFL"]
[null,"CFT40/8-L","Compact Fluorescent, long Twin, (8) 40W lamp ","CFL",null,null,8,40,300,"Lighting","CFL","CFL"]
[null,"CFT40/8-L-H","Compact Fluorescent, long Twin, (8) 40W lamp/ High Ballast Factor ","CFL",null,null,8,40,340,"Lighting","CFL","CFL"]
[null,"CFT40/9-BX","Compact Fluorescent, Biax, (9) 40W lamp ","CFL","Biax",null,9,40,306,"Lighting","CFL","CFL"]
[null,"CFT42/2-BX","CFL, Retrofit Kit, (2) 42W lamps","CFL Parking Garage Retrofit",null,null,2,42,92,"Lighting","CFL","CFL Parking Garage Retrofit"]
[null,"CFT5/1","Compact Fluorescent, twin, (1) 5W lamp ","CFL",null,null,1,5,9,"Lighting","CFL","CFL"]
[null,"CFT5/2","Compact Fluorescent, twin, (2) 5W lamp ","CFL",null,null,2,5,18,"Lighting","CFL","CFL"]
[null,"CFT50/12-BX","Compact Fluorescent, Biax, (12) 50W lamp ","CFL","Biax",null,12,50,648,"Lighting","CFL","CFL"]
[null,"CFT50/1-BX","Compact Fluorescent, Biax, (1) 50W lamp ","CFL","Biax",null,1,50,54,"Lighting","CFL","CFL"]
[null,"CFT50/2-BX","Compact Fluorescent, Biax, (2) 50W lamp ","CFL","Biax",null,2,50,108,"Lighting","CFL","CFL"]
[null,"CFT50/3-BX","Compact Fluorescent, Biax, (3) 50W lamp ","CFL","Biax",null,3,50,162,"Lighting","CFL","CFL"]
[null,"CFT50/4-BX","Compact Fluorescent, Biax, (4) 50W lamp ","CFL","Biax",null,4,50,216,"Lighting","CFL","CFL"]
[null,"CFT50/5-BX","Compact Fluorescent, Biax, (5) 50W lamp ","CFL","Biax",null,5,50,270,"Lighting","CFL","CFL"]
[null,"CFT50/6-BX","Compact Fluorescent, Biax, (6) 50W lamp ","CFL","Biax",null,6,50,324,"Lighting","CFL",{"$f":"D131","v":"CFL"}]
[null,"CFT50/8-BX","Compact Fluorescent, Biax, (8) 50W lamp ","CFL","Biax",null,8,50,432,"Lighting","CFL","CFL"]
[null,"CFT50/9-BX","Compact Fluorescent, Biax, (9) 50W lamp ","CFL","Biax",null,9,50,486,"Lighting","CFL","CFL"]
[null,"CFT55/12-BX","Compact Fluorescent, Biax, (12) 55W lamp ","CFL","Biax",null,12,55,672,"Lighting","CFL","CFL"]
[null,"CF55/1","Compact Fluorescent, (1) 55W lamp ","CFL",null,null,1,55,55,"Lighting","CFL","CFL"]
[null,"CFT55/1-BX","Compact Fluorescent, Biax, (1) 55W lamp ","CFL","Biax",null,1,55,56,"Lighting","CFL","CFL"]
[null,"CFT55/2-BX","Compact Fluorescent, Biax, (2) 55W lamp ","CFL","Biax",null,2,55,112,"Lighting","CFL","CFL"]
[null,"CFT55/3-BX","Compact Fluorescent, Biax, (3) 55W lamp ","CFL","Biax",null,3,55,168,"Lighting","CFL","CFL"]
[null,"CFT55/4-BX","Compact Fluorescent, Biax, (4) 55W lamp ","CFL","Biax",null,4,55,224,"Lighting","CFL","CFL"]
[null,"CFT55/5-BX","Compact Fluorescent, Biax, (5) 55W lamp ","CFL","Biax",null,5,55,280,"Lighting","CFL","CFL"]
[null,"CFT55/6-BX","Compact Fluorescent, Biax, (6) 55W lamp ","CFL","Biax",null,6,55,336,"Lighting","CFL","CFL"]
[null,"CFT55/6-L","Compact Fluorescent, long Twin, (6) 55W lamp ","CFL",null,null,6,55,352,"Lighting","CFL","CFL"]
[null,"CFT55/6-L-H","Compact Fluorescent, long Twin, (6) 55W lamp/ High Ballast Factor ","CFL",null,null,6,55,373,"Lighting","CFL","CFL"]
[null,"CFT55/8-BX","Compact Fluorescent, Biax, (8) 55W lamp ","CFL","Biax",null,8,55,448,"Lighting","CFL","CFL"]
[null,"CFT55/8-L","Compact Fluorescent, long Twin, (8) 55W lamp ","CFL",null,null,8,55,468,"Lighting","CFL","CFL"]
[null,"CFT55/8-L-H","Compact Fluorescent, long Twin, (8) 55W lamp/ High Ballast Factor ","CFL",null,null,8,55,496,"Lighting","CFL","CFL"]
[null,"CFT55/9-BX","Compact Fluorescent, Biax, (9) 55W lamp ","CFL","Biax",null,9,55,504,"Lighting","CFL","CFL"]
[null,"CFT57/2-BX","CFL, Retrofit Kit, (2) 57W lamps","CFL Parking Garage Retrofit",null,null,2,57,127,"Lighting","CFL","CFL Parking Garage Retrofit"]
[null,"CFT7/1","Compact Fluorescent, twin, (1) 7W lamp ","CFL",null,null,1,7,10,"Lighting","CFL","CFL"]
[null,"CFT7/2","Compact Fluorescent, twin, (2) 7W lamp ","CFL",null,null,2,7,21,"Lighting","CFL","CFL"]
[null,"CFT70/2-BX","CFL, Retrofit Kit, (2) 70W lamps","CFL Parking Garage Retrofit",null,null,2,70,156,"Lighting","CFL","CFL Parking Garage Retrofit"]
[null,"CFT9/1","Compact Fluorescent, twin, (1) 9W lamp ","CFL",null,null,1,9,11,"Lighting","CFL","CFL"]
[null,"CFT9/2","Compact Fluorescent, twin, (2) 9W lamp ","CFL",null,null,2,9,23,"Lighting","CFL","CFL"]
[null,"CFT9/3","Compact Fluorescent, twin, (3) 9W lamp ","CFL",null,null,3,9,34,"Lighting","CFL","CFL"]
[null,"CMHI24/1","Ceramic Metal Halide, Integrated Ballast PAR 30 Bulb, 24 W","Ceramic MH - Integrated",null,null,1,24,24,"Lighting","HIDs","Ceramic MH - Integrated"]
[null,"CMHI25/1","Ceramic Metal Halide, Integrated Ballast PAR 38 Bulb, 25 W","Ceramic MH - Integrated",null,null,1,25,25,"Lighting","HIDs","Ceramic MH - Integrated"]
[null,"CMHR100/1","Ceramic Metal Halide, Remote Ballast, 100 W","Ceramic MH - Remote",null,null,1,130,130,"Lighting","HIDs","Ceramic MH - Remote"]
[null,"CMHR20/1","Ceramic Metal Halide, Remote Ballast, 20 W","Ceramic MH - Remote",null,null,1,22.5,22.5,"Lighting","HIDs","Ceramic MH - Remote"]
[null,"CMHR35/1","Ceramic Metal Halide, Remote Ballast, 35 - 39 W","Ceramic MH - Remote",null,null,1,55,55,"Lighting","HIDs","Ceramic MH - Remote"]
[null,"CMHR50/1","Ceramic Metal Halide, Remote Ballast, 50 W","Ceramic MH - Remote",null,null,1,72,72,"Lighting","HIDs","Ceramic MH - Remote"]
[null,"CMHR70/1","Ceramic Metal Halide, Remote Ballast, 70 W","Ceramic MH - Remote",null,null,1,94,94,"Lighting","HIDs","Ceramic MH - Remote"]
[null,"ECF5/1","EXIT Compact Fluorescent, (1) 5W lamp ","CFL Exit",null,null,1,5,9,"Lighting","CFL","CFL Exit"]
[null,"ECF5/2","EXIT Compact Fluorescent, (2) 5W lamp ","CFL Exit",null,null,2,5,20,"Lighting","CFL","CFL Exit"]
[null,"ECF7/1","EXIT Compact Fluorescent, (1) 7W lamp ","CFL Exit",null,null,1,7,10,"Lighting","CFL","CFL Exit"]
[null,"ECF7/2","EXIT Compact Fluorescent, (2) 7W lamp ","CFL Exit",null,null,2,7,21,"Lighting","CFL","CFL Exit"]
[null,"ECF8/1","EXIT T5 Fluorescent, (1) 8W lamp ","CFL Exit",null,null,1,8,12,"Lighting","CFL","CFL Exit"]
[null,"ECF8/2","EXIT T5 Fluorescent, (2) 8W lamp ","CFL Exit",null,null,2,8,24,"Lighting","CFL","CFL Exit"]
[null,"ECF9/1","EXIT Compact Fluorescent, (1) 9W lamp ","CFL Exit",null,null,1,9,12,"Lighting","CFL","CFL Exit"]
[null,"ECF9/2","EXIT Compact Fluorescent, (2) 9W lamp ","CFL Exit",null,null,2,9,20,"Lighting","CFL","CFL Exit"]
[null,"EI10/2","EXIT Incandescent, (2) 10W lamp ","Incandescent Exit",null,null,2,10,20,"Lighting","Incandescent","Incandescent Exit"]
[null,"EI15/1","EXIT Incandescent, (1) 15W lamp ","Incandescent Exit",null,null,1,15,15,"Lighting","Incandescent","Incandescent Exit"]
[null,"EI15/2","EXIT Incandescent, (2) 15W lamp ","Incandescent Exit",null,null,2,15,30,"Lighting","Incandescent","Incandescent Exit"]
[null,"EI20/1","EXIT Incandescent, (1) 20W lamp ","Incandescent Exit",null,null,1,20,20,"Lighting","Incandescent","Incandescent Exit"]
[null,"EI20/2","EXIT Incandescent, (2) 20W lamp ","Incandescent Exit",null,null,2,20,40,"Lighting","Incandescent","Incandescent Exit"]
[null,"EI25/1","EXIT Incandescent, (1) 25W lamp ","Incandescent Exit",null,null,1,25,25,"Lighting","Incandescent","Incandescent Exit"]
[null,"EI25/2","EXIT Incandescent, (2) 25W lamp ","Incandescent Exit",null,null,2,25,50,"Lighting","Incandescent","Incandescent Exit"]
[null,"EI34/1","EXIT Incandescent, (1) 34W lamp ","Incandescent Exit",null,null,1,34,34,"Lighting","Incandescent","Incandescent Exit"]
[null,"EI34/2","EXIT Incandescent, (2) 34W lamp ","Incandescent Exit",null,null,2,34,68,"Lighting","Incandescent","Incandescent Exit"]
[null,"EI40/1","EXIT Incandescent, (1) 40W lamp ","Incandescent Exit",null,null,1,40,40,"Lighting","Incandescent","Incandescent Exit"]
[null,"EI40/2","EXIT Incandescent, (2) 40W lamp ","Incandescent Exit",null,null,2,40,80,"Lighting","Incandescent","Incandescent Exit"]
[null,"EI5/1","EXIT Incandescent, (1) 5W lamp ","Incandescent Exit",null,null,1,5,5,"Lighting","Incandescent","Incandescent Exit"]
[null,"EI5/2","EXIT Incandescent, (2) 5W lamp ","Incandescent Exit",null,null,2,5,10,"Lighting","Incandescent","Incandescent Exit"]
[null,"EI50/2","EXIT Incandescent, (2) 50W lamp ","Incandescent Exit",null,null,2,50,100,"Lighting","Incandescent","Incandescent Exit"]
[null,"EI7.5/1","EXIT Tungsten, (1) 7.5 W lamp ","Incandescent Exit",null,null,1,7.5,8,"Lighting","Incandescent","Incandescent Exit"]
[null,"EI7.5/2","EXIT Tungsten, (2) 7.5 W lamp ","Incandescent Exit",null,null,2,7.5,15,"Lighting","Incandescent","Incandescent Exit"]
[null,"ELED0.5/1","EXIT Light Emitting Diode, (1) 0.5W lamp, Single Sided ","LED Exit",null,null,1,0.5,0.5,"Lighting","LED/Solid State","LED Exit"]
[null,"ELED0.5/2","EXIT Light Emitting Diode, (2) 0.5W lamp, Dual Sided ","LED Exit",null,null,2,0.5,1,"Lighting","LED/Solid State","LED Exit"]
[null,"ELED1.5/1","EXIT Light Emitting Diode, (1) 1.5W lamp, Single Sided ","LED Exit",null,null,1,1.5,1.5,"Lighting","LED/Solid State","LED Exit"]
[null,"ELED1.5/2","EXIT Light Emitting Diode, (2) 1.5W lamp, Dual Sided ","LED Exit",null,null,2,1.5,3,"Lighting","LED/Solid State","LED Exit"]
[null,"ELED10.5/1","EXIT Light Emitting Diode, (1) 10.5W lamp, Single Sided ","LED Exit",null,null,1,10.5,10.5,"Lighting","LED/Solid State","LED Exit"]
[null,"ELED10.5/2","EXIT Light Emitting Diode, (2) 10.5W lamp, Dual Sided ","LED Exit",null,null,2,10.5,21,"Lighting","LED/Solid State","LED Exit"]
[null,"ELED2/1","EXIT Light Emitting Diode, (1) 2W lamp, Single Sided ","LED Exit",null,null,1,2,2,"Lighting","LED/Solid State","LED Exit"]
[null,"ELED2/2","EXIT Light Emitting Diode, (2) 2W lamp, Dual Sided ","LED Exit",null,null,2,2,4,"Lighting","LED/Solid State","LED Exit"]
[null,"ELED3/1","EXIT Light Emitting Diode, (1) 3W lamp, Single Sided ","LED Exit",null,null,1,3,3,"Lighting","LED/Solid State","LED Exit"]
[null,"ELED3/2","EXIT Light Emitting Diode, (2) 3W lamp, Dual Sided ","LED Exit",null,null,2,3,6,"Lighting","LED/Solid State",{"$f":"D195","v":"LED Exit"}]
[null,"ELED5/1","EXIT Light Emitting Diode, (1) 5W lamp, Single Sided ","LED Exit",null,null,1,5,5,"Lighting","LED/Solid State","LED Exit"]
[null,"ELED5/2","EXIT Light Emitting Diode, (2) 5W lamp, Dual Sided ","LED Exit",null,null,2,5,10,"Lighting","LED/Solid State","LED Exit"]
[null,"ELED8/1","EXIT Light Emitting Diode, (1) 8W lamp, Single Sided ","LED Exit",null,null,1,8,8,"Lighting","LED/Solid State","LED Exit"]
[null,"ELED8/2","EXIT Light Emitting Diode, (2) 8W lamp, Dual Sided ","LED Exit",null,null,2,8,16,"Lighting","LED/Solid State","LED Exit"]
[null,"F1.51LS","Fluorescent (1) 18 T8 lamp, Magnetic STD  ","T8",null,18,1,15,19,"Lighting","Fluorescent","T8"]
[null,"F1.51SS","Fluorescent (1) T-12 Std. lamp, Standard Magnetic Ballast  ","T12",null,18,1,15,19,"Lighting","Fluorescent","T12"]
[null,"F1.52LS","Fluorescent (2) 18 T8 lamp, Magnetic STD","T8",null,18,2,15,36,"Lighting","Fluorescent","T8"]
[null,"F1.52SS","Fluorescent (2) T-12 Std. lamp, Standard Magnetic Ballast  ","T12",null,18,2,15,36,"Lighting","Fluorescent","T12"]
[null,"F21GHL","Fluorescent (1) T-5 STD HO T5 lamp  ","T5","2' T5",24,1,24,29,"Lighting","Fluorescent","T5"]
[null,"F21GL","Fluorescent (1) T-5 STD T5 lamp  ","T5","2' T5",24,1,14,18,"Lighting","Fluorescent","T5"]
[null,"F21HS","Fluorescent (1) T-12, HO lamp, Standard Magnetic Ballast  ","T12","2' T12",24,1,35,62,"Lighting","Fluorescent","T12"]
[null,"F21ILL","Fluorescent (1) T-8 lamp, Instant Start Ballast NLO  ","T8","2' T8",24,1,17,20,"Lighting","Fluorescent","T8"]
[null,"F21ILL/T2","Fluorescent (1) T-8 lamp, Instant Start Ballast NLO, Tandem 2 lamp  Ballast ","T8","2' T8",24,1,17,17,"Lighting","Fluorescent","T8"]
[null,"F21ILL/T2-R","Fluorescent (1) T-8 lamp, Instant Start Ballast RLO, Tandem 2 lamp  Ballast ","T8","2' T8",24,1,17,15,"Lighting","Fluorescent","T8"]
[null,"F21ILL/T3","Fluorescent (1) T-8 lamp, Instant Start Ballast NLO, Tandem 3 lamp  Ballast ","T8","2' T8",24,1,17,16,"Lighting","Fluorescent","T8"]
[null,"F21ILL/T3-R","Fluorescent (1) T-8 lamp, Instant Start Ballast RLO, Tandem 3 lamp  Ballast ","T8","2' T8",24,1,17,14,"Lighting","Fluorescent","T8"]
[null,"F21ILL/T4","Fluorescent (1) T-8 lamp, Instant Start Ballast NLO, Tandem 4 lamp  Ballast ","T8","2' T8",24,1,17,15,"Lighting","Fluorescent","T8"]
[null,"F21ILL/T4-R","Fluorescent (1) T-8 lamp, Instant Start Ballast RLO, Tandem 4 lamp  Ballast ","T8","2' T8",24,1,17,14,"Lighting","Fluorescent","T8"]
[null,"F21LL","Fluorescent (1) T-8 lamp, Rapid Start Ballast NLO  ","T8","2' T8",24,1,17,16,"Lighting","Fluorescent","T8"]
[null,"F21LL/T2","Fluorescent (1) T-8 lamp, Rapid Start Ballast NLO ","T8","2' T8",24,1,17,16,"Lighting","Fluorescent","T8"]
[null,"F21LL/T3","Fluorescent (1) T-8 lamp, Rapid Start Ballast NLO ","T8","2' T8",24,1,17,17,"Lighting","Fluorescent","T8"]
[null,"F21LL/T4","Fluorescent (1) T-8 lamp, Rapid Start Ballast NLO ","T8","2' T8",24,1,17,17,"Lighting","Fluorescent","T8"]
[null,"F21LL-R","Fluorescent (1) T-8 lamp, Rapid Start Ballast RLO  ","T8","2' T8",24,1,17,15,"Lighting","Fluorescent","T8"]
[null,"F21LS","Fluorescent (1) T8 lamp  Standard Ballast ","T8","2' T8",24,1,17,24,"Lighting","Fluorescent","T8"]
[null,"F21SE","Fluorescent (1) T-12, Std. lamp, Energy Saving Magnetic Ballast ","T12","2' T12",24,1,20,26,"Lighting","Fluorescent","T12"]
[null,"F21SS","Fluorescent (1) T-12, Std. lamp, Standard Magnetic Ballast  ","T12","2' T12",24,1,20,28,"Lighting","Fluorescent","T12"]
[null,"F22GHL","Fluorescent (2) T-5 STD HO T5 lamp  ","T5","2' T5",24,2,24,55,"Lighting","Fluorescent","T5"]
[null,"F22GL","Fluorescent (2) T-5 STD T5 lamp  ","T5","2' T5",24,2,14,35,"Lighting","Fluorescent","T5"]
[null,"F22ILE","Fluorescent (2) T-8 lamp, Instant Start lamp, Energy Saving Ballast","T8","2' T8",24,2,17,45,"Lighting","Fluorescent","T8"]
[null,"F22ILL","Fluorescent (2) T-8 lamp  Instat Start Ballast, NLO ","T8","2' T8",24,2,17,33,"Lighting","Fluorescent","T8"]
[null,"F22ILL/T4","Fluorescent (2) T-8 lamp, Instant Start Ballast, NLO, Tandem 4 lamp  Ballast","T8","2' T8",24,2,17,31,"Lighting","Fluorescent","T8"]
[null,"F22ILL/T4-R","Fluorescent (2) T-8 lamp, Instant Start Ballast, RLO, Tandem 4 lamp  Ballast","T8","2' T8",24,2,17,28,"Lighting","Fluorescent","T8"]
[null,"F22ILL-R","Fluorescent (2) T-8 lamp, Instant Start Ballast, RLO ","T8","2' T8",24,2,17,29,"Lighting","Fluorescent","T8"]
[null,"F22LL","Fluorescent (2) T-8 lamp, Rapid Start Ballast, NLO ","T8","2' T8",24,2,17,31,"Lighting","Fluorescent","T8"]
[null,"F22LL/T4","Fluorescent (2) T-8 lamp, Rapid Start Ballast, NLO, Tandem 4 lamp  Ballast","T8","2' T8",24,2,17,34,"Lighting","Fluorescent","T8"]
[null,"F22LL-R","Fluorescent (2) T-8 lamp, Rapid Start Ballast, RLO ","T8","2' T8",24,2,17,28,"Lighting","Fluorescent","T8"]
[null,"F22SE","Fluorescent (2) T-12, Std. lamp, Energy Saving Magnetic Ballast ","T12","2' T12",24,2,20,51,"Lighting","Fluorescent","T12"]
[null,"F22SHS","Fluorescent (2) T-12, HO lamp, Standard Magnetic Ballast  ","T12","2' T12",24,2,35,90,"Lighting","Fluorescent","T12"]
[null,"F22SS","Fluorescent (2) T-12, Std. lamp, Standard Magnetic Ballast  ","T12","2' T12",24,2,20,56,"Lighting","Fluorescent","T12"]
[null,"F23ILL","Fluorescent (3) T-8 lamp, Instant Start Ballast NLO  ","T8","2' T8",24,3,17,47,"Lighting","Fluorescent","T8"]
[null,"F23ILL-H","Fluorescent (3) T-8 lamp, Instant Start Ballast HLO  ","T8","2' T8",24,3,17,49,"Lighting","Fluorescent","T8"]
[null,"F23ILL-R","Fluorescent (3) T-8 lamp, Instant Start Ballast RLO  ","T8","2' T8",24,3,17,43,"Lighting","Fluorescent","T8"]
[null,"F23LL","Fluorescent (3) T-8 lamp, Rapid Start Ballast NLO  ","T8","2' T8",24,3,17,52,"Lighting","Fluorescent","T8"]
[null,"F23LL-R","Fluorescent (3) T-8 lamp, Rapid Start Ballast RLO  ","T8","2' T8",24,3,17,41,"Lighting","Fluorescent","T8"]
[null,"F23SE","Fluorescent (3) T-12, Std. lamp, Energy Saving Magnetic Ballast ","T12","2' T12",24,3,20,77,"Lighting","Fluorescent","T12"]
[null,"F23SS","Fluorescent (3) T-12, Std. lamp, Standard Magnetic Ballast  ","T12","2' T12",24,3,20,84,"Lighting","Fluorescent","T12"]
[null,"F24ILL","Fluorescent (4) T-8 lamp, Instant Start Ballast NLO  ","T8","2' T8",24,4,17,61,"Lighting","Fluorescent","T8"]
[null,"F24ILL-R","Fluorescent (4) T-8 lamp, Instant Start Ballast RLO  ","T8","2' T8",24,4,17,55,"Lighting","Fluorescent","T8"]
[null,"F24LL","Fluorescent (4) T-8 lamp, Rapid Start Ballast NLO  ","T8","2' T8",24,4,17,68,"Lighting","Fluorescent","T8"]
[null,"F24LL-R","Fluorescent (4) T-8 lamp, Rapid Start Ballast RLO  ","T8","2' T8",24,4,17,57,"Lighting","Fluorescent","T8"]
[null,"F24SE","Fluorescent (4) T-12, Std. lamp, Energy Saving Magnetic Ballast ","T12","2' T12",24,4,20,102,"Lighting","Fluorescent","T12"]
[null,"F24SS","Fluorescent (4) T-12, Std. lamp, Standard Magnetic Ballast  ","T12","2' T12",24,4,20,112,"Lighting","Fluorescent","T12"]
[null,"F26SE","Fluorescent (6) T-12, Std. lamp, Energy Saving Magnetic Ballast ","T12","2' T12",24,6,20,153,"Lighting","Fluorescent","T12"]
[null,"F26SS","Fluorescent (6) T-12, Std. lamp, Standard Magnetic Ballast  ","T12","2' T12",24,6,20,168,"Lighting","Fluorescent","T12"]
[null,"F31EE","Fluorescent (1) T-12, ES lamp, Energy Saving Magnetic Ballast ","T12",null,36,1,25,38,"Lighting","Fluorescent","T12"]
[null,"F31EE/T2","Fluorescent (1) T-12, ES lamp,  Energy Saving Magnetic Ballast ,Tandem wired ","T12",null,36,1,25,33,"Lighting","Fluorescent","T12"]
[null,"F31EL","Fluorescent (1) T-12, ES lamp, Energy Saving Magnetic Ballast ","T12",null,36,1,25,26,"Lighting","Fluorescent","T12"]
[null,"F31ES","Fluorescent (1) T-12, ES lamp, Standard Magnetic Ballast  ","T12",null,36,1,25,42,"Lighting","Fluorescent","T12"]
[null,"F31ES/T2","Fluorescent (1) T-12, ES lamp, 2 Lamp,Tandem wired, Standard Magnetic Ballast  ","T12",null,36,1,25,37,"Lighting","Fluorescent","T12"]
[null,"F31GHL","Fluorescent (1) T-5 STD HO T5 lamp  ","T5",null,36,1,39,43,"Lighting","Fluorescent","T5"]
[null,"F31GL","Fluorescent (1) T-5 STD T5 lamp  ","T5",null,36,1,21,27,"Lighting","Fluorescent","T5"]
[null,"F31ILL","Fluorescent (1) T-8 lamp, Instant Start Ballast NLO  ","T8",null,36,1,25,26,"Lighting","Fluorescent","T8"]
[null,"F31ILL/T2","Fluorescent (1) T-8 lamp, Instant Start Ballast NLO, Tandem 2 lamp  Ballast ","T8",null,36,1,25,23,"Lighting","Fluorescent","T8"]
[null,"F31ILL/T2-H","Fluorescent (1) T-8 lamp, Instant Start Ballast HLO, Tandem 2 lamp  Ballast ","T8",null,36,1,25,24,"Lighting","Fluorescent",{"$f":"D259","v":"T8"}]
[null,"F31ILL/T2-R","Fluorescent (1) T-8 lamp, Instant Start Ballast RLO, Tandem 2 lamp  Ballast ","T8",null,36,1,25,23,"Lighting","Fluorescent","T8"]
[null,"F31ILL/T3","Fluorescent (1) T-8 lamp, Instant Start Ballast NLO, Tandem 3 lamp  Ballast ","T8",null,36,1,25,22,"Lighting","Fluorescent","T8"]
[null,"F31ILL/T3-R","Fluorescent (1) T-8 lamp, Instant Start Ballast RLO, Tandem 3 lamp  Ballast ","T8",null,36,1,25,22,"Lighting","Fluorescent","T8"]
[null,"F31ILL/T4","Fluorescent (1) T-8 lamp, Instant Start Ballast NLO, Tandem 4 lamp  Ballast ","T8",null,36,1,25,22,"Lighting","Fluorescent","T8"]
[null,"F31ILL/T4-R","Fluorescent (1) T-8 lamp, Instant Start Ballast RLO, Tandem 4 lamp  Ballast ","T8",null,36,1,25,22,"Lighting","Fluorescent","T8"]
[null,"F31ILL-H","Fluorescent (1) T-8 lamp, Instant Start Ballast HLO  ","T8",null,36,1,25,28,"Lighting","Fluorescent","T8"]
[null,"F31ILL-R","Fluorescent (1) T-8 lamp, Instant Start Ballast RLO  ","T8",null,36,1,25,27,"Lighting","Fluorescent","T8"]
[null,"F31LL","Fluorescent (1) T-8 lamp, Rapid Start Ballast NLO  ","T8",null,36,1,25,24,"Lighting","Fluorescent","T8"]
[null,"F31LL/T2","Fluorescent (1) T-8 lamp, Rapid Start Ballast NLO, Tandem 2 lamp  Ballast ","T8",null,36,1,25,23,"Lighting","Fluorescent","T8"]
[null,"F31LL/T3","Fluorescent (1) T-8 lamp, Rapid Start Ballast NLO, Tandem 3 lamp  Ballast ","T8",null,36,1,25,24,"Lighting","Fluorescent","T8"]
[null,"F31LL/T4","Fluorescent (1) T-8 lamp, Rapid Start Ballast NLO, Tandem 4 lamp  Ballast ","T8",null,36,1,25,22,"Lighting","Fluorescent","T8"]
[null,"F31LL-H","Fluorescent (1) T-8 lamp, Rapid Start Ballast HLO  ","T8",null,36,1,25,26,"Lighting","Fluorescent","T8"]
[null,"F31LL-R","Fluorescent (1) T-8 lamp, Rapid Start Ballast RLO  ","T8",null,36,1,25,23,"Lighting","Fluorescent","T8"]
[null,"F31SE/T2","Fluorescent (1) T-12 Std. lamp, Energy Saving Magnetic BallastTandem wired ","T12",null,36,1,30,37,"Lighting","Fluorescent","T12"]
[null,"F31SHS","Fluorescent (1) T-12 HO lamp, Standard Magnetic Ballast  ","T12",null,36,1,50,70,"Lighting","Fluorescent","T12"]
[null,"F31SL","Fluorescent (1) T-12 Std. lamp, Standard Magnetic Ballast ","T12",null,36,1,30,31,"Lighting","Fluorescent","T12"]
[null,"F31SS","Fluorescent (1) T-12 Std. lamp, Standard Magnetic Ballast  ","T12",null,36,1,30,46,"Lighting","Fluorescent","T12"]
[null,"F31SS/T2","Fluorescent (1) T-12 Std. lamp, 2 Lamp,Tandem wired, Standard Magnetic Ballast  ","T12",null,36,1,30,41,"Lighting","Fluorescent","T12"]
[null,"F32EE","Fluorescent (2) T-12 HO lamp, Energy Saving Magnetic Ballast ","T12",null,36,2,25,66,"Lighting","Fluorescent","T12"]
[null,"F32EL","Fluorescent (2) T-12 HO lamp, Electronic Ballast  ","T12",null,36,2,25,50,"Lighting","Fluorescent","T12"]
[null,"F32ES","Fluorescent (2) T-12 HO lamp, Standard Magnetic Ballast  ","T12",null,36,2,25,73,"Lighting","Fluorescent","T12"]
[null,"F32GHL","Fluorescent (1) T-5 STD HO T5 lamp  ","T5",null,36,2,39,85,"Lighting","Fluorescent","T5"]
[null,"F32GL","Fluorescent (1) T-5 STD T5 lamp  ","T5",null,36,2,21,52,"Lighting","Fluorescent","T5"]
[null,"F32ILL","Fluorescent (2) T-8 lamp, Instant Start Ballast NLO  ","T8",null,36,2,25,46,"Lighting","Fluorescent","T8"]
[null,"F32ILL/T4","Fluorescent (2) T-8 lamp, Instant Start Ballast NLO, Tandem 4 lamp  Ballast ","T8",null,36,2,25,44,"Lighting","Fluorescent","T8"]
[null,"F32ILL/T4-R","Fluorescent (2) T-8 lamp, Instant Start Ballast RLO, Tandem 4 lamp  Ballast ","T8",null,36,2,25,43,"Lighting","Fluorescent","T8"]
[null,"F32ILL-H","Fluorescent (2) T-8 lamp, Instant Start Ballast HLO  ","T8",null,36,2,25,48,"Lighting","Fluorescent","T8"]
[null,"F32ILL-R","Fluorescent (2) T-8 lamp, Instant Start Ballast RLO  ","T8",null,36,2,25,46,"Lighting","Fluorescent","T8"]
[null,"F32LE","Fluorescent (2) T-8 lamp, Energy Efficienct Magnetic Ballast ","T8",null,36,2,25,65,"Lighting","Fluorescent","T8"]
[null,"F32LL","Fluorescent (2) T-8 lamp, Rapid Start Ballast NLO  ","T8",null,36,2,25,46,"Lighting","Fluorescent","T8"]
[null,"F32LL/T4","Fluorescent (2) T-8 lamp, Rapid Start Ballast NLO, Tandem 4 lamp  Ballast ","T8",null,36,2,25,45,"Lighting","Fluorescent","T8"]
[null,"F32LL-H","Fluorescent (2) T-8 lamp, Rapid Start Ballast HLO  ","T8",null,36,2,25,50,"Lighting","Fluorescent","T8"]
[null,"F32LL-R","Fluorescent (2) T-8 lamp, Rapid Start Ballast RLO  ","T8",null,36,2,25,42,"Lighting","Fluorescent","T8"]
[null,"F32LL-V","Fluorescent (2) T-8 lamp, Rapid Start Ballast VHLO  ","T8",null,36,2,25,70,"Lighting","Fluorescent","T8"]
[null,"F32SE","Fluorescent (2) T-12 Std. lamp, Energy Saving Magnetic Ballast ","T12",null,36,2,30,74,"Lighting","Fluorescent","T12"]
[null,"F32SHS","Fluorescent (2) T-12 HO lamp, Standard Magnetic Ballast  ","T12",null,36,2,50,114,"Lighting","Fluorescent","T12"]
[null,"F32SL","Fluorescent (2) T-12 Std. lamp, Standard Magnetic Ballast ","T12",null,36,2,30,58,"Lighting","Fluorescent","T12"]
[null,"F32SS","Fluorescent (2) T-12 Std. lamp, Standard Magnetic Ballast ","T12",null,36,2,30,81,"Lighting","Fluorescent","T12"]
[null,"F33ES","Fluorescent (3) T-12 HO lamp, Standard Magnetic Ballast  ","T12",null,36,3,25,115,"Lighting","Fluorescent","T12"]
[null,"F33ILL","Fluorescent (3) T-8 lamp, Instant Start Ballast NLO  ","T8",null,36,3,25,67,"Lighting","Fluorescent","T8"]
[null,"F33ILL-R","Fluorescent (3) T-8 lamp, Instant Start Ballast RLO  ","T8",null,36,3,25,66,"Lighting","Fluorescent","T8"]
[null,"F33LL","Fluorescent (3) T-8 lamp, Rapid Start Ballast NLO  ","T8",null,36,3,25,72,"Lighting","Fluorescent","T8"]
[null,"F33LL-R","Fluorescent (3) T-8 lamp, Rapid Start Ballast RLO  ","T8",null,36,3,25,62,"Lighting","Fluorescent","T8"]
[null,"F33SE","Fluorescent (3) T-12 Std. lamp, Energy Saving Magnetic Ballast","T12",null,36,3,30,120,"Lighting","Fluorescent","T12"]
[null,"F33SS","Fluorescent (3) T-12 Std. lamp, Standard Magnetic Ballast ","T12",null,36,3,30,127,"Lighting","Fluorescent","T12"]
[null,"F34ILL","Fluorescent (4) T-8 lamp, Instant Start Ballast NLO  ","T8",null,36,4,25,87,"Lighting","Fluorescent","T8"]
[null,"F34ILL-R","Fluorescent (4) T-8 lamp, Instant Start Ballast RLO  ","T8",null,36,4,25,86,"Lighting","Fluorescent","T8"]
[null,"F34LL","Fluorescent (4) T-8 lamp, Rapid Start Ballast NLO  ","T8",null,36,4,25,89,"Lighting","Fluorescent","T8"]
[null,"F34LL-R","Fluorescent (4) T-8 lamp, Rapid Start Ballast RLO  ","T8",null,36,4,25,84,"Lighting","Fluorescent","T8"]
[null,"F34SE","Fluorescent (4) T-12 Std. lamp, Energy Saving Magnetic Ballast ","T12",null,36,4,30,148,"Lighting","Fluorescent","T12"]
[null,"F34SL","Fluorescent (4) T-12 Std. lamp, Standard Magnetic Ballast ","T12",null,36,4,30,116,"Lighting","Fluorescent","T12"]
[null,"F34SS","Fluorescent (4) T-12 Std. lamp, Standard Magnetic Ballast ","T12",null,36,4,30,162,"Lighting","Fluorescent","T12"]
[null,"F36EE","Fluorescent (6) T-12 ES lamp, Energy Saving Magnetic Ballast  ","T12",null,36,6,25,198,"Lighting","Fluorescent","T12"]
[null,"F36ILL-R","Fluorescent (6) T-8 lamp, Instant Start Ballast RLO  ","T8",null,36,6,25,134,"Lighting","Fluorescent","T8"]
[null,"F36SE","Fluorescent (6) T-12 Std. lamp, Energy Saving Magnetic Ballast ","T12",null,36,6,30,238,"Lighting","Fluorescent","T12"]
[null,"F40EE/D1"," (0)  lamp Completely delamped fixture with (1) hot ballast ","T12",null,48,0,0,4,"Lighting","Fluorescent","T12"]
[null,"F40EE/D2"," (0)  lamp Completely delamped fixture with (2) hot ballast ","T12",null,48,0,0,8,"Lighting","Fluorescent","T12"]
[null,"F41AL","Fluorescent (1) F25T12 lamp, Electronic Ballast ","T12","4' T12",48,1,25,25,"Lighting","Fluorescent","T12"]
[null,"F41AL/T2-R","Fluorescent (1) F25T12 lamp, 2 Lamp,Tandem wired Electronic Ballast RLO  ","T12","4' T12",48,1,25,19,"Lighting","Fluorescent","T12"]
[null,"F41AL/T3-R","Fluorescent (1) F25T12 lamp, 3 Lamp,Tandem wired Electronic Ballast RLO  ","T12","4' T12",48,1,25,20,"Lighting","Fluorescent","T12"]
[null,"F41EE","Fluorescent (1) T-12 ES lamp, Energy Saving Magnetic Ballast ","T12","4' T12",48,1,34,43,"Lighting","Fluorescent","T12"]
[null,"F41EE/D2","Fluorescent (1) T-12 ES lamp, Energy Saving Magnetic Ballast ","T12","4' T12",48,1,34,43,"Lighting","Fluorescent","T12"]
[null,"F41EE/T2","Fluorescent (1) T-12 ES lamp, 2 Lamp, Tandem wired Energy Saving Magnetic ballast ","T12","4' T12",48,1,34,36,"Lighting","Fluorescent","T12"]
[null,"F41EHS","Fluorescent (1) T-12 ES HO lamp, Standard Magnetic Ballast ","T12","4' T12",48,1,55,80,"Lighting","Fluorescent",{"$f":"D323","v":"T12"}]
[null,"F41EIS","Fluorescent (1) T-12 ES Instant Start lamp, Standard Magnetic ballast ","T12","4' T12",48,1,30,51,"Lighting","Fluorescent","T12"]
[null,"F41EL","Fluorescent (1) T12 ES lamp, Electronic Ballast ","T12","4' T12",48,1,34,32,"Lighting","Fluorescent","T12"]
[null,"F41EL/T2","Fluorescent (1) T-12 ES lamp, 2 lamp, Tandem wired, Electronic Ballast ","T12","4' T12",48,1,34,32,"Lighting","Fluorescent","T12"]
[null,"F41ES","Fluorescent (1) T-12 ES lamp, Standard Magnetic Ballast ","T12","4' T12",48,1,34,50,"Lighting","Fluorescent","T12"]
[null,"F41EVS","Fluorescent (1) VHO ES lamp, Standard Magnetic Ballast ","T12","4' T12",48,1,null,123,"Lighting","Fluorescent","T12"]
[null,"F41GHL","Fluorescent (1) T-5 STD HO T5 lamp  ","T5","4' T5",48,1,54,59,"Lighting","Fluorescent","T5"]
[null,"F41GL","Fluorescent (1) T-5 STD T5 lamp  ","T5","4' T5",48,1,28,32,"Lighting","Fluorescent","T5"]
[null,"F41ILL","Fluorescent (1) T-8 lamp, Instant Start Ballast NLO  ","T8","4' T8",48,1,32,31,"Lighting","Fluorescent","T8"]
[null,"F41ILL/T2","Fluorescent (1) T-8 lamp, Instant Start Ballast NLO, Tandem 2 lamp  Ballast ","T8","4' T8",48,1,32,30,"Lighting","Fluorescent","T8"]
[null,"F41ILL/T2-H","Fluorescent (1) T-8 lamp, Instant Start Ballast HLO, Tandem 2 lamp  Ballast ","T8","4' T8",48,1,32,33,"Lighting","Fluorescent","T8"]
[null,"F41ILL/T2-R","Fluorescent (1) T-8 lamp, Instant Start Ballast RLO, Tandem 2 lamp  Ballast ","T8","4' T8",48,1,32,26,"Lighting","Fluorescent","T8"]
[null,"F41ILL/T3","Fluorescent (1) T-8 lamp, Instant Start Ballast NLO, Tandem 3 lamp  Ballast ","T8","4' T8",48,1,32,30,"Lighting","Fluorescent","T8"]
[null,"F41ILL/T3-H","Fluorescent (1) T-8 lamp, Instant Start Ballast HLO, Tandem 3 lamp  Ballast ","T8","4' T8",48,1,32,31,"Lighting","Fluorescent","T8"]
[null,"F41ILL/T3-R","Fluorescent (1) T-8 lamp, Instant Start Ballast RLO, Tandem 3 lamp  Ballast ","T8","4' T8",48,1,32,26,"Lighting","Fluorescent","T8"]
[null,"F41ILL/T4","Fluorescent (1) T-8 lamp, Instant Start Ballast NLO, Tandem 4 lamp  Ballast ","T8","4' T8",48,1,32,28,"Lighting","Fluorescent","T8"]
[null,"F41ILL/T4-R","Fluorescent (1) T-8 lamp, Instant Start Ballast RLO, Tandem 4 lamp  Ballast ","T8","4' T8",48,1,32,26,"Lighting","Fluorescent","T8"]
[null,"F41ILL-H","Fluorescent (1) T-8 lamp, Instant Start Ballast HLO  ","T8","4' T8",48,1,32,36,"Lighting","Fluorescent","T8"]
[null,"F41ILL-R","Fluorescent (1) T-8 lamp, Instant Start Ballast RLO ","T8","4' T8",48,1,32,25,"Lighting","Fluorescent","T8"]
[null,"F41LE","Fluorescent (1) T-8 lamp, Energy Efficienct Magnetic Ballast ","T8","4' T8",48,1,32,35,"Lighting","Fluorescent","T8"]
[null,"F41LL","Fluorescent (1) T-8 lamp, Rapid Start Ballast NLO  ","T8","4' T8",48,1,32,32,"Lighting","Fluorescent","T8"]
[null,"F41LL/T2","Fluorescent (1) T-8 lamp, Rapid Start Ballast NLO, Tandem 2 lamp  Ballast ","T8","4' T8",48,1,32,30,"Lighting","Fluorescent","T8"]
[null,"F41LL/T2-H","Fluorescent (1) T-8 lamp, Rapid Start Ballast HLO, Tandem 2 lamp  Ballast ","T8","4' T8",48,1,32,39,"Lighting","Fluorescent","T8"]
[null,"F41LL/T2-R","Fluorescent (1) T-8 lamp, Rapid Start Ballast RLO, Tandem 2 lamp  Ballast ","T8","4' T8",48,1,32,27,"Lighting","Fluorescent","T8"]
[null,"F41LL/T3","Fluorescent (1) T-8 lamp, Rapid Start Ballast NLO, Tandem 3 lamp  Ballast ","T8","4' T8",48,1,32,31,"Lighting","Fluorescent","T8"]
[null,"F41LL/T3-H","Fluorescent (1) T-8 lamp, Rapid Start Ballast HLO, Tandem 3 lamp  Ballast ","T8","4' T8",48,1,32,33,"Lighting","Fluorescent","T8"]
[null,"F41LL/T3-R","Fluorescent (1) T-8 lamp, Rapid Start Ballast RLO, Tandem 3 lamp  Ballast ","T8","4' T8",48,1,32,25,"Lighting","Fluorescent","T8"]
[null,"F41LL/T4","Fluorescent (1) T-8 lamp, Rapid Start Ballast NLO, Tandem 4 lamp  Ballast ","T8","4' T8",48,1,32,30,"Lighting","Fluorescent","T8"]
[null,"F41LL/T4-R","Fluorescent (1) T-8 lamp, Rapid Start Ballast RLO, Tandem 4 lamp  Ballast ","T8","4' T8",48,1,32,26,"Lighting","Fluorescent","T8"]
[null,"F41LL-H","Fluorescent (1) T-8 lamp, Rapid Start Ballast HLO  ","T8","4' T8",48,1,32,39,"Lighting","Fluorescent","T8"]
[null,"F41LL-R","Fluorescent (1) T-8 lamp, Rapid Start Ballast RLO  ","T8","4' T8",48,1,32,27,"Lighting","Fluorescent","T8"]
[null,"F41PILL","Fluorescent (1) T-8 lamp, Instant Start Ballast NLO  ","HPT8","4' T8",48,1,32,28,"Lighting","Fluorescent","HPT8"]
[null,"F41PILL-H","Fluorescent (1) T-8 lamp, Instant Start Ballast HLO  ","HPT8","4' T8",48,1,32,39,"Lighting","Fluorescent","HPT8"]
[null,"F41PILL-R","Fluorescent (1) T-8 lamp, Instant Start Ballast RLO  ","HPT8","4' T8",48,1,32,25,"Lighting","Fluorescent","HPT8"]
[null,"F41RILL","Fluorescent (1) T-8 lamp, Instant Start Ballast NLO ","HPT8-RW","4' T8",48,1,25,22,"Lighting","Fluorescent","HPT8-RW"]
[null,"F41RILL-H","Fluorescent (1) T-8 lamp, Instant Start Ballast HLO ","HPT8-RW","4' T8",48,1,25,30,"Lighting","Fluorescent","HPT8-RW"]
[null,"F41RILL-R","Fluorescent (1) T-8 lamp, Instant Start Ballast RLO ","HPT8-RW","4' T8",48,1,25,19,"Lighting","Fluorescent","HPT8-RW"]
[null,"F41SE","Fluorescent (1) T-12 Std. lamp, Energy Saving Magnetic Ballast ","T12","4' T12",48,1,40,50,"Lighting","Fluorescent","T12"]
[null,"F41SHS","Fluorescent (1) T-12 Std. HO lamp, Standard Magnetic Ballast ","T12","4' T12",48,1,60,85,"Lighting","Fluorescent","T12"]
[null,"F41SIL","Fluorescent (1) T-12 Std. Instant Start lamp  Electronic ballast ","T12","4' T12",48,1,39,46,"Lighting","Fluorescent","T12"]
[null,"F41SIL/T2","Fluorescent (1) T-12 Std. Instant Start lamp  Electronic ballast Tandem wired ","T12","4' T12",48,1,39,37,"Lighting","Fluorescent","T12"]
[null,"F41SILL","Fluorescent (1) T-8 lamp, Instant Start Ballast NLO  ","T8","4' T8",48,1,30,28,"Lighting","Fluorescent","T8"]
[null,"F41SILL/T2","Fluorescent (1) T-8 lamp, Instant Start Ballast NLO, Tandem 2 lamp  Ballast ","T8","4' T8",48,1,30,27,"Lighting","Fluorescent","T8"]
[null,"F41SILL/T2-H","Fluorescent (1) T-8 lamp, Instant Start Ballast HLO, Tandem 2 lamp  Ballast ","T8","4' T8",48,1,30,36,"Lighting","Fluorescent","T8"]
[null,"F41SILL/T2-R","Fluorescent (1) T-8 lamp, Instant Start Ballast RLO, Tandem 2 lamp  Ballast ","T8","4' T8",48,1,30,24,"Lighting","Fluorescent","T8"]
[null,"F41SILL/T3","Fluorescent (1) T-8 lamp, Instant Start Ballast NLO, Tandem 3 lamp  Ballast ","T8","4' T8",48,1,30,27,"Lighting","Fluorescent","T8"]
[null,"F41SILL/T3-H","Fluorescent (1) T-8 lamp, Instant Start Ballast HLO, Tandem 3 lamp  Ballast ","T8","4' T8",48,1,30,36,"Lighting","Fluorescent","T8"]
[null,"F41SILL/T3-R","Fluorescent (1) T-8 lamp, Instant Start Ballast RLO, Tandem 3 lamp  Ballast ","T8","4' T8",48,1,30,24,"Lighting","Fluorescent","T8"]
[null,"F41SILL/T4","Fluorescent (1) T-8 lamp, Instant Start Ballast NLO, Tandem 4 lamp  Ballast ","T8","4' T8",48,1,30,26,"Lighting","Fluorescent","T8"]
[null,"F41SILL/T4-R","Fluorescent (1) T-8 lamp, Instant Start Ballast RLO, Tandem 4 lamp  Ballast ","T8","4' T8",48,1,30,23,"Lighting","Fluorescent","T8"]
[null,"F41SILL-H","Fluorescent (1) T-8 lamp, Instant Start Ballast HLO  ","T8","4' T8",48,1,30,37,"Lighting","Fluorescent","T8"]
[null,"F41SILL-R","Fluorescent (1) T-8 lamp, Instant Start Ballast RLO  ","T8","4' T8",48,1,30,25,"Lighting","Fluorescent","T8"]
[null,"F41SIS","Fluorescent (1) T-12 Std. Instant Start lamp, Standard Magnetic Ballast ","T12","4' T12",48,1,39,60,"Lighting","Fluorescent","T12"]
[null,"F41SIS/T2","Fluorescent (1) T-12 Std. Instant Start lamp Tandem to 2-lamp  ballast ","T12","4' T12",48,1,39,52,"Lighting","Fluorescent","T12"]
[null,"F41SL/T2","Fluorescent (1) T-12 Std. lamp, Rapid Start Ballast NLO  Tandem 2 lamp  Ballast ","T12","4' T12",48,1,40,36,"Lighting","Fluorescent","T12"]
[null,"F41SS","Fluorescent (1) T-12 Std. lamp, Standard Magnetic Ballast ","T12","4' T12",48,1,40,57,"Lighting","Fluorescent","T12"]
[null,"F41SSILL","Fluorescent (1) T-8 lamp, Instant Start Ballast NLO  ","HPT8-RW","4' T8",48,1,28,26,"Lighting","Fluorescent","HPT8-RW"]
[null,"F41SSILL/T2","Fluorescent (1) T-8 lamp, Instant Start Ballast NLO, Tandem 2 lamp  Ballast ","HPT8-RW","4' T8",48,1,28,25,"Lighting","Fluorescent","HPT8-RW"]
[null,"F41SSILL/T2-H","Fluorescent (1) T-8 lamp, Instant Start Ballast HLO, Tandem 2 lamp  Ballast ","HPT8-RW","4' T8",48,1,28,32,"Lighting","Fluorescent","HPT8-RW"]
[null,"F41SSILL/T2-R","Fluorescent (1) T-8 lamp, Instant Start Ballast RLO, Tandem 2 lamp  Ballast ","HPT8-RW","4' T8",48,1,28,22,"Lighting","Fluorescent","HPT8-RW"]
[null,"F41SSILL/T3","Fluorescent (1) T-8 lamp, Instant Start Ballast NLO, Tandem 3 lamp  Ballast ","HPT8-RW","4' T8",48,1,28,25,"Lighting","Fluorescent","HPT8-RW"]
[null,"F41SSILL/T3-H","Fluorescent (1) T-8 lamp, Instant Start Ballast HLO, Tandem 3 lamp  Ballast ","HPT8-RW","4' T8",48,1,28,32,"Lighting","Fluorescent","HPT8-RW"]
[null,"F41SSILL/T3-R","Fluorescent (1) T-8 lamp, Instant Start Ballast RLO, Tandem 3 lamp, Ballast ","HPT8-RW","4' T8",48,1,28,22,"Lighting","Fluorescent","HPT8-RW"]
[null,"F41SSILL/T4","Fluorescent (1) T-8 lamp, Instant Start Ballast NLO, Tandem 4 lamp  Ballast ","HPT8-RW","4' T8",48,1,28,24,"Lighting","Fluorescent","HPT8-RW"]
[null,"F41SSILL/T4-R","Fluorescent (1) T-8 lamp, Instant Start Ballast RLO, Tandem 4 lamp  Ballast ","HPT8-RW","4' T8",48,1,28,21,"Lighting","Fluorescent",{"$f":"D387","v":"HPT8-RW"}]
[null,"F41SSILL-H","Fluorescent (1) T-8 lamp, Instant Start Ballast HLO  ","HPT8-RW","4' T8",48,1,28,33,"Lighting","Fluorescent","HPT8-RW"]
[null,"F41SSILL-R","Fluorescent (1) T-8 lamp, Instant Start Ballast RLO  ","HPT8-RW","4' T8",48,1,28,23,"Lighting","Fluorescent","HPT8-RW"]
[null,"F41SVS","Fluorescent (1) T-12 Std. VHO lamp, Standard Magnetic Ballast ","T12","4' T12",48,1,110,135,"Lighting","Fluorescent","T12"]
[null,"F42AL/T4-R","Fluorescent (2) F25T12 lamp, Instant Start 4 Lamp, Tandem Ballast RLO  ","T12","4' T12",48,2,25,40,"Lighting","Fluorescent","T12"]
[null,"F42AL-R","Fluorescent (2) F25T12 lamp, Instant Start Ballast RLO  ","T12","4' T12",48,2,25,39,"Lighting","Fluorescent","T12"]
[null,"F42EE","Fluorescent (2) T-12 ES lamp, Energy Saving Magnetic Ballast  ","T12","4' T12",48,2,34,72,"Lighting","Fluorescent","T12"]
[null,"F42EE/D2","Fluorescent (2) T-12 ES lamp  2 Ballasts (delamp ed) ","T12","4' T12",48,2,34,76,"Lighting","Fluorescent","T12"]
[null,"F42EHS","Fluorescent (2) 42 HO lamp (3.5' lamp ) ","T12","4' T12",48,2,55,135,"Lighting","Fluorescent","T12"]
[null,"F42EIS","Fluorescent (2) T-12 ES Instant Start lamp, Magnetic ballast ","T12","4' T12",48,2,30,82,"Lighting","Fluorescent","T12"]
[null,"F42EL","Fluorescent (2) T12 ES lamp s Electronic Ballast ","T12","4' T12",48,2,34,60,"Lighting","Fluorescent","T12"]
[null,"F42ES","Fluorescent (2) T-12 ES lamp, Standard Magnetic Ballast ","T12","4' T12",48,2,34,80,"Lighting","Fluorescent","T12"]
[null,"F42EVS","Fluorescent (2) VHO ES lamp, Standard Magnetic Ballast ","T12","4' T12",48,2,null,210,"Lighting","Fluorescent","T12"]
[null,"F42GHL","Fluorescent (2) T-5 STD HO T5 lamp  ","T5","4' T5",48,2,54,117,"Lighting","Fluorescent","T5"]
[null,"F42GL","Fluorescent (2) T-5 STD T5 lamp  ","T5","4' T5",48,2,28,63,"Lighting","Fluorescent","T5"]
[null,"F42ILL","Fluorescent (2) T-8 lamp, Instant Start Ballast NLO  ","T8","4' T8",48,2,32,59,"Lighting","Fluorescent","T8"]
[null,"F42ILL/T4","Fluorescent (2) T-8 lamp, Instant Start Ballast NLO, Tandem 4 lamp  Ballast ","T8","4' T8",48,2,32,56,"Lighting","Fluorescent","T8"]
[null,"F42ILL/T4-R","Fluorescent (2) T-8 lamp, Instant Start Ballast RLO, Tandem 4 lamp  Ballast ","T8","4' T8",48,2,32,51,"Lighting","Fluorescent","T8"]
[null,"F42ILL-H","Fluorescent (2) T-8 lamp, Instant Start Ballast HLO  ","T8","4' T8",48,2,32,65,"Lighting","Fluorescent","T8"]
[null,"F42ILL-R","Fluorescent (2) T-8 lamp, Instant Start Ballast RLO  ","T8","4' T8",48,2,32,52,"Lighting","Fluorescent","T8"]
[null,"F42ILL-V","Fluorescent (2) T-8 lamp, Instant Start Ballast VHLO  ","T8","4' T8",48,2,32,79,"Lighting","Fluorescent","T8"]
[null,"F42LE","Fluorescent (2) T-8 lamp, Energy Efficienct Magnetic Ballast ","T8","4' T8",48,2,32,71,"Lighting","Fluorescent","T8"]
[null,"F42LL","Fluorescent (2) T-8 lamp, Rapid Start Ballast NLO  ","T8","4' T8",48,2,32,60,"Lighting","Fluorescent","T8"]
[null,"F42LL/T4","Fluorescent (2) T-8 lamp, Rapid Start Ballast NLO, Tandem 4 lamp  Ballast ","T8","4' T8",48,2,32,59,"Lighting","Fluorescent","T8"]
[null,"F42LL/T4-R","Fluorescent (2) T-8 lamp, Rapid Start Ballast RLO Tandem 4 lamp  Ballast ","T8","4' T8",48,2,32,53,"Lighting","Fluorescent","T8"]
[null,"F42LL-H","Fluorescent (2) T-8 lamp, Rapid Start Ballast HLO  ","T8","4' T8",48,2,32,70,"Lighting","Fluorescent","T8"]
[null,"F42LL-R","Fluorescent (2) T-8 lamp, Rapid Start Ballast RLO  ","T8","4' T8",48,2,32,54,"Lighting","Fluorescent","T8"]
[null,"F42LL-V","Fluorescent (2) T-8 lamp, Rapid Start Ballast VHLO  ","T8","4' T8",48,2,32,85,"Lighting","Fluorescent","T8"]
[null,"F42PILL","Fluorescent (2) T-8 lamp, Instant Start Ballast NLO  ","HPT8","4' T8",48,2,32,55,"Lighting","Fluorescent","HPT8"]
[null,"F42PILL-H","Fluorescent (2) T-8 lamp, Instant Start Ballast HLO  ","HPT8","4' T8",48,2,32,73,"Lighting","Fluorescent","HPT8"]
[null,"F42PILL-R","Fluorescent (2) T-8 lamp, Instant Start Ballast RLO  ","HPT8","4' T8",48,2,32,48,"Lighting","Fluorescent","HPT8"]
[null,"F42RILL","Fluorescent (2) T-8 lamp, Instant Start Ballast NLO ","HPT8-RW","4' T8",48,2,25,43,"Lighting","Fluorescent","HPT8-RW"]
[null,"F42RILL-H","Fluorescent (2) T-8 lamp, Instant Start Ballast HLO ","HPT8-RW","4' T8",48,2,25,60,"Lighting","Fluorescent","HPT8-RW"]
[null,"F42RILL-R","Fluorescent (2) T-8 lamp, Instant Start Ballast RLO ","HPT8-RW","4' T8",48,2,25,38,"Lighting","Fluorescent","HPT8-RW"]
[null,"F42SE","Fluorescent (2) T-12 Std. lamp, Energy Saving Magnetic Ballast ","T12","4' T12",48,2,40,86,"Lighting","Fluorescent","T12"]
[null,"F42SHS","Fluorescent (2) T-12 Std. HO lamp, Standard Magnetic Ballast ","T12","4' T12",48,2,60,145,"Lighting","Fluorescent","T12"]
[null,"F42SIL","Fluorescent (2) T-12 Std. Instant Start lamp  Electronic ballast ","T12","4' T12",48,2,39,74,"Lighting","Fluorescent","T12"]
[null,"F42SILL","Fluorescent (2) T-8 lamp, Instant Start Ballast NLO  ","T8","4' T8",48,2,30,53,"Lighting","Fluorescent","T8"]
[null,"F42SILL/T4","Fluorescent (2) T-8 lamp, Instant Start Ballast NLO Tandem 4 lamp  Ballast ","T8","4' T8",48,2,30,52,"Lighting","Fluorescent","T8"]
[null,"F42SILL/T4-R","Fluorescent (2) T-8 lamp, Instant Start Ballast RLO Tandem 4 lamp  Ballast ","T8","4' T8",48,2,30,46,"Lighting","Fluorescent","T8"]
[null,"F42SILL-H","Fluorescent (2) T-8 lamp, Instant Start Ballast HLO  ","T8","4' T8",48,2,30,72,"Lighting","Fluorescent","T8"]
[null,"F42SILL-R","Fluorescent (2) T-8 lamp, Instant Start Ballast RLO  ","T8","4' T8",48,2,30,47,"Lighting","Fluorescent","T8"]
[null,"F42SIS","Fluorescent (2) T-12 Std. Instant Start lamp, Standard Magnetic Ballast ","T12","4' T12",48,2,39,103,"Lighting","Fluorescent","T12"]
[null,"F42SS","Fluorescent (2) T-12 Std. lamp, Standard Magnetic Ballast ","T12","4' T12",48,2,40,94,"Lighting","Fluorescent","T12"]
[null,"F42SSILL","Fluorescent (2) T-8 lamp, Instant Start Ballast NLO  ","HPT8-RW","4' T8",48,2,28,48,"Lighting","Fluorescent","HPT8-RW"]
[null,"F42SSILL/T4","Fluorescent (2) T-8 lamp, Instant Start Ballast NLO, Tandem 4 lamp  Ballast ","HPT8-RW","4' T8",48,2,28,47,"Lighting","Fluorescent","HPT8-RW"]
[null,"F42SSILL/T4-R","Fluorescent (2) T-8 lamp, Instant Start Ballast RLO, Tandem 4 lamp  Ballast ","HPT8-RW","4' T8",48,2,28,44,"Lighting","Fluorescent","HPT8-RW"]
[null,"F42SSILL-H","Fluorescent (2) T-8 lamp, Instant Start Ballast HLO  ","HPT8-RW","4' T8",48,2,28,67,"Lighting","Fluorescent","HPT8-RW"]
[null,"F42SSILL-R","Fluorescent (2) T-8 lamp, Instant Start Ballast RLO  ","HPT8-RW","4' T8",48,2,28,45,"Lighting","Fluorescent","HPT8-RW"]
[null,"F42SVS","Fluorescent (2) T-12 Std. VHO lamp, Standard Magnetic Ballast ","T12","4' T12",48,2,110,242,"Lighting","Fluorescent","T12"]
[null,"F43AL-R","Fluorescent (3) F25T12 lamp, Instant Start Ballast RLO  ","T12","4' T12",48,3,25,60,"Lighting","Fluorescent","T12"]
[null,"F43EE","Fluorescent (3) T-12 ES lamp, Energy Saving Magnetic Ballast  ","T12","4' T12",48,3,34,115,"Lighting","Fluorescent","T12"]
[null,"F43EHS","Fluorescent (3) T-12 ES HO lamp  (3.5' lamp ) ","T12","4' T12",48,3,55,215,"Lighting","Fluorescent","T12"]
[null,"F43EIS","Fluorescent (3) T-12 ES Instant Start lamp, Magnetic ballast ","T12","4' T12",48,3,30,133,"Lighting","Fluorescent","T12"]
[null,"F43EL","Fluorescent (3) T12 ES lamp, Electronic Ballast ","T12","4' T12",48,3,34,92,"Lighting","Fluorescent","T12"]
[null,"F43ES","Fluorescent (3) T-12 ES lamp, Standard Magnetic Ballast ","T12","4' T12",48,3,34,130,"Lighting","Fluorescent","T12"]
[null,"F43EVS","Fluorescent (3) VHO ES lamp, Standard Magnetic Ballast ","T12","4' T12",48,3,null,333,"Lighting","Fluorescent","T12"]
[null,"F43GHL","Fluorescent (3) T-5 STD HO T5 lamp  ","T5","4' T5",48,3,54,177,"Lighting","Fluorescent","T5"]
[null,"F43GL","Fluorescent (3) T-5 STD T5 lamp  ","T5","4' T5",48,3,28,97,"Lighting","Fluorescent","T5"]
[null,"F43ILL","Fluorescent (3) T-8 lamp, Instant Start Ballast NLO  ","T8","4' T8",48,3,32,89,"Lighting","Fluorescent","T8"]
[null,"F43ILL/2","Fluorescent (3) T-8 lamp, Instant Start Ballast NLO (2) ballast ","T8","4' T8",48,3,32,90,"Lighting","Fluorescent","T8"]
[null,"F43ILL-H","Fluorescent (3) T-8 lamp, Instant Start Ballast HLO  ","T8","4' T8",48,3,32,93,"Lighting","Fluorescent","T8"]
[null,"F43ILL-R","Fluorescent (3) T-8 lamp, Instant Start Ballast RLO  ","T8","4' T8",48,3,32,78,"Lighting","Fluorescent","T8"]
[null,"F43ILL-V","Fluorescent (3) T-8 lamp, Instant Start Ballast VHLO  ","T8","4' T8",48,3,32,112,"Lighting","Fluorescent","T8"]
[null,"F43LE","Fluorescent (3) T-8 lamp, Energy Efficienct Magnetic Ballast ","T8","4' T8",48,3,32,110,"Lighting","Fluorescent",{"$f":"D451","v":"T8"}]
[null,"F43LL","Fluorescent (3) T-8 lamp, Rapid Start Ballast NLO  ","T8","4' T8",48,3,32,93,"Lighting","Fluorescent","T8"]
[null,"F43LL/2","Fluorescent (3) T-8 lamp, Rapid Start Ballast NLO (2) ballast ","T8","4' T8",48,3,32,92,"Lighting","Fluorescent","T8"]
[null,"F43LL-H","Fluorescent (3) T-8 lamp, Rapid Start Ballast HLO  ","T8","4' T8",48,3,32,98,"Lighting","Fluorescent","T8"]
[null,"F43LL-R","Fluorescent (3) T-8 lamp, Rapid Start Ballast RLO  ","T8","4' T8",48,3,32,76,"Lighting","Fluorescent","T8"]
[null,"F43PILL","Fluorescent (3) T-8 lamp, Instant Start Ballast NLO  ","HPT8","4' T8",48,3,32,80,"Lighting","Fluorescent","HPT8"]
[null,"F43PILL-H","Fluorescent (3) T-8 lamp, Instant Start Ballast HLO  ","HPT8","4' T8",48,3,32,104,"Lighting","Fluorescent","HPT8"]
[null,"F43PILL-R","Fluorescent (3) T-8 lamp, Instant Start Ballast RLO  ","HPT8","4' T8",48,3,32,71,"Lighting","Fluorescent","HPT8"]
[null,"F43RILL","Fluorescent (3) T-8 lamp, Instant Start Ballast NLO ","HPT8-RW","4' T8",48,3,25,67,"Lighting","Fluorescent","HPT8-RW"]
[null,"F43RILL-H","Fluorescent (3) T-8 lamp, Instant Start Ballast HLO ","HPT8-RW","4' T8",48,3,25,88,"Lighting","Fluorescent","HPT8-RW"]
[null,"F43RILL-R","Fluorescent (3) T-8 lamp, Instant Start Ballast RLO ","HPT8-RW","4' T8",48,3,25,57,"Lighting","Fluorescent","HPT8-RW"]
[null,"F43SE","Fluorescent (3) T-12 Std. lamp, Energy Saving Magnetic Ballast ","T12","4' T12",48,3,40,136,"Lighting","Fluorescent","T12"]
[null,"F43SHS","Fluorescent (3) T-12 Std. HO lamp, Standard Magnetic Ballast ","T12","4' T12",48,3,60,230,"Lighting","Fluorescent","T12"]
[null,"F43SIL","Fluorescent (3) T-12 Std. Instant Start lamp, Electronic ballast ","T12","4' T12",48,3,39,120,"Lighting","Fluorescent","T12"]
[null,"F43SILL","Fluorescent (3) T-8 lamp, Instant Start Ballast NLO  ","T8","4' T8",48,3,30,78,"Lighting","Fluorescent","T8"]
[null,"F43SILL-H","Fluorescent (3) T-8 lamp, Instant Start Ballast HLO  ","T8","4' T8",48,3,30,105,"Lighting","Fluorescent","T8"]
[null,"F43SILL-R","Fluorescent (3) T-8 lamp, Instant Start Ballast RLO  ","T8","4' T8",48,3,30,70,"Lighting","Fluorescent","T8"]
[null,"F43SIS","Fluorescent (3) T-12 Std. Instant Start lamp, Standard Magnetic Ballast ","T12","4' T12",48,3,39,162,"Lighting","Fluorescent","T12"]
[null,"F43SS","Fluorescent (3) T-12 Std. lamp, Standard Magnetic Ballast ","T12","4' T12",48,3,40,151,"Lighting","Fluorescent","T12"]
[null,"F43SSILL","Fluorescent (3) T-8 lamp, Instant Start Ballast NLO  ","HPT8-RW","4' T8",48,3,28,72,"Lighting","Fluorescent","HPT8-RW"]
[null,"F43SSILL-H","Fluorescent (3) T-8 lamp, Instant Start Ballast HLO  ","HPT8-RW","4' T8",48,3,28,98,"Lighting","Fluorescent","HPT8-RW"]
[null,"F43SSILL-R","Fluorescent (3) T-8 lamp, Instant Start Ballast RLO  ","HPT8-RW","4' T8",48,3,28,66,"Lighting","Fluorescent","HPT8-RW"]
[null,"F43SVS","Fluorescent (3) T-12 Std. VHO lamp, Standard Magnetic Ballast ","T12","4' T12",48,3,110,377,"Lighting","Fluorescent","T12"]
[null,"F44EE","Fluorescent (4) T-12 ES lamp, Energy Saving Magnetic Ballast  ","T12","4' T12",48,4,34,144,"Lighting","Fluorescent","T12"]
[null,"F44EE/D4","Fluorescent (4) T-12 ES lamp 4 Ballasts (delamp ed) ","T12","4' T12",48,4,34,152,"Lighting","Fluorescent","T12"]
[null,"F44EHS","Fluorescent (4) T-12 ES HO lamp, Standard Magnetic Ballast ","T12","4' T12",48,4,55,270,"Lighting","Fluorescent","T12"]
[null,"F44EIS","Fluorescent (4) T-12 ES Instant Start lamp  Magnetic ballast ","T12","4' T12",48,4,30,164,"Lighting","Fluorescent","T12"]
[null,"F44EL","Fluorescent (4) T12 ES lamp  Electronic Ballast ","T12","4' T12",48,4,34,120,"Lighting","Fluorescent","T12"]
[null,"F44ES","Fluorescent (4) T-12 ES lamp, Standard Magnetic Ballast ","T12","4' T12",48,4,34,160,"Lighting","Fluorescent","T12"]
[null,"F44EVS","Fluorescent (4) VHO ES lamp, Standard Magnetic Ballast ","T12","4' T12",48,4,null,420,"Lighting","Fluorescent","T12"]
[null,"F44GHL","Fluorescent (4) T-5 STD HO T5 lamp  ","T5","4' T5",48,4,54,234,"Lighting","Fluorescent","T5"]
[null,"F44GL","Fluorescent (4) T-5 STD T5 lamp  ","T5","4' T5",48,4,28,128,"Lighting","Fluorescent","T5"]
[null,"F44IAL-R","Fluorescent (4) F25T12 lamp, Instant Start Ballast RLO  ","T12","4' T12",48,4,25,80,"Lighting","Fluorescent","T12"]
[null,"F44ILL","Fluorescent (4) T-8 lamp, Instant Start Ballast NLO  ","T8","4' T8",48,4,32,112,"Lighting","Fluorescent","T8"]
[null,"F44ILL/2","Fluorescent (4) T-8 lamp, Instant Start Ballast NLO (2) ballast ","T8","4' T8",48,4,32,118,"Lighting","Fluorescent","T8"]
[null,"F44ILL-H","Fluorescent (4) T-8 lamp, Instant Start HLO Ballast","T8","4' T8",48,4,32,145,"Lighting","Fluorescent","T8"]
[null,"F44ILL-R","Fluorescent (4) T-8 lamp, Instant Start Ballast RLO  ","T8","4' T8",48,4,32,102,"Lighting","Fluorescent","T8"]
[null,"F44ILL-V","Fluorescent (4)  T-8 lamp, Instant Start Ballast VHLO ","T8","4' T8",48,4,32,151,"Lighting","Fluorescent","T8"]
[null,"F44LE","Fluorescent (4) T-8 lamp, Energy Efficienct Magnetic Ballast ","T8","4' T8",48,4,32,142,"Lighting","Fluorescent","T8"]
[null,"F44LL","Fluorescent (4) T-8 lamp, Rapid Start Ballast NLO  ","T8","4' T8",48,4,32,118,"Lighting","Fluorescent","T8"]
[null,"F44LL/2","Fluorescent (4) T-8 lamp, Rapid Start Ballast NLO (2) ballast ","T8","4' T8",48,4,32,120,"Lighting","Fluorescent","T8"]
[null,"F44LL-R","Fluorescent (4) T-8 lamp, Rapid Start Ballast RLO  ","T8","4' T8",48,4,32,105,"Lighting","Fluorescent","T8"]
[null,"F44PILL","Fluorescent (4) T-8 lamp, Instant Start Ballast NLO  ","HPT8","4' T8",48,4,32,106,"Lighting","Fluorescent","HPT8"]
[null,"F44PILL-H","Fluorescent (4) T-8 lamp, Instant Start Ballast HLO ","HPT8","4' T8",48,4,32,145,"Lighting","Fluorescent","HPT8"]
[null,"F44PILL-R","Fluorescent (4) T-8 lamp, Instant Start Ballast RLO ","HPT8","4' T8",48,4,32,95,"Lighting","Fluorescent","HPT8"]
[null,"F44RILL","Fluorescent (4) T-8 lamp, Instant Start Ballast NLO ","HPT8-RW","4' T8",48,4,25,86,"Lighting","Fluorescent","HPT8-RW"]
[null,"F44RILL-H","Fluorescent (4) T-8 lamp, Instant Start Ballast HLO ","HPT8-RW","4' T8",48,4,25,116,"Lighting","Fluorescent","HPT8-RW"]
[null,"F44RILL-R","Fluorescent (4) T-8 lamp, Instant Start Ballast RLO ","HPT8-RW","4' T8",48,4,25,75,"Lighting","Fluorescent","HPT8-RW"]
[null,"F44SE","Fluorescent (4) T-12 Std. lamp, Energy Saving Magnetic Ballast ","T12","4' T12",48,4,40,172,"Lighting","Fluorescent","T12"]
[null,"F44SHS","Fluorescent (4) T-12 Std. HO lamp, Standard Magnetic Ballast ","T12","4' T12",48,4,60,290,"Lighting","Fluorescent","T12"]
[null,"F44SIL","Fluorescent (4) T-12 Std. Instant Start lamp  Electronic ballast ","T12","4' T12",48,4,39,148,"Lighting","Fluorescent","T12"]
[null,"F44SILL","Fluorescent (4) T-8 lamp, Instant Start Ballast NLO  ","T8","4' T8",48,4,30,105,"Lighting","Fluorescent","T8"]
[null,"F44SILL-H","Fluorescent (4) T-8 lamp, Instant Start Ballast HLO  ","T8","4' T8",48,4,30,140,"Lighting","Fluorescent","T8"]
[null,"F44SILL-R","Fluorescent (4) T-8 lamp, Instant Start Ballast RLO  ","T8","4' T8",48,4,30,91,"Lighting","Fluorescent","T8"]
[null,"F44SIS","Fluorescent (4) T-12 Std. Instant Start lamp, Standard Magnetic Ballast ","T12","4' T12",48,4,39,204,"Lighting","Fluorescent","T12"]
[null,"F44SS","Fluorescent (4) T-12 Std. lamp, Standard Magnetic Ballast ","T12","4' T12",48,4,40,188,"Lighting","Fluorescent","T12"]
[null,"F44SSILL","Fluorescent (4) T-8 lamp, Instant Start Ballast NLO  ","HPT8-RW","4' T8",48,4,28,96,"Lighting","Fluorescent","HPT8-RW"]
[null,"F44SSILL-H","Fluorescent (4) T-8 lamp, Instant Start Ballast HLO  ","HPT8-RW","4' T8",48,4,28,127,"Lighting","Fluorescent","HPT8-RW"]
[null,"F44SSILL-R","Fluorescent (4) T-8 lamp, Instant Start Ballast RLO  ","HPT8-RW","4' T8",48,4,28,86,"Lighting","Fluorescent","HPT8-RW"]
[null,"F44SVS","Fluorescent (4) T-12 Std. VHO lamp, Standard Magnetic Ballast ","T12","4' T12",48,4,110,484,"Lighting","Fluorescent","T12"]
[null,"F45GHL","Fluorescent (5) T-5 STD HO T5 lamp  ","T5","4' T5",48,5,54,294,"Lighting","Fluorescent","T5"]
[null,"F45ILL","Fluorescent (5) T-8 lamp  (1) 3-lamp, Instant Start ballast and (1) 2-lamp, Instant Start ballast NLO  ","T8","4' T8",48,5,32,148,"Lighting","Fluorescent","T8"]
[null,"F46EE","Fluorescent (6) T-12 ES lamp, Energy Saving Magnetic Ballast    ","T12","4' T12",48,6,34,216,"Lighting","Fluorescent","T12"]
[null,"F46EL","Fluorescent (6) T-12 ES lamp  ","T12","4' T12",48,6,34,186,"Lighting","Fluorescent","T12"]
[null,"F46ES","Fluorescent (6) T-12 ES lamp, Standard Magnetic Ballast ","T12","4' T12",48,6,34,236,"Lighting","Fluorescent",{"$f":"D515","v":"T12"}]
[null,"F46GHL","Fluorescent (6) T-5 STD HO T5 lamp  ","T5","4' T5",48,6,54,351,"Lighting","Fluorescent","T5"]
[null,"F46ILL","Fluorescent (6) T-8 lamp, Instant Start Ballast NLO  ","T8","4' T8",48,6,32,175,"Lighting","Fluorescent","T8"]
[null,"F46ILL-R","Fluorescent (6) T-8 lamp, Instant Start Ballast RLO  ","T8","4' T8",48,6,32,156,"Lighting","Fluorescent","T8"]
[null,"F46LL","Fluorescent (6) T-8 lamp, Rapid Start Ballast NLO  ","T8","4' T8",48,6,32,182,"Lighting","Fluorescent","T8"]
[null,"F46PILL-H","Fluorescent (6) T-8 lamp, Instant Start Ballast HLO ","HPT8","4' T8",48,6,32,215,"Lighting","Fluorescent","HPT8"]
[null,"F46SE","Fluorescent (6) T-12 Std. lamp, Energy Saving Magnetic Ballast ","T12","4' T12",48,6,40,258,"Lighting","Fluorescent","T12"]
[null,"F46SS","Fluorescent (6) T-12 Std. lamp, Standard Magnetic Ballast ","T12","4' T12",48,6,40,282,"Lighting","Fluorescent","T12"]
[null,"F46SSIL-H","Fluorescent (6) T-8 lamp, Instant Start Ballast HLO  ","HPT8-RW","4' T8",48,6,28,191,"Lighting","Fluorescent","HPT8-RW"]
[null,"F48EE","Fluorescent (8) T-12 ES lamp, Energy Saving Magnetic Ballast   ","T12","4' T12",48,8,34,288,"Lighting","Fluorescent","T12"]
[null,"F48GHL","Fluorescent (8) T-5 STD HO T5 lamp  ","T5","4' T5",48,8,54,468,"Lighting","Fluorescent","T5"]
[null,"F48ILL","Fluorescent (8) T-8 lamp, Instant Start Ballast NLO  ","T8","4' T8",48,8,32,224,"Lighting","Fluorescent","T8"]
[null,"F48ILL-H","Fluorescent (8) T-8 lamp, Instant Start Ballast HLO ","T8","4' T8",48,8,32,290,"Lighting","Fluorescent","T8"]
[null,"F48ILL-R","Fluorescent (8) T-8 lamp, Instant Start Ballast RLO  ","T8","4' T8",48,8,32,204,"Lighting","Fluorescent","T8"]
[null,"F51GHL","Fluorescent (1) T-5 STD HO T5 lamp  ","T5",null,60,1,49,54,"Lighting","Fluorescent","T5"]
[null,"F51GHL-H","Fluorescent (1) T-5 STD HO T5 lamp  HLO Ballast","T5",null,60,1,49,54,"Lighting","Fluorescent","T5"]
[null,"F51GL","Fluorescent (1) T-5 STD T5 lamp  ","T5",null,60,1,35,39,"Lighting","Fluorescent","T5"]
[null,"F51ILHL","Fluorescent (1) T-8 HO lamp, Instant Start Ballast ","T12",null,60,1,55,59,"Lighting","Fluorescent","T12"]
[null,"F51ILL","Fluorescent (1) T-8 lamp, Instant Start Ballast NLO  ","T8",null,60,1,40,36,"Lighting","Fluorescent","T8"]
[null,"F51ILL/T2","Fluorescent (1) T-8 lamp, Instant Start Ballast NLO, Tandem 2 lamp  Ballast ","T8",null,60,1,40,36,"Lighting","Fluorescent","T8"]
[null,"F51ILL/T3","Fluorescent (1) T-8 lamp, Instant Start Ballast NLO, Tandem 3 lamp  Ballast ","T8",null,60,1,40,35,"Lighting","Fluorescent","T8"]
[null,"F51ILL/T4","Fluorescent (1) T-8 lamp, Instant Start Ballast NLO, Tandem 4 lamp  Ballast ","T8",null,60,1,40,34,"Lighting","Fluorescent","T8"]
[null,"F51ILL-R","Fluorescent (1) T-8 lamp, Instant Start Ballast RLO  ","T8",null,60,1,40,43,"Lighting","Fluorescent","T8"]
[null,"F51LL","Fluorescent (1) T-8 lamp, Rapid Start Ballast NLO  ","T8",null,60,1,58,58,"Lighting","Fluorescent","T8"]
[null,"F51SHE","Fluorescent (1) T-12 Std. HO lamp, Energy Saving Magnetic Ballast   ","T12",null,60,1,75,88,"Lighting","Fluorescent","T12"]
[null,"F51SHL","Fluorescent (1) T-12 Std. HO lamp, Electronic Ballast ","T12",null,60,1,75,69,"Lighting","Fluorescent","T12"]
[null,"F51SHS","Fluorescent (1) T-12 Std. HO lamp, Standard Magnetic Ballast ","T12",null,60,1,75,92,"Lighting","Fluorescent","T12"]
[null,"F51SL","Fluorescent (1) T-12 Std. lamp, Standard Magnetic Ballast ","T12",null,60,1,50,44,"Lighting","Fluorescent","T12"]
[null,"F51SS","Fluorescent (1) T-12 Std. lamp, Standard Magnetic Ballast ","T12",null,60,1,50,63,"Lighting","Fluorescent","T12"]
[null,"F51SVS","Fluorescent (1) VHO  lamp , Standard Magnetic Ballast","T12",null,60,1,135,165,"Lighting","Fluorescent","T12"]
[null,"F52GHL","Fluorescent (2) T-5 STD HO T5 lamp  ","T5",null,60,2,49,106,"Lighting","Fluorescent","T5"]
[null,"F52GL","Fluorescent (2) T-5 STD T5 lamp  ","T5",null,60,2,35,76,"Lighting","Fluorescent","T5"]
[null,"F52ILL","Fluorescent (2) T-8 lamp, Instant Start Ballast NLO  ","T8",null,60,2,40,72,"Lighting","Fluorescent","T8"]
[null,"F52ILL/T4","Fluorescent (2) T-8 lamp, Instant Start Ballast NLO, Tandem 2 lamp  Ballast ","T8",null,60,2,40,67,"Lighting","Fluorescent","T8"]
[null,"F52ILL-H","Fluorescent (2) T-8 lamp, Instant Start Ballast HLO  ","T8",null,60,2,40,80,"Lighting","Fluorescent","T8"]
[null,"F52ILL-R","Fluorescent (2) T-8 lamp, Instant Start Ballast RLO  ","T8",null,60,2,40,73,"Lighting","Fluorescent","T8"]
[null,"F52LL","Fluorescent (2) T-8 lamp, Rapid Start Ballast NLO  ","T8",null,60,2,58,116,"Lighting","Fluorescent","T8"]
[null,"F52SHE","Fluorescent (2) T-12 Std. HO lamp, Energy Saving Magnetic Ballast  ","T12",null,60,2,75,176,"Lighting","Fluorescent","T12"]
[null,"F52SHL","Fluorescent (2) T-12 Std. HO lamp, Electronic Ballast  ","T12",null,60,2,75,138,"Lighting","Fluorescent","T12"]
[null,"F52SHS","Fluorescent (2) T-12 Std. HO lamp, Standard Magnetic Ballast ","T12",null,60,2,75,168,"Lighting","Fluorescent","T12"]
[null,"F52SL","Fluorescent (2) T-12 Std. lamp, Standard Magnetic Ballast ","T12",null,60,2,50,88,"Lighting","Fluorescent","T12"]
[null,"F52SS","Fluorescent (2) T-12 Std. lamp, Standard Magnetic Ballast ","T12",null,60,2,50,128,"Lighting","Fluorescent","T12"]
[null,"F52SVS","Fluorescent (2) T-12 VHO ES lamp, Standard Magnetic Ballast ","T12",null,60,2,135,310,"Lighting","Fluorescent","T12"]
[null,"F53ILL","Fluorescent (3) T-8 lamp, Instant Start Ballast NLO  ","T8",null,60,3,40,106,"Lighting","Fluorescent","T8"]
[null,"F53ILL-H","Fluorescent (3) T-8 lamp, Instant Start Ballast HLO  ","T8",null,60,3,40,108,"Lighting","Fluorescent","T8"]
[null,"F53LL","Fluorescent (3) T-8 lamp, Rapid Start Ballast NLO  ","T8",null,60,3,58,171,"Lighting","Fluorescent","T8"]
[null,"F54ILL","Fluorescent (4) T-8 lamp, Instant Start Ballast NLO  ","T8",null,60,4,40,134,"Lighting","Fluorescent","T8"]
[null,"F54ILL-H","Fluorescent (4) T-8 lamp, Instant Start Ballast HLO  ","T8",null,60,4,40,126,"Lighting","Fluorescent","T8"]
[null,"F54LL","Fluorescent (4) T-8 lamp, Rapid Start Ballast NLO  ","T8",null,60,4,58,225,"Lighting","Fluorescent","T8"]
[null,"F61ISL","Fluorescent (1) T-12 Std. lamp, Instant Start electronic ballast ","T12",null,72,1,55,68,"Lighting","Fluorescent","T12"]
[null,"F61SE","Fluorescent (1) T-12 Std. lamp, Energy Saving Magnetic Ballast ","T12",null,72,1,55,76,"Lighting","Fluorescent","T12"]
[null,"F61SHS","Fluorescent (1) T-12 Std. HO lamp, Standard Magnetic Ballast ","T12",null,72,1,85,120,"Lighting","Fluorescent","T12"]
[null,"F61SS","Fluorescent (1) T-12 Std. lamp, Standard Magnetic Ballast ","T12",null,72,1,55,90,"Lighting","Fluorescent","T12"]
[null,"F61SVS","Fluorescent (1)  VHO lamp, Standard Magnetic Ballast ","T12",null,72,1,160,180,"Lighting","Fluorescent","T12"]
[null,"F62ILHL","Fluorescent (2)  T-8 HO lamp, Instant Start Ballast ","T8",null,72,2,65,147,"Lighting","Fluorescent","T8"]
[null,"F62ILL","Fluorescent (2)  T-8 lamp, Instant Start Ballast NLO","T8",null,72,2,35,78,"Lighting","Fluorescent","T8"]
[null,"F62ISL","Fluorescent (2) T-12 Std. lamp, Instant Start electronic ballast ","T12",null,72,2,55,108,"Lighting","Fluorescent","T12"]
[null,"F62SE","Fluorescent (2) T-12 Std. lamp, Energy Saving Magnetic Ballast ","T12",null,72,2,55,122,"Lighting","Fluorescent","T12"]
[null,"F62SHE","Fluorescent (2) T-12 Std. HO lamp, Energy Saving Magnetic Ballast  ","T12",null,72,2,85,194,"Lighting","Fluorescent","T12"]
[null,"F62SHS","Fluorescent (2) T-12 Std. HO lamp, Standard Magnetic Ballast ","T12",null,72,2,85,220,"Lighting","Fluorescent","T12"]
[null,"F62SL","Fluorescent (2) T-12 Std. lamp, Standard Magnetic Ballast ","T12",null,72,2,55,108,"Lighting","Fluorescent","T12"]
[null,"F62SS","Fluorescent (2) T-12 Std. lamp, Standard Magnetic Ballast ","T12",null,72,2,55,145,"Lighting","Fluorescent","T12"]
[null,"F62SVS","Fluorescent (2)  VHO lamp, Standard Magnetic Ballast ","T12",null,72,2,160,330,"Lighting","Fluorescent","T12"]
[null,"F63ISL","Fluorescent (3) T-12 Std. lamp, Instant Start electronic ballast ","T12",null,72,3,55,176,"Lighting","Fluorescent","T12"]
[null,"F63SS","Fluorescent (3) T-12 Std. lamp, Standard Magnetic Ballast ","T12",null,72,3,55,202,"Lighting","Fluorescent",{"$f":"D579","v":"T12"}]
[null,"F64ISL","Fluorescent (4) T-12 Std. lamp, Instant Start electronic ballast ","T12",null,72,4,55,216,"Lighting","Fluorescent","T12"]
[null,"F64SE","Fluorescent (4) T-12 Std. lamp, Energy Saving Magnetic Ballast ","T12",null,72,4,55,230,"Lighting","Fluorescent","T12"]
[null,"F64SHE","Fluorescent (4) T-12 Std. HO lamp, Energy Saving Magnetic Ballast   ","T12",null,72,4,85,388,"Lighting","Fluorescent","T12"]
[null,"F64SS","Fluorescent (4) T-12 Std. lamp, Standard Magnetic Ballast ","T12",null,72,4,55,244,"Lighting","Fluorescent","T12"]
[null,"F81EE/T2","Fluorescent (1) T-12 ES lamp Tandem to 2-lamp  ballast ","T12",null,96,1,60,62,"Lighting","Fluorescent","T12"]
[null,"F81EHL","Fluorescent (1) T-12 ES HO lamp  ","T12",null,96,1,95,80,"Lighting","Fluorescent","T12"]
[null,"F81EHL/T2","Fluorescent (1) T-12 ES HO lamp, Rapid Start Ballast NLO, Tandem 2 lamp, Electronic Ballast ","T12",null,96,1,95,85,"Lighting","Fluorescent","T12"]
[null,"F81EHS","Fluorescent (1) T-12 ES HO lamp, Standard Magnetic Ballast ","T12",null,96,1,95,125,"Lighting","Fluorescent","T12"]
[null,"F81EL","Fluorescent (1) T-12 ES lamp, Electronic Ballast  ","T12",null,96,1,60,60,"Lighting","Fluorescent","T12"]
[null,"F81EL/T2","Fluorescent (1) T-12 ES lamp, Rapid Start Ballast NLO,  Tandem 2 lamp  Ballast ","T12",null,96,1,60,55,"Lighting","Fluorescent","T12"]
[null,"F81ES","Fluorescent (1) T-12 ES lamp, Standard Magnetic Ballast ","T12",null,96,1,60,83,"Lighting","Fluorescent","T12"]
[null,"F81ES/T2","Fluorescent (1) T-12 ES lamp Tandem to 2-lamp, Standard Magnetic Ballast ","T12",null,96,1,60,64,"Lighting","Fluorescent","T12"]
[null,"F81EVS","Fluorescent (1) T-12 ES VHO lamp, Standard Magnetic Ballast ","T12",null,96,1,185,200,"Lighting","Fluorescent","T12"]
[null,"F81ILL","Fluorescent (1) T-8 lamp, Instant Start Ballast NLO  ","T8",null,96,1,59,58,"Lighting","Fluorescent","T8"]
[null,"F81ILL/T2","Fluorescent (1) T-8 lamp, Instant Start Ballast NLO, Tandem 2 lamp  Ballast ","T8",null,96,1,59,55,"Lighting","Fluorescent","T8"]
[null,"F81ILL/T2-R","Fluorescent (1) T-8 lamp, Instant Start Ballast RLO, Tandem 2 lamp  Ballast ","T8",null,96,1,59,49,"Lighting","Fluorescent","T8"]
[null,"F81ILL-H","Fluorescent (1) T-8 lamp, Instant Start Ballast HLO  ","T8",null,96,1,59,68,"Lighting","Fluorescent","T8"]
[null,"F81ILL-R","Fluorescent (1) T-8 lamp, Instant Start Ballast RLO  ","T8",null,96,1,59,57,"Lighting","Fluorescent","T8"]
[null,"F81ILL-V","Fluorescent (1) T-8 lamp, Instant Start Ballast VHLO  ","T8",null,96,1,59,71,"Lighting","Fluorescent","T8"]
[null,"F81LHL","Fluorescent (1) T8 HO lamp, Rapid Start Ballast  ","T8",null,96,1,86,85,"Lighting","Fluorescent","T8"]
[null,"F81LHL/T2","Fluorescent (1) T8 HO lamp Tandem wired to 2-lamp  ballast ","T8",null,96,1,86,80,"Lighting","Fluorescent","T8"]
[null,"F81SE","Fluorescent (1) T-12 Std. lamp, Energy Saving Magnetic Ballast ","T12",null,96,1,75,91,"Lighting","Fluorescent","T12"]
[null,"F81SHE","Fluorescent (1) T-12 Std. HO lamp, Energy Saving Magnetic Ballast   ","T12",null,96,1,110,132,"Lighting","Fluorescent","T12"]
[null,"F81SHL/T2","Fluorescent (1) T-12 Std. HO lamp, Rapid Start Ballast NLO  Tandem 2 lamp  Ballast ","T12",null,96,1,110,98,"Lighting","Fluorescent","T12"]
[null,"F81SHS","Fluorescent (1) T-12 Std. HO lamp, Standard Magnetic Ballast ","T12",null,96,1,110,145,"Lighting","Fluorescent","T12"]
[null,"F81SL","Fluorescent (1) T-12 Std. lamp, Instant Start Ballast NLO  ","T12",null,96,1,75,70,"Lighting","Fluorescent","T12"]
[null,"F81SL/T2","Fluorescent (1) T-12 Std. lamp, Rapid Start Ballast NLO  Tandem 2 lamp  Ballast ","T12",null,96,1,75,67,"Lighting","Fluorescent","T12"]
[null,"F81SS","Fluorescent (1) T-12 Std. lamp, Standard Magnetic Ballast ","T12",null,96,1,75,100,"Lighting","Fluorescent","T12"]
[null,"F81SVS","Fluorescent (1) T-12 Std. VHO lamp, Standard Magnetic Ballast ","T12",null,96,1,215,230,"Lighting","Fluorescent","T12"]
[null,"F82EE","Fluorescent (2) T-12 ES lamp, Energy Saving Magnetic Ballast  ","T12",null,96,2,60,123,"Lighting","Fluorescent","T12"]
[null,"F82EHE","Fluorescent (2) T-12 ES HO lamp, Energy Saving Magnetic Ballast  ","T12",null,96,2,95,207,"Lighting","Fluorescent","T12"]
[null,"F82EHL","Fluorescent (2) T-12 ES HO lamp  ","T12",null,96,2,95,170,"Lighting","Fluorescent","T12"]
[null,"F82EHS","Fluorescent (2) T-12 ES HO lamp, Standard Magnetic Ballast ","T12",null,96,2,95,227,"Lighting","Fluorescent","T12"]
[null,"F82EL","Fluorescent (2) T-12 ES lamp  ","T12",null,96,2,60,110,"Lighting","Fluorescent","T12"]
[null,"F82ES","Fluorescent (2) T-12 ES lamp, Standard Magnetic Ballast ","T12",null,96,2,60,138,"Lighting","Fluorescent","T12"]
[null,"F82EVS","Fluorescent (2) T-12 ES VHO lamp, Standard Magnetic Ballast ","T12",null,96,2,185,390,"Lighting","Fluorescent","T12"]
[null,"F82ILL","Fluorescent (2) T-8 Instant Start Ballast NLO ","T8",null,96,2,51,94,"Lighting","Fluorescent","T8"]
[null,"F82ILL-R"," Fluorescent (2) T-8 lamp, Instant Start Ballast RLO  ","T8",null,96,2,59,98,"Lighting","Fluorescent","T8"]
[null,"F82LHL"," Fluorescent (2) T8 HO lamp, Rapid Start Ballast  ","T8",null,96,2,86,160,"Lighting","Fluorescent","T8"]
[null,"F82SE","Fluorescent (2) T-12 Std. lamp, Energy Saving Magnetic Ballast ","T12",null,96,2,75,158,"Lighting","Fluorescent","T12"]
[null,"F82SHE","Fluorescent (2) T-12 Std. HO lamp, Energy Saving Magnetic Ballast   ","T12",null,96,2,110,237,"Lighting","Fluorescent","T12"]
[null,"F82SHL","Fluorescent (2) T-12 Std. HO lamp  ","T12",null,96,2,110,195,"Lighting","Fluorescent","T12"]
[null,"F82SHS","Fluorescent (2) T-12 Std. HO lamp, Standard Magnetic Ballast ","T12",null,96,2,110,257,"Lighting","Fluorescent","T12"]
[null,"F82SL","Fluorescent (2) T-12 Std. lamp, Instant Start Ballast NLO  ","T12",null,96,2,75,134,"Lighting","Fluorescent","T12"]
[null,"F82SS","Fluorescent (2) T-12 Std. lamp, Standard Magnetic Ballast ","T12",null,96,2,75,173,"Lighting","Fluorescent","T12"]
[null,"F82SVS","Fluorescent (2) T-12 Std. VHO lamp, Standard Magnetic Ballast ","T12",null,96,2,215,450,"Lighting","Fluorescent","T12"]
[null,"F83EE","Fluorescent (3) T-12 ES lamp, Energy Saving Magnetic Ballast    ","T12",null,96,3,60,210,"Lighting","Fluorescent","T12"]
[null,"F83EHE","Fluorescent (3) T-12 ES HO lamp, Energy Savings Magnetic Ballast","T12",null,96,3,95,319,"Lighting","Fluorescent","T12"]
[null,"F83EHS","Fluorescent (3) T-12 ES HO lamp, Standard Magnetic Ballast ","T12",null,96,3,95,352,"Lighting","Fluorescent","T12"]
[null,"F83EL","Fluorescent (3) T-12 ES lamp, Electronic Ballast  ","T12",null,96,3,60,179,"Lighting","Fluorescent","T12"]
[null,"F83ES","Fluorescent (3) T-12 ES lamp, Standard Magnetic Ballast ","T12",null,96,3,60,221,"Lighting","Fluorescent","T12"]
[null,"F83EVS","Fluorescent (3) T-12 ES VHO lamp, Standard Magnetic Ballast ","T12",null,96,3,185,590,"Lighting","Fluorescent","T12"]
[null,"F83ILL"," Fluorescent (3) T-8 lamp, Instant Start Ballast","T8",null,96,3,59,167,"Lighting","Fluorescent","T8"]
[null,"F83SHS","Fluorescent (3) T-12 Std. HO lamp, Standard Magnetic Ballast ","T12",null,96,3,110,392,"Lighting","Fluorescent","T12"]
[null,"F83SS","Fluorescent (3) T-12 Std. lamp, Standard Magnetic Ballast ","T12",null,96,3,75,273,"Lighting","Fluorescent","T12"]
[null,"F83SVS","Fluorescent (3) T-12 Std. VHO lamp, Standard Magnetic Ballast ","T12",null,96,3,215,680,"Lighting","Fluorescent","T12"]
[null,"F84EE","Fluorescent (4) T-12 ES lamp, Energy Saving Magnetic Ballast   ","T12",null,96,4,60,246,"Lighting","Fluorescent","T12"]
[null,"F84EHE","Fluorescent (4) T-12 ES HO lamp, Energy Saving Magnetic Ballast  ","T12",null,96,4,95,414,"Lighting","Fluorescent","T12"]
[null,"F84EHL","Fluorescent (4) T-12 ES HO lamp, Electronic Ballast","T12",null,96,4,95,340,"Lighting","Fluorescent","T12"]
[null,"F84EHS","Fluorescent (4) T-12 ES HO lamp, Standard Magnetic Ballast","T12",null,96,4,95,454,"Lighting","Fluorescent","T12"]
[null,"F84EL","Fluorescent (4) T-12 ES lamp, Electronic Ballast","T12",null,96,4,60,220,"Lighting","Fluorescent","T12"]
[null,"F84ES","Fluorescent (4) T-12 ES lamp, Standard Magnetic Ballast ","T12",null,96,4,60,276,"Lighting","Fluorescent","T12"]
[null,"F84EVS","Fluorescent (4) T-12 ES VHO lamp, Standard Magnetic Ballast","T12",null,96,4,185,780,"Lighting","Fluorescent","T12"]
[null,"F84ILL"," Fluorescent (4) T-8 lamp, Instant Start Ballast NLO  ","T8",null,96,4,59,219,"Lighting","Fluorescent",{"$f":"D643","v":"T8"}]
[null,"F84LHL"," Fluorescent (4) T8 HO lamp, Rapid Start Ballast  ","T8",null,96,4,86,320,"Lighting","Fluorescent","T8"]
[null,"F84SE","Fluorescent (4) T-12 Std. lamp, Energy Saving Magnetic Ballast ","T12",null,96,4,75,316,"Lighting","Fluorescent","T12"]
[null,"F84SHE","Fluorescent (4) T-12 Std. HO lamp, Energy Saving Magnetic Ballast ","T12",null,96,4,110,474,"Lighting","Fluorescent","T12"]
[null,"F84SHL","Fluorescent (3) T-12 Std. HO lamp, Electronic Ballast  ","T12",null,96,4,110,390,"Lighting","Fluorescent","T12"]
[null,"F84SHS","Fluorescent (4) T-12 Std. HO lamp, Standard Magnetic Ballast","T12",null,96,4,110,514,"Lighting","Fluorescent","T12"]
[null,"F84SL","Fluorescent (4) T-12 Std. lamp, Instant Start Ballast NLO  ","T12",null,96,4,75,268,"Lighting","Fluorescent","T12"]
[null,"F84SS","Fluorescent (4) T-12 Std. lamp, Standard Magnetic Ballast ","T12",null,96,4,75,346,"Lighting","Fluorescent","T12"]
[null,"F84SVS","Fluorescent (4) T-12 Std. VHO lamp, Standard Magnetic Ballast","T12",null,96,4,215,900,"Lighting","Fluorescent","T12"]
[null,"F86EHS","Fluorescent (6) T-12 ES HO lamp, Standard Magnetic Ballast","T12",null,96,6,95,721,"Lighting","Fluorescent","T12"]
[null,"F86ILL"," Fluorescent (6) T-8 lamp, Instant Start Ballast NLO  ","T8",null,96,6,59,328,"Lighting","Fluorescent","T8"]
[null,"FC12/1"," (1) 12 circular lamp RS ballast ","Circular Fluorescent",null,null,1,32,31,"Lighting","Fluorescent","Circular Fluorescent"]
[null,"FC12/2"," (2) 12 circular lamp RS ballast ","Circular Fluorescent",null,null,2,32,62,"Lighting","Fluorescent","Circular Fluorescent"]
[null,"FC16/1"," (1) 16 circular lamp ","Circular Fluorescent",null,null,1,40,35,"Lighting","Fluorescent","Circular Fluorescent"]
[null,"FC20"," Circlite, (1) 20W lamp, Preheat ballast ","Circular Fluorescent",null,null,1,20,20,"Lighting","Fluorescent","Circular Fluorescent"]
[null,"FC22/1"," Circlite, (1) 22W lamp, preheat ballast ","Circular Fluorescent",null,null,1,22,20,"Lighting","Fluorescent","Circular Fluorescent"]
[null,"FC22/32/1"," Circlite, (1) 22W/32W lamp, preheat ballast ","Circular Fluorescent",null,null,1,"22/32 ",58,"Lighting","Fluorescent","Circular Fluorescent"]
[null,"FC32/1"," Circline, (1) 32W lamp, preheat ballast ","Circular Fluorescent",null,null,1,32,40,"Lighting","Fluorescent","Circular Fluorescent"]
[null,"FC32/40/1"," Circlite, (1) 32W/40W lamp, preheat ballast ","Circular Fluorescent",null,null,1,"32/40 ",80,"Lighting","Fluorescent","Circular Fluorescent"]
[null,"FC40/1"," Circline, (1) 32W lamp, preheat ballast ","Circular Fluorescent",null,null,1,32,42,"Lighting","Fluorescent","Circular Fluorescent"]
[null,"FC44/1"," Circlite, (1) 44W lamp, preheat ballast ","Circular Fluorescent",null,null,1,44,46,"Lighting","Fluorescent","Circular Fluorescent"]
[null,"FC6/1"," (1) 6 circular lamp RS ballast ","Circular Fluorescent",null,null,1,20,25,"Lighting","Fluorescent","Circular Fluorescent"]
[null,"FC8/1"," (1) 8 circular lamp RS ballast ","Circular Fluorescent",null,null,1,22,26,"Lighting","Fluorescent","Circular Fluorescent"]
[null,"FC8/2"," (2) 8 circular lamp RS ballast ","Circular Fluorescent",null,null,2,22,52,"Lighting","Fluorescent","Circular Fluorescent"]
[null,"FLED 100","LED Fixture 100 watts","LED Fixture",null,null,null,null,{"$f":"RIGHT(B667,3)","v":"100"},"Lighting","LED/Solid State","LED Fixture"]
[null,"FLED 110","LED Fixture 110 watts","LED Fixture",null,null,null,null,"110","Lighting","LED/Solid State","LED Fixture"]
[null,"FLED 120","LED Fixture 120 watts","LED Fixture",null,null,null,null,"120","Lighting","LED/Solid State","LED Fixture"]
[null,"FLED 130","LED Fixture 130 watts","LED Fixture",null,null,null,null,"130","Lighting","LED/Solid State","LED Fixture"]
[null,"FLED 140","LED Fixture 140 watts","LED Fixture",null,null,null,null,"140","Lighting","LED/Solid State","LED Fixture"]
[null,"FLED 150","LED Fixture 150 watts","LED Fixture",null,null,null,null,"150","Lighting","LED/Solid State","LED Fixture"]
[null,"FLED 160","LED Fixture 160 watts","LED Fixture",null,null,null,null,"160","Lighting","LED/Solid State","LED Fixture"]
[null,"FLED 170","LED Fixture 170 watts","LED Fixture",null,null,null,null,"170","Lighting","LED/Solid State","LED Fixture"]
[null,"FLED 180","LED Fixture 180 watts","LED Fixture",null,null,null,null,"180","Lighting","LED/Solid State","LED Fixture"]
[null,"FLED 190","LED Fixture 190 watts","LED Fixture",null,null,null,null,"190","Lighting","LED/Solid State","LED Fixture"]
[null,"FLED 1x4 10","LED, 1x4 Panel, 10 watts","LED 1x4 Linear Panel",null,null,null,{"$f":"I677","v":10},10,"Lighting","LED/Solid State","LED 1x4 Linear Panel"]
[null,"FLED 1x4 11","LED, 1x4 Panel, 11 watts","LED 1x4 Linear Panel",null,null,null,11,11,"Lighting","LED/Solid State","LED 1x4 Linear Panel"]
[null,"FLED 1x4 12","LED, 1x4 Panel, 12 watts","LED 1x4 Linear Panel",null,null,null,12,12,"Lighting","LED/Solid State","LED 1x4 Linear Panel"]
[null,"FLED 1x4 13","LED, 1x4 Panel, 13 watts","LED 1x4 Linear Panel",null,null,null,13,13,"Lighting","LED/Solid State","LED 1x4 Linear Panel"]
[null,"FLED 1x4 14","LED, 1x4 Panel, 14 watts","LED 1x4 Linear Panel",null,null,null,14,14,"Lighting","LED/Solid State","LED 1x4 Linear Panel"]
[null,"FLED 1x4 15","LED, 1x4 Panel, 15 watts","LED 1x4 Linear Panel",null,null,null,15,15,"Lighting","LED/Solid State","LED 1x4 Linear Panel"]
[null,"FLED 1x4 16","LED, 1x4 Panel, 16 watts","LED 1x4 Linear Panel",null,null,null,16,16,"Lighting","LED/Solid State","LED 1x4 Linear Panel"]
[null,"FLED 1x4 17","LED, 1x4 Panel, 17 watts","LED 1x4 Linear Panel",null,null,null,17,17,"Lighting","LED/Solid State","LED 1x4 Linear Panel"]
[null,"FLED 1x4 18","LED, 1x4 Panel, 18 watts","LED 1x4 Linear Panel",null,null,null,18,18,"Lighting","LED/Solid State","LED 1x4 Linear Panel"]
[null,"FLED 1x4 19","LED, 1x4 Panel, 19 watts","LED 1x4 Linear Panel",null,null,null,19,19,"Lighting","LED/Solid State","LED 1x4 Linear Panel"]
[null,"FLED 1x4 20","LED, 1x4 Panel, 20 watts","LED 1x4 Linear Panel",null,null,null,20,20,"Lighting","LED/Solid State","LED 1x4 Linear Panel"]
[null,"FLED 1x4 21","LED, 1x4 Panel, 21 watts","LED 1x4 Linear Panel",null,null,null,21,21,"Lighting","LED/Solid State","LED 1x4 Linear Panel"]
[null,"FLED 1x4 22","LED, 1x4 Panel, 22 watts","LED 1x4 Linear Panel",null,null,null,22,22,"Lighting","LED/Solid State","LED 1x4 Linear Panel"]
[null,"FLED 1x4 23","LED, 1x4 Panel, 23 watts","LED 1x4 Linear Panel",null,null,null,23,23,"Lighting","LED/Solid State","LED 1x4 Linear Panel"]
[null,"FLED 1x4 24","LED, 1x4 Panel, 24 watts","LED 1x4 Linear Panel",null,null,null,24,24,"Lighting","LED/Solid State","LED 1x4 Linear Panel"]
[null,"FLED 1x4 25","LED, 1x4 Panel, 25 watts","LED 1x4 Linear Panel",null,null,null,25,25,"Lighting","LED/Solid State","LED 1x4 Linear Panel"]
[null,"FLED 1x4 26","LED, 1x4 Panel, 26 watts","LED 1x4 Linear Panel",null,null,null,26,26,"Lighting","LED/Solid State","LED 1x4 Linear Panel"]
[null,"FLED 1x4 27","LED, 1x4 Panel, 27 watts","LED 1x4 Linear Panel",null,null,null,27,27,"Lighting","LED/Solid State","LED 1x4 Linear Panel"]
[null,"FLED 1x4 28","LED, 1x4 Panel, 28 watts","LED 1x4 Linear Panel",null,null,null,28,28,"Lighting","LED/Solid State","LED 1x4 Linear Panel"]
[null,"FLED 1x4 29","LED, 1x4 Panel, 29 watts","LED 1x4 Linear Panel",null,null,null,29,29,"Lighting","LED/Solid State","LED 1x4 Linear Panel"]
[null,"FLED 1x4 30","LED, 1x4 Panel, 30 watts","LED 1x4 Linear Panel",null,null,null,30,30,"Lighting","LED/Solid State","LED 1x4 Linear Panel"]
[null,"FLED 1x4 31","LED, 1x4 Panel, 31 watts","LED 1x4 Linear Panel",null,null,null,31,31,"Lighting","LED/Solid State","LED 1x4 Linear Panel"]
[null,"FLED 1x4 32","LED, 1x4 Panel, 32 watts","LED 1x4 Linear Panel",null,null,null,32,32,"Lighting","LED/Solid State","LED 1x4 Linear Panel"]
[null,"FLED 1x4 33","LED, 1x4 Panel, 33 watts","LED 1x4 Linear Panel",null,null,null,33,33,"Lighting","LED/Solid State","LED 1x4 Linear Panel"]
[null,"FLED 1x4 34","LED, 1x4 Panel, 34 watts","LED 1x4 Linear Panel",null,null,null,34,34,"Lighting","LED/Solid State","LED 1x4 Linear Panel"]
[null,"FLED 1x4 35","LED, 1x4 Panel, 35 watts","LED 1x4 Linear Panel",null,null,null,35,35,"Lighting","LED/Solid State","LED 1x4 Linear Panel"]
[null,"FLED 1x4 36","LED, 1x4 Panel, 36 watts","LED 1x4 Linear Panel",null,null,null,36,36,"Lighting","LED/Solid State","LED 1x4 Linear Panel"]
[null,"FLED 1x4 37","LED, 1x4 Panel, 37 watts","LED 1x4 Linear Panel",null,null,null,37,37,"Lighting","LED/Solid State","LED 1x4 Linear Panel"]
[null,"FLED 1x4 38","LED, 1x4 Panel, 38 watts","LED 1x4 Linear Panel",null,null,null,38,38,"Lighting","LED/Solid State","LED 1x4 Linear Panel"]
[null,"FLED 1x4 39","LED, 1x4 Panel, 39 watts","LED 1x4 Linear Panel",null,null,null,39,39,"Lighting","LED/Solid State","LED 1x4 Linear Panel"]
[null,"FLED 1x4 40","LED, 1x4 Panel, 40 watts","LED 1x4 Linear Panel",null,null,null,40,40,"Lighting","LED/Solid State",{"$f":"D707","v":"LED 1x4 Linear Panel"}]
[null,"FLED 1x4 41","LED, 1x4 Panel, 41 watts","LED 1x4 Linear Panel",null,null,null,41,41,"Lighting","LED/Solid State","LED 1x4 Linear Panel"]
[null,"FLED 1x4 42","LED, 1x4 Panel, 42 watts","LED 1x4 Linear Panel",null,null,null,{"$f":"I709","v":42},42,"Lighting","LED/Solid State","LED 1x4 Linear Panel"]
[null,"FLED 1x4 43","LED, 1x4 Panel, 43 watts","LED 1x4 Linear Panel",null,null,null,43,43,"Lighting","LED/Solid State","LED 1x4 Linear Panel"]
[null,"FLED 1x4 44","LED, 1x4 Panel, 44 watts","LED 1x4 Linear Panel",null,null,null,44,44,"Lighting","LED/Solid State","LED 1x4 Linear Panel"]
[null,"FLED 1x4 45","LED, 1x4 Panel, 45 watts","LED 1x4 Linear Panel",null,null,null,45,45,"Lighting","LED/Solid State","LED 1x4 Linear Panel"]
[null,"FLED 1x4 46","LED, 1x4 Panel, 46 watts","LED 1x4 Linear Panel",null,null,null,46,46,"Lighting","LED/Solid State","LED 1x4 Linear Panel"]
[null,"FLED 1x4 47","LED, 1x4 Panel, 47 watts","LED 1x4 Linear Panel",null,null,null,47,47,"Lighting","LED/Solid State","LED 1x4 Linear Panel"]
[null,"FLED 1x4 48","LED, 1x4 Panel, 48 watts","LED 1x4 Linear Panel",null,null,null,48,48,"Lighting","LED/Solid State","LED 1x4 Linear Panel"]
[null,"FLED 1x4 49","LED, 1x4 Panel, 49 watts","LED 1x4 Linear Panel",null,null,null,49,49,"Lighting","LED/Solid State","LED 1x4 Linear Panel"]
[null,"FLED 1x4 50","LED, 1x4 Panel, 50 watts","LED 1x4 Linear Panel",null,null,null,50,50,"Lighting","LED/Solid State","LED 1x4 Linear Panel"]
[null,"FLED 1x4 51","LED, 1x4 Panel, 51 watts","LED 1x4 Linear Panel",null,null,null,51,51,"Lighting","LED/Solid State","LED 1x4 Linear Panel"]
[null,"FLED 1x4 52","LED, 1x4 Panel, 52 watts","LED 1x4 Linear Panel",null,null,null,52,52,"Lighting","LED/Solid State","LED 1x4 Linear Panel"]
[null,"FLED 1x4 53","LED, 1x4 Panel, 53 watts","LED 1x4 Linear Panel",null,null,null,53,53,"Lighting","LED/Solid State","LED 1x4 Linear Panel"]
[null,"FLED 1x4 54","LED, 1x4 Panel, 54 watts","LED 1x4 Linear Panel",null,null,null,54,54,"Lighting","LED/Solid State","LED 1x4 Linear Panel"]
[null,"FLED 1x4 55","LED, 1x4 Panel, 55 watts","LED 1x4 Linear Panel",null,null,null,55,55,"Lighting","LED/Solid State","LED 1x4 Linear Panel"]
[null,"FLED 1x4 56","LED, 1x4 Panel, 56 watts","LED 1x4 Linear Panel",null,null,null,56,56,"Lighting","LED/Solid State","LED 1x4 Linear Panel"]
[null,"FLED 1x4 57","LED, 1x4 Panel, 57 watts","LED 1x4 Linear Panel",null,null,null,57,57,"Lighting","LED/Solid State","LED 1x4 Linear Panel"]
[null,"FLED 1x4 58","LED, 1x4 Panel, 58 watts","LED 1x4 Linear Panel",null,null,null,58,58,"Lighting","LED/Solid State","LED 1x4 Linear Panel"]
[null,"FLED 1x4 59","LED, 1x4 Panel, 59 watts","LED 1x4 Linear Panel",null,null,null,59,59,"Lighting","LED/Solid State","LED 1x4 Linear Panel"]
[null,"FLED 1x4 60","LED, 1x4 Panel, 60 watts","LED 1x4 Linear Panel",null,null,null,60,60,"Lighting","LED/Solid State","LED 1x4 Linear Panel"]
[null,"FLED 1x4 61","LED, 1x4 Panel, 61 watts","LED 1x4 Linear Panel",null,null,null,61,61,"Lighting","LED/Solid State","LED 1x4 Linear Panel"]
[null,"FLED 1x4 62","LED, 1x4 Panel, 62 watts","LED 1x4 Linear Panel",null,null,null,62,62,"Lighting","LED/Solid State","LED 1x4 Linear Panel"]
[null,"FLED 1x4 63","LED, 1x4 Panel, 63 watts","LED 1x4 Linear Panel",null,null,null,63,63,"Lighting","LED/Solid State","LED 1x4 Linear Panel"]
[null,"FLED 1x4 64","LED, 1x4 Panel, 64 watts","LED 1x4 Linear Panel",null,null,null,64,64,"Lighting","LED/Solid State","LED 1x4 Linear Panel"]
[null,"FLED 1x4 65","LED, 1x4 Panel, 65 watts","LED 1x4 Linear Panel",null,null,null,65,65,"Lighting","LED/Solid State","LED 1x4 Linear Panel"]
[null,"FLED 1x4 66","LED, 1x4 Panel, 66 watts","LED 1x4 Linear Panel",null,null,null,66,66,"Lighting","LED/Solid State","LED 1x4 Linear Panel"]
[null,"FLED 1x4 67","LED, 1x4 Panel, 67 watts","LED 1x4 Linear Panel",null,null,null,67,67,"Lighting","LED/Solid State","LED 1x4 Linear Panel"]
[null,"FLED 1x4 68","LED, 1x4 Panel, 68 watts","LED 1x4 Linear Panel",null,null,null,68,68,"Lighting","LED/Solid State","LED 1x4 Linear Panel"]
[null,"FLED 1x4 69","LED, 1x4 Panel, 69 watts","LED 1x4 Linear Panel",null,null,null,69,69,"Lighting","LED/Solid State","LED 1x4 Linear Panel"]
[null,"FLED 1x4 70","LED, 1x4 Panel, 70 watts","LED 1x4 Linear Panel",null,null,null,70,70,"Lighting","LED/Solid State","LED 1x4 Linear Panel"]
[null,"FLED 1x4 71","LED, 1x4 Panel, 71 watts","LED 1x4 Linear Panel",null,null,null,71,71,"Lighting","LED/Solid State","LED 1x4 Linear Panel"]
[null,"FLED 1x4 72","LED, 1x4 Panel, 72 watts","LED 1x4 Linear Panel",null,null,null,72,72,"Lighting","LED/Solid State","LED 1x4 Linear Panel"]
[null,"FLED 1x4 73","LED, 1x4 Panel, 73 watts","LED 1x4 Linear Panel",null,null,null,73,73,"Lighting","LED/Solid State","LED 1x4 Linear Panel"]
[null,"FLED 1x4 74","LED, 1x4 Panel, 74 watts","LED 1x4 Linear Panel",null,null,null,{"$f":"I741","v":74},74,"Lighting","LED/Solid State","LED 1x4 Linear Panel"]
[null,"FLED 1x4 75","LED, 1x4 Panel, 75 watts","LED 1x4 Linear Panel",null,null,null,75,75,"Lighting","LED/Solid State","LED 1x4 Linear Panel"]
[null,"FLED 1x4 76","LED, 1x4 Panel, 76 watts","LED 1x4 Linear Panel",null,null,null,76,76,"Lighting","LED/Solid State","LED 1x4 Linear Panel"]
[null,"FLED 1x4 77","LED, 1x4 Panel, 77 watts","LED 1x4 Linear Panel",null,null,null,77,77,"Lighting","LED/Solid State","LED 1x4 Linear Panel"]
[null,"FLED 1x4 78","LED, 1x4 Panel, 78 watts","LED 1x4 Linear Panel",null,null,null,78,78,"Lighting","LED/Solid State","LED 1x4 Linear Panel"]
[null,"FLED 1x4 79","LED, 1x4 Panel, 79 watts","LED 1x4 Linear Panel",null,null,null,79,79,"Lighting","LED/Solid State","LED 1x4 Linear Panel"]
[null,"FLED 1x4 80","LED, 1x4 Panel, 80 watts","LED 1x4 Linear Panel",null,null,null,80,80,"Lighting","LED/Solid State","LED 1x4 Linear Panel"]
[null,"FLED 20","LED Fixture 20 watts","LED Fixture",null,null,null,null,{"$f":"RIGHT(B748,2)","v":"20"},"Lighting","LED/Solid State","LED Fixture"]
[null,"FLED 200","LED Fixture 200 watts","LED Fixture",null,null,null,null,{"$f":"RIGHT(B749,3)","v":"200"},"Lighting","LED/Solid State","LED Fixture"]
[null,"FLED 210","LED Fixture 210 watts","LED Fixture",null,null,null,null,"210","Lighting","LED/Solid State","LED Fixture"]
[null,"FLED 220","LED Fixture 220 watts","LED Fixture",null,null,null,null,"220","Lighting","LED/Solid State","LED Fixture"]
[null,"FLED 230","LED Fixture 230 watts","LED Fixture",null,null,null,null,"230","Lighting","LED/Solid State","LED Fixture"]
[null,"FLED 240","LED Fixture 240 watts","LED Fixture",null,null,null,null,"240","Lighting","LED/Solid State","LED Fixture"]
[null,"FLED 250","LED Fixture 250 watts","LED Fixture",null,null,null,null,"250","Lighting","LED/Solid State","LED Fixture"]
[null,"FLED 260","LED Fixture 260 watts","LED Fixture",null,null,null,null,"260","Lighting","LED/Solid State","LED Fixture"]
[null,"FLED 270","LED Fixture 270 watts","LED Fixture",null,null,null,null,"270","Lighting","LED/Solid State","LED Fixture"]
[null,"FLED 280","LED Fixture 280 watts","LED Fixture",null,null,null,null,"280","Lighting","LED/Solid State","LED Fixture"]
[null,"FLED 290","LED Fixture 290 watts","LED Fixture",null,null,null,null,"290","Lighting","LED/Solid State","LED Fixture"]
[null,"FLED 2x2 20","LED, 2x2 Panel, 20 watts","LED 2x2 Linear Panel",null,null,null,{"$f":"I759","v":20},20,"Lighting","LED/Solid State","LED 2x2 Linear Panel"]
[null,"FLED 2x2 21","LED, 2x2 Panel, 21 watts","LED 2x2 Linear Panel",null,null,null,21,21,"Lighting","LED/Solid State","LED 2x2 Linear Panel"]
[null,"FLED 2x2 22","LED, 2x2 Panel, 22 watts","LED 2x2 Linear Panel",null,null,null,22,22,"Lighting","LED/Solid State","LED 2x2 Linear Panel"]
[null,"FLED 2x2 23","LED, 2x2 Panel, 23 watts","LED 2x2 Linear Panel",null,null,null,23,23,"Lighting","LED/Solid State","LED 2x2 Linear Panel"]
[null,"FLED 2x2 24","LED, 2x2 Panel, 24 watts","LED 2x2 Linear Panel",null,null,null,24,24,"Lighting","LED/Solid State","LED 2x2 Linear Panel"]
[null,"FLED 2x2 25","LED, 2x2 Panel, 25 watts","LED 2x2 Linear Panel",null,null,null,25,25,"Lighting","LED/Solid State","LED 2x2 Linear Panel"]
[null,"FLED 2x2 26","LED, 2x2 Panel, 26 watts","LED 2x2 Linear Panel",null,null,null,26,26,"Lighting","LED/Solid State","LED 2x2 Linear Panel"]
[null,"FLED 2x2 27","LED, 2x2 Panel, 27 watts","LED 2x2 Linear Panel",null,null,null,27,27,"Lighting","LED/Solid State","LED 2x2 Linear Panel"]
[null,"FLED 2x2 28","LED, 2x2 Panel, 28 watts","LED 2x2 Linear Panel",null,null,null,28,28,"Lighting","LED/Solid State","LED 2x2 Linear Panel"]
[null,"FLED 2x2 29","LED, 2x2 Panel, 29 watts","LED 2x2 Linear Panel",null,null,null,29,29,"Lighting","LED/Solid State","LED 2x2 Linear Panel"]
[null,"FLED 2x2 30","LED, 2x2 Panel, 30 watts","LED 2x2 Linear Panel",null,null,null,30,30,"Lighting","LED/Solid State","LED 2x2 Linear Panel"]
[null,"FLED 2x2 31","LED, 2x2 Panel, 31 watts","LED 2x2 Linear Panel",null,null,null,31,31,"Lighting","LED/Solid State","LED 2x2 Linear Panel"]
[null,"FLED 2x2 32","LED, 2x2 Panel, 32 watts","LED 2x2 Linear Panel",null,null,null,32,32,"Lighting","LED/Solid State",{"$f":"D771","v":"LED 2x2 Linear Panel"}]
[null,"FLED 2x2 33","LED, 2x2 Panel, 33 watts","LED 2x2 Linear Panel",null,null,null,33,33,"Lighting","LED/Solid State","LED 2x2 Linear Panel"]
[null,"FLED 2x2 34","LED, 2x2 Panel, 34 watts","LED 2x2 Linear Panel",null,null,null,34,34,"Lighting","LED/Solid State","LED 2x2 Linear Panel"]
[null,"FLED 2x2 35","LED, 2x2 Panel, 35 watts","LED 2x2 Linear Panel",null,null,null,35,35,"Lighting","LED/Solid State","LED 2x2 Linear Panel"]
[null,"FLED 2x2 36","LED, 2x2 Panel, 36 watts","LED 2x2 Linear Panel",null,null,null,36,36,"Lighting","LED/Solid State","LED 2x2 Linear Panel"]
[null,"FLED 2x2 37","LED, 2x2 Panel, 37 watts","LED 2x2 Linear Panel",null,null,null,37,37,"Lighting","LED/Solid State","LED 2x2 Linear Panel"]
[null,"FLED 2x2 38","LED, 2x2 Panel, 38 watts","LED 2x2 Linear Panel",null,null,null,38,38,"Lighting","LED/Solid State","LED 2x2 Linear Panel"]
[null,"FLED 2x2 39","LED, 2x2 Panel, 39 watts","LED 2x2 Linear Panel",null,null,null,39,39,"Lighting","LED/Solid State","LED 2x2 Linear Panel"]
[null,"FLED 2x2 40","LED, 2x2 Panel, 40 watts","LED 2x2 Linear Panel",null,null,null,40,40,"Lighting","LED/Solid State","LED 2x2 Linear Panel"]
[null,"FLED 2x2 41","LED, 2x2 Panel, 41 watts","LED 2x2 Linear Panel",null,null,null,41,41,"Lighting","LED/Solid State","LED 2x2 Linear Panel"]
[null,"FLED 2x2 42","LED, 2x2 Panel, 42 watts","LED 2x2 Linear Panel",null,null,null,42,42,"Lighting","LED/Solid State","LED 2x2 Linear Panel"]
[null,"FLED 2x2 43","LED, 2x2 Panel, 43 watts","LED 2x2 Linear Panel",null,null,null,43,43,"Lighting","LED/Solid State","LED 2x2 Linear Panel"]
[null,"FLED 2x2 44","LED, 2x2 Panel, 44 watts","LED 2x2 Linear Panel",null,null,null,44,44,"Lighting","LED/Solid State","LED 2x2 Linear Panel"]
[null,"FLED 2x2 45","LED, 2x2 Panel, 45 watts","LED 2x2 Linear Panel",null,null,null,45,45,"Lighting","LED/Solid State","LED 2x2 Linear Panel"]
[null,"FLED 2x2 46","LED, 2x2 Panel, 46 watts","LED 2x2 Linear Panel",null,null,null,46,46,"Lighting","LED/Solid State","LED 2x2 Linear Panel"]
[null,"FLED 2x2 46","LED, 2x2 Panel, 46 watts","LED 2x2 Linear Panel",null,null,null,46,46,"Lighting","LED/Solid State","LED 2x2 Linear Panel"]
[null,"FLED 2x2 47","LED, 2x2 Panel, 47 watts","LED 2x2 Linear Panel",null,null,null,47,47,"Lighting","LED/Solid State","LED 2x2 Linear Panel"]
[null,"FLED 2x2 48","LED, 2x2 Panel, 48 watts","LED 2x2 Linear Panel",null,null,null,48,48,"Lighting","LED/Solid State","LED 2x2 Linear Panel"]
[null,"FLED 2x2 49","LED, 2x2 Panel, 49 watts","LED 2x2 Linear Panel",null,null,null,49,49,"Lighting","LED/Solid State","LED 2x2 Linear Panel"]
[null,"FLED 2x2 50","LED, 2x2 Panel, 50 watts","LED 2x2 Linear Panel",null,null,null,50,50,"Lighting","LED/Solid State","LED 2x2 Linear Panel"]
[null,"FLED 2x2 51","LED, 2x2 Panel, 51 watts","LED 2x2 Linear Panel",null,null,null,{"$f":"I791","v":51},51,"Lighting","LED/Solid State","LED 2x2 Linear Panel"]
[null,"FLED 2x2 52","LED, 2x2 Panel, 52 watts","LED 2x2 Linear Panel",null,null,null,52,52,"Lighting","LED/Solid State","LED 2x2 Linear Panel"]
[null,"FLED 2x2 53","LED, 2x2 Panel, 53 watts","LED 2x2 Linear Panel",null,null,null,53,53,"Lighting","LED/Solid State","LED 2x2 Linear Panel"]
[null,"FLED 2x2 54","LED, 2x2 Panel, 54 watts","LED 2x2 Linear Panel",null,null,null,54,54,"Lighting","LED/Solid State","LED 2x2 Linear Panel"]
[null,"FLED 2x2 55","LED, 2x2 Panel, 55 watts","LED 2x2 Linear Panel",null,null,null,55,55,"Lighting","LED/Solid State","LED 2x2 Linear Panel"]
[null,"FLED 2x2 56","LED, 2x2 Panel, 56 watts","LED 2x2 Linear Panel",null,null,null,56,56,"Lighting","LED/Solid State","LED 2x2 Linear Panel"]
[null,"FLED 2x2 57","LED, 2x2 Panel, 57 watts","LED 2x2 Linear Panel",null,null,null,57,57,"Lighting","LED/Solid State","LED 2x2 Linear Panel"]
[null,"FLED 2x2 58","LED, 2x2 Panel, 58 watts","LED 2x2 Linear Panel",null,null,null,58,58,"Lighting","LED/Solid State","LED 2x2 Linear Panel"]
[null,"FLED 2x2 59","LED, 2x2 Panel, 59 watts","LED 2x2 Linear Panel",null,null,null,59,59,"Lighting","LED/Solid State","LED 2x2 Linear Panel"]
[null,"FLED 2x2 60","LED, 2x2 Panel, 60 watts","LED 2x2 Linear Panel",null,null,null,60,60,"Lighting","LED/Solid State","LED 2x2 Linear Panel"]
[null,"FLED 2x2 61","LED, 2x2 Panel, 61 watts","LED 2x2 Linear Panel",null,null,null,61,61,"Lighting","LED/Solid State","LED 2x2 Linear Panel"]
[null,"FLED 2x2 62","LED, 2x2 Panel, 62 watts","LED 2x2 Linear Panel",null,null,null,62,62,"Lighting","LED/Solid State","LED 2x2 Linear Panel"]
[null,"FLED 2x2 63","LED, 2x2 Panel, 63 watts","LED 2x2 Linear Panel",null,null,null,63,63,"Lighting","LED/Solid State","LED 2x2 Linear Panel"]
[null,"FLED 2x2 64","LED, 2x2 Panel, 64 watts","LED 2x2 Linear Panel",null,null,null,64,64,"Lighting","LED/Solid State","LED 2x2 Linear Panel"]
[null,"FLED 2x2 65","LED, 2x2 Panel, 65 watts","LED 2x2 Linear Panel",null,null,null,65,65,"Lighting","LED/Solid State","LED 2x2 Linear Panel"]
[null,"FLED 2x2 66","LED, 2x2 Panel, 66 watts","LED 2x2 Linear Panel",null,null,null,66,66,"Lighting","LED/Solid State","LED 2x2 Linear Panel"]
[null,"FLED 2x2 67","LED, 2x2 Panel, 67 watts","LED 2x2 Linear Panel",null,null,null,67,67,"Lighting","LED/Solid State","LED 2x2 Linear Panel"]
[null,"FLED 2x2 68","LED, 2x2 Panel, 68 watts","LED 2x2 Linear Panel",null,null,null,68,68,"Lighting","LED/Solid State","LED 2x2 Linear Panel"]
[null,"FLED 2x2 69","LED, 2x2 Panel, 69 watts","LED 2x2 Linear Panel",null,null,null,69,69,"Lighting","LED/Solid State","LED 2x2 Linear Panel"]
[null,"FLED 2x2 70","LED, 2x2 Panel, 70 watts","LED 2x2 Linear Panel",null,null,null,70,70,"Lighting","LED/Solid State","LED 2x2 Linear Panel"]
[null,"FLED 2x2 71","LED, 2x2 Panel, 71 watts","LED 2x2 Linear Panel",null,null,null,71,71,"Lighting","LED/Solid State","LED 2x2 Linear Panel"]
[null,"FLED 2x2 72","LED, 2x2 Panel, 72 watts","LED 2x2 Linear Panel",null,null,null,72,72,"Lighting","LED/Solid State","LED 2x2 Linear Panel"]
[null,"FLED 2x2 73","LED, 2x2 Panel, 73 watts","LED 2x2 Linear Panel",null,null,null,73,73,"Lighting","LED/Solid State","LED 2x2 Linear Panel"]
[null,"FLED 2x2 74","LED, 2x2 Panel, 74 watts","LED 2x2 Linear Panel",null,null,null,74,74,"Lighting","LED/Solid State","LED 2x2 Linear Panel"]
[null,"FLED 2x2 75","LED, 2x2 Panel, 75 watts","LED 2x2 Linear Panel",null,null,null,75,75,"Lighting","LED/Solid State","LED 2x2 Linear Panel"]
[null,"FLED 2x2 76","LED, 2x2 Panel, 76 watts","LED 2x2 Linear Panel",null,null,null,76,76,"Lighting","LED/Solid State","LED 2x2 Linear Panel"]
[null,"FLED 2x2 77","LED, 2x2 Panel, 77 watts","LED 2x2 Linear Panel",null,null,null,77,77,"Lighting","LED/Solid State","LED 2x2 Linear Panel"]
[null,"FLED 2x2 78","LED, 2x2 Panel, 78 watts","LED 2x2 Linear Panel",null,null,null,78,78,"Lighting","LED/Solid State","LED 2x2 Linear Panel"]
[null,"FLED 2x2 79","LED, 2x2 Panel, 79 watts","LED 2x2 Linear Panel",null,null,null,79,79,"Lighting","LED/Solid State","LED 2x2 Linear Panel"]
[null,"FLED 2x2 80","LED, 2x2 Panel, 80 watts","LED 2x2 Linear Panel",null,null,null,80,80,"Lighting","LED/Solid State","LED 2x2 Linear Panel"]
[null,"FLED 2x4 100","LED, 2x4 Panel, 100 watts","LED 2x4 Linear Panel",null,null,null,100,100,"Lighting","LED/Solid State","LED 2x4 Linear Panel"]
[null,"FLED 2x4 30","LED, 2x4 Panel, 30 watts","LED 2x4 Linear Panel",null,null,null,30,30,"Lighting","LED/Solid State","LED 2x4 Linear Panel"]
[null,"FLED 2x4 31","LED, 2x4 Panel, 31 watts","LED 2x4 Linear Panel",null,null,null,{"$f":"I823","v":31},31,"Lighting","LED/Solid State","LED 2x4 Linear Panel"]
[null,"FLED 2x4 32","LED, 2x4 Panel, 32 watts","LED 2x4 Linear Panel",null,null,null,32,32,"Lighting","LED/Solid State","LED 2x4 Linear Panel"]
[null,"FLED 2x4 33","LED, 2x4 Panel, 33 watts","LED 2x4 Linear Panel",null,null,null,33,33,"Lighting","LED/Solid State","LED 2x4 Linear Panel"]
[null,"FLED 2x4 34","LED, 2x4 Panel, 34 watts","LED 2x4 Linear Panel",null,null,null,34,34,"Lighting","LED/Solid State","LED 2x4 Linear Panel"]
[null,"FLED 2x4 35","LED, 2x4 Panel, 35 watts","LED 2x4 Linear Panel",null,null,null,35,35,"Lighting","LED/Solid State","LED 2x4 Linear Panel"]
[null,"FLED 2x4 36","LED, 2x4 Panel, 36 watts","LED 2x4 Linear Panel",null,null,null,36,36,"Lighting","LED/Solid State","LED 2x4 Linear Panel"]
[null,"FLED 2x4 37","LED, 2x4 Panel, 37 watts","LED 2x4 Linear Panel",null,null,null,37,37,"Lighting","LED/Solid State","LED 2x4 Linear Panel"]
[null,"FLED 2x4 38","LED, 2x4 Panel, 38 watts","LED 2x4 Linear Panel",null,null,null,38,38,"Lighting","LED/Solid State","LED 2x4 Linear Panel"]
[null,"FLED 2x4 39","LED, 2x4 Panel, 39 watts","LED 2x4 Linear Panel",null,null,null,39,39,"Lighting","LED/Solid State","LED 2x4 Linear Panel"]
[null,"FLED 2x4 40","LED, 2x4 Panel, 40 watts","LED 2x4 Linear Panel",null,null,null,40,40,"Lighting","LED/Solid State","LED 2x4 Linear Panel"]
[null,"FLED 2x4 41","LED, 2x4 Panel, 41 watts","LED 2x4 Linear Panel",null,null,null,41,41,"Lighting","LED/Solid State","LED 2x4 Linear Panel"]
[null,"FLED 2x4 42","LED, 2x4 Panel, 42 watts","LED 2x4 Linear Panel",null,null,null,42,42,"Lighting","LED/Solid State","LED 2x4 Linear Panel"]
[null,"FLED 2x4 43","LED, 2x4 Panel, 43 watts","LED 2x4 Linear Panel",null,null,null,43,43,"Lighting","LED/Solid State",{"$f":"D835","v":"LED 2x4 Linear Panel"}]
[null,"FLED 2x4 44","LED, 2x4 Panel, 44 watts","LED 2x4 Linear Panel",null,null,null,44,44,"Lighting","LED/Solid State","LED 2x4 Linear Panel"]
[null,"FLED 2x4 45","LED, 2x4 Panel, 45 watts","LED 2x4 Linear Panel",null,null,null,45,45,"Lighting","LED/Solid State","LED 2x4 Linear Panel"]
[null,"FLED 2x4 46","LED, 2x4 Panel, 46 watts","LED 2x4 Linear Panel",null,null,null,46,46,"Lighting","LED/Solid State","LED 2x4 Linear Panel"]
[null,"FLED 2x4 47","LED, 2x4 Panel, 47 watts","LED 2x4 Linear Panel",null,null,null,47,47,"Lighting","LED/Solid State","LED 2x4 Linear Panel"]
[null,"FLED 2x4 48","LED, 2x4 Panel, 48 watts","LED 2x4 Linear Panel",null,null,null,48,48,"Lighting","LED/Solid State","LED 2x4 Linear Panel"]
[null,"FLED 2x4 49","LED, 2x4 Panel, 49 watts","LED 2x4 Linear Panel",null,null,null,49,49,"Lighting","LED/Solid State","LED 2x4 Linear Panel"]
[null,"FLED 2x4 50","LED, 2x4 Panel, 50 watts","LED 2x4 Linear Panel",null,null,null,50,50,"Lighting","LED/Solid State","LED 2x4 Linear Panel"]
[null,"FLED 2x4 51","LED, 2x4 Panel, 51 watts","LED 2x4 Linear Panel",null,null,null,51,51,"Lighting","LED/Solid State","LED 2x4 Linear Panel"]
[null,"FLED 2x4 52","LED, 2x4 Panel, 52 watts","LED 2x4 Linear Panel",null,null,null,52,52,"Lighting","LED/Solid State","LED 2x4 Linear Panel"]
[null,"FLED 2x4 53","LED, 2x4 Panel, 53 watts","LED 2x4 Linear Panel",null,null,null,53,53,"Lighting","LED/Solid State","LED 2x4 Linear Panel"]
[null,"FLED 2x4 54","LED, 2x4 Panel, 54 watts","LED 2x4 Linear Panel",null,null,null,54,54,"Lighting","LED/Solid State","LED 2x4 Linear Panel"]
[null,"FLED 2x4 55","LED, 2x4 Panel, 55 watts","LED 2x4 Linear Panel",null,null,null,55,55,"Lighting","LED/Solid State","LED 2x4 Linear Panel"]
[null,"FLED 2x4 56","LED, 2x4 Panel, 56 watts","LED 2x4 Linear Panel",null,null,null,56,56,"Lighting","LED/Solid State","LED 2x4 Linear Panel"]
[null,"FLED 2x4 57","LED, 2x4 Panel, 57 watts","LED 2x4 Linear Panel",null,null,null,57,57,"Lighting","LED/Solid State","LED 2x4 Linear Panel"]
[null,"FLED 2x4 58","LED, 2x4 Panel, 58 watts","LED 2x4 Linear Panel",null,null,null,58,58,"Lighting","LED/Solid State","LED 2x4 Linear Panel"]
[null,"FLED 2x4 59","LED, 2x4 Panel, 59 watts","LED 2x4 Linear Panel",null,null,null,59,59,"Lighting","LED/Solid State","LED 2x4 Linear Panel"]
[null,"FLED 2x4 60","LED, 2x4 Panel, 60 watts","LED 2x4 Linear Panel",null,null,null,60,60,"Lighting","LED/Solid State","LED 2x4 Linear Panel"]
[null,"FLED 2x4 61","LED, 2x4 Panel, 61 watts","LED 2x4 Linear Panel",null,null,null,61,61,"Lighting","LED/Solid State","LED 2x4 Linear Panel"]
[null,"FLED 2x4 62","LED, 2x4 Panel, 62 watts","LED 2x4 Linear Panel",null,null,null,62,62,"Lighting","LED/Solid State","LED 2x4 Linear Panel"]
[null,"FLED 2x4 63","LED, 2x4 Panel, 63 watts","LED 2x4 Linear Panel",null,null,null,{"$f":"I855","v":63},63,"Lighting","LED/Solid State","LED 2x4 Linear Panel"]
[null,"FLED 2x4 64","LED, 2x4 Panel, 64 watts","LED 2x4 Linear Panel",null,null,null,64,64,"Lighting","LED/Solid State","LED 2x4 Linear Panel"]
[null,"FLED 2x4 65","LED, 2x4 Panel, 65 watts","LED 2x4 Linear Panel",null,null,null,65,65,"Lighting","LED/Solid State","LED 2x4 Linear Panel"]
[null,"FLED 2x4 66","LED, 2x4 Panel, 66 watts","LED 2x4 Linear Panel",null,null,null,66,66,"Lighting","LED/Solid State","LED 2x4 Linear Panel"]
[null,"FLED 2x4 67","LED, 2x4 Panel, 67 watts","LED 2x4 Linear Panel",null,null,null,67,67,"Lighting","LED/Solid State","LED 2x4 Linear Panel"]
[null,"FLED 2x4 68","LED, 2x4 Panel, 68 watts","LED 2x4 Linear Panel",null,null,null,68,68,"Lighting","LED/Solid State","LED 2x4 Linear Panel"]
[null,"FLED 2x4 69","LED, 2x4 Panel, 69 watts","LED 2x4 Linear Panel",null,null,null,69,69,"Lighting","LED/Solid State","LED 2x4 Linear Panel"]
[null,"FLED 2x4 70","LED, 2x4 Panel, 70 watts","LED 2x4 Linear Panel",null,null,null,70,70,"Lighting","LED/Solid State","LED 2x4 Linear Panel"]
[null,"FLED 2x4 71","LED, 2x4 Panel, 71 watts","LED 2x4 Linear Panel",null,null,null,71,71,"Lighting","LED/Solid State","LED 2x4 Linear Panel"]
[null,"FLED 2x4 72","LED, 2x4 Panel, 72 watts","LED 2x4 Linear Panel",null,null,null,72,72,"Lighting","LED/Solid State","LED 2x4 Linear Panel"]
[null,"FLED 2x4 73","LED, 2x4 Panel, 73 watts","LED 2x4 Linear Panel",null,null,null,73,73,"Lighting","LED/Solid State","LED 2x4 Linear Panel"]
[null,"FLED 2x4 74","LED, 2x4 Panel, 74 watts","LED 2x4 Linear Panel",null,null,null,74,74,"Lighting","LED/Solid State","LED 2x4 Linear Panel"]
[null,"FLED 2x4 75","LED, 2x4 Panel, 75 watts","LED 2x4 Linear Panel",null,null,null,75,75,"Lighting","LED/Solid State","LED 2x4 Linear Panel"]
[null,"FLED 2x4 76","LED, 2x4 Panel, 76 watts","LED 2x4 Linear Panel",null,null,null,76,76,"Lighting","LED/Solid State","LED 2x4 Linear Panel"]
[null,"FLED 2x4 77","LED, 2x4 Panel, 77 watts","LED 2x4 Linear Panel",null,null,null,77,77,"Lighting","LED/Solid State","LED 2x4 Linear Panel"]
[null,"FLED 2x4 78","LED, 2x4 Panel, 78 watts","LED 2x4 Linear Panel",null,null,null,78,78,"Lighting","LED/Solid State","LED 2x4 Linear Panel"]
[null,"FLED 2x4 79","LED, 2x4 Panel, 79 watts","LED 2x4 Linear Panel",null,null,null,79,79,"Lighting","LED/Solid State","LED 2x4 Linear Panel"]
[null,"FLED 2x4 80","LED, 2x4 Panel, 80 watts","LED 2x4 Linear Panel",null,null,null,80,80,"Lighting","LED/Solid State","LED 2x4 Linear Panel"]
[null,"FLED 2x4 81","LED, 2x4 Panel, 81 watts","LED 2x4 Linear Panel",null,null,null,81,81,"Lighting","LED/Solid State","LED 2x4 Linear Panel"]
[null,"FLED 2x4 82","LED, 2x4 Panel, 82 watts","LED 2x4 Linear Panel",null,null,null,82,82,"Lighting","LED/Solid State","LED 2x4 Linear Panel"]
[null,"FLED 2x4 83","LED, 2x4 Panel, 83 watts","LED 2x4 Linear Panel",null,null,null,83,83,"Lighting","LED/Solid State","LED 2x4 Linear Panel"]
[null,"FLED 2x4 84","LED, 2x4 Panel, 84 watts","LED 2x4 Linear Panel",null,null,null,84,84,"Lighting","LED/Solid State","LED 2x4 Linear Panel"]
[null,"FLED 2x4 85","LED, 2x4 Panel, 85 watts","LED 2x4 Linear Panel",null,null,null,85,85,"Lighting","LED/Solid State","LED 2x4 Linear Panel"]
[null,"FLED 2x4 86","LED, 2x4 Panel, 86 watts","LED 2x4 Linear Panel",null,null,null,86,86,"Lighting","LED/Solid State","LED 2x4 Linear Panel"]
[null,"FLED 2x4 87","LED, 2x4 Panel, 87 watts","LED 2x4 Linear Panel",null,null,null,87,87,"Lighting","LED/Solid State","LED 2x4 Linear Panel"]
[null,"FLED 2x4 88","LED, 2x4 Panel, 88 watts","LED 2x4 Linear Panel",null,null,null,88,88,"Lighting","LED/Solid State","LED 2x4 Linear Panel"]
[null,"FLED 2x4 89","LED, 2x4 Panel, 89 watts","LED 2x4 Linear Panel",null,null,null,89,89,"Lighting","LED/Solid State","LED 2x4 Linear Panel"]
[null,"FLED 2x4 90","LED, 2x4 Panel, 90 watts","LED 2x4 Linear Panel",null,null,null,90,90,"Lighting","LED/Solid State","LED 2x4 Linear Panel"]
[null,"FLED 2x4 91","LED, 2x4 Panel, 91 watts","LED 2x4 Linear Panel",null,null,null,91,91,"Lighting","LED/Solid State","LED 2x4 Linear Panel"]
[null,"FLED 2x4 92","LED, 2x4 Panel, 92 watts","LED 2x4 Linear Panel",null,null,null,92,92,"Lighting","LED/Solid State","LED 2x4 Linear Panel"]
[null,"FLED 2x4 93","LED, 2x4 Panel, 93 watts","LED 2x4 Linear Panel",null,null,null,93,93,"Lighting","LED/Solid State","LED 2x4 Linear Panel"]
[null,"FLED 2x4 94","LED, 2x4 Panel, 94 watts","LED 2x4 Linear Panel",null,null,null,94,94,"Lighting","LED/Solid State","LED 2x4 Linear Panel"]
[null,"FLED 2x4 95","LED, 2x4 Panel, 95 watts","LED 2x4 Linear Panel",null,null,null,{"$f":"I887","v":95},95,"Lighting","LED/Solid State","LED 2x4 Linear Panel"]
[null,"FLED 2x4 96","LED, 2x4 Panel, 96 watts","LED 2x4 Linear Panel",null,null,null,96,96,"Lighting","LED/Solid State","LED 2x4 Linear Panel"]
[null,"FLED 2x4 97","LED, 2x4 Panel, 97 watts","LED 2x4 Linear Panel",null,null,null,97,97,"Lighting","LED/Solid State","LED 2x4 Linear Panel"]
[null,"FLED 2x4 98","LED, 2x4 Panel, 98 watts","LED 2x4 Linear Panel",null,null,null,98,98,"Lighting","LED/Solid State","LED 2x4 Linear Panel"]
[null,"FLED 2x4 99","LED, 2x4 Panel, 99 watts","LED 2x4 Linear Panel",null,null,null,99,99,"Lighting","LED/Solid State","LED 2x4 Linear Panel"]
[null,"FLED 30","LED Fixture 30 watts","LED Fixture",null,null,null,null,"30","Lighting","LED/Solid State","LED Fixture"]
[null,"FLED 300","LED Fixture 300 watts","LED Fixture",null,null,null,null,"300","Lighting","LED/Solid State","LED Fixture"]
[null,"FLED 310","LED Fixture 310 watts","LED Fixture",null,null,null,null,"310","Lighting","LED/Solid State","LED Fixture"]
[null,"FLED 320","LED Fixture 320 watts","LED Fixture",null,null,null,null,"320","Lighting","LED/Solid State","LED Fixture"]
[null,"FLED 330","LED Fixture 330 watts","LED Fixture",null,null,null,null,"330","Lighting","LED/Solid State","LED Fixture"]
[null,"FLED 340","LED Fixture 340 watts","LED Fixture",null,null,null,null,"340","Lighting","LED/Solid State","LED Fixture"]
[null,"FLED 350","LED Fixture 350 watts","LED Fixture",null,null,null,null,"350","Lighting","LED/Solid State","LED Fixture"]
[null,"FLED 360","LED Fixture 360 watts","LED Fixture",null,null,null,null,"360","Lighting","LED/Solid State",{"$f":"D899","v":"LED Fixture"}]
[null,"FLED 370","LED Fixture 370 watts","LED Fixture",null,null,null,null,"370","Lighting","LED/Solid State","LED Fixture"]
[null,"FLED 380","LED Fixture 380 watts","LED Fixture",null,null,null,null,"380","Lighting","LED/Solid State","LED Fixture"]
[null,"FLED 390","LED Fixture 390 watts","LED Fixture",null,null,null,null,"390","Lighting","LED/Solid State","LED Fixture"]
[null,"FLED 40","LED Fixture 40 watts","LED Fixture",null,null,null,null,"40","Lighting","LED/Solid State","LED Fixture"]
[null,"FLED 400","LED Fixture 400 watts","LED Fixture",null,null,null,null,"400","Lighting","LED/Solid State","LED Fixture"]
[null,"FLED 410","LED Fixture 410 watts","LED Fixture",null,null,null,null,"410","Lighting","LED/Solid State","LED Fixture"]
[null,"FLED 420","LED Fixture 420 watts","LED Fixture",null,null,null,null,"420","Lighting","LED/Solid State","LED Fixture"]
[null,"FLED 430","LED Fixture 430 watts","LED Fixture",null,null,null,null,"430","Lighting","LED/Solid State","LED Fixture"]
[null,"FLED 440","LED Fixture 440 watts","LED Fixture",null,null,null,null,"440","Lighting","LED/Solid State","LED Fixture"]
[null,"FLED 450","LED Fixture 450 watts","LED Fixture",null,null,null,null,"450","Lighting","LED/Solid State","LED Fixture"]
[null,"FLED 460","LED Fixture 460 watts","LED Fixture",null,null,null,null,"460","Lighting","LED/Solid State","LED Fixture"]
[null,"FLED 470","LED Fixture 470 watts","LED Fixture",null,null,null,null,"470","Lighting","LED/Solid State","LED Fixture"]
[null,"FLED 480","LED Fixture 480 watts","LED Fixture",null,null,null,null,"480","Lighting","LED/Solid State","LED Fixture"]
[null,"FLED 490","LED Fixture 490 watts","LED Fixture",null,null,null,null,"490","Lighting","LED/Solid State","LED Fixture"]
[null,"FLED 50","LED Fixture 50 watts","LED Fixture",null,null,null,null,"50","Lighting","LED/Solid State","LED Fixture"]
[null,"FLED 500","LED Fixture 500 watts","LED Fixture",null,null,null,null,"500","Lighting","LED/Solid State","LED Fixture"]
[null,"FLED 510","LED Fixture 510 watts","LED Fixture",null,null,null,null,"510","Lighting","LED/Solid State","LED Fixture"]
[null,"FLED 520","LED Fixture 520 watts","LED Fixture",null,null,null,null,"520","Lighting","LED/Solid State","LED Fixture"]
[null,"FLED 530","LED Fixture 530 watts","LED Fixture",null,null,null,null,"530","Lighting","LED/Solid State","LED Fixture"]
[null,"FLED 540","LED Fixture 540 watts","LED Fixture",null,null,null,null,"540","Lighting","LED/Solid State","LED Fixture"]
[null,"FLED 550","LED Fixture 550 watts","LED Fixture",null,null,null,null,"550","Lighting","LED/Solid State","LED Fixture"]
[null,"FLED 560","LED Fixture 560 watts","LED Fixture",null,null,null,null,"560","Lighting","LED/Solid State","LED Fixture"]
[null,"FLED 570","LED Fixture 570 watts","LED Fixture",null,null,null,null,"570","Lighting","LED/Solid State","LED Fixture"]
[null,"FLED 580","LED Fixture 580 watts","LED Fixture",null,null,null,null,"580","Lighting","LED/Solid State","LED Fixture"]
[null,"FLED 590","LED Fixture 590 watts","LED Fixture",null,null,null,null,"590","Lighting","LED/Solid State","LED Fixture"]
[null,"FLED 60","LED Fixture 60 watts","LED Fixture",null,null,null,null,"60","Lighting","LED/Solid State","LED Fixture"]
[null,"FLED 600","LED Fixture 600 watts","LED Fixture",null,null,null,null,"600","Lighting","LED/Solid State","LED Fixture"]
[null,"FLED 610","LED Fixture 610 watts","LED Fixture",null,null,null,null,"610","Lighting","LED/Solid State","LED Fixture"]
[null,"FLED 620","LED Fixture 620 watts","LED Fixture",null,null,null,null,"620","Lighting","LED/Solid State","LED Fixture"]
[null,"FLED 630","LED Fixture 630 watts","LED Fixture",null,null,null,null,"630","Lighting","LED/Solid State","LED Fixture"]
[null,"FLED 640","LED Fixture 640 watts","LED Fixture",null,null,null,null,"640","Lighting","LED/Solid State","LED Fixture"]
[null,"FLED 650","LED Fixture 650 watts","LED Fixture",null,null,null,null,"650","Lighting","LED/Solid State","LED Fixture"]
[null,"FLED 660","LED Fixture 660 watts","LED Fixture",null,null,null,null,"660","Lighting","LED/Solid State","LED Fixture"]
[null,"FLED 670","LED Fixture 670 watts","LED Fixture",null,null,null,null,"670","Lighting","LED/Solid State","LED Fixture"]
[null,"FLED 680","LED Fixture 680 watts","LED Fixture",null,null,null,null,"680","Lighting","LED/Solid State","LED Fixture"]
[null,"FLED 690","LED Fixture 690 watts","LED Fixture",null,null,null,null,"690","Lighting","LED/Solid State","LED Fixture"]
[null,"FLED 70","LED Fixture 70 watts","LED Fixture",null,null,null,null,"70","Lighting","LED/Solid State","LED Fixture"]
[null,"FLED 700","LED Fixture 700 watts","LED Fixture",null,null,null,null,"700","Lighting","LED/Solid State","LED Fixture"]
[null,"FLED 710","LED Fixture 710 watts","LED Fixture",null,null,null,null,"710","Lighting","LED/Solid State","LED Fixture"]
[null,"FLED 720","LED Fixture 720 watts","LED Fixture",null,null,null,null,"720","Lighting","LED/Solid State","LED Fixture"]
[null,"FLED 730","LED Fixture 730 watts","LED Fixture",null,null,null,null,"730","Lighting","LED/Solid State","LED Fixture"]
[null,"FLED 740","LED Fixture 740 watts","LED Fixture",null,null,null,null,"740","Lighting","LED/Solid State","LED Fixture"]
[null,"FLED 750","LED Fixture 750 watts","LED Fixture",null,null,null,null,"750","Lighting","LED/Solid State","LED Fixture"]
[null,"FLED 760","LED Fixture 760 watts","LED Fixture",null,null,null,null,"760","Lighting","LED/Solid State","LED Fixture"]
[null,"FLED 770","LED Fixture 770 watts","LED Fixture",null,null,null,null,"770","Lighting","LED/Solid State","LED Fixture"]
[null,"FLED 780","LED Fixture 780 watts","LED Fixture",null,null,null,null,"780","Lighting","LED/Solid State","LED Fixture"]
[null,"FLED 790","LED Fixture 790 watts","LED Fixture",null,null,null,null,"790","Lighting","LED/Solid State","LED Fixture"]
[null,"FLED 80","LED Fixture 80 watts","LED Fixture",null,null,null,null,"80","Lighting","LED/Solid State","LED Fixture"]
[null,"FLED 800","LED Fixture 800 watts","LED Fixture",null,null,null,null,"800","Lighting","LED/Solid State","LED Fixture"]
[null,"FLED 90","LED Fixture 90 watts","LED Fixture",null,null,null,null,"90","Lighting","LED/Solid State","LED Fixture"]
[null,"FLED AMB 104","LED, Linear Ambient Fixtures 104 watts","Linear Ambient Luminaires",null,null,null,null,104,"Lighting","LED/Solid State","Linear Ambient Luminaires"]
[null,"FLED AMB 105","LED, Linear Ambient Fixtures 105 watts","Linear Ambient Luminaires",null,null,null,null,105,"Lighting","LED/Solid State","Linear Ambient Luminaires"]
[null,"FLED AMB 18","LED, Linear Ambient Fixtures 18 watts","Linear Ambient Luminaires",null,null,null,null,18,"Lighting","LED/Solid State","Linear Ambient Luminaires"]
[null,"FLED AMB 19","LED, Linear Ambient Fixtures 19 watts","Linear Ambient Luminaires",null,null,null,null,19,"Lighting","LED/Solid State","Linear Ambient Luminaires"]
[null,"FLED AMB 22","LED, Linear Ambient Fixtures 22 watts","Linear Ambient Luminaires",null,null,null,null,22,"Lighting","LED/Solid State","Linear Ambient Luminaires"]
[null,"FLED AMB 23","LED, Linear Ambient Fixtures 23 watts","Linear Ambient Luminaires",null,null,null,null,23,"Lighting","LED/Solid State","Linear Ambient Luminaires"]
[null,"FLED AMB 24","LED, Linear Ambient Fixtures 24 watts","Linear Ambient Luminaires",null,null,null,null,24,"Lighting","LED/Solid State","Linear Ambient Luminaires"]
[null,"FLED AMB 25","LED, Linear Ambient Fixtures 25 watts","Linear Ambient Luminaires",null,null,null,null,25,"Lighting","LED/Solid State","Linear Ambient Luminaires"]
[null,"FLED AMB 29","LED, Linear Ambient Fixtures 29 watts","Linear Ambient Luminaires",null,null,null,null,29,"Lighting","LED/Solid State","Linear Ambient Luminaires"]
[null,"FLED AMB 30","LED, Linear Ambient Fixtures 30 watts","Linear Ambient Luminaires",null,null,null,null,30,"Lighting","LED/Solid State","Linear Ambient Luminaires"]
[null,"FLED AMB 31","LED, Linear Ambient Fixtures 31 watts","Linear Ambient Luminaires",null,null,null,null,31,"Lighting","LED/Solid State","Linear Ambient Luminaires"]
[null,"FLED AMB 32","LED, Linear Ambient Fixtures 32 watts","Linear Ambient Luminaires",null,null,null,null,32,"Lighting","LED/Solid State","Linear Ambient Luminaires"]
[null,"FLED AMB 33","LED, Linear Ambient Fixtures 33 watts","Linear Ambient Luminaires",null,null,null,null,33,"Lighting","LED/Solid State","Linear Ambient Luminaires"]
[null,"FLED AMB 34","LED, Linear Ambient Fixtures 34 watts","Linear Ambient Luminaires",null,null,null,null,34,"Lighting","LED/Solid State",{"$f":"D963","v":"Linear Ambient Luminaires"}]
[null,"FLED AMB 35","LED, Linear Ambient Fixtures 35 watts","Linear Ambient Luminaires",null,null,null,null,35,"Lighting","LED/Solid State","Linear Ambient Luminaires"]
[null,"FLED AMB 36","LED, Linear Ambient Fixtures 36 watts","Linear Ambient Luminaires",null,null,null,null,36,"Lighting","LED/Solid State","Linear Ambient Luminaires"]
[null,"FLED AMB 39","LED, Linear Ambient Fixtures 39 watts","Linear Ambient Luminaires",null,null,null,null,39,"Lighting","LED/Solid State","Linear Ambient Luminaires"]
[null,"FLED AMB 40","LED, Linear Ambient Fixtures 40 watts","Linear Ambient Luminaires",null,null,null,null,40,"Lighting","LED/Solid State","Linear Ambient Luminaires"]
[null,"FLED AMB 41","LED, Linear Ambient Fixtures 41 watts","Linear Ambient Luminaires",null,null,null,null,41,"Lighting","LED/Solid State","Linear Ambient Luminaires"]
[null,"FLED AMB 42","LED, Linear Ambient Fixtures 42 watts","Linear Ambient Luminaires",null,null,null,null,42,"Lighting","LED/Solid State","Linear Ambient Luminaires"]
[null,"FLED AMB 43","LED, Linear Ambient Fixtures 43 watts","Linear Ambient Luminaires",null,null,null,null,43,"Lighting","LED/Solid State","Linear Ambient Luminaires"]
[null,"FLED AMB 44","LED, Linear Ambient Fixtures 44 watts","Linear Ambient Luminaires",null,null,null,null,44,"Lighting","LED/Solid State","Linear Ambient Luminaires"]
[null,"FLED AMB 45","LED, Linear Ambient Fixtures 45 watts","Linear Ambient Luminaires",null,null,null,null,45,"Lighting","LED/Solid State","Linear Ambient Luminaires"]
[null,"FLED AMB 48","LED, Linear Ambient Fixtures 48 watts","Linear Ambient Luminaires",null,null,null,null,48,"Lighting","LED/Solid State","Linear Ambient Luminaires"]
[null,"FLED AMB 49","LED, Linear Ambient Fixtures 49 watts","Linear Ambient Luminaires",null,null,null,null,49,"Lighting","LED/Solid State","Linear Ambient Luminaires"]
[null,"FLED AMB 50","LED, Linear Ambient Fixtures 50 watts","Linear Ambient Luminaires",null,null,null,null,50,"Lighting","LED/Solid State","Linear Ambient Luminaires"]
[null,"FLED AMB 53","LED, Linear Ambient Fixtures 53 watts","Linear Ambient Luminaires",null,null,null,null,53,"Lighting","LED/Solid State","Linear Ambient Luminaires"]
[null,"FLED AMB 54","LED, Linear Ambient Fixtures 54 watts","Linear Ambient Luminaires",null,null,null,null,54,"Lighting","LED/Solid State","Linear Ambient Luminaires"]
[null,"FLED AMB 58","LED, Linear Ambient Fixtures 58 watts","Linear Ambient Luminaires",null,null,null,null,58,"Lighting","LED/Solid State","Linear Ambient Luminaires"]
[null,"FLED AMB 60","LED, Linear Ambient Fixtures 60 watts","Linear Ambient Luminaires",null,null,null,null,60,"Lighting","LED/Solid State","Linear Ambient Luminaires"]
[null,"FLED AMB 62","LED, Linear Ambient Fixtures 62 watts","Linear Ambient Luminaires",null,null,null,null,62,"Lighting","LED/Solid State","Linear Ambient Luminaires"]
[null,"FLED AMB 63","LED, Linear Ambient Fixtures 63 watts","Linear Ambient Luminaires",null,null,null,null,63,"Lighting","LED/Solid State","Linear Ambient Luminaires"]
[null,"FLED AMB 64","LED, Linear Ambient Fixtures 64 watts","Linear Ambient Luminaires",null,null,null,null,64,"Lighting","LED/Solid State","Linear Ambient Luminaires"]
[null,"FLED AMB 66","LED, Linear Ambient Fixtures 66 watts","Linear Ambient Luminaires",null,null,null,null,66,"Lighting","LED/Solid State","Linear Ambient Luminaires"]
[null,"FLED AMB 73","LED, Linear Ambient Fixtures 73 watts","Linear Ambient Luminaires",null,null,null,null,73,"Lighting","LED/Solid State","Linear Ambient Luminaires"]
[null,"FLED AMB 78","LED, Linear Ambient Fixtures 78 watts","Linear Ambient Luminaires",null,null,null,null,78,"Lighting","LED/Solid State","Linear Ambient Luminaires"]
[null,"FLED AMB 79","LED, Linear Ambient Fixtures 79 watts","Linear Ambient Luminaires",null,null,null,null,79,"Lighting","LED/Solid State","Linear Ambient Luminaires"]
[null,"FLED AMB 80","LED, Linear Ambient Fixtures 80 watts","Linear Ambient Luminaires",null,null,null,null,80,"Lighting","LED/Solid State","Linear Ambient Luminaires"]
[null,"FLED AMB 81","LED, Linear Ambient Fixtures 81 watts","Linear Ambient Luminaires",null,null,null,null,81,"Lighting","LED/Solid State","Linear Ambient Luminaires"]
[null,"FLED AMB 83","LED, Linear Ambient Fixtures 83 watts","Linear Ambient Luminaires",null,null,null,null,83,"Lighting","LED/Solid State","Linear Ambient Luminaires"]
[null,"FLED AMB 84","LED, Linear Ambient Fixtures 84 watts","Linear Ambient Luminaires",null,null,null,null,84,"Lighting","LED/Solid State","Linear Ambient Luminaires"]
[null,"FLED AMB 86","LED, Linear Ambient Fixtures 86 watts","Linear Ambient Luminaires",null,null,null,null,86,"Lighting","LED/Solid State","Linear Ambient Luminaires"]
[null,"FLED AMB 87","LED, Linear Ambient Fixtures 87 watts","Linear Ambient Luminaires",null,null,null,null,87,"Lighting","LED/Solid State","Linear Ambient Luminaires"]
[null,"FLED AMB 90","LED, Linear Ambient Fixtures 90 watts","Linear Ambient Luminaires",null,null,null,null,90,"Lighting","LED/Solid State","Linear Ambient Luminaires"]
[null,"FLED AMB 93","LED, Linear Ambient Fixtures 93 watts","Linear Ambient Luminaires",null,null,null,null,93,"Lighting","LED/Solid State","Linear Ambient Luminaires"]
[null,"FLED AMB 96","LED, Linear Ambient Fixtures 96 watts","Linear Ambient Luminaires",null,null,null,null,96,"Lighting","LED/Solid State","Linear Ambient Luminaires"]
[null,"FLED HBY 106","LED, High Bay Fixtures 106 watts","LED High Bay ",null,null,null,null,106,"Lighting","LED/Solid State","LED High Bay "]
[null,"FLED HBY 108","LED, High Bay Fixtures 108 watts","LED High Bay ",null,null,null,null,108,"Lighting","LED/Solid State","LED High Bay "]
[null,"FLED HBY 109","LED, High Bay Fixtures 109 watts","LED High Bay ",null,null,null,null,109,"Lighting","LED/Solid State","LED High Bay "]
[null,"FLED HBY 112","LED, High Bay Fixtures 112 watts","LED High Bay ",null,null,null,null,112,"Lighting","LED/Solid State","LED High Bay "]
[null,"FLED HBY 113","LED, High Bay Fixtures 113 watts","LED High Bay ",null,null,null,null,113,"Lighting","LED/Solid State","LED High Bay "]
[null,"FLED HBY 114","LED, High Bay Fixtures 114 watts","LED High Bay ",null,null,null,null,114,"Lighting","LED/Solid State","LED High Bay "]
[null,"FLED HBY 115","LED, High Bay Fixtures 115 watts","LED High Bay ",null,null,null,null,115,"Lighting","LED/Solid State","LED High Bay "]
[null,"FLED HBY 117","LED, High Bay Fixtures 117 watts","LED High Bay ",null,null,null,null,117,"Lighting","LED/Solid State","LED High Bay "]
[null,"FLED HBY 118","LED, High Bay Fixtures 118 watts","LED High Bay ",null,null,null,null,118,"Lighting","LED/Solid State","LED High Bay "]
[null,"FLED HBY 119","LED, High Bay Fixtures 119 watts","LED High Bay ",null,null,null,null,119,"Lighting","LED/Solid State","LED High Bay "]
[null,"FLED HBY 120","LED, High Bay Fixtures 120 watts","LED High Bay ",null,null,null,null,120,"Lighting","LED/Solid State","LED High Bay "]
[null,"FLED HBY 121","LED, High Bay Fixtures 121 watts","LED High Bay ",null,null,null,null,121,"Lighting","LED/Solid State","LED High Bay "]
[null,"FLED HBY 122","LED, High Bay Fixtures 122 watts","LED High Bay ",null,null,null,null,122,"Lighting","LED/Solid State","LED High Bay "]
[null,"FLED HBY 123","LED, High Bay Fixtures 123 watts","LED High Bay ",null,null,null,null,123,"Lighting","LED/Solid State","LED High Bay "]
[null,"FLED HBY 124","LED, High Bay Fixtures 124 watts","LED High Bay ",null,null,null,null,124,"Lighting","LED/Solid State","LED High Bay "]
[null,"FLED HBY 125","LED, High Bay Fixtures 125 watts","LED High Bay ",null,null,null,null,125,"Lighting","LED/Solid State","LED High Bay "]
[null,"FLED HBY 126","LED, High Bay Fixtures 126 watts","LED High Bay ",null,null,null,null,126,"Lighting","LED/Solid State","LED High Bay "]
[null,"FLED HBY 127","LED, High Bay Fixtures 127 watts","LED High Bay ",null,null,null,null,127,"Lighting","LED/Solid State","LED High Bay "]
[null,"FLED HBY 128","LED, High Bay Fixtures 128 watts","LED High Bay ",null,null,null,null,128,"Lighting","LED/Solid State","LED High Bay "]
[null,"FLED HBY 129","LED, High Bay Fixtures 129 watts","LED High Bay ",null,null,null,null,129,"Lighting","LED/Solid State","LED High Bay "]
[null,"FLED HBY 130","LED, High Bay Fixtures 130 watts","LED High Bay ",null,null,null,null,130,"Lighting","LED/Solid State","LED High Bay "]
[null,"FLED HBY 131","LED, High Bay Fixtures 131 watts","LED High Bay ",null,null,null,null,131,"Lighting","LED/Solid State","LED High Bay "]
[null,"FLED HBY 132","LED, High Bay Fixtures 132 watts","LED High Bay ",null,null,null,null,132,"Lighting","LED/Solid State","LED High Bay "]
[null,"FLED HBY 133","LED, High Bay Fixtures 133 watts","LED High Bay ",null,null,null,null,133,"Lighting","LED/Solid State","LED High Bay "]
[null,"FLED HBY 134","LED, High Bay Fixtures 134 watts","LED High Bay ",null,null,null,null,134,"Lighting","LED/Solid State","LED High Bay "]
[null,"FLED HBY 135","LED, High Bay Fixtures 135 watts","LED High Bay ",null,null,null,null,135,"Lighting","LED/Solid State","LED High Bay "]
[null,"FLED HBY 136","LED, High Bay Fixtures 136 watts","LED High Bay ",null,null,null,null,136,"Lighting","LED/Solid State","LED High Bay "]
[null,"FLED HBY 136","LED, High Bay Fixtures 136 watts","LED High Bay ",null,null,null,null,136,"Lighting","LED/Solid State","LED High Bay "]
[null,"FLED HBY 137","LED, High Bay Fixtures 137 watts","LED High Bay ",null,null,null,null,137,"Lighting","LED/Solid State","LED High Bay "]
[null,"FLED HBY 138","LED, High Bay Fixtures 138 watts","LED High Bay ",null,null,null,null,138,"Lighting","LED/Solid State","LED High Bay "]
[null,"FLED HBY 140","LED, High Bay Fixtures 140 watts","LED High Bay ",null,null,null,null,140,"Lighting","LED/Solid State","LED High Bay "]
[null,"FLED HBY 141","LED, High Bay Fixtures 141 watts","LED High Bay ",null,null,null,null,141,"Lighting","LED/Solid State",{"$f":"D1027","v":"LED High Bay "}]
[null,"FLED HBY 142","LED, High Bay Fixtures 142 watts","LED High Bay ",null,null,null,null,142,"Lighting","LED/Solid State","LED High Bay "]
[null,"FLED HBY 143","LED, High Bay Fixtures 143 watts","LED High Bay ",null,null,null,null,143,"Lighting","LED/Solid State","LED High Bay "]
[null,"FLED HBY 144","LED, High Bay Fixtures 144 watts","LED High Bay ",null,null,null,null,144,"Lighting","LED/Solid State","LED High Bay "]
[null,"FLED HBY 144","LED, High Bay Fixtures 144 watts","LED High Bay ",null,null,null,null,144,"Lighting","LED/Solid State","LED High Bay "]
[null,"FLED HBY 145","LED, High Bay Fixtures 145 watts","LED High Bay ",null,null,null,null,145,"Lighting","LED/Solid State","LED High Bay "]
[null,"FLED HBY 146","LED, High Bay Fixtures 146 watts","LED High Bay ",null,null,null,null,146,"Lighting","LED/Solid State","LED High Bay "]
[null,"FLED HBY 147","LED, High Bay Fixtures 147 watts","LED High Bay ",null,null,null,null,147,"Lighting","LED/Solid State","LED High Bay "]
[null,"FLED HBY 148","LED, High Bay Fixtures 148 watts","LED High Bay ",null,null,null,null,148,"Lighting","LED/Solid State","LED High Bay "]
[null,"FLED HBY 149","LED, High Bay Fixtures 149 watts","LED High Bay ",null,null,null,null,149,"Lighting","LED/Solid State","LED High Bay "]
[null,"FLED HBY 150","LED, High Bay Fixtures 150 watts","LED High Bay ",null,null,null,null,150,"Lighting","LED/Solid State","LED High Bay "]
[null,"FLED HBY 151","LED, High Bay Fixtures 151 watts","LED High Bay ",null,null,null,null,151,"Lighting","LED/Solid State","LED High Bay "]
[null,"FLED HBY 152","LED, High Bay Fixtures 152 watts","LED High Bay ",null,null,null,null,152,"Lighting","LED/Solid State","LED High Bay "]
[null,"FLED HBY 154","LED, High Bay Fixtures 154 watts","LED High Bay ",null,null,null,null,154,"Lighting","LED/Solid State","LED High Bay "]
[null,"FLED HBY 155","LED, High Bay Fixtures 155 watts","LED High Bay ",null,null,null,null,155,"Lighting","LED/Solid State","LED High Bay "]
[null,"FLED HBY 156","LED, High Bay Fixtures 156 watts","LED High Bay ",null,null,null,null,156,"Lighting","LED/Solid State","LED High Bay "]
[null,"FLED HBY 157","LED, High Bay Fixtures 157 watts","LED High Bay ",null,null,null,null,157,"Lighting","LED/Solid State","LED High Bay "]
[null,"FLED HBY 158","LED, High Bay Fixtures 158 watts","LED High Bay ",null,null,null,null,158,"Lighting","LED/Solid State","LED High Bay "]
[null,"FLED HBY 159","LED, High Bay Fixtures 159 watts","LED High Bay ",null,null,null,null,159,"Lighting","LED/Solid State","LED High Bay "]
[null,"FLED HBY 160","LED, High Bay Fixtures 160 watts","LED High Bay ",null,null,null,null,160,"Lighting","LED/Solid State","LED High Bay "]
[null,"FLED HBY 161","LED, High Bay Fixtures 161 watts","LED High Bay ",null,null,null,null,161,"Lighting","LED/Solid State","LED High Bay "]
[null,"FLED HBY 162","LED, High Bay Fixtures 162 watts","LED High Bay ",null,null,null,null,162,"Lighting","LED/Solid State","LED High Bay "]
[null,"FLED HBY 163","LED, High Bay Fixtures 163 watts","LED High Bay ",null,null,null,null,163,"Lighting","LED/Solid State","LED High Bay "]
[null,"FLED HBY 166","LED, High Bay Fixtures 166 watts","LED High Bay ",null,null,null,null,166,"Lighting","LED/Solid State","LED High Bay "]
[null,"FLED HBY 167","LED, High Bay Fixtures 167 watts","LED High Bay ",null,null,null,null,167,"Lighting","LED/Solid State","LED High Bay "]
[null,"FLED HBY 168","LED, High Bay Fixtures 168 watts","LED High Bay ",null,null,null,null,168,"Lighting","LED/Solid State","LED High Bay "]
[null,"FLED HBY 169","LED, High Bay Fixtures 169 watts","LED High Bay ",null,null,null,null,169,"Lighting","LED/Solid State","LED High Bay "]
[null,"FLED HBY 170","LED, High Bay Fixtures 170 watts","LED High Bay ",null,null,null,null,170,"Lighting","LED/Solid State","LED High Bay "]
[null,"FLED HBY 171","LED, High Bay Fixtures 171 watts","LED High Bay ",null,null,null,null,171,"Lighting","LED/Solid State","LED High Bay "]
[null,"FLED HBY 173","LED, High Bay Fixtures 173 watts","LED High Bay ",null,null,null,null,173,"Lighting","LED/Solid State","LED High Bay "]
[null,"FLED HBY 175","LED, High Bay Fixtures 175 watts","LED High Bay ",null,null,null,null,175,"Lighting","LED/Solid State","LED High Bay "]
[null,"FLED HBY 176","LED, High Bay Fixtures 176 watts","LED High Bay ",null,null,null,null,176,"Lighting","LED/Solid State","LED High Bay "]
[null,"FLED HBY 177","LED, High Bay Fixtures 177 watts","LED High Bay ",null,null,null,null,177,"Lighting","LED/Solid State","LED High Bay "]
[null,"FLED HBY 178","LED, High Bay Fixtures 178 watts","LED High Bay ",null,null,null,null,178,"Lighting","LED/Solid State","LED High Bay "]
[null,"FLED HBY 179","LED, High Bay Fixtures 179 watts","LED High Bay ",null,null,null,null,179,"Lighting","LED/Solid State","LED High Bay "]
[null,"FLED HBY 180","LED, High Bay Fixtures 180 watts","LED High Bay ",null,null,null,null,180,"Lighting","LED/Solid State","LED High Bay "]
[null,"FLED HBY 181","LED, High Bay Fixtures 181 watts","LED High Bay ",null,null,null,null,181,"Lighting","LED/Solid State","LED High Bay "]
[null,"FLED HBY 182","LED, High Bay Fixtures 182 watts","LED High Bay ",null,null,null,null,182,"Lighting","LED/Solid State","LED High Bay "]
[null,"FLED HBY 184","LED, High Bay Fixtures 184 watts","LED High Bay ",null,null,null,null,184,"Lighting","LED/Solid State","LED High Bay "]
[null,"FLED HBY 185","LED, High Bay Fixtures 185 watts","LED High Bay ",null,null,null,null,185,"Lighting","LED/Solid State","LED High Bay "]
[null,"FLED HBY 186","LED, High Bay Fixtures 186 watts","LED High Bay ",null,null,null,null,186,"Lighting","LED/Solid State","LED High Bay "]
[null,"FLED HBY 188","LED, High Bay Fixtures 188 watts","LED High Bay ",null,null,null,null,188,"Lighting","LED/Solid State","LED High Bay "]
[null,"FLED HBY 189","LED, High Bay Fixtures 189 watts","LED High Bay ",null,null,null,null,189,"Lighting","LED/Solid State","LED High Bay "]
[null,"FLED HBY 191","LED, High Bay Fixtures 191 watts","LED High Bay ",null,null,null,null,191,"Lighting","LED/Solid State","LED High Bay "]
[null,"FLED HBY 192","LED, High Bay Fixtures 192 watts","LED High Bay ",null,null,null,null,192,"Lighting","LED/Solid State","LED High Bay "]
[null,"FLED HBY 194","LED, High Bay Fixtures 194 watts","LED High Bay ",null,null,null,null,194,"Lighting","LED/Solid State","LED High Bay "]
[null,"FLED HBY 197","LED, High Bay Fixtures 197 watts","LED High Bay ",null,null,null,null,197,"Lighting","LED/Solid State","LED High Bay "]
[null,"FLED HBY 198","LED, High Bay Fixtures 198 watts","LED High Bay ",null,null,null,null,198,"Lighting","LED/Solid State","LED High Bay "]
[null,"FLED HBY 199","LED, High Bay Fixtures 199 watts","LED High Bay ",null,null,null,null,199,"Lighting","LED/Solid State","LED High Bay "]
[null,"FLED HBY 200","LED, High Bay Fixtures 200 watts","LED High Bay ",null,null,null,null,200,"Lighting","LED/Solid State","LED High Bay "]
[null,"FLED HBY 201","LED, High Bay Fixtures 201 watts","LED High Bay ",null,null,null,null,201,"Lighting","LED/Solid State","LED High Bay "]
[null,"FLED HBY 202","LED, High Bay Fixtures 202 watts","LED High Bay ",null,null,null,null,202,"Lighting","LED/Solid State","LED High Bay "]
[null,"FLED HBY 203","LED, High Bay Fixtures 203 watts","LED High Bay ",null,null,null,null,203,"Lighting","LED/Solid State","LED High Bay "]
[null,"FLED HBY 204","LED, High Bay Fixtures 204 watts","LED High Bay ",null,null,null,null,204,"Lighting","LED/Solid State","LED High Bay "]
[null,"FLED HBY 205","LED, High Bay Fixtures 205 watts","LED High Bay ",null,null,null,null,205,"Lighting","LED/Solid State","LED High Bay "]
[null,"FLED HBY 206","LED, High Bay Fixtures 206 watts","LED High Bay ",null,null,null,null,206,"Lighting","LED/Solid State","LED High Bay "]
[null,"FLED HBY 207","LED, High Bay Fixtures 207 watts","LED High Bay ",null,null,null,null,207,"Lighting","LED/Solid State","LED High Bay "]
[null,"FLED HBY 208","LED, High Bay Fixtures 208 watts","LED High Bay ",null,null,null,null,208,"Lighting","LED/Solid State","LED High Bay "]
[null,"FLED HBY 210","LED, High Bay Fixtures 210 watts","LED High Bay ",null,null,null,null,210,"Lighting","LED/Solid State","LED High Bay "]
[null,"FLED HBY 212","LED, High Bay Fixtures 212 watts","LED High Bay ",null,null,null,null,212,"Lighting","LED/Solid State","LED High Bay "]
[null,"FLED HBY 213","LED, High Bay Fixtures 213 watts","LED High Bay ",null,null,null,null,213,"Lighting","LED/Solid State","LED High Bay "]
[null,"FLED HBY 215","LED, High Bay Fixtures 215 watts","LED High Bay ",null,null,null,null,215,"Lighting","LED/Solid State","LED High Bay "]
[null,"FLED HBY 216","LED, High Bay Fixtures 216 watts","LED High Bay ",null,null,null,null,216,"Lighting","LED/Solid State","LED High Bay "]
[null,"FLED HBY 217","LED, High Bay Fixtures 217 watts","LED High Bay ",null,null,null,null,217,"Lighting","LED/Solid State","LED High Bay "]
[null,"FLED HBY 218","LED, High Bay Fixtures 218 watts","LED High Bay ",null,null,null,null,218,"Lighting","LED/Solid State",{"$f":"D1091","v":"LED High Bay "}]
[null,"FLED HBY 219","LED, High Bay Fixtures 219 watts","LED High Bay ",null,null,null,null,219,"Lighting","LED/Solid State","LED High Bay "]
[null,"FLED HBY 220","LED, High Bay Fixtures 220 watts","LED High Bay ",null,null,null,null,220,"Lighting","LED/Solid State","LED High Bay "]
[null,"FLED HBY 221","LED, High Bay Fixtures 221 watts","LED High Bay ",null,null,null,null,221,"Lighting","LED/Solid State","LED High Bay "]
[null,"FLED HBY 223","LED, High Bay Fixtures 223 watts","LED High Bay ",null,null,null,null,223,"Lighting","LED/Solid State","LED High Bay "]
[null,"FLED HBY 224","LED, High Bay Fixtures 224 watts","LED High Bay ",null,null,null,null,224,"Lighting","LED/Solid State","LED High Bay "]
[null,"FLED HBY 227","LED, High Bay Fixtures 227 watts","LED High Bay ",null,null,null,null,227,"Lighting","LED/Solid State","LED High Bay "]
[null,"FLED HBY 228","LED, High Bay Fixtures 228 watts","LED High Bay ",null,null,null,null,228,"Lighting","LED/Solid State","LED High Bay "]
[null,"FLED HBY 229","LED, High Bay Fixtures 229 watts","LED High Bay ",null,null,null,null,229,"Lighting","LED/Solid State","LED High Bay "]
[null,"FLED HBY 230","LED, High Bay Fixtures 230 watts","LED High Bay ",null,null,null,null,230,"Lighting","LED/Solid State","LED High Bay "]
[null,"FLED HBY 232","LED, High Bay Fixtures 232 watts","LED High Bay ",null,null,null,null,232,"Lighting","LED/Solid State","LED High Bay "]
[null,"FLED HBY 235","LED, High Bay Fixtures 235 watts","LED High Bay ",null,null,null,null,235,"Lighting","LED/Solid State","LED High Bay "]
[null,"FLED HBY 237","LED, High Bay Fixtures 237 watts","LED High Bay ",null,null,null,null,237,"Lighting","LED/Solid State","LED High Bay "]
[null,"FLED HBY 238","LED, High Bay Fixtures 238 watts","LED High Bay ",null,null,null,null,238,"Lighting","LED/Solid State","LED High Bay "]
[null,"FLED HBY 239","LED, High Bay Fixtures 239 watts","LED High Bay ",null,null,null,null,239,"Lighting","LED/Solid State","LED High Bay "]
[null,"FLED HBY 241","LED, High Bay Fixtures 241 watts","LED High Bay ",null,null,null,null,241,"Lighting","LED/Solid State","LED High Bay "]
[null,"FLED HBY 242","LED, High Bay Fixtures 242 watts","LED High Bay ",null,null,null,null,242,"Lighting","LED/Solid State","LED High Bay "]
[null,"FLED HBY 243","LED, High Bay Fixtures 243 watts","LED High Bay ",null,null,null,null,243,"Lighting","LED/Solid State","LED High Bay "]
[null,"FLED HBY 245","LED, High Bay Fixtures 245 watts","LED High Bay ",null,null,null,null,245,"Lighting","LED/Solid State","LED High Bay "]
[null,"FLED HBY 249","LED, High Bay Fixtures 249 watts","LED High Bay ",null,null,null,null,249,"Lighting","LED/Solid State","LED High Bay "]
[null,"FLED HBY 250","LED, High Bay Fixtures 250 watts","LED High Bay ",null,null,null,null,250,"Lighting","LED/Solid State","LED High Bay "]
[null,"FLED HBY 254","LED, High Bay Fixtures 254 watts","LED High Bay ",null,null,null,null,254,"Lighting","LED/Solid State","LED High Bay "]
[null,"FLED HBY 256","LED, High Bay Fixtures 256 watts","LED High Bay ",null,null,null,null,256,"Lighting","LED/Solid State","LED High Bay "]
[null,"FLED HBY 259","LED, High Bay Fixtures 259 watts","LED High Bay ",null,null,null,null,259,"Lighting","LED/Solid State","LED High Bay "]
[null,"FLED HBY 260","LED, High Bay Fixtures 260 watts","LED High Bay ",null,null,null,null,260,"Lighting","LED/Solid State","LED High Bay "]
[null,"FLED HBY 261","LED, High Bay Fixtures 261 watts","LED High Bay ",null,null,null,null,261,"Lighting","LED/Solid State","LED High Bay "]
[null,"FLED HBY 264","LED, High Bay Fixtures 264 watts","LED High Bay ",null,null,null,null,264,"Lighting","LED/Solid State","LED High Bay "]
[null,"FLED HBY 269","LED, High Bay Fixtures 269 watts","LED High Bay ",null,null,null,null,269,"Lighting","LED/Solid State","LED High Bay "]
[null,"FLED HBY 272","LED, High Bay Fixtures 272 watts","LED High Bay ",null,null,null,null,272,"Lighting","LED/Solid State","LED High Bay "]
[null,"FLED HBY 273","LED, High Bay Fixtures 273 watts","LED High Bay ",null,null,null,null,273,"Lighting","LED/Solid State","LED High Bay "]
[null,"FLED HBY 279","LED, High Bay Fixtures 279 watts","LED High Bay ",null,null,null,null,279,"Lighting","LED/Solid State","LED High Bay "]
[null,"FLED HBY 280","LED, High Bay Fixtures 280 watts","LED High Bay ",null,null,null,null,280,"Lighting","LED/Solid State","LED High Bay "]
[null,"FLED HBY 281","LED, High Bay Fixtures 281 watts","LED High Bay ",null,null,null,null,281,"Lighting","LED/Solid State","LED High Bay "]
[null,"FLED HBY 282","LED, High Bay Fixtures 282 watts","LED High Bay ",null,null,null,null,282,"Lighting","LED/Solid State","LED High Bay "]
[null,"FLED HBY 284","LED, High Bay Fixtures 284 watts","LED High Bay ",null,null,null,null,284,"Lighting","LED/Solid State","LED High Bay "]
[null,"FLED HBY 285","LED, High Bay Fixtures 285 watts","LED High Bay ",null,null,null,null,285,"Lighting","LED/Solid State","LED High Bay "]
[null,"FLED HBY 287","LED, High Bay Fixtures 287 watts","LED High Bay ",null,null,null,null,287,"Lighting","LED/Solid State","LED High Bay "]
[null,"FLED HBY 290","LED, High Bay Fixtures 290 watts","LED High Bay ",null,null,null,null,290,"Lighting","LED/Solid State","LED High Bay "]
[null,"FLED HBY 292","LED, High Bay Fixtures 292 watts","LED High Bay ",null,null,null,null,292,"Lighting","LED/Solid State","LED High Bay "]
[null,"FLED HBY 293","LED, High Bay Fixtures 293 watts","LED High Bay ",null,null,null,null,293,"Lighting","LED/Solid State","LED High Bay "]
[null,"FLED HBY 297","LED, High Bay Fixtures 297 watts","LED High Bay ",null,null,null,null,297,"Lighting","LED/Solid State","LED High Bay "]
[null,"FLED HBY 300","LED, High Bay Fixtures 300 watts","LED High Bay ",null,null,null,null,300,"Lighting","LED/Solid State","LED High Bay "]
[null,"FLED HBY 301","LED, High Bay Fixtures 301 watts","LED High Bay ",null,null,null,null,301,"Lighting","LED/Solid State","LED High Bay "]
[null,"FLED HBY 311","LED, High Bay Fixtures 311 watts","LED High Bay ",null,null,null,null,311,"Lighting","LED/Solid State","LED High Bay "]
[null,"FLED HBY 314","LED, High Bay Fixtures 314 watts","LED High Bay ",null,null,null,null,314,"Lighting","LED/Solid State","LED High Bay "]
[null,"FLED HBY 315","LED, High Bay Fixtures 315 watts","LED High Bay ",null,null,null,null,315,"Lighting","LED/Solid State","LED High Bay "]
[null,"FLED HBY 316","LED, High Bay Fixtures 316 watts","LED High Bay ",null,null,null,null,316,"Lighting","LED/Solid State","LED High Bay "]
[null,"FLED HBY 317","LED, High Bay Fixtures 317 watts","LED High Bay ",null,null,null,null,317,"Lighting","LED/Solid State","LED High Bay "]
[null,"FLED HBY 321","LED, High Bay Fixtures 321 watts","LED High Bay ",null,null,null,null,321,"Lighting","LED/Solid State","LED High Bay "]
[null,"FLED HBY 327","LED, High Bay Fixtures 327 watts","LED High Bay ",null,null,null,null,327,"Lighting","LED/Solid State","LED High Bay "]
[null,"FLED HBY 328","LED, High Bay Fixtures 328 watts","LED High Bay ",null,null,null,null,328,"Lighting","LED/Solid State","LED High Bay "]
[null,"FLED HBY 332","LED, High Bay Fixtures 332 watts","LED High Bay ",null,null,null,null,332,"Lighting","LED/Solid State","LED High Bay "]
[null,"FLED HBY 333","LED, High Bay Fixtures 333 watts","LED High Bay ",null,null,null,null,333,"Lighting","LED/Solid State","LED High Bay "]
[null,"FLED HBY 345","LED, High Bay Fixtures 345 watts","LED High Bay ",null,null,null,null,345,"Lighting","LED/Solid State","LED High Bay "]
[null,"FLED HBY 353","LED, High Bay Fixtures 353 watts","LED High Bay ",null,null,null,null,353,"Lighting","LED/Solid State","LED High Bay "]
[null,"FLED HBY 362","LED, High Bay Fixtures 362 watts","LED High Bay ",null,null,null,null,362,"Lighting","LED/Solid State","LED High Bay "]
[null,"FLED HBY 367","LED, High Bay Fixtures 367 watts","LED High Bay ",null,null,null,null,367,"Lighting","LED/Solid State","LED High Bay "]
[null,"FLED HBY 388","LED, High Bay Fixtures 388 watts","LED High Bay ",null,null,null,null,388,"Lighting","LED/Solid State","LED High Bay "]
[null,"FLED HBY 396","LED, High Bay Fixtures 396 watts","LED High Bay ",null,null,null,null,396,"Lighting","LED/Solid State","LED High Bay "]
[null,"FLED HBY 403","LED, High Bay Fixtures 403 watts","LED High Bay ",null,null,null,null,403,"Lighting","LED/Solid State","LED High Bay "]
[null,"FLED HBY 410","LED, High Bay Fixtures 410 watts","LED High Bay ",null,null,null,null,410,"Lighting","LED/Solid State","LED High Bay "]
[null,"FLED HBY 420","LED, High Bay Fixtures 420 watts","LED High Bay ",null,null,null,null,420,"Lighting","LED/Solid State","LED High Bay "]
[null,"FLED HBY 433","LED, High Bay Fixtures 433 watts","LED High Bay ",null,null,null,null,433,"Lighting","LED/Solid State","LED High Bay "]
[null,"FLED HBY 434","LED, High Bay Fixtures 434 watts","LED High Bay ",null,null,null,null,434,"Lighting","LED/Solid State","LED High Bay "]
[null,"FLED HBY 439","LED, High Bay Fixtures 439 watts","LED High Bay ",null,null,null,null,439,"Lighting","LED/Solid State",{"$f":"D1155","v":"LED High Bay "}]
[null,"FLED HBY 442","LED, High Bay Fixtures 442 watts","LED High Bay ",null,null,null,null,442,"Lighting","LED/Solid State","LED High Bay "]
[null,"FLED HBY 443","LED, High Bay Fixtures 443 watts","LED High Bay ",null,null,null,null,443,"Lighting","LED/Solid State","LED High Bay "]
[null,"FLED HBY 465","LED, High Bay Fixtures 465 watts","LED High Bay ",null,null,null,null,465,"Lighting","LED/Solid State","LED High Bay "]
[null,"FLED HBY 466","LED, High Bay Fixtures 466 watts","LED High Bay ",null,null,null,null,466,"Lighting","LED/Solid State","LED High Bay "]
[null,"FLED HBY 485","LED, High Bay Fixtures 485 watts","LED High Bay ",null,null,null,null,485,"Lighting","LED/Solid State","LED High Bay "]
[null,"FLED HBY 521","LED, High Bay Fixtures 521 watts","LED High Bay ",null,null,null,null,521,"Lighting","LED/Solid State","LED High Bay "]
[null,"FLED HBY 528","LED, High Bay Fixtures 528 watts","LED High Bay ",null,null,null,null,528,"Lighting","LED/Solid State","LED High Bay "]
[null,"FLED HBY 555","LED, High Bay Fixtures 555 watts","LED High Bay ",null,null,null,null,555,"Lighting","LED/Solid State","LED High Bay "]
[null,"FLED HBY 562","LED, High Bay Fixtures 562 watts","LED High Bay ",null,null,null,null,562,"Lighting","LED/Solid State","LED High Bay "]
[null,"FLED HBY 587","LED, High Bay Fixtures 587 watts","LED High Bay ",null,null,null,null,587,"Lighting","LED/Solid State","LED High Bay "]
[null,"FLED HBY 601","LED, High Bay Fixtures 601 watts","LED High Bay ",null,null,null,null,601,"Lighting","LED/Solid State","LED High Bay "]
[null,"FLED HBY 622","LED, High Bay Fixtures 622 watts","LED High Bay ",null,null,null,null,622,"Lighting","LED/Solid State","LED High Bay "]
[null,"FLED HBY 692","LED, High Bay Fixtures 692 watts","LED High Bay ",null,null,null,null,692,"Lighting","LED/Solid State","LED High Bay "]
[null,"FLED HBY 727","LED, High Bay Fixtures 727 watts","LED High Bay ",null,null,null,null,727,"Lighting","LED/Solid State","LED High Bay "]
[null,"FLED HBY 93","LED, High Bay Fixtures 93 watts","LED High Bay ",null,null,null,null,93,"Lighting","LED/Solid State","LED High Bay "]
[null,"FLED HBY 932","LED, High Bay Fixtures 932 watts","LED High Bay ",null,null,null,null,932,"Lighting","LED/Solid State","LED High Bay "]
[null,"FLED HBY 95","LED, High Bay Fixtures 95 watts","LED High Bay ",null,null,null,null,95,"Lighting","LED/Solid State","LED High Bay "]
[null,"FLED HBY 96","LED, High Bay Fixtures 96 watts","LED High Bay ",null,null,null,null,96,"Lighting","LED/Solid State","LED High Bay "]
[null,"FLED HBY 97","LED, High Bay Fixtures 97 watts","LED High Bay ",null,null,null,null,97,"Lighting","LED/Solid State","LED High Bay "]
[null,"FLED HBY 99","LED, High Bay Fixtures 99 watts","LED High Bay ",null,null,null,null,99,"Lighting","LED/Solid State","LED High Bay "]
[null,"FLED REC 10","LED Downlights, 10 watts","LED Recessed Downlights < 1000 lm",null,null,null,null,10,"Lighting","LED/Solid State","LED Recessed Downlights < 1000 lm"]
[null,"FLED REC 100","LED Downlights, 100 watts","LED Recessed Downlights >= 1000 lm",null,null,null,null,100,"Lighting","LED/Solid State","LED Recessed Downlights >= 1000 lm"]
[null,"FLED REC 107","LED Downlights, 107 watts","LED Recessed Downlights >= 1000 lm",null,null,null,null,107,"Lighting","LED/Solid State","LED Recessed Downlights >= 1000 lm"]
[null,"FLED REC 11","LED Downlights, 11 watts","LED Recessed Downlights < 1000 lm",null,null,null,null,11,"Lighting","LED/Solid State","LED Recessed Downlights < 1000 lm"]
[null,"FLED REC 12","LED Downlights, 12 watts","LED Recessed Downlights < 1000 lm",null,null,null,null,12,"Lighting","LED/Solid State","LED Recessed Downlights < 1000 lm"]
[null,"FLED REC 12","LED Downlights, 12 watts","LED Recessed Downlights >= 1000 lm",null,null,null,null,12,"Lighting","LED/Solid State","LED Recessed Downlights >= 1000 lm"]
[null,"FLED REC 13","LED Downlights, 13 watts","LED Recessed Downlights < 1000 lm",null,null,null,null,13,"Lighting","LED/Solid State","LED Recessed Downlights < 1000 lm"]
[null,"FLED REC 13","LED Downlights, 13 watts","LED Recessed Downlights >= 1000 lm",null,null,null,null,13,"Lighting","LED/Solid State","LED Recessed Downlights >= 1000 lm"]
[null,"FLED REC 14","LED Downlights, 14 watts","LED Recessed Downlights < 1000 lm",null,null,null,null,14,"Lighting","LED/Solid State","LED Recessed Downlights < 1000 lm"]
[null,"FLED REC 14","LED Downlights, 14 watts","LED Recessed Downlights >= 1000 lm",null,null,null,null,14,"Lighting","LED/Solid State","LED Recessed Downlights >= 1000 lm"]
[null,"FLED REC 15","LED Downlights, 15 watts","LED Recessed Downlights < 1000 lm",null,null,null,null,15,"Lighting","LED/Solid State","LED Recessed Downlights < 1000 lm"]
[null,"FLED REC 15","LED Downlights, 15 watts","LED Recessed Downlights >= 1000 lm",null,null,null,null,15,"Lighting","LED/Solid State","LED Recessed Downlights >= 1000 lm"]
[null,"FLED REC 16","LED Downlights, 16 watts","LED Recessed Downlights < 1000 lm",null,null,null,null,16,"Lighting","LED/Solid State","LED Recessed Downlights < 1000 lm"]
[null,"FLED REC 16","LED Downlights, 16 watts","LED Recessed Downlights >= 1000 lm",null,null,null,null,16,"Lighting","LED/Solid State","LED Recessed Downlights >= 1000 lm"]
[null,"FLED REC 17","LED Downlights, 17 watts","LED Recessed Downlights < 1000 lm",null,null,null,null,17,"Lighting","LED/Solid State","LED Recessed Downlights < 1000 lm"]
[null,"FLED REC 17","LED Downlights, 17 watts","LED Recessed Downlights >= 1000 lm",null,null,null,null,17,"Lighting","LED/Solid State","LED Recessed Downlights >= 1000 lm"]
[null,"FLED REC 18","LED Downlights, 18 watts","LED Recessed Downlights < 1000 lm",null,null,null,null,18,"Lighting","LED/Solid State","LED Recessed Downlights < 1000 lm"]
[null,"FLED REC 18","LED Downlights, 18 watts","LED Recessed Downlights >= 1000 lm",null,null,null,null,18,"Lighting","LED/Solid State","LED Recessed Downlights >= 1000 lm"]
[null,"FLED REC 19","LED Downlights, 19 watts","LED Recessed Downlights < 1000 lm",null,null,null,null,19,"Lighting","LED/Solid State","LED Recessed Downlights < 1000 lm"]
[null,"FLED REC 19","LED Downlights, 19 watts","LED Recessed Downlights >= 1000 lm",null,null,null,null,19,"Lighting","LED/Solid State","LED Recessed Downlights >= 1000 lm"]
[null,"FLED REC 20","LED Downlights, 20 watts","LED Recessed Downlights < 1000 lm",null,null,null,null,20,"Lighting","LED/Solid State","LED Recessed Downlights < 1000 lm"]
[null,"FLED REC 20","LED Downlights, 20 watts","LED Recessed Downlights >= 1000 lm",null,null,null,null,20,"Lighting","LED/Solid State","LED Recessed Downlights >= 1000 lm"]
[null,"FLED REC 21","LED Downlights, 21 watts","LED Recessed Downlights < 1000 lm",null,null,null,null,21,"Lighting","LED/Solid State","LED Recessed Downlights < 1000 lm"]
[null,"FLED REC 21","LED Downlights, 21 watts","LED Recessed Downlights >= 1000 lm",null,null,null,null,21,"Lighting","LED/Solid State","LED Recessed Downlights >= 1000 lm"]
[null,"FLED REC 22","LED Downlights, 22 watts","LED Recessed Downlights < 1000 lm",null,null,null,null,22,"Lighting","LED/Solid State","LED Recessed Downlights < 1000 lm"]
[null,"FLED REC 22","LED Downlights, 22 watts","LED Recessed Downlights >= 1000 lm",null,null,null,null,22,"Lighting","LED/Solid State","LED Recessed Downlights >= 1000 lm"]
[null,"FLED REC 23","LED Downlights, 23 watts","LED Recessed Downlights < 1000 lm",null,null,null,null,23,"Lighting","LED/Solid State","LED Recessed Downlights < 1000 lm"]
[null,"FLED REC 23","LED Downlights, 23 watts","LED Recessed Downlights >= 1000 lm",null,null,null,null,23,"Lighting","LED/Solid State","LED Recessed Downlights >= 1000 lm"]
[null,"FLED REC 24","LED Downlights, 24 watts","LED Recessed Downlights < 1000 lm",null,null,null,null,24,"Lighting","LED/Solid State","LED Recessed Downlights < 1000 lm"]
[null,"FLED REC 24","LED Downlights, 24 watts","LED Recessed Downlights >= 1000 lm",null,null,null,null,24,"Lighting","LED/Solid State","LED Recessed Downlights >= 1000 lm"]
[null,"FLED REC 25","LED Downlights, 25 watts","LED Recessed Downlights < 1000 lm",null,null,null,null,25,"Lighting","LED/Solid State","LED Recessed Downlights < 1000 lm"]
[null,"FLED REC 25","LED Downlights, 25 watts","LED Recessed Downlights >= 1000 lm",null,null,null,null,25,"Lighting","LED/Solid State","LED Recessed Downlights >= 1000 lm"]
[null,"FLED REC 26","LED Downlights, 26 watts","LED Recessed Downlights >= 1000 lm",null,null,null,null,26,"Lighting","LED/Solid State","LED Recessed Downlights >= 1000 lm"]
[null,"FLED REC 27","LED Downlights, 27 watts","LED Recessed Downlights >= 1000 lm",null,null,null,null,27,"Lighting","LED/Solid State","LED Recessed Downlights >= 1000 lm"]
[null,"FLED REC 28","LED Downlights, 28 watts","LED Recessed Downlights >= 1000 lm",null,null,null,null,28,"Lighting","LED/Solid State","LED Recessed Downlights >= 1000 lm"]
[null,"FLED REC 29","LED Downlights, 29 watts","LED Recessed Downlights >= 1000 lm",null,null,null,null,29,"Lighting","LED/Solid State","LED Recessed Downlights >= 1000 lm"]
[null,"FLED REC 30","LED Downlights, 30 watts","LED Recessed Downlights >= 1000 lm",null,null,null,null,30,"Lighting","LED/Solid State","LED Recessed Downlights >= 1000 lm"]
[null,"FLED REC 31","LED Downlights, 31 watts","LED Recessed Downlights >= 1000 lm",null,null,null,null,31,"Lighting","LED/Solid State","LED Recessed Downlights >= 1000 lm"]
[null,"FLED REC 32","LED Downlights, 32 watts","LED Recessed Downlights >= 1000 lm",null,null,null,null,32,"Lighting","LED/Solid State","LED Recessed Downlights >= 1000 lm"]
[null,"FLED REC 33","LED Downlights, 33 watts","LED Recessed Downlights >= 1000 lm",null,null,null,null,33,"Lighting","LED/Solid State","LED Recessed Downlights >= 1000 lm"]
[null,"FLED REC 34","LED Downlights, 34 watts","LED Recessed Downlights >= 1000 lm",null,null,null,null,34,"Lighting","LED/Solid State","LED Recessed Downlights >= 1000 lm"]
[null,"FLED REC 35","LED Downlights, 35 watts","LED Recessed Downlights >= 1000 lm",null,null,null,null,35,"Lighting","LED/Solid State","LED Recessed Downlights >= 1000 lm"]
[null,"FLED REC 36","LED Downlights, 36 watts","LED Recessed Downlights >= 1000 lm",null,null,null,null,36,"Lighting","LED/Solid State","LED Recessed Downlights >= 1000 lm"]
[null,"FLED REC 38","LED Downlights, 38 watts","LED Recessed Downlights >= 1000 lm",null,null,null,null,38,"Lighting","LED/Solid State",{"$f":"D1219","v":"LED Recessed Downlights >= 1000 lm"}]
[null,"FLED REC 40","LED Downlights, 40 watts","LED Recessed Downlights >= 1000 lm",null,null,null,null,40,"Lighting","LED/Solid State","LED Recessed Downlights >= 1000 lm"]
[null,"FLED REC 42","LED Downlights, 42 watts","LED Recessed Downlights >= 1000 lm",null,null,null,null,42,"Lighting","LED/Solid State","LED Recessed Downlights >= 1000 lm"]
[null,"FLED REC 44","LED Downlights, 44 watts","LED Recessed Downlights >= 1000 lm",null,null,null,null,44,"Lighting","LED/Solid State","LED Recessed Downlights >= 1000 lm"]
[null,"FLED REC 46","LED Downlights, 46 watts","LED Recessed Downlights >= 1000 lm",null,null,null,null,46,"Lighting","LED/Solid State","LED Recessed Downlights >= 1000 lm"]
[null,"FLED REC 48","LED Downlights, 48 watts","LED Recessed Downlights >= 1000 lm",null,null,null,null,48,"Lighting","LED/Solid State","LED Recessed Downlights >= 1000 lm"]
[null,"FLED REC 5","LED Downlights, 5 watts","LED Recessed Downlights < 1000 lm",null,null,null,null,5,"Lighting","LED/Solid State","LED Recessed Downlights < 1000 lm"]
[null,"FLED REC 50","LED Downlights, 50 watts","LED Recessed Downlights >= 1000 lm",null,null,null,null,50,"Lighting","LED/Solid State","LED Recessed Downlights >= 1000 lm"]
[null,"FLED REC 53","LED Downlights, 53 watts","LED Recessed Downlights >= 1000 lm",null,null,null,null,53,"Lighting","LED/Solid State","LED Recessed Downlights >= 1000 lm"]
[null,"FLED REC 54","LED Downlights, 54 watts","LED Recessed Downlights >= 1000 lm",null,null,null,null,54,"Lighting","LED/Solid State","LED Recessed Downlights >= 1000 lm"]
[null,"FLED REC 6","LED Downlights, 6 watts","LED Recessed Downlights < 1000 lm",null,null,null,null,6,"Lighting","LED/Solid State","LED Recessed Downlights < 1000 lm"]
[null,"FLED REC 60","LED Downlights, 60 watts","LED Recessed Downlights >= 1000 lm",null,null,null,null,60,"Lighting","LED/Solid State","LED Recessed Downlights >= 1000 lm"]
[null,"FLED REC 7","LED Downlights, 7 watts","LED Recessed Downlights < 1000 lm",null,null,null,null,7,"Lighting","LED/Solid State","LED Recessed Downlights < 1000 lm"]
[null,"FLED REC 70","LED Downlights, 70 watts","LED Recessed Downlights >= 1000 lm",null,null,null,null,70,"Lighting","LED/Solid State","LED Recessed Downlights >= 1000 lm"]
[null,"FLED REC 8","LED Downlights, 8 watts","LED Recessed Downlights < 1000 lm",null,null,null,null,8,"Lighting","LED/Solid State","LED Recessed Downlights < 1000 lm"]
[null,"FLED REC 80","LED Downlights, 80 watts","LED Recessed Downlights >= 1000 lm",null,null,null,null,80,"Lighting","LED/Solid State","LED Recessed Downlights >= 1000 lm"]
[null,"FLED REC 9","LED Downlights, 9 watts","LED Recessed Downlights < 1000 lm",null,null,null,null,9,"Lighting","LED/Solid State","LED Recessed Downlights < 1000 lm"]
[null,"FLED REC 90","LED Downlights, 90 watts","LED Recessed Downlights >= 1000 lm",null,null,null,null,90,"Lighting","LED/Solid State","LED Recessed Downlights >= 1000 lm"]
[null,"FLED SMD 10","LED Surface or Pendant Mounted Downlights, 10 watts","LED Mounted Downlights <1000 lm",null,null,null,null,10,"Lighting","LED/Solid State","LED Mounted Downlights <1000 lm"]
[null,"FLED SMD 11","LED Surface or Pendant Mounted Downlights, 11 watts","LED Mounted Downlights <1000 lm",null,null,null,null,11,"Lighting","LED/Solid State","LED Mounted Downlights <1000 lm"]
[null,"FLED SMD 12","LED Surface or Pendant Mounted Downlights, 12 watts","LED Mounted Downlights <1000 lm",null,null,null,null,12,"Lighting","LED/Solid State","LED Mounted Downlights <1000 lm"]
[null,"FLED SMD 14","LED Surface or Pendant Mounted Downlights, 14 watts","LED Mounted Downlights <1000 lm",null,null,null,null,14,"Lighting","LED/Solid State","LED Mounted Downlights <1000 lm"]
[null,"FLED SMD 15","LED Surface or Pendant Mounted Downlights, 15 watts","LED Mounted Downlights <1000 lm",null,null,null,null,15,"Lighting","LED/Solid State","LED Mounted Downlights <1000 lm"]
[null,"FLED SMD 16","LED Surface or Pendant Mounted Downlights, 16 watts","LED Mounted Downlights <1000 lm",null,null,null,null,16,"Lighting","LED/Solid State","LED Mounted Downlights <1000 lm"]
[null,"FLED SMD 17","LED Surface or Pendant Mounted Downlights, 17 watts","LED Mounted Downlights <1000 lm",null,null,null,null,17,"Lighting","LED/Solid State","LED Mounted Downlights <1000 lm"]
[null,"FLED SMD 18","LED Surface or Pendant Mounted Downlights, 18 watts","LED Mounted Downlights <1000 lm",null,null,null,null,18,"Lighting","LED/Solid State","LED Mounted Downlights <1000 lm"]
[null,"FLED SMD 19","LED Surface or Pendant Mounted Downlights, 19 watts","LED Mounted Downlights <1000 lm",null,null,null,null,19,"Lighting","LED/Solid State","LED Mounted Downlights <1000 lm"]
[null,"FLED SMD 20","LED Surface or Pendant Mounted Downlights, 20 watts","LED Mounted Downlights <1000 lm",null,null,null,null,20,"Lighting","LED/Solid State","LED Mounted Downlights <1000 lm"]
[null,"FLED SMD 21","LED Surface or Pendant Mounted Downlights, 21 watts","LED Mounted Downlights <1000 lm",null,null,null,null,21,"Lighting","LED/Solid State","LED Mounted Downlights <1000 lm"]
[null,"FLED SMD 22","LED Surface or Pendant Mounted Downlights, 22 watts","LED Mounted Downlights <1000 lm",null,null,null,null,22,"Lighting","LED/Solid State","LED Mounted Downlights <1000 lm"]
[null,"FLED SMD 23","LED Surface or Pendant Mounted Downlights, 23 watts","LED Mounted Downlights <1000 lm",null,null,null,null,23,"Lighting","LED/Solid State","LED Mounted Downlights <1000 lm"]
[null,"FLED SMD 23","LED Surface or Pendant Mounted Downlights, 23 watts","LED Mounted Downlights >= 1000 lm",null,null,null,null,23,"Lighting","LED/Solid State","LED Mounted Downlights >= 1000 lm"]
[null,"FLED SMD 24","LED Surface or Pendant Mounted Downlights, 24 watts","LED Mounted Downlights <1000 lm",null,null,null,null,24,"Lighting","LED/Solid State","LED Mounted Downlights <1000 lm"]
[null,"FLED SMD 25","LED Surface or Pendant Mounted Downlights, 25 watts","LED Mounted Downlights <1000 lm",null,null,null,null,25,"Lighting","LED/Solid State","LED Mounted Downlights <1000 lm"]
[null,"FLED SMD 25","LED Surface or Pendant Mounted Downlights, 25 watts","LED Mounted Downlights >= 1000 lm",null,null,null,null,25,"Lighting","LED/Solid State","LED Mounted Downlights >= 1000 lm"]
[null,"FLED SMD 26","LED Surface or Pendant Mounted Downlights, 26 watts","LED Mounted Downlights <1000 lm",null,null,null,null,26,"Lighting","LED/Solid State","LED Mounted Downlights <1000 lm"]
[null,"FLED SMD 27","LED Surface or Pendant Mounted Downlights, 27 watts","LED Mounted Downlights <1000 lm",null,null,null,null,27,"Lighting","LED/Solid State","LED Mounted Downlights <1000 lm"]
[null,"FLED SMD 27","LED Surface or Pendant Mounted Downlights, 27 watts","LED Mounted Downlights >= 1000 lm",null,null,null,null,27,"Lighting","LED/Solid State","LED Mounted Downlights >= 1000 lm"]
[null,"FLED SMD 28","LED Surface or Pendant Mounted Downlights, 28 watts","LED Mounted Downlights <1000 lm",null,null,null,null,28,"Lighting","LED/Solid State","LED Mounted Downlights <1000 lm"]
[null,"FLED SMD 28","LED Surface or Pendant Mounted Downlights, 28 watts","LED Mounted Downlights >= 1000 lm",null,null,null,null,28,"Lighting","LED/Solid State","LED Mounted Downlights >= 1000 lm"]
[null,"FLED SMD 29","LED Surface or Pendant Mounted Downlights, 29 watts","LED Mounted Downlights <1000 lm",null,null,null,null,29,"Lighting","LED/Solid State","LED Mounted Downlights <1000 lm"]
[null,"FLED SMD 29","LED Surface or Pendant Mounted Downlights, 29 watts","LED Mounted Downlights >= 1000 lm",null,null,null,null,29,"Lighting","LED/Solid State","LED Mounted Downlights >= 1000 lm"]
[null,"FLED SMD 30","LED Surface or Pendant Mounted Downlights, 30 watts","LED Mounted Downlights <1000 lm",null,null,null,null,30,"Lighting","LED/Solid State","LED Mounted Downlights <1000 lm"]
[null,"FLED SMD 30","LED Surface or Pendant Mounted Downlights, 30 watts","LED Mounted Downlights >= 1000 lm",null,null,null,null,30,"Lighting","LED/Solid State","LED Mounted Downlights >= 1000 lm"]
[null,"FLED SMD 31","LED Surface or Pendant Mounted Downlights, 31 watts","LED Mounted Downlights <1000 lm",null,null,null,null,31,"Lighting","LED/Solid State","LED Mounted Downlights <1000 lm"]
[null,"FLED SMD 31","LED Surface or Pendant Mounted Downlights, 31 watts","LED Mounted Downlights >= 1000 lm",null,null,null,null,31,"Lighting","LED/Solid State","LED Mounted Downlights >= 1000 lm"]
[null,"FLED SMD 32","LED Surface or Pendant Mounted Downlights, 32 watts","LED Mounted Downlights <1000 lm",null,null,null,null,32,"Lighting","LED/Solid State","LED Mounted Downlights <1000 lm"]
[null,"FLED SMD 32","LED Surface or Pendant Mounted Downlights, 32 watts","LED Mounted Downlights >= 1000 lm",null,null,null,null,32,"Lighting","LED/Solid State","LED Mounted Downlights >= 1000 lm"]
[null,"FLED SMD 33","LED Surface or Pendant Mounted Downlights, 33 watts","LED Mounted Downlights <1000 lm",null,null,null,null,33,"Lighting","LED/Solid State","LED Mounted Downlights <1000 lm"]
[null,"FLED SMD 33","LED Surface or Pendant Mounted Downlights, 33 watts","LED Mounted Downlights >= 1000 lm",null,null,null,null,33,"Lighting","LED/Solid State","LED Mounted Downlights >= 1000 lm"]
[null,"FLED SMD 34","LED Surface or Pendant Mounted Downlights, 34 watts","LED Mounted Downlights <1000 lm",null,null,null,null,34,"Lighting","LED/Solid State","LED Mounted Downlights <1000 lm"]
[null,"FLED SMD 34","LED Surface or Pendant Mounted Downlights, 34 watts","LED Mounted Downlights >= 1000 lm",null,null,null,null,34,"Lighting","LED/Solid State","LED Mounted Downlights >= 1000 lm"]
[null,"FLED SMD 35","LED Surface or Pendant Mounted Downlights, 35 watts","LED Mounted Downlights <1000 lm",null,null,null,null,35,"Lighting","LED/Solid State","LED Mounted Downlights <1000 lm"]
[null,"FLED SMD 35","LED Surface or Pendant Mounted Downlights, 35 watts","LED Mounted Downlights >= 1000 lm",null,null,null,null,35,"Lighting","LED/Solid State","LED Mounted Downlights >= 1000 lm"]
[null,"FLED SMD 5","LED Surface or Pendant Mounted Downlights, 5 watts","LED Mounted Downlights <1000 lm",null,null,null,null,5,"Lighting","LED/Solid State","LED Mounted Downlights <1000 lm"]
[null,"FLED SMD 6","LED Surface or Pendant Mounted Downlights, 6 watts","LED Mounted Downlights <1000 lm",null,null,null,null,6,"Lighting","LED/Solid State","LED Mounted Downlights <1000 lm"]
[null,"FLED SMD 7","LED Surface or Pendant Mounted Downlights, 7 watts","LED Mounted Downlights <1000 lm",null,null,null,null,7,"Lighting","LED/Solid State","LED Mounted Downlights <1000 lm"]
[null,"FLED SMD 8","LED Surface or Pendant Mounted Downlights, 8 watts","LED Mounted Downlights <1000 lm",null,null,null,null,8,"Lighting","LED/Solid State","LED Mounted Downlights <1000 lm"]
[null,"FLED SMD 9","LED Surface or Pendant Mounted Downlights, 9 watts","LED Mounted Downlights <1000 lm",null,null,null,null,9,"Lighting","LED/Solid State","LED Mounted Downlights <1000 lm"]
[null,"FU1EE","Fluorescent (1) U-Tube, ES lamp, Energy Saving Magnetic Ballast","T12","U-Tube T12",null,1,34,43,"Lighting","Fluorescent","T12"]
[null,"FU1ILL"," Fluorescent (1) U-Tube, T-8 lamp, Instant Start ballast ","T8","U-Tube T8",null,1,32,31,"Lighting","Fluorescent","T8"]
[null,"FU1LL"," Fluorescent (1) U-Tube, T-8 lamp  ","T8","U-Tube T8",null,1,32,32,"Lighting","Fluorescent","T8"]
[null,"FU1LL-R"," Fluorescent (1) U-Tube, T-8 lamp  RLO  ","T8","U-Tube T8",null,1,31,27,"Lighting","Fluorescent","T8"]
[null,"FU1SILL","Fluorescent (1) U-Tube, T-8 lamp, Instant Start Ballast ","HPT8-RW","U-Tube T8",22,1,28,31,"Lighting","Fluorescent","HPT8-RW"]
[null,"FU1SILL-H","Fluorescent (1) U-Tube, T-8 lamp  HLO  ","HPT8-RW","U-Tube T8",22,1,28,33,"Lighting","Fluorescent",{"$f":"D1283","v":"HPT8-RW"}]
[null,"FU1SILL-R","Fluorescent (1) U-Tube, T-8 lamp  RLO  ","HPT8-RW","U-Tube T8",22,1,28,23,"Lighting","Fluorescent","HPT8-RW"]
[null,"FU2EE","Fluorescent (2) U-Tube, ES lamp, Energy Saving Magnetic Ballast","T12","U-Tube T12",null,2,34,72,"Lighting","Fluorescent","T12"]
[null,"FU2ES","Fluorescent (2) U-Tube, ES lamp, Standard Magnetic Ballast","T12","U-Tube T12",null,2,34,82,"Lighting","Fluorescent","T12"]
[null,"FU2ILL"," Fluorescent (2) U-Tube, T-8 lamp, Instant Start Ballast ","T8","U-Tube T8",null,2,32,59,"Lighting","Fluorescent","T8"]
[null,"FU2ILL/T4"," Fluorescent (2) U-Tube, T-8 lamp, Instant Start Ballast, Tandem wired ","T8","U-Tube T8",null,2,32,56,"Lighting","Fluorescent","T8"]
[null,"FU2ILL/T4-R"," Fluorescent (2) U-Tube, T-8 lamp, Instant Start Ballast, RLO, Tandem wired ","T8","U-Tube T8",null,2,32,51,"Lighting","Fluorescent","T8"]
[null,"FU2ILL-H"," Fluorescent (2) U-Tube, T-8 lamp, Instant Start HLO Ballast ","T8","U-Tube T8",null,2,32,65,"Lighting","Fluorescent","T8"]
[null,"FU2ILL-R"," Fluorescent (2) U-Tube, T-8 lamp, Instant Start RLO Ballast ","T8","U-Tube T8",null,2,32,52,"Lighting","Fluorescent","T8"]
[null,"FU2LL"," Fluorescent (2) U-Tube, T-8 lamp, Rapid Start Ballast NLO","T8","U-Tube T8",null,2,32,60,"Lighting","Fluorescent","T8"]
[null,"FU2LL/T2"," Fluorescent (2) U-Tube, T-8 lamp Tandem 4 lamp Ballast ","T8","U-Tube T8",null,2,32,59,"Lighting","Fluorescent","T8"]
[null,"FU2LL-R"," Fluorescent (2) U-Tube, T-8 lamp, Rapid Start BallastRLO  ","T8","U-Tube T8",null,2,31,54,"Lighting","Fluorescent","T8"]
[null,"FU2RILL","Fluorescent (2) U-Tube, T-8 lamp, Instant Start Ballast ","HPT8-RW","U-Tube T8",22,2,25,43,"Lighting","Fluorescent","HPT8-RW"]
[null,"FU2RILL-R","Fluorescent (2) U-Tube, T-8 lamp  RLO  ","HPT8-RW","U-Tube T8",22,2,25,38,"Lighting","Fluorescent","HPT8-RW"]
[null,"FU2SE","Fluorescent (2) U-Tube, Std. lamp, Energy Saving Magnetic Ballast ","T12","U-Tube T12",null,2,40,85,"Lighting","Fluorescent","T12"]
[null,"FU2SILL","Fluorescent (2) U-Tube, T-8 lamp, Instant Start Ballast ","HPT8-RW","U-Tube T8",22,2,28,48,"Lighting","Fluorescent","HPT8-RW"]
[null,"FU2SILL-H","Fluorescent (2) U-Tube, T-8 lamp  HLO  ","HPT8-RW","U-Tube T8",22,2,28,67,"Lighting","Fluorescent","HPT8-RW"]
[null,"FU2SILL-R","Fluorescent (2) U-Tube, T-8 lamp  RLO  ","HPT8-RW","U-Tube T8",22,2,28,45,"Lighting","Fluorescent","HPT8-RW"]
[null,"FU2SS","Fluorescent (2) U-Tube, Std. lamp, Standard Magnetic Ballast ","T12","U-Tube T12",null,2,40,96,"Lighting","Fluorescent","T12"]
[null,"FU3EE","Fluorescent (3) U-Tube, ES lamp, Standard Magnetic Ballast","T12","U-Tube T12",null,3,35,115,"Lighting","Fluorescent","T12"]
[null,"FU3ILL"," Fluorescent (3) U-Tube, T-8 lamp, Instant Start Ballast ","T8","U-Tube T8",null,3,32,89,"Lighting","Fluorescent","T8"]
[null,"FU3ILL-R"," Fluorescent (3) U-Tube, T-8 lamp, Instant Start RLO Ballast ","T8","U-Tube T8",null,3,32,78,"Lighting","Fluorescent","T8"]
[null,"FU3RILL","Fluorescent (3) U-Tube, T-8 lamp, Instant Start Ballast","HPT8-RW","U-Tube T8",22,3,25,65,"Lighting","Fluorescent","HPT8-RW"]
[null,"FU3RILL-R","Fluorescent (3) U-Tube, T-8 lamp  RLO  ","HPT8-RW","U-Tube T8",22,3,25,58,"Lighting","Fluorescent","HPT8-RW"]
[null,"FU3SILL","Fluorescent (3) U-Tube, T-8 lamp, Instant Start Ballast","HPT8-RW","U-Tube T8",22,3,28,72,"Lighting","Fluorescent","HPT8-RW"]
[null,"FU3SILL-H","Fluorescent (3) U-Tube, T-8 lamp  HLO  ","HPT8-RW","U-Tube T8",22,3,28,98,"Lighting","Fluorescent","HPT8-RW"]
[null,"FU3SILL-R","Fluorescent (3) U-Tube, T-8 lamp  RLO  ","HPT8-RW","U-Tube T8",22,3,28,66,"Lighting","Fluorescent","HPT8-RW"]
[null,"FU4ILL-R"," Fluorescent (4) U-Tube, T-8 lamp, Instant Start RLO Ballast ","T8","U-Tube T8",null,4,32,104,"Lighting","Fluorescent","T8"]
[null,"FU4SILL","Fluorescent (4) U-Tube, T-8 lamp, Instant Start Ballast","HPT8-RW","U-Tube T8",22,4,28,96,"Lighting","Fluorescent","HPT8-RW"]
[null,"FU4SILL-H","Fluorescent (4) U-Tube, T-8 lamp  HLO  ","HPT8-RW","U-Tube T8",22,4,28,127,"Lighting","Fluorescent","HPT8-RW"]
[null,"FU4SILL-R","Fluorescent (4) U-Tube, T-8 lamp  RLO  ","HPT8-RW","U-Tube T8",22,4,28,86,"Lighting","Fluorescent","HPT8-RW"]
[null,"H100/1","Halogen Incandescent, (1) 100W lamp ","Halogen Lamps",null,null,1,100,100,"Lighting","Incandescent","Halogen Lamps"]
[null,"H1000/1","Halogen Incandescent, (1) 1000W lamp ","Halogen Lamps",null,null,1,1000,1000,"Lighting","Incandescent","Halogen Lamps"]
[null,"H1200/1","Halogen Incandescent, (1) 1200W lamp ","Halogen Lamps",null,null,1,1200,1200,"Lighting","Incandescent","Halogen Lamps"]
[null,"H150/1","Halogen Incandescent, (1) 150W lamp ","Halogen Lamps",null,null,1,150,150,"Lighting","Incandescent","Halogen Lamps"]
[null,"H150/2","Halogen Incandescent, (2) 150W lamp ","Halogen Lamps",null,null,2,150,300,"Lighting","Incandescent","Halogen Lamps"]
[null,"H1500/1","Halogen Incandescent, (1) 1500W lamp ","Halogen Lamps",null,null,1,1500,1500,"Lighting","Incandescent","Halogen Lamps"]
[null,"H200/1","Halogen Incandescent, (1) 200W lamp ","Halogen Lamps",null,null,1,200,200,"Lighting","Incandescent","Halogen Lamps"]
[null,"H250/1","Halogen Incandescent, (1) 250W lamp ","Halogen Lamps",null,null,1,250,250,"Lighting","Incandescent","Halogen Lamps"]
[null,"H300/1","Halogen Incandescent, (1) 300W lamp ","Halogen Lamps",null,null,1,300,300,"Lighting","Incandescent","Halogen Lamps"]
[null,"H35/1","Halogen Incandescent, (1) 35W lamp ","Halogen Lamps",null,null,1,35,35,"Lighting","Incandescent","Halogen Lamps"]
[null,"H350/1","Halogen Incandescent, (1) 350W lamp ","Halogen Lamps",null,null,1,350,350,"Lighting","Incandescent","Halogen Lamps"]
[null,"H40/1","Halogen Incandescent, (1) 40W lamp ","Halogen Lamps",null,null,1,40,40,"Lighting","Incandescent","Halogen Lamps"]
[null,"H400/1","Halogen Incandescent, (1) 400W lamp ","Halogen Lamps",null,null,1,400,400,"Lighting","Incandescent","Halogen Lamps"]
[null,"H42/1","Halogen Incandescent, (1) 42W lamp ","Halogen Lamps",null,null,1,42,42,"Lighting","Incandescent","Halogen Lamps"]
[null,"H425/1","Halogen Incandescent, (1) 425W lamp ","Halogen Lamps",null,null,1,425,425,"Lighting","Incandescent","Halogen Lamps"]
[null,"H45/1","Halogen Incandescent, (1) 45W lamp ","Halogen Lamps",null,null,1,45,45,"Lighting","Incandescent","Halogen Lamps"]
[null,"H45/2","Halogen Incandescent, (2) 45W lamp ","Halogen Lamps",null,null,2,45,90,"Lighting","Incandescent","Halogen Lamps"]
[null,"H50/1","Halogen Incandescent, (1) 50W lamp ","Halogen Lamps",null,null,1,50,50,"Lighting","Incandescent","Halogen Lamps"]
[null,"H50/2","Halogen Incandescent, (2) 50W lamp ","Halogen Lamps",null,null,2,50,100,"Lighting","Incandescent","Halogen Lamps"]
[null,"H500/1","Halogen Incandescent, (1) 500W lamp ","Halogen Lamps",null,null,1,500,500,"Lighting","Incandescent","Halogen Lamps"]
[null,"H52/1","Halogen Incandescent, (1) 52W lamp ","Halogen Lamps",null,null,1,52,52,"Lighting","Incandescent","Halogen Lamps"]
[null,"H55/1","Halogen Incandescent, (1) 55W lamp ","Halogen Lamps",null,null,1,55,55,"Lighting","Incandescent","Halogen Lamps"]
[null,"H55/2","Halogen Incandescent, (2) 55W lamp ","Halogen Lamps",null,null,2,55,110,"Lighting","Incandescent","Halogen Lamps"]
[null,"H60/1","Halogen Incandescent, (1) 60W lamp ","Halogen Lamps",null,null,1,60,60,"Lighting","Incandescent","Halogen Lamps"]
[null,"H72/1","Halogen Incandescent, (1) 72W lamp ","Halogen Lamps",null,null,1,72,72,"Lighting","Incandescent","Halogen Lamps"]
[null,"H75/1","Halogen Incandescent, (1) 75W lamp ","Halogen Lamps",null,null,1,75,75,"Lighting","Incandescent","Halogen Lamps"]
[null,"H75/2","Halogen Incandescent, (2) 75W lamp ","Halogen Lamps",null,null,2,75,150,"Lighting","Incandescent","Halogen Lamps"]
[null,"H750/1","Halogen Incandescent, (1) 750W lamp ","Halogen Lamps",null,null,1,750,750,"Lighting","Incandescent","Halogen Lamps"]
[null,"H90/1","Halogen Incandescent, (1) 90W lamp ","Halogen Lamps",null,null,1,90,90,"Lighting","Incandescent","Halogen Lamps"]
[null,"H90/2","Halogen Incandescent, (2) 90W lamp ","Halogen Lamps",null,null,2,90,180,"Lighting","Incandescent","Halogen Lamps"]
[null,"H900/1","Halogen Incandescent, (1) 900W lamp ","Halogen Lamps",null,null,1,900,900,"Lighting","Incandescent","Halogen Lamps"]
[null,"HLV20/1","Halogen Low Voltage Incandescent, (1) 20W lamp ","Halogen Lamps",null,null,1,20,30,"Lighting","Incandescent","Halogen Lamps"]
[null,"HLV25/1","Halogen Low Voltage Incandescent, (1) 25W lamp ","Halogen Lamps",null,null,1,25,35,"Lighting","Incandescent","Halogen Lamps"]
[null,"HLV35/1","Halogen Low Voltage Incandescent, (1) 35W lamp ","Halogen Lamps",null,null,1,35,45,"Lighting","Incandescent",{"$f":"D1347","v":"Halogen Lamps"}]
[null,"HLV42/1","Halogen Low Voltage Incandescent, (1) 42W lamp ","Halogen Lamps",null,null,1,42,52,"Lighting","Incandescent","Halogen Lamps"]
[null,"HLV50/1","Halogen Low Voltage Incandescent, (1) 50W lamp ","Halogen Lamps",null,null,1,50,60,"Lighting","Incandescent","Halogen Lamps"]
[null,"HLV65/1","Halogen Low Voltage Incandescent, (1) 65W lamp ","Halogen Lamps",null,null,1,65,75,"Lighting","Incandescent","Halogen Lamps"]
[null,"HLV75/1","Halogen Low Voltage Incandescent, (1) 75W lamp ","Halogen Lamps",null,null,1,75,85,"Lighting","Incandescent","Halogen Lamps"]
[null,"HPS100/1","High Pressure Sodium, (1) 100W lamp ","High Pressure Sodium",null,null,1,100,138,"Lighting","HIDs","High Pressure Sodium"]
[null,"HPS1000/1","High Pressure Sodium, (1) 1000W lamp ","High Pressure Sodium",null,null,1,1000,1100,"Lighting","HIDs","High Pressure Sodium"]
[null,"HPS150/1","High Pressure Sodium, (1) 150W lamp ","High Pressure Sodium",null,null,1,150,188,"Lighting","HIDs","High Pressure Sodium"]
[null,"HPS200/1","High Pressure Sodium, (1) 200W lamp ","High Pressure Sodium",null,null,1,200,250,"Lighting","HIDs","High Pressure Sodium"]
[null,"HPS225/1","High Pressure Sodium, (1) 225W lamp ","High Pressure Sodium",null,null,1,225,275,"Lighting","HIDs","High Pressure Sodium"]
[null,"HPS250/1","High Pressure Sodium, (1) 250W lamp ","High Pressure Sodium",null,null,1,250,295,"Lighting","HIDs","High Pressure Sodium"]
[null,"HPS310/1","High Pressure Sodium, (1) 310W lamp ","High Pressure Sodium",null,null,1,310,365,"Lighting","HIDs","High Pressure Sodium"]
[null,"HPS35/1","High Pressure Sodium, (1) 35W lamp ","High Pressure Sodium",null,null,1,35,46,"Lighting","HIDs","High Pressure Sodium"]
[null,"HPS360/1","High Pressure Sodium, (1) 360W lamp ","High Pressure Sodium",null,null,1,360,414,"Lighting","HIDs","High Pressure Sodium"]
[null,"HPS400/1","High Pressure Sodium, (1) 400W lamp ","High Pressure Sodium",null,null,1,400,465,"Lighting","HIDs","High Pressure Sodium"]
[null,"HPS50/1","High Pressure Sodium, (1) 50W lamp ","High Pressure Sodium",null,null,1,50,66,"Lighting","HIDs","High Pressure Sodium"]
[null,"HPS600/1","High Pressure Sodium, (1) 600W lamp ","High Pressure Sodium",null,null,1,600,675,"Lighting","HIDs","High Pressure Sodium"]
[null,"HPS70/1","High Pressure Sodium, (1) 70W lamp ","High Pressure Sodium",null,null,1,70,95,"Lighting","HIDs","High Pressure Sodium"]
[null,"HPS750/1","High Pressure Sodium, (1) 750W lamp ","High Pressure Sodium",null,null,1,750,835,"Lighting","HIDs","High Pressure Sodium"]
[null,"I100/1","Incandescent, (1) 100W lamp ","Incandescent Lamps",null,null,1,100,100,"Lighting","Incandescent","Incandescent Lamps"]
[null,"I100/2","Incandescent, (2) 100W lamp ","Incandescent Lamps",null,null,2,100,200,"Lighting","Incandescent","Incandescent Lamps"]
[null,"I100/3","Incandescent, (3) 100W lamp ","Incandescent Lamps",null,null,3,100,300,"Lighting","Incandescent","Incandescent Lamps"]
[null,"I100/4","Incandescent, (4) 100W lamp ","Incandescent Lamps",null,null,4,100,400,"Lighting","Incandescent","Incandescent Lamps"]
[null,"I100/5","Incandescent, (5) 100W lamp ","Incandescent Lamps",null,null,5,100,500,"Lighting","Incandescent","Incandescent Lamps"]
[null,"I1000/1","Incandescent, (1) 1000W lamp ","Incandescent Lamps",null,null,1,1000,1000,"Lighting","Incandescent","Incandescent Lamps"]
[null,"I100E/1","Incandescent, (1) 100W ES lamp ","Incandescent Lamps",null,null,1,90,90,"Lighting","Incandescent","Incandescent Lamps"]
[null,"I100EL/1","Incandescent, (1) 100W ES/LL lamp ","Incandescent Lamps",null,null,1,90,90,"Lighting","Incandescent","Incandescent Lamps"]
[null,"I120/1","Incandescent, (1) 120W lamp ","Incandescent Lamps",null,null,1,120,120,"Lighting","Incandescent","Incandescent Lamps"]
[null,"I120/2","Incandescent, (2) 120W lamp ","Incandescent Lamps",null,null,2,120,240,"Lighting","Incandescent","Incandescent Lamps"]
[null,"I125/1","Incandescent, (1) 125W lamp ","Incandescent Lamps",null,null,1,125,125,"Lighting","Incandescent","Incandescent Lamps"]
[null,"I135/1","Incandescent, (1) 135W lamp ","Incandescent Lamps",null,null,1,135,135,"Lighting","Incandescent","Incandescent Lamps"]
[null,"I135/2","Incandescent, (2) 135W lamp ","Incandescent Lamps",null,null,2,135,270,"Lighting","Incandescent","Incandescent Lamps"]
[null,"I15/1","Incandescent, (1) 15W lamp ","Incandescent Lamps",null,null,1,15,15,"Lighting","Incandescent","Incandescent Lamps"]
[null,"I15/2","Incandescent, (2) 15W lamp ","Incandescent Lamps",null,null,2,15,30,"Lighting","Incandescent","Incandescent Lamps"]
[null,"I150/1","Incandescent, (1) 150W lamp ","Incandescent Lamps",null,null,1,150,150,"Lighting","Incandescent","Incandescent Lamps"]
[null,"I150/2","Incandescent, (2) 150W lamp ","Incandescent Lamps",null,null,2,150,300,"Lighting","Incandescent","Incandescent Lamps"]
[null,"I1500/1","Incandescent, (1) 1500W lamp ","Incandescent Lamps",null,null,1,1500,1500,"Lighting","Incandescent","Incandescent Lamps"]
[null,"I150E/1","Incandescent, (1) 150W ES lamp ","Incandescent Lamps",null,null,1,135,135,"Lighting","Incandescent","Incandescent Lamps"]
[null,"I150EL/1","Incandescent, (1) 150W ES/LL lamp ","Incandescent Lamps",null,null,1,135,135,"Lighting","Incandescent","Incandescent Lamps"]
[null,"I170/1","Incandescent, (1) 170W lamp ","Incandescent Lamps",null,null,1,170,170,"Lighting","Incandescent","Incandescent Lamps"]
[null,"I20/1","Incandescent, (1) 20W lamp ","Incandescent Lamps",null,null,1,20,20,"Lighting","Incandescent","Incandescent Lamps"]
[null,"I20/2","Incandescent, (2) 20W lamp ","Incandescent Lamps",null,null,2,20,40,"Lighting","Incandescent","Incandescent Lamps"]
[null,"I200/1","Incandescent, (1) 200W lamp ","Incandescent Lamps",null,null,1,200,200,"Lighting","Incandescent","Incandescent Lamps"]
[null,"I200/2","Incandescent, (2) 200W lamp ","Incandescent Lamps",null,null,2,200,400,"Lighting","Incandescent","Incandescent Lamps"]
[null,"I2000/1","Incandescent, (1) 2000W lamp ","Incandescent Lamps",null,null,1,2000,2000,"Lighting","Incandescent","Incandescent Lamps"]
[null,"I200L/1","Incandescent, (1) 200W LL lamp ","Incandescent Lamps",null,null,1,200,200,"Lighting","Incandescent","Incandescent Lamps"]
[null,"I25/1","Incandescent, (1) 25W lamp ","Incandescent Lamps",null,null,1,25,25,"Lighting","Incandescent","Incandescent Lamps"]
[null,"I25/2","Incandescent, (2) 25W lamp ","Incandescent Lamps",null,null,2,25,50,"Lighting","Incandescent","Incandescent Lamps"]
[null,"I25/4","Incandescent, (4) 25W lamp ","Incandescent Lamps",null,null,4,25,100,"Lighting","Incandescent","Incandescent Lamps"]
[null,"I250/1","Incandescent, (1) 250W lamp ","Incandescent Lamps",null,null,1,250,250,"Lighting","Incandescent","Incandescent Lamps"]
[null,"I300/1","Incandescent, (1) 300W lamp ","Incandescent Lamps",null,null,1,300,300,"Lighting","Incandescent","Incandescent Lamps"]
[null,"I34/1","Incandescent, (1) 34W lamp ","Incandescent Lamps",null,null,1,34,34,"Lighting","Incandescent","Incandescent Lamps"]
[null,"I34/2","Incandescent, (2) 34W lamp ","Incandescent Lamps",null,null,2,34,68,"Lighting","Incandescent","Incandescent Lamps"]
[null,"I36/1","Incandescent, (1) 36W lamp ","Incandescent Lamps",null,null,1,36,36,"Lighting","Incandescent","Incandescent Lamps"]
[null,"I40/1","Incandescent, (1) 40W lamp ","Incandescent Lamps",null,null,1,40,40,"Lighting","Incandescent","Incandescent Lamps"]
[null,"I40/2","Incandescent, (2) 40W lamp ","Incandescent Lamps",null,null,2,40,80,"Lighting","Incandescent","Incandescent Lamps"]
[null,"I400/1","Incandescent, (1) 400W lamp ","Incandescent Lamps",null,null,1,400,400,"Lighting","Incandescent","Incandescent Lamps"]
[null,"I40E/1","Incandescent, (1) 40W ES lamp ","Incandescent Lamps",null,null,1,34,34,"Lighting","Incandescent","Incandescent Lamps"]
[null,"I40EL/1","Incandescent, (1) 40W ES/LL lamp ","Incandescent Lamps",null,null,1,34,34,"Lighting","Incandescent","Incandescent Lamps"]
[null,"I42/1","Incandescent, (1) 42W lamp ","Incandescent Lamps",null,null,1,42,42,"Lighting","Incandescent","Incandescent Lamps"]
[null,"I448/1","Incandescent, (1) 448W lamp ","Incandescent Lamps",null,null,1,448,448,"Lighting","Incandescent","Incandescent Lamps"]
[null,"I45/1","Incandescent, (1) 45W lamp ","Incandescent Lamps",null,null,1,45,45,"Lighting","Incandescent","Incandescent Lamps"]
[null,"I50/1","Incandescent, (1) 50W lamp ","Incandescent Lamps",null,null,1,50,50,"Lighting","Incandescent","Incandescent Lamps"]
[null,"I50/2","Incandescent, (2) 50W lamp ","Incandescent Lamps",null,null,2,50,100,"Lighting","Incandescent","Incandescent Lamps"]
[null,"I500/1","Incandescent, (1) 500W lamp ","Incandescent Lamps",null,null,1,500,500,"Lighting","Incandescent",{"$f":"D1411","v":"Incandescent Lamps"}]
[null,"I52/1","Incandescent, (1) 52W lamp ","Incandescent Lamps",null,null,1,52,52,"Lighting","Incandescent","Incandescent Lamps"]
[null,"I52/2","Incandescent, (2) 52W lamp ","Incandescent Lamps",null,null,2,52,104,"Lighting","Incandescent","Incandescent Lamps"]
[null,"I54/1","Incandescent, (1) 54W lamp ","Incandescent Lamps",null,null,1,54,54,"Lighting","Incandescent","Incandescent Lamps"]
[null,"I54/2","Incandescent, (2) 54W lamp ","Incandescent Lamps",null,null,2,54,108,"Lighting","Incandescent","Incandescent Lamps"]
[null,"I55/1","Incandescent, (1) 55W lamp ","Incandescent Lamps",null,null,1,55,55,"Lighting","Incandescent","Incandescent Lamps"]
[null,"I55/2","Incandescent, (2) 55W lamp ","Incandescent Lamps",null,null,2,55,110,"Lighting","Incandescent","Incandescent Lamps"]
[null,"I60/1","Incandescent, (1) 60W lamp ","Incandescent Lamps",null,null,1,60,60,"Lighting","Incandescent","Incandescent Lamps"]
[null,"I60/2","Incandescent, (2) 60W lamp ","Incandescent Lamps",null,null,2,60,120,"Lighting","Incandescent","Incandescent Lamps"]
[null,"I60/3","Incandescent, (3) 60W lamp ","Incandescent Lamps",null,null,3,60,180,"Lighting","Incandescent","Incandescent Lamps"]
[null,"I60/4","Incandescent, (4) 60W lamp ","Incandescent Lamps",null,null,4,60,240,"Lighting","Incandescent","Incandescent Lamps"]
[null,"I60/5","Incandescent, (5) 60W lamp ","Incandescent Lamps",null,null,5,60,300,"Lighting","Incandescent","Incandescent Lamps"]
[null,"I60E/1","Incandescent, (1) 60W ES lamp ","Incandescent Lamps",null,null,1,52,52,"Lighting","Incandescent","Incandescent Lamps"]
[null,"I60EL/1","Incandescent, (1) 60W ES/LL lamp ","Incandescent Lamps",null,null,1,52,52,"Lighting","Incandescent","Incandescent Lamps"]
[null,"I65/1","Incandescent, (1) 65W lamp ","Incandescent Lamps",null,null,1,65,65,"Lighting","Incandescent","Incandescent Lamps"]
[null,"I65/2","Incandescent, (2) 65W lamp ","Incandescent Lamps",null,null,2,65,130,"Lighting","Incandescent","Incandescent Lamps"]
[null,"I67/1","Incandescent, (1) 67W lamp ","Incandescent Lamps",null,null,1,67,67,"Lighting","Incandescent","Incandescent Lamps"]
[null,"I67/2","Incandescent, (2) 67W lamp ","Incandescent Lamps",null,null,2,67,134,"Lighting","Incandescent","Incandescent Lamps"]
[null,"I67/3","Incandescent, (3) 67W lamp ","Incandescent Lamps",null,null,3,67,201,"Lighting","Incandescent","Incandescent Lamps"]
[null,"I69/1","Incandescent, (1) 69W lamp ","Incandescent Lamps",null,null,1,69,69,"Lighting","Incandescent","Incandescent Lamps"]
[null,"I7.5/1","Tungsten exit light, (1) 7.5 W lamp, used in night light application ","Incandescent Exit",null,null,1,7.5,8,"Lighting","Incandescent","Incandescent Exit"]
[null,"I7.5/2","Tungsten exit light, (2) 7.5 W lamp, used in night light application ","Incandescent Exit",null,null,2,7.5,15,"Lighting","Incandescent","Incandescent Exit"]
[null,"I72/1","Incandescent, (1) 72W lamp ","Incandescent Lamps",null,null,1,72,72,"Lighting","Incandescent","Incandescent Lamps"]
[null,"I75/1","Incandescent, (1) 75W lamp ","Incandescent Lamps",null,null,1,75,75,"Lighting","Incandescent","Incandescent Lamps"]
[null,"I75/2","Incandescent, (2) 75W lamp ","Incandescent Lamps",null,null,2,75,150,"Lighting","Incandescent","Incandescent Lamps"]
[null,"I75/3","Incandescent, (3) 75W lamp ","Incandescent Lamps",null,null,3,75,225,"Lighting","Incandescent","Incandescent Lamps"]
[null,"I75/4","Incandescent, (4) 75W lamp ","Incandescent Lamps",null,null,4,75,300,"Lighting","Incandescent","Incandescent Lamps"]
[null,"I750/1","Incandescent, (1) 750W lamp ","Incandescent Lamps",null,null,1,750,750,"Lighting","Incandescent","Incandescent Lamps"]
[null,"I75E/1","Incandescent, (1) 75W ES lamp ","Incandescent Lamps",null,null,1,67,67,"Lighting","Incandescent","Incandescent Lamps"]
[null,"I75EL/1","Incandescent, (1) 75W ES/LL lamp ","Incandescent Lamps",null,null,1,67,67,"Lighting","Incandescent","Incandescent Lamps"]
[null,"I80/1","Incandescent, (1) 80W lamp ","Incandescent Lamps",null,null,1,80,80,"Lighting","Incandescent","Incandescent Lamps"]
[null,"I85/1","Incandescent, (1) 85W lamp ","Incandescent Lamps",null,null,1,85,85,"Lighting","Incandescent","Incandescent Lamps"]
[null,"I90/1","Incandescent, (1) 90W lamp ","Incandescent Lamps",null,null,1,90,90,"Lighting","Incandescent","Incandescent Lamps"]
[null,"I90/2","Incandescent, (2) 90W lamp ","Incandescent Lamps",null,null,2,90,180,"Lighting","Incandescent","Incandescent Lamps"]
[null,"I90/3","Incandescent, (3) 90W lamp ","Incandescent Lamps",null,null,3,90,270,"Lighting","Incandescent","Incandescent Lamps"]
[null,"I93/1","Incandescent, (1) 93W lamp ","Incandescent Lamps",null,null,1,93,93,"Lighting","Incandescent","Incandescent Lamps"]
[null,"I95/1","Incandescent, (1) 95W lamp ","Incandescent Lamps",null,null,1,95,95,"Lighting","Incandescent","Incandescent Lamps"]
[null,"I95/2","Incandescent, (2) 95W lamp ","Incandescent Lamps",null,null,2,95,190,"Lighting","Incandescent","Incandescent Lamps"]
[null,"ILED 10","LED, Replacement Lamps 10 watts","Generic LED","Lamps",null,null,null,10,"Lighting","LED/Solid State","Generic LED"]
[null,"ILED 11","LED, Replacement Lamps 11 watts","Generic LED","Lamps",null,null,null,11,"Lighting","LED/Solid State","Generic LED"]
[null,"ILED 12","LED, Replacement Lamps 12 watts","Generic LED","Lamps",null,null,null,12,"Lighting","LED/Solid State","Generic LED"]
[null,"ILED 13","LED, Replacement Lamps 13 watts","Generic LED","Lamps",null,null,null,13,"Lighting","LED/Solid State","Generic LED"]
[null,"ILED 14","LED, Replacement Lamps 14 watts","Generic LED","Lamps",null,null,null,14,"Lighting","LED/Solid State","Generic LED"]
[null,"ILED 15","LED, Replacement Lamps 15 watts","Generic LED","Lamps",null,null,null,15,"Lighting","LED/Solid State","Generic LED"]
[null,"ILED 16","LED, Replacement Lamps 16 watts","Generic LED","Lamps",null,null,null,16,"Lighting","LED/Solid State","Generic LED"]
[null,"ILED 17","LED, Replacement Lamps 17 watts","Generic LED","Lamps",null,null,null,17,"Lighting","LED/Solid State","Generic LED"]
[null,"ILED 18","LED, Replacement Lamps 18 watts","Generic LED","Lamps",null,null,null,18,"Lighting","LED/Solid State","Generic LED"]
[null,"ILED 19","LED, Replacement Lamps 19 watts","Generic LED","Lamps",null,null,null,19,"Lighting","LED/Solid State","Generic LED"]
[null,"ILED 2","LED, Replacement Lamps 2 watts","Generic LED","Lamps",null,null,null,2,"Lighting","LED/Solid State","Generic LED"]
[null,"ILED 20","LED, Replacement Lamps 20 watts","Generic LED","Lamps",null,null,null,20,"Lighting","LED/Solid State","Generic LED"]
[null,"ILED 2x2 RETRO 22","LED, 2x2 Retrofit Kits 22 watts","LED Retrofit Kits for 2x2 Luminaires",null,null,null,null,22,"Lighting","LED/Solid State","LED Retrofit Kits for 2x2 Luminaires"]
[null,"ILED 2x2 RETRO 23","LED, 2x2 Retrofit Kits 23 watts","LED Retrofit Kits for 2x2 Luminaires",null,null,null,null,23,"Lighting","LED/Solid State","LED Retrofit Kits for 2x2 Luminaires"]
[null,"ILED 2x2 RETRO 24","LED, 2x2 Retrofit Kits 24 watts","LED Retrofit Kits for 2x2 Luminaires",null,null,null,null,24,"Lighting","LED/Solid State","LED Retrofit Kits for 2x2 Luminaires"]
[null,"ILED 2x2 RETRO 25","LED, 2x2 Retrofit Kits 25 watts","LED Retrofit Kits for 2x2 Luminaires",null,null,null,null,25,"Lighting","LED/Solid State","LED Retrofit Kits for 2x2 Luminaires"]
[null,"ILED 2x2 RETRO 27","LED, 2x2 Retrofit Kits 27 watts","LED Retrofit Kits for 2x2 Luminaires",null,null,null,null,27,"Lighting","LED/Solid State","LED Retrofit Kits for 2x2 Luminaires"]
[null,"ILED 2x2 RETRO 28","LED, 2x2 Retrofit Kits 28 watts","LED Retrofit Kits for 2x2 Luminaires",null,null,null,null,28,"Lighting","LED/Solid State","LED Retrofit Kits for 2x2 Luminaires"]
[null,"ILED 2x2 RETRO 30","LED, 2x2 Retrofit Kits 30 watts","LED Retrofit Kits for 2x2 Luminaires",null,null,null,null,30,"Lighting","LED/Solid State","LED Retrofit Kits for 2x2 Luminaires"]
[null,"ILED 2x2 RETRO 31","LED, 2x2 Retrofit Kits 31 watts","LED Retrofit Kits for 2x2 Luminaires",null,null,null,null,31,"Lighting","LED/Solid State","LED Retrofit Kits for 2x2 Luminaires"]
[null,"ILED 2x2 RETRO 32","LED, 2x2 Retrofit Kits 32 watts","LED Retrofit Kits for 2x2 Luminaires",null,null,null,null,32,"Lighting","LED/Solid State","LED Retrofit Kits for 2x2 Luminaires"]
[null,"ILED 2x2 RETRO 33","LED, 2x2 Retrofit Kits 33 watts","LED Retrofit Kits for 2x2 Luminaires",null,null,null,null,33,"Lighting","LED/Solid State","LED Retrofit Kits for 2x2 Luminaires"]
[null,"ILED 2x2 RETRO 34","LED, 2x2 Retrofit Kits 34 watts","LED Retrofit Kits for 2x2 Luminaires",null,null,null,null,34,"Lighting","LED/Solid State","LED Retrofit Kits for 2x2 Luminaires"]
[null,"ILED 2x2 RETRO 35","LED, 2x2 Retrofit Kits 35 watts","LED Retrofit Kits for 2x2 Luminaires",null,null,null,null,35,"Lighting","LED/Solid State","LED Retrofit Kits for 2x2 Luminaires"]
[null,"ILED 2x2 RETRO 37","LED, 2x2 Retrofit Kits 37 watts","LED Retrofit Kits for 2x2 Luminaires",null,null,null,null,37,"Lighting","LED/Solid State","LED Retrofit Kits for 2x2 Luminaires"]
[null,"ILED 2x2 RETRO 38","LED, 2x2 Retrofit Kits 38 watts","LED Retrofit Kits for 2x2 Luminaires",null,null,null,null,38,"Lighting","LED/Solid State","LED Retrofit Kits for 2x2 Luminaires"]
[null,"ILED 2x2 RETRO 39","LED, 2x2 Retrofit Kits 39 watts","LED Retrofit Kits for 2x2 Luminaires",null,null,null,null,39,"Lighting","LED/Solid State",{"$f":"D1475","v":"LED Retrofit Kits for 2x2 Luminaires"}]
[null,"ILED 2x2 RETRO 42","LED, 2x2 Retrofit Kits 42 watts","LED Retrofit Kits for 2x2 Luminaires",null,null,null,null,42,"Lighting","LED/Solid State","LED Retrofit Kits for 2x2 Luminaires"]
[null,"ILED 2x2 RETRO 43","LED, 2x2 Retrofit Kits 43 watts","LED Retrofit Kits for 2x2 Luminaires",null,null,null,null,43,"Lighting","LED/Solid State","LED Retrofit Kits for 2x2 Luminaires"]
[null,"ILED 2x2 RETRO 47","LED, 2x2 Retrofit Kits 47 watts","LED Retrofit Kits for 2x2 Luminaires",null,null,null,null,47,"Lighting","LED/Solid State","LED Retrofit Kits for 2x2 Luminaires"]
[null,"ILED 2x2 RETRO 53","LED, 2x2 Retrofit Kits 53 watts","LED Retrofit Kits for 2x2 Luminaires",null,null,null,null,53,"Lighting","LED/Solid State","LED Retrofit Kits for 2x2 Luminaires"]
[null,"ILED 2x4 RETRO 100","LED, 2x4 Retrofit Kits 100 watts","LED Retrofit Kits for 2x4 Luminaires",null,null,null,null,100,"Lighting","LED/Solid State","LED Retrofit Kits for 2x4 Luminaires"]
[null,"ILED 2x4 RETRO 106","LED, 2x4 Retrofit Kits 106 watts","LED Retrofit Kits for 2x4 Luminaires",null,null,null,null,106,"Lighting","LED/Solid State","LED Retrofit Kits for 2x4 Luminaires"]
[null,"ILED 2x4 RETRO 21","LED, 2x4 Retrofit Kits 21 watts","LED Retrofit Kits for 2x4 Luminaires",null,null,null,null,21,"Lighting","LED/Solid State","LED Retrofit Kits for 2x4 Luminaires"]
[null,"ILED 2x4 RETRO 27","LED, 2x4 Retrofit Kits 27 watts","LED Retrofit Kits for 2x4 Luminaires",null,null,null,null,27,"Lighting","LED/Solid State","LED Retrofit Kits for 2x4 Luminaires"]
[null,"ILED 2x4 RETRO 29","LED, 2x4 Retrofit Kits 29 watts","LED Retrofit Kits for 2x4 Luminaires",null,null,null,null,29,"Lighting","LED/Solid State","LED Retrofit Kits for 2x4 Luminaires"]
[null,"ILED 2x4 RETRO 30","LED, 2x4 Retrofit Kits 30 watts","LED Retrofit Kits for 2x4 Luminaires",null,null,null,null,30,"Lighting","LED/Solid State","LED Retrofit Kits for 2x4 Luminaires"]
[null,"ILED 2x4 RETRO 31","LED, 2x4 Retrofit Kits 31 watts","LED Retrofit Kits for 2x4 Luminaires",null,null,null,null,31,"Lighting","LED/Solid State","LED Retrofit Kits for 2x4 Luminaires"]
[null,"ILED 2x4 RETRO 32","LED, 2x4 Retrofit Kits 32 watts","LED Retrofit Kits for 2x4 Luminaires",null,null,null,null,32,"Lighting","LED/Solid State","LED Retrofit Kits for 2x4 Luminaires"]
[null,"ILED 2x4 RETRO 33","LED, 2x4 Retrofit Kits 33 watts","LED Retrofit Kits for 2x4 Luminaires",null,null,null,null,33,"Lighting","LED/Solid State","LED Retrofit Kits for 2x4 Luminaires"]
[null,"ILED 2x4 RETRO 34","LED, 2x4 Retrofit Kits 34 watts","LED Retrofit Kits for 2x4 Luminaires",null,null,null,null,34,"Lighting","LED/Solid State","LED Retrofit Kits for 2x4 Luminaires"]
[null,"ILED 2x4 RETRO 35","LED, 2x4 Retrofit Kits 35 watts","LED Retrofit Kits for 2x4 Luminaires",null,null,null,null,35,"Lighting","LED/Solid State","LED Retrofit Kits for 2x4 Luminaires"]
[null,"ILED 2x4 RETRO 36","LED, 2x4 Retrofit Kits 36 watts","LED Retrofit Kits for 2x4 Luminaires",null,null,null,null,36,"Lighting","LED/Solid State","LED Retrofit Kits for 2x4 Luminaires"]
[null,"ILED 2x4 RETRO 38","LED, 2x4 Retrofit Kits 38 watts","LED Retrofit Kits for 2x4 Luminaires",null,null,null,null,38,"Lighting","LED/Solid State","LED Retrofit Kits for 2x4 Luminaires"]
[null,"ILED 2x4 RETRO 39","LED, 2x4 Retrofit Kits 39 watts","LED Retrofit Kits for 2x4 Luminaires",null,null,null,null,39,"Lighting","LED/Solid State","LED Retrofit Kits for 2x4 Luminaires"]
[null,"ILED 2x4 RETRO 40","LED, 2x4 Retrofit Kits 40 watts","LED Retrofit Kits for 2x4 Luminaires",null,null,null,null,40,"Lighting","LED/Solid State","LED Retrofit Kits for 2x4 Luminaires"]
[null,"ILED 2x4 RETRO 41","LED, 2x4 Retrofit Kits 41 watts","LED Retrofit Kits for 2x4 Luminaires",null,null,null,null,41,"Lighting","LED/Solid State","LED Retrofit Kits for 2x4 Luminaires"]
[null,"ILED 2x4 RETRO 44","LED, 2x4 Retrofit Kits 44 watts","LED Retrofit Kits for 2x4 Luminaires",null,null,null,null,44,"Lighting","LED/Solid State","LED Retrofit Kits for 2x4 Luminaires"]
[null,"ILED 2x4 RETRO 45","LED, 2x4 Retrofit Kits 45 watts","LED Retrofit Kits for 2x4 Luminaires",null,null,null,null,45,"Lighting","LED/Solid State","LED Retrofit Kits for 2x4 Luminaires"]
[null,"ILED 2x4 RETRO 47","LED, 2x4 Retrofit Kits 47 watts","LED Retrofit Kits for 2x4 Luminaires",null,null,null,null,47,"Lighting","LED/Solid State","LED Retrofit Kits for 2x4 Luminaires"]
[null,"ILED 2x4 RETRO 48","LED, 2x4 Retrofit Kits 48 watts","LED Retrofit Kits for 2x4 Luminaires",null,null,null,null,48,"Lighting","LED/Solid State","LED Retrofit Kits for 2x4 Luminaires"]
[null,"ILED 2x4 RETRO 49","LED, 2x4 Retrofit Kits 49 watts","LED Retrofit Kits for 2x4 Luminaires",null,null,null,null,49,"Lighting","LED/Solid State","LED Retrofit Kits for 2x4 Luminaires"]
[null,"ILED 2x4 RETRO 50","LED, 2x4 Retrofit Kits 50 watts","LED Retrofit Kits for 2x4 Luminaires",null,null,null,null,50,"Lighting","LED/Solid State","LED Retrofit Kits for 2x4 Luminaires"]
[null,"ILED 2x4 RETRO 51","LED, 2x4 Retrofit Kits 51 watts","LED Retrofit Kits for 2x4 Luminaires",null,null,null,null,51,"Lighting","LED/Solid State","LED Retrofit Kits for 2x4 Luminaires"]
[null,"ILED 2x4 RETRO 52","LED, 2x4 Retrofit Kits 52 watts","LED Retrofit Kits for 2x4 Luminaires",null,null,null,null,52,"Lighting","LED/Solid State","LED Retrofit Kits for 2x4 Luminaires"]
[null,"ILED 2x4 RETRO 54","LED, 2x4 Retrofit Kits 54 watts","LED Retrofit Kits for 2x4 Luminaires",null,null,null,null,54,"Lighting","LED/Solid State","LED Retrofit Kits for 2x4 Luminaires"]
[null,"ILED 2x4 RETRO 55","LED, 2x4 Retrofit Kits 55 watts","LED Retrofit Kits for 2x4 Luminaires",null,null,null,null,55,"Lighting","LED/Solid State","LED Retrofit Kits for 2x4 Luminaires"]
[null,"ILED 2x4 RETRO 56","LED, 2x4 Retrofit Kits 56 watts","LED Retrofit Kits for 2x4 Luminaires",null,null,null,null,56,"Lighting","LED/Solid State","LED Retrofit Kits for 2x4 Luminaires"]
[null,"ILED 2x4 RETRO 57","LED, 2x4 Retrofit Kits 57 watts","LED Retrofit Kits for 2x4 Luminaires",null,null,null,null,57,"Lighting","LED/Solid State","LED Retrofit Kits for 2x4 Luminaires"]
[null,"ILED 2x4 RETRO 59","LED, 2x4 Retrofit Kits 59 watts","LED Retrofit Kits for 2x4 Luminaires",null,null,null,null,59,"Lighting","LED/Solid State","LED Retrofit Kits for 2x4 Luminaires"]
[null,"ILED 2x4 RETRO 60","LED, 2x4 Retrofit Kits 60 watts","LED Retrofit Kits for 2x4 Luminaires",null,null,null,null,60,"Lighting","LED/Solid State","LED Retrofit Kits for 2x4 Luminaires"]
[null,"ILED 2x4 RETRO 68","LED, 2x4 Retrofit Kits 68 watts","LED Retrofit Kits for 2x4 Luminaires",null,null,null,null,68,"Lighting","LED/Solid State","LED Retrofit Kits for 2x4 Luminaires"]
[null,"ILED 2x4 RETRO 72","LED, 2x4 Retrofit Kits 72 watts","LED Retrofit Kits for 2x4 Luminaires",null,null,null,null,72,"Lighting","LED/Solid State","LED Retrofit Kits for 2x4 Luminaires"]
[null,"ILED 2x4 RETRO 73","LED, 2x4 Retrofit Kits 73 watts","LED Retrofit Kits for 2x4 Luminaires",null,null,null,null,73,"Lighting","LED/Solid State","LED Retrofit Kits for 2x4 Luminaires"]
[null,"ILED 2x4 RETRO 83","LED, 2x4 Retrofit Kits 83 watts","LED Retrofit Kits for 2x4 Luminaires",null,null,null,null,83,"Lighting","LED/Solid State","LED Retrofit Kits for 2x4 Luminaires"]
[null,"ILED 2x4 RETRO 84","LED, 2x4 Retrofit Kits 84 watts","LED Retrofit Kits for 2x4 Luminaires",null,null,null,null,84,"Lighting","LED/Solid State","LED Retrofit Kits for 2x4 Luminaires"]
[null,"ILED 3","LED, Replacement Lamps 3 watts","Generic LED","Lamps",null,null,null,3,"Lighting","LED/Solid State","Generic LED"]
[null,"ILED 4","LED, Replacement Lamps 4 watts","Generic LED","Lamps",null,null,null,4,"Lighting","LED/Solid State","Generic LED"]
[null,"ILED 4' REPL 120","LED, Four Foot Linear Replacements 120 watts","LED Four Foot Linear Replacements",null,null,null,null,120,"Lighting","LED/Solid State","LED Four Foot Linear Replacements"]
[null,"ILED 4' REPL 15","LED, Four Foot Linear Replacements 15 watts","LED Four Foot Linear Replacements",null,null,null,null,15,"Lighting","LED/Solid State","LED Four Foot Linear Replacements"]
[null,"ILED 4' REPL 16","LED, Four Foot Linear Replacements 16 watts","LED Four Foot Linear Replacements",null,null,null,null,16,"Lighting","LED/Solid State","LED Four Foot Linear Replacements"]
[null,"ILED 4' REPL 17","LED, Four Foot Linear Replacements 17 watts","LED Four Foot Linear Replacements",null,null,null,null,17,"Lighting","LED/Solid State","LED Four Foot Linear Replacements"]
[null,"ILED 4' REPL 18","LED, Four Foot Linear Replacements 18 watts","LED Four Foot Linear Replacements",null,null,null,null,18,"Lighting","LED/Solid State","LED Four Foot Linear Replacements"]
[null,"ILED 4' REPL 19","LED, Four Foot Linear Replacements 19 watts","LED Four Foot Linear Replacements",null,null,null,null,19,"Lighting","LED/Solid State","LED Four Foot Linear Replacements"]
[null,"ILED 4' REPL 20","LED, Four Foot Linear Replacements 20 watts","LED Four Foot Linear Replacements",null,null,null,null,20,"Lighting","LED/Solid State","LED Four Foot Linear Replacements"]
[null,"ILED 4' REPL 21","LED, Four Foot Linear Replacements 21 watts","LED Four Foot Linear Replacements",null,null,null,null,21,"Lighting","LED/Solid State","LED Four Foot Linear Replacements"]
[null,"ILED 4' REPL 22","LED, Four Foot Linear Replacements 22 watts","LED Four Foot Linear Replacements",null,null,null,null,22,"Lighting","LED/Solid State","LED Four Foot Linear Replacements"]
[null,"ILED 4' REPL 23","LED, Four Foot Linear Replacements 23 watts","LED Four Foot Linear Replacements",null,null,null,null,23,"Lighting","LED/Solid State","LED Four Foot Linear Replacements"]
[null,"ILED 4' REPL 24","LED, Four Foot Linear Replacements 24 watts","LED Four Foot Linear Replacements",null,null,null,null,24,"Lighting","LED/Solid State","LED Four Foot Linear Replacements"]
[null,"ILED 4' REPL 25","LED, Four Foot Linear Replacements 25 watts","LED Four Foot Linear Replacements",null,null,null,null,25,"Lighting","LED/Solid State","LED Four Foot Linear Replacements"]
[null,"ILED 4' REPL 26","LED, Four Foot Linear Replacements 26 watts","LED Four Foot Linear Replacements",null,null,null,null,26,"Lighting","LED/Solid State","LED Four Foot Linear Replacements"]
[null,"ILED 4' REPL 32","LED, Four Foot Linear Replacements 32 watts","LED Four Foot Linear Replacements",null,null,null,null,32,"Lighting","LED/Solid State","LED Four Foot Linear Replacements"]
[null,"ILED 4' REPL 34","LED, Four Foot Linear Replacements 34 watts","LED Four Foot Linear Replacements",null,null,null,null,34,"Lighting","LED/Solid State","LED Four Foot Linear Replacements"]
[null,"ILED 4' REPL 36","LED, Four Foot Linear Replacements 36 watts","LED Four Foot Linear Replacements",null,null,null,null,36,"Lighting","LED/Solid State","LED Four Foot Linear Replacements"]
[null,"ILED 4' REPL 41","LED, Four Foot Linear Replacements 41 watts","LED Four Foot Linear Replacements",null,null,null,null,41,"Lighting","LED/Solid State","LED Four Foot Linear Replacements"]
[null,"ILED 4' REPL 44","LED, Four Foot Linear Replacements 44 watts","LED Four Foot Linear Replacements",null,null,null,null,44,"Lighting","LED/Solid State","LED Four Foot Linear Replacements"]
[null,"ILED 4' REPL 46","LED, Four Foot Linear Replacements 46 watts","LED Four Foot Linear Replacements",null,null,null,null,46,"Lighting","LED/Solid State","LED Four Foot Linear Replacements"]
[null,"ILED 4' REPL 72","LED, Four Foot Linear Replacements 72 watts","LED Four Foot Linear Replacements",null,null,null,null,72,"Lighting","LED/Solid State","LED Four Foot Linear Replacements"]
[null,"ILED 5","LED, Replacement Lamps 5 watts","Generic LED","Lamps",null,null,null,5,"Lighting","LED/Solid State","Generic LED"]
[null,"ILED 6","LED, Replacement Lamps 6 watts","Generic LED","Lamps",null,null,null,6,"Lighting","LED/Solid State","Generic LED"]
[null,"ILED 7","LED, Replacement Lamps 7 watts","Generic LED","Lamps",null,null,null,7,"Lighting","LED/Solid State",{"$f":"D1539","v":"Generic LED"}]
[null,"ILED 8","LED, Replacement Lamps 8 watts","Generic LED","Lamps",null,null,null,8,"Lighting","LED/Solid State","Generic LED"]
[null,"ILED 9","LED, Replacement Lamps 9 watts","Generic LED","Lamps",null,null,null,9,"Lighting","LED/Solid State","Generic LED"]
[null,"ILED A 10","LED, Arbitrary Replacement Lamps 10 watts","Screw In LED","Lamps",null,null,null,10,"Lighting","LED/Solid State","Screw In LED"]
[null,"ILED A 11","LED, Arbitrary Replacement Lamps 11 watts","Screw In LED","Lamps",null,null,null,11,"Lighting","LED/Solid State","Screw In LED"]
[null,"ILED A 12","LED, Arbitrary Replacement Lamps 12 watts","Screw In LED","Lamps",null,null,null,12,"Lighting","LED/Solid State","Screw In LED"]
[null,"ILED A 13","LED, Arbitrary Replacement Lamps 13 watts","Screw In LED","Lamps",null,null,null,13,"Lighting","LED/Solid State","Screw In LED"]
[null,"ILED A 14","LED, Arbitrary Replacement Lamps 14 watts","Screw In LED","Lamps",null,null,null,14,"Lighting","LED/Solid State","Screw In LED"]
[null,"ILED A 15","LED, Arbitrary Replacement Lamps 15 watts","Screw In LED","Lamps",null,null,null,15,"Lighting","LED/Solid State","Screw In LED"]
[null,"ILED A 16","LED, Arbitrary Replacement Lamps 16 watts","Screw In LED","Lamps",null,null,null,16,"Lighting","LED/Solid State","Screw In LED"]
[null,"ILED A 17","LED, Arbitrary Replacement Lamps 17 watts","Screw In LED","Lamps",null,null,null,17,"Lighting","LED/Solid State","Screw In LED"]
[null,"ILED A 18","LED, Arbitrary Replacement Lamps 18 watts","Screw In LED","Lamps",null,null,null,18,"Lighting","LED/Solid State","Screw In LED"]
[null,"ILED A 19","LED, Arbitrary Replacement Lamps 19 watts","Screw In LED","Lamps",null,null,null,19,"Lighting","LED/Solid State","Screw In LED"]
[null,"ILED A 20","LED, Arbitrary Replacement Lamps 20 watts","Screw In LED","Lamps",null,null,null,20,"Lighting","LED/Solid State","Screw In LED"]
[null,"ILED A 5","LED, Arbitrary Replacement Lamps 5 watts","Screw In LED","Lamps",null,null,null,5,"Lighting","LED/Solid State","Screw In LED"]
[null,"ILED A 6","LED, Arbitrary Replacement Lamps 6 watts","Screw In LED","Lamps",null,null,null,6,"Lighting","LED/Solid State","Screw In LED"]
[null,"ILED A 7","LED, Arbitrary Replacement Lamps 7 watts","Screw In LED","Lamps",null,null,null,7,"Lighting","LED/Solid State","Screw In LED"]
[null,"ILED A 8","LED, Arbitrary Replacement Lamps 8 watts","Screw In LED","Lamps",null,null,null,8,"Lighting","LED/Solid State","Screw In LED"]
[null,"ILED A 9","LED, Arbitrary Replacement Lamps 9 watts","Screw In LED","Lamps",null,null,null,9,"Lighting","LED/Solid State","Screw In LED"]
[null,"ILED BR30 10","LED, BR30 Replacement Lamps 10 watts","LED Lamps BR30","Lamps",null,null,null,10,"Lighting","LED/Solid State","LED Lamps BR30"]
[null,"ILED BR30 11","LED, BR30 Replacement Lamps 11 watts","LED Lamps BR30","Lamps",null,null,null,11,"Lighting","LED/Solid State","LED Lamps BR30"]
[null,"ILED BR30 12","LED, BR30 Replacement Lamps 12 watts","LED Lamps BR30","Lamps",null,null,null,12,"Lighting","LED/Solid State","LED Lamps BR30"]
[null,"ILED BR30 13","LED, BR30 Replacement Lamps 13 watts","LED Lamps BR30","Lamps",null,null,null,13,"Lighting","LED/Solid State","LED Lamps BR30"]
[null,"ILED BR30 14","LED, BR30 Replacement Lamps 14 watts","LED Lamps BR30","Lamps",null,null,null,14,"Lighting","LED/Solid State","LED Lamps BR30"]
[null,"ILED BR30 15","LED, BR30 Replacement Lamps 15 watts","LED Lamps BR30","Lamps",null,null,null,15,"Lighting","LED/Solid State","LED Lamps BR30"]
[null,"ILED BR30 16","LED, BR30 Replacement Lamps 16 watts","LED Lamps BR30","Lamps",null,null,null,16,"Lighting","LED/Solid State","LED Lamps BR30"]
[null,"ILED BR30 17","LED, BR30 Replacement Lamps 17 watts","LED Lamps BR30","Lamps",null,null,null,17,"Lighting","LED/Solid State","LED Lamps BR30"]
[null,"ILED BR30 18","LED, BR30 Replacement Lamps 18 watts","LED Lamps BR30","Lamps",null,null,null,18,"Lighting","LED/Solid State","LED Lamps BR30"]
[null,"ILED BR30 19","LED, BR30 Replacement Lamps 19 watts","LED Lamps BR30","Lamps",null,null,null,19,"Lighting","LED/Solid State","LED Lamps BR30"]
[null,"ILED BR30 20","LED, BR30 Replacement Lamps 20 watts","LED Lamps BR30","Lamps",null,null,null,20,"Lighting","LED/Solid State","LED Lamps BR30"]
[null,"ILED BR30 5","LED, BR30 Replacement Lamps 5 watts","LED Lamps BR30","Lamps",null,null,null,5,"Lighting","LED/Solid State","LED Lamps BR30"]
[null,"ILED BR30 6","LED, BR30 Replacement Lamps 6 watts","LED Lamps BR30","Lamps",null,null,null,6,"Lighting","LED/Solid State","LED Lamps BR30"]
[null,"ILED BR30 7","LED, BR30 Replacement Lamps 7 watts","LED Lamps BR30","Lamps",null,null,null,7,"Lighting","LED/Solid State","LED Lamps BR30"]
[null,"ILED BR30 8","LED, BR30 Replacement Lamps 8 watts","LED Lamps BR30","Lamps",null,null,null,8,"Lighting","LED/Solid State","LED Lamps BR30"]
[null,"ILED BR30 9","LED, BR30 Replacement Lamps 9 watts","LED Lamps BR30","Lamps",null,null,null,9,"Lighting","LED/Solid State","LED Lamps BR30"]
[null,"ILED BR40 10","LED, BR40 Replacement Lamps 10 watts","LED Lamps BR40","Lamps",null,null,null,10,"Lighting","LED/Solid State","LED Lamps BR40"]
[null,"ILED BR40 11","LED, BR40 Replacement Lamps 11 watts","LED Lamps BR40","Lamps",null,null,null,11,"Lighting","LED/Solid State","LED Lamps BR40"]
[null,"ILED BR40 12","LED, BR40 Replacement Lamps 12 watts","LED Lamps BR40","Lamps",null,null,null,12,"Lighting","LED/Solid State","LED Lamps BR40"]
[null,"ILED BR40 13","LED, BR40 Replacement Lamps 13 watts","LED Lamps BR40","Lamps",null,null,null,13,"Lighting","LED/Solid State","LED Lamps BR40"]
[null,"ILED BR40 14","LED, BR40 Replacement Lamps 14 watts","LED Lamps BR40","Lamps",null,null,null,14,"Lighting","LED/Solid State","LED Lamps BR40"]
[null,"ILED BR40 15","LED, BR40 Replacement Lamps 15 watts","LED Lamps BR40","Lamps",null,null,null,15,"Lighting","LED/Solid State","LED Lamps BR40"]
[null,"ILED BR40 16","LED, BR40 Replacement Lamps 16 watts","LED Lamps BR40","Lamps",null,null,null,16,"Lighting","LED/Solid State","LED Lamps BR40"]
[null,"ILED BR40 17","LED, BR40 Replacement Lamps 17 watts","LED Lamps BR40","Lamps",null,null,null,17,"Lighting","LED/Solid State","LED Lamps BR40"]
[null,"ILED BR40 18","LED, BR40 Replacement Lamps 18 watts","LED Lamps BR40","Lamps",null,null,null,18,"Lighting","LED/Solid State","LED Lamps BR40"]
[null,"ILED BR40 19","LED, BR40 Replacement Lamps 19 watts","LED Lamps BR40","Lamps",null,null,null,19,"Lighting","LED/Solid State","LED Lamps BR40"]
[null,"ILED BR40 2","LED, BR40 Replacement Lamps 2 watts","LED Lamps BR30","Lamps",null,null,null,2,"Lighting","LED/Solid State","LED Lamps BR30"]
[null,"ILED BR40 2","LED, BR40 Replacement Lamps 2 watts","LED Lamps BR40","Lamps",null,null,null,2,"Lighting","LED/Solid State","LED Lamps BR40"]
[null,"ILED BR40 20","LED, BR40 Replacement Lamps 20 watts","LED Lamps BR40","Lamps",null,null,null,20,"Lighting","LED/Solid State","LED Lamps BR40"]
[null,"ILED BR40 3","LED, BR40 Replacement Lamps 3 watts","LED Lamps BR30","Lamps",null,null,null,3,"Lighting","LED/Solid State","LED Lamps BR30"]
[null,"ILED BR40 3","LED, BR40 Replacement Lamps 3 watts","LED Lamps BR40","Lamps",null,null,null,3,"Lighting","LED/Solid State","LED Lamps BR40"]
[null,"ILED BR40 4","LED, BR40 Replacement Lamps 4 watts","LED Lamps BR30","Lamps",null,null,null,4,"Lighting","LED/Solid State","LED Lamps BR30"]
[null,"ILED BR40 4","LED, BR40 Replacement Lamps 4 watts","LED Lamps BR40","Lamps",null,null,null,4,"Lighting","LED/Solid State","LED Lamps BR40"]
[null,"ILED BR40 5","LED, BR40 Replacement Lamps 5 watts","LED Lamps BR40","Lamps",null,null,null,5,"Lighting","LED/Solid State","LED Lamps BR40"]
[null,"ILED BR40 6","LED, BR40 Replacement Lamps 6 watts","LED Lamps BR40","Lamps",null,null,null,6,"Lighting","LED/Solid State","LED Lamps BR40"]
[null,"ILED BR40 7","LED, BR40 Replacement Lamps 7 watts","LED Lamps BR40","Lamps",null,null,null,7,"Lighting","LED/Solid State","LED Lamps BR40"]
[null,"ILED BR40 8","LED, BR40 Replacement Lamps 8 watts","LED Lamps BR40","Lamps",null,null,null,8,"Lighting","LED/Solid State","LED Lamps BR40"]
[null,"ILED BR40 9","LED, BR40 Replacement Lamps 9 watts","LED Lamps BR40","Lamps",null,null,null,9,"Lighting","LED/Solid State","LED Lamps BR40"]
[null,"ILED C 1","LED,Candle Replacement Lamps 1 watts","Screw In LED","Lamps",null,null,null,1,"Lighting","LED/Solid State","Screw In LED"]
[null,"ILED C 2","LED,Candle Replacement Lamps 2 watts","Screw In LED","Lamps",null,null,null,2,"Lighting","LED/Solid State","Screw In LED"]
[null,"ILED C 3","LED,Candle Replacement Lamps 3 watts","Screw In LED","Lamps",null,null,null,3,"Lighting","LED/Solid State","Screw In LED"]
[null,"ILED C 4","LED,Candle Replacement Lamps 4 watts","Screw In LED","Lamps",null,null,null,4,"Lighting","LED/Solid State","Screw In LED"]
[null,"ILED C 5","LED,Candle Replacement Lamps 5 watts","Screw In LED","Lamps",null,null,null,5,"Lighting","LED/Solid State","Screw In LED"]
[null,"ILED CA 1","LED,Candle with Angular Tip Replacement Lamps 1 watts","Screw In LED","Lamps",null,null,null,1,"Lighting","LED/Solid State","Screw In LED"]
[null,"ILED CA 2","LED,Candle with Angular Tip Replacement Lamps 2 watts","Screw In LED","Lamps",null,null,null,2,"Lighting","LED/Solid State","Screw In LED"]
[null,"ILED CA 3","LED,Candle with Angular Tip Replacement Lamps 3 watts","Screw In LED","Lamps",null,null,null,3,"Lighting","LED/Solid State",{"$f":"D1603","v":"Screw In LED"}]
[null,"ILED G 10","LED, Globe Replacement Lamps 10 watts","Screw In LED","Lamps",null,null,null,10,"Lighting","LED/Solid State","Screw In LED"]
[null,"ILED G 2","LED, Globe Replacement Lamps 2 watts","Screw In LED","Lamps",null,null,null,2,"Lighting","LED/Solid State","Screw In LED"]
[null,"ILED G 3","LED, Globe Replacement Lamps 3 watts","Screw In LED","Lamps",null,null,null,3,"Lighting","LED/Solid State","Screw In LED"]
[null,"ILED G 4","LED, Globe Replacement Lamps 4 watts","Screw In LED","Lamps",null,null,null,4,"Lighting","LED/Solid State","Screw In LED"]
[null,"ILED G 5","LED, Globe Replacement Lamps 5 watts","Screw In LED","Lamps",null,null,null,5,"Lighting","LED/Solid State","Screw In LED"]
[null,"ILED G 6","LED, Globe Replacement Lamps 6 watts","Screw In LED","Lamps",null,null,null,6,"Lighting","LED/Solid State","Screw In LED"]
[null,"ILED G 7","LED, Globe Replacement Lamps 7 watts","Screw In LED","Lamps",null,null,null,7,"Lighting","LED/Solid State","Screw In LED"]
[null,"ILED G 8","LED, Globe Replacement Lamps 8 watts","Screw In LED","Lamps",null,null,null,8,"Lighting","LED/Solid State","Screw In LED"]
[null,"ILED G 9","LED, Globe Replacement Lamps 9 watts","Screw In LED","Lamps",null,null,null,9,"Lighting","LED/Solid State","Screw In LED"]
[null,"ILED MR16 10","LED, MR16 Replacement Lamps 10 watts","LED Lamps MR16","Lamps",null,null,null,10,"Lighting","LED/Solid State","LED Lamps MR16"]
[null,"ILED MR16 2","LED, MR16 Replacement Lamps 2 watts","LED Lamps MR16","Lamps",null,null,null,2,"Lighting","LED/Solid State","LED Lamps MR16"]
[null,"ILED MR16 3","LED, MR16 Replacement Lamps 3 watts","LED Lamps MR16","Lamps",null,null,null,3,"Lighting","LED/Solid State","LED Lamps MR16"]
[null,"ILED MR16 4","LED, MR16 Replacement Lamps 4 watts","LED Lamps MR16","Lamps",null,null,null,4,"Lighting","LED/Solid State","LED Lamps MR16"]
[null,"ILED MR16 5","LED, MR16 Replacement Lamps 5 watts","LED Lamps MR16","Lamps",null,null,null,5,"Lighting","LED/Solid State","LED Lamps MR16"]
[null,"ILED MR16 6","LED, MR16 Replacement Lamps 6 watts","LED Lamps MR16","Lamps",null,null,null,6,"Lighting","LED/Solid State","LED Lamps MR16"]
[null,"ILED MR16 7","LED, MR16 Replacement Lamps 7 watts","LED Lamps MR16","Lamps",null,null,null,7,"Lighting","LED/Solid State","LED Lamps MR16"]
[null,"ILED MR16 8","LED, MR16 Replacement Lamps 8 watts","LED Lamps MR16","Lamps",null,null,null,8,"Lighting","LED/Solid State","LED Lamps MR16"]
[null,"ILED MR16 9","LED, MR16 Replacement Lamps 9 watts","LED Lamps MR16","Lamps",null,null,null,9,"Lighting","LED/Solid State","LED Lamps MR16"]
[null,"ILED PAR20 1","LED, PAR20 Replacement Lamps 1 watts","LED Lamps PAR20","Lamps",null,null,null,1,"Lighting","LED/Solid State","LED Lamps PAR20"]
[null,"ILED PAR20 10","LED, PAR20 Replacement Lamps 10 watts","LED Lamps PAR20","Lamps",null,null,null,10,"Lighting","LED/Solid State","LED Lamps PAR20"]
[null,"ILED PAR20 11","LED, PAR20 Replacement Lamps 11 watts","LED Lamps PAR20","Lamps",null,null,null,11,"Lighting","LED/Solid State","LED Lamps PAR20"]
[null,"ILED PAR20 12","LED, PAR20 Replacement Lamps 12 watts","LED Lamps PAR20","Lamps",null,null,null,12,"Lighting","LED/Solid State","LED Lamps PAR20"]
[null,"ILED PAR20 13","LED, PAR20 Replacement Lamps 13 watts","LED Lamps PAR20","Lamps",null,null,null,13,"Lighting","LED/Solid State","LED Lamps PAR20"]
[null,"ILED PAR20 14","LED, PAR20 Replacement Lamps 14 watts","LED Lamps PAR20","Lamps",null,null,null,14,"Lighting","LED/Solid State","LED Lamps PAR20"]
[null,"ILED PAR20 15","LED, PAR20 Replacement Lamps 15 watts","LED Lamps PAR20","Lamps",null,null,null,15,"Lighting","LED/Solid State","LED Lamps PAR20"]
[null,"ILED PAR20 16","LED, PAR20 Replacement Lamps 16 watts","LED Lamps PAR20","Lamps",null,null,null,16,"Lighting","LED/Solid State","LED Lamps PAR20"]
[null,"ILED PAR20 17","LED, PAR20 Replacement Lamps 17 watts","LED Lamps PAR20","Lamps",null,null,null,17,"Lighting","LED/Solid State","LED Lamps PAR20"]
[null,"ILED PAR20 18","LED, PAR20 Replacement Lamps 18 watts","LED Lamps PAR20","Lamps",null,null,null,18,"Lighting","LED/Solid State","LED Lamps PAR20"]
[null,"ILED PAR20 19","LED, PAR20 Replacement Lamps 19 watts","LED Lamps PAR20","Lamps",null,null,null,19,"Lighting","LED/Solid State","LED Lamps PAR20"]
[null,"ILED PAR20 2","LED, PAR20 Replacement Lamps 2 watts","LED Lamps PAR20","Lamps",null,null,null,2,"Lighting","LED/Solid State","LED Lamps PAR20"]
[null,"ILED PAR20 20","LED, PAR20 Replacement Lamps 20 watts","LED Lamps PAR20","Lamps",null,null,null,20,"Lighting","LED/Solid State","LED Lamps PAR20"]
[null,"ILED PAR20 3","LED, PAR20 Replacement Lamps 3 watts","LED Lamps PAR20","Lamps",null,null,null,3,"Lighting","LED/Solid State","LED Lamps PAR20"]
[null,"ILED PAR20 4","LED, PAR20 Replacement Lamps 4 watts","LED Lamps PAR20","Lamps",null,null,null,4,"Lighting","LED/Solid State","LED Lamps PAR20"]
[null,"ILED PAR20 5","LED, PAR20 Replacement Lamps 5 watts","LED Lamps PAR20","Lamps",null,null,null,5,"Lighting","LED/Solid State","LED Lamps PAR20"]
[null,"ILED PAR20 6","LED, PAR20 Replacement Lamps 6 watts","LED Lamps PAR20","Lamps",null,null,null,6,"Lighting","LED/Solid State","LED Lamps PAR20"]
[null,"ILED PAR20 7","LED, PAR20 Replacement Lamps 7 watts","LED Lamps PAR20","Lamps",null,null,null,7,"Lighting","LED/Solid State","LED Lamps PAR20"]
[null,"ILED PAR20 8","LED, PAR20 Replacement Lamps 8 watts","LED Lamps PAR20","Lamps",null,null,null,8,"Lighting","LED/Solid State","LED Lamps PAR20"]
[null,"ILED PAR20 9","LED, PAR20 Replacement Lamps 9 watts","LED Lamps PAR20","Lamps",null,null,null,9,"Lighting","LED/Solid State","LED Lamps PAR20"]
[null,"ILED PAR30 10","LED PAR30 Replacement Lamps 10 watts","LED Lamps PAR30","Lamps",null,null,null,10,"Lighting","LED/Solid State","LED Lamps PAR30"]
[null,"ILED PAR30 11","LED PAR30 Replacement Lamps 11 watts","LED Lamps PAR30","Lamps",null,null,null,11,"Lighting","LED/Solid State","LED Lamps PAR30"]
[null,"ILED PAR30 12","LED PAR30 Replacement Lamps 12 watts","LED Lamps PAR30","Lamps",null,null,null,12,"Lighting","LED/Solid State","LED Lamps PAR30"]
[null,"ILED PAR30 13","LED PAR30 Replacement Lamps 13 watts","LED Lamps PAR30","Lamps",null,null,null,13,"Lighting","LED/Solid State","LED Lamps PAR30"]
[null,"ILED PAR30 14","LED PAR30 Replacement Lamps 14 watts","LED Lamps PAR30","Lamps",null,null,null,14,"Lighting","LED/Solid State","LED Lamps PAR30"]
[null,"ILED PAR30 15","LED PAR30 Replacement Lamps 15 watts","LED Lamps PAR30","Lamps",null,null,null,15,"Lighting","LED/Solid State","LED Lamps PAR30"]
[null,"ILED PAR30 5","LED PAR30 Replacement Lamps 5 watts","LED Lamps PAR30","Lamps",null,null,null,5,"Lighting","LED/Solid State","LED Lamps PAR30"]
[null,"ILED PAR30 6","LED PAR30 Replacement Lamps 6 watts","LED Lamps PAR30","Lamps",null,null,null,6,"Lighting","LED/Solid State","LED Lamps PAR30"]
[null,"ILED PAR30 7","LED PAR30 Replacement Lamps 7 watts","LED Lamps PAR30","Lamps",null,null,null,7,"Lighting","LED/Solid State","LED Lamps PAR30"]
[null,"ILED PAR30 8","LED PAR30 Replacement Lamps 8 watts","LED Lamps PAR30","Lamps",null,null,null,8,"Lighting","LED/Solid State","LED Lamps PAR30"]
[null,"ILED PAR30 9","LED PAR30 Replacement Lamps 9 watts","LED Lamps PAR30","Lamps",null,null,null,9,"Lighting","LED/Solid State","LED Lamps PAR30"]
[null,"ILED PAR38 10","LED, PAR38 Replacement Lamps 10 watts","LED Lamps PAR38","Lamps",null,null,null,10,"Lighting","LED/Solid State","LED Lamps PAR38"]
[null,"ILED PAR38 11","LED, PAR38 Replacement Lamps 11 watts","LED Lamps PAR38","Lamps",null,null,null,11,"Lighting","LED/Solid State","LED Lamps PAR38"]
[null,"ILED PAR38 12","LED, PAR38 Replacement Lamps 12 watts","LED Lamps PAR38","Lamps",null,null,null,12,"Lighting","LED/Solid State","LED Lamps PAR38"]
[null,"ILED PAR38 13","LED, PAR38 Replacement Lamps 13 watts","LED Lamps PAR38","Lamps",null,null,null,13,"Lighting","LED/Solid State","LED Lamps PAR38"]
[null,"ILED PAR38 14","LED, PAR38 Replacement Lamps 14 watts","LED Lamps PAR38","Lamps",null,null,null,14,"Lighting","LED/Solid State","LED Lamps PAR38"]
[null,"ILED PAR38 15","LED, PAR38 Replacement Lamps 15 watts","LED Lamps PAR38","Lamps",null,null,null,15,"Lighting","LED/Solid State","LED Lamps PAR38"]
[null,"ILED PAR38 16","LED, PAR38 Replacement Lamps 16 watts","LED Lamps PAR38","Lamps",null,null,null,16,"Lighting","LED/Solid State","LED Lamps PAR38"]
[null,"ILED PAR38 17","LED, PAR38 Replacement Lamps 17 watts","LED Lamps PAR38","Lamps",null,null,null,17,"Lighting","LED/Solid State","LED Lamps PAR38"]
[null,"ILED PAR38 18","LED, PAR38 Replacement Lamps 18 watts","LED Lamps PAR38","Lamps",null,null,null,18,"Lighting","LED/Solid State","LED Lamps PAR38"]
[null,"ILED PAR38 19","LED, PAR38 Replacement Lamps 19 watts","LED Lamps PAR38","Lamps",null,null,null,19,"Lighting","LED/Solid State","LED Lamps PAR38"]
[null,"ILED PAR38 20","LED, PAR38 Replacement Lamps 20 watts","LED Lamps PAR38","Lamps",null,null,null,20,"Lighting","LED/Solid State","LED Lamps PAR38"]
[null,"ILED R30 10","LED, R30 Replacement Lamps 10 watts","LED Lamps R30","Lamps",null,null,null,10,"Lighting","LED/Solid State","LED Lamps R30"]
[null,"ILED R30 2","LED, R30 Replacement Lamps 2 watts","LED Lamps R30","Lamps",null,null,null,2,"Lighting","LED/Solid State","LED Lamps R30"]
[null,"ILED R30 3","LED, R30 Replacement Lamps 3 watts","LED Lamps R30","Lamps",null,null,null,3,"Lighting","LED/Solid State","LED Lamps R30"]
[null,"ILED R30 4","LED, R30 Replacement Lamps 4 watts","LED Lamps R30","Lamps",null,null,null,4,"Lighting","LED/Solid State",{"$f":"D1667","v":"LED Lamps R30"}]
[null,"ILED R30 5","LED, R30 Replacement Lamps 5 watts","LED Lamps R30","Lamps",null,null,null,5,"Lighting","LED/Solid State","LED Lamps R30"]
[null,"ILED R30 6","LED, R30 Replacement Lamps 6 watts","LED Lamps R30","Lamps",null,null,null,6,"Lighting","LED/Solid State","LED Lamps R30"]
[null,"ILED R30 7","LED, R30 Replacement Lamps 7 watts","LED Lamps R30","Lamps",null,null,null,7,"Lighting","LED/Solid State","LED Lamps R30"]
[null,"ILED R30 8","LED, R30 Replacement Lamps 8 watts","LED Lamps R30","Lamps",null,null,null,8,"Lighting","LED/Solid State","LED Lamps R30"]
[null,"ILED R30 9","LED, R30 Replacement Lamps 9 watts","LED Lamps R30","Lamps",null,null,null,9,"Lighting","LED/Solid State","LED Lamps R30"]
[null,"ILED TRK 10","LED, Track Lighting Fixtures 10 watts","LED Track Lighting",null,null,null,null,10,"Lighting","LED/Solid State","LED Track Lighting"]
[null,"ILED TRK 11","LED, Track Lighting Fixtures 11 watts","LED Track Lighting",null,null,null,null,11,"Lighting","LED/Solid State","LED Track Lighting"]
[null,"ILED TRK 12","LED, Track Lighting Fixtures 12 watts","LED Track Lighting",null,null,null,null,12,"Lighting","LED/Solid State","LED Track Lighting"]
[null,"ILED TRK 13","LED, Track Lighting Fixtures 13 watts","LED Track Lighting",null,null,null,null,13,"Lighting","LED/Solid State","LED Track Lighting"]
[null,"ILED TRK 14","LED, Track Lighting Fixtures 14 watts","LED Track Lighting",null,null,null,null,14,"Lighting","LED/Solid State","LED Track Lighting"]
[null,"ILED TRK 15","LED, Track Lighting Fixtures 15 watts","LED Track Lighting",null,null,null,null,15,"Lighting","LED/Solid State","LED Track Lighting"]
[null,"ILED TRK 16","LED, Track Lighting Fixtures 16 watts","LED Track Lighting",null,null,null,null,16,"Lighting","LED/Solid State","LED Track Lighting"]
[null,"ILED TRK 17","LED, Track Lighting Fixtures 17 watts","LED Track Lighting",null,null,null,null,17,"Lighting","LED/Solid State","LED Track Lighting"]
[null,"ILED TRK 18","LED, Track Lighting Fixtures 18 watts","LED Track Lighting",null,null,null,null,18,"Lighting","LED/Solid State","LED Track Lighting"]
[null,"ILED TRK 19","LED, Track Lighting Fixtures 19 watts","LED Track Lighting",null,null,null,null,19,"Lighting","LED/Solid State","LED Track Lighting"]
[null,"ILED TRK 20","LED, Track Lighting Fixtures 20 watts","LED Track Lighting",null,null,null,null,20,"Lighting","LED/Solid State","LED Track Lighting"]
[null,"ILED TRK 21","LED, Track Lighting Fixtures 21 watts","LED Track Lighting",null,null,null,null,21,"Lighting","LED/Solid State","LED Track Lighting"]
[null,"ILED TRK 22","LED, Track Lighting Fixtures 22 watts","LED Track Lighting",null,null,null,null,22,"Lighting","LED/Solid State","LED Track Lighting"]
[null,"ILED TRK 23","LED, Track Lighting Fixtures 23 watts","LED Track Lighting",null,null,null,null,23,"Lighting","LED/Solid State","LED Track Lighting"]
[null,"ILED TRK 24","LED, Track Lighting Fixtures 24 watts","LED Track Lighting",null,null,null,null,24,"Lighting","LED/Solid State","LED Track Lighting"]
[null,"ILED TRK 25","LED, Track Lighting Fixtures 25 watts","LED Track Lighting",null,null,null,null,25,"Lighting","LED/Solid State","LED Track Lighting"]
[null,"ILED TRK 26","LED, Track Lighting Fixtures 26 watts","LED Track Lighting",null,null,null,null,26,"Lighting","LED/Solid State","LED Track Lighting"]
[null,"ILED TRK 27","LED, Track Lighting Fixtures 27 watts","LED Track Lighting",null,null,null,null,27,"Lighting","LED/Solid State","LED Track Lighting"]
[null,"ILED TRK 28","LED, Track Lighting Fixtures 28 watts","LED Track Lighting",null,null,null,null,28,"Lighting","LED/Solid State","LED Track Lighting"]
[null,"ILED TRK 29","LED, Track Lighting Fixtures 29 watts","LED Track Lighting",null,null,null,null,29,"Lighting","LED/Solid State","LED Track Lighting"]
[null,"ILED TRK 30","LED, Track Lighting Fixtures 30 watts","LED Track Lighting",null,null,null,null,30,"Lighting","LED/Solid State","LED Track Lighting"]
[null,"ILED TRK 31","LED, Track Lighting Fixtures 31 watts","LED Track Lighting",null,null,null,null,31,"Lighting","LED/Solid State","LED Track Lighting"]
[null,"ILED TRK 32","LED, Track Lighting Fixtures 32 watts","LED Track Lighting",null,null,null,null,32,"Lighting","LED/Solid State","LED Track Lighting"]
[null,"ILED TRK 33","LED, Track Lighting Fixtures 33 watts","LED Track Lighting",null,null,null,null,33,"Lighting","LED/Solid State","LED Track Lighting"]
[null,"ILED TRK 34","LED, Track Lighting Fixtures 34 watts","LED Track Lighting",null,null,null,null,34,"Lighting","LED/Solid State","LED Track Lighting"]
[null,"ILED TRK 35","LED, Track Lighting Fixtures 35 watts","LED Track Lighting",null,null,null,null,35,"Lighting","LED/Solid State","LED Track Lighting"]
[null,"ILED TRK 36","LED, Track Lighting Fixtures 36 watts","LED Track Lighting",null,null,null,null,36,"Lighting","LED/Solid State","LED Track Lighting"]
[null,"ILED TRK 37","LED, Track Lighting Fixtures 37 watts","LED Track Lighting",null,null,null,null,37,"Lighting","LED/Solid State","LED Track Lighting"]
[null,"ILED TRK 38","LED, Track Lighting Fixtures 38 watts","LED Track Lighting",null,null,null,null,38,"Lighting","LED/Solid State","LED Track Lighting"]
[null,"ILED TRK 39","LED, Track Lighting Fixtures 39 watts","LED Track Lighting",null,null,null,null,39,"Lighting","LED/Solid State","LED Track Lighting"]
[null,"ILED TRK 40","LED, Track Lighting Fixtures 40 watts","LED Track Lighting",null,null,null,null,40,"Lighting","LED/Solid State","LED Track Lighting"]
[null,"ILED TRK 41","LED, Track Lighting Fixtures 41 watts","LED Track Lighting",null,null,null,null,41,"Lighting","LED/Solid State","LED Track Lighting"]
[null,"ILED TRK 42","LED, Track Lighting Fixtures 42 watts","LED Track Lighting",null,null,null,null,42,"Lighting","LED/Solid State","LED Track Lighting"]
[null,"ILED TRK 43","LED, Track Lighting Fixtures 43 watts","LED Track Lighting",null,null,null,null,43,"Lighting","LED/Solid State","LED Track Lighting"]
[null,"ILED TRK 44","LED, Track Lighting Fixtures 44 watts","LED Track Lighting",null,null,null,null,44,"Lighting","LED/Solid State","LED Track Lighting"]
[null,"ILED TRK 45","LED, Track Lighting Fixtures 45 watts","LED Track Lighting",null,null,null,null,45,"Lighting","LED/Solid State","LED Track Lighting"]
[null,"ILED TRK 46","LED, Track Lighting Fixtures 46 watts","LED Track Lighting",null,null,null,null,46,"Lighting","LED/Solid State","LED Track Lighting"]
[null,"ILED TRK 47","LED, Track Lighting Fixtures 47 watts","LED Track Lighting",null,null,null,null,47,"Lighting","LED/Solid State","LED Track Lighting"]
[null,"ILED TRK 48","LED, Track Lighting Fixtures 48 watts","LED Track Lighting",null,null,null,null,48,"Lighting","LED/Solid State","LED Track Lighting"]
[null,"ILED TRK 49","LED, Track Lighting Fixtures 49 watts","LED Track Lighting",null,null,null,null,49,"Lighting","LED/Solid State","LED Track Lighting"]
[null,"ILED TRK 5","LED, Track Lighting Fixtures 5 watts","LED Track Lighting",null,null,null,null,5,"Lighting","LED/Solid State","LED Track Lighting"]
[null,"ILED TRK 50","LED, Track Lighting Fixtures 50 watts","LED Track Lighting",null,null,null,null,50,"Lighting","LED/Solid State","LED Track Lighting"]
[null,"ILED TRK 6","LED, Track Lighting Fixtures 6 watts","LED Track Lighting",null,null,null,null,6,"Lighting","LED/Solid State","LED Track Lighting"]
[null,"ILED TRK 7","LED, Track Lighting Fixtures 7 watts","LED Track Lighting",null,null,null,null,7,"Lighting","LED/Solid State","LED Track Lighting"]
[null,"ILED TRK 8","LED, Track Lighting Fixtures 8 watts","LED Track Lighting",null,null,null,null,8,"Lighting","LED/Solid State","LED Track Lighting"]
[null,"ILED TRK 9","LED, Track Lighting Fixtures 9 watts","LED Track Lighting",null,null,null,null,9,"Lighting","LED/Solid State","LED Track Lighting"]
[null,"LBLED 100","LED, Low Bay Fixtures 100 watts","LED Low Bay ",null,null,null,null,100,"Lighting","LED/Solid State","LED Low Bay "]
[null,"LBLED 101","LED, Low Bay Fixtures 101 watts","LED Low Bay ",null,null,null,null,101,"Lighting","LED/Solid State","LED Low Bay "]
[null,"LBLED 103","LED, Low Bay Fixtures 103 watts","LED Low Bay ",null,null,null,null,103,"Lighting","LED/Solid State","LED Low Bay "]
[null,"LBLED 104","LED, Low Bay Fixtures 104 watts","LED Low Bay ",null,null,null,null,104,"Lighting","LED/Solid State","LED Low Bay "]
[null,"LBLED 116","LED, Low Bay Fixtures 116 watts","LED Low Bay ",null,null,null,null,116,"Lighting","LED/Solid State","LED Low Bay "]
[null,"LBLED 120","LED, Low Bay Fixtures 120 watts","LED Low Bay ",null,null,null,null,120,"Lighting","LED/Solid State","LED Low Bay "]
[null,"LBLED 122","LED, Low Bay Fixtures 122 watts","LED Low Bay ",null,null,null,null,122,"Lighting","LED/Solid State","LED Low Bay "]
[null,"LBLED 123","LED, Low Bay Fixtures 123 watts","LED Low Bay ",null,null,null,null,123,"Lighting","LED/Solid State","LED Low Bay "]
[null,"LBLED 124","LED, Low Bay Fixtures 124 watts","LED Low Bay ",null,null,null,null,124,"Lighting","LED/Solid State","LED Low Bay "]
[null,"LBLED 126","LED, Low Bay Fixtures 126 watts","LED Low Bay ",null,null,null,null,126,"Lighting","LED/Solid State","LED Low Bay "]
[null,"LBLED 135","LED, Low Bay Fixtures 135 watts","LED Low Bay ",null,null,null,null,135,"Lighting","LED/Solid State","LED Low Bay "]
[null,"LBLED 159","LED, Low Bay Fixtures 159 watts","LED Low Bay ",null,null,null,null,159,"Lighting","LED/Solid State","LED Low Bay "]
[null,"LBLED 172","LED, Low Bay Fixtures 172 watts","LED Low Bay ",null,null,null,null,172,"Lighting","LED/Solid State",{"$f":"D1731","v":"LED Low Bay "}]
[null,"LBLED 48","LED, Low Bay Fixtures 48 watts","LED Low Bay ",null,null,null,null,48,"Lighting","LED/Solid State","LED Low Bay "]
[null,"LBLED 50","LED, Low Bay Fixtures 50 watts","LED Low Bay ",null,null,null,null,50,"Lighting","LED/Solid State","LED Low Bay "]
[null,"LBLED 51","LED, Low Bay Fixtures 51 watts","LED Low Bay ",null,null,null,null,51,"Lighting","LED/Solid State","LED Low Bay "]
[null,"LBLED 53","LED, Low Bay Fixtures 53 watts","LED Low Bay ",null,null,null,null,53,"Lighting","LED/Solid State","LED Low Bay "]
[null,"LBLED 54","LED, Low Bay Fixtures 54 watts","LED Low Bay ",null,null,null,null,54,"Lighting","LED/Solid State","LED Low Bay "]
[null,"LBLED 57","LED, Low Bay Fixtures 57 watts","LED Low Bay ",null,null,null,null,57,"Lighting","LED/Solid State","LED Low Bay "]
[null,"LBLED 60","LED, Low Bay Fixtures 60 watts","LED Low Bay ",null,null,null,null,60,"Lighting","LED/Solid State","LED Low Bay "]
[null,"LBLED 61","LED, Low Bay Fixtures 61 watts","LED Low Bay ",null,null,null,null,61,"Lighting","LED/Solid State","LED Low Bay "]
[null,"LBLED 62","LED, Low Bay Fixtures 62 watts","LED Low Bay ",null,null,null,null,62,"Lighting","LED/Solid State","LED Low Bay "]
[null,"LBLED 66","LED, Low Bay Fixtures 66 watts","LED Low Bay ",null,null,null,null,66,"Lighting","LED/Solid State","LED Low Bay "]
[null,"LBLED 67","LED, Low Bay Fixtures 67 watts","LED Low Bay ",null,null,null,null,67,"Lighting","LED/Solid State","LED Low Bay "]
[null,"LBLED 69","LED, Low Bay Fixtures 69 watts","LED Low Bay ",null,null,null,null,69,"Lighting","LED/Solid State","LED Low Bay "]
[null,"LBLED 70","LED, Low Bay Fixtures 70 watts","LED Low Bay ",null,null,null,null,70,"Lighting","LED/Solid State","LED Low Bay "]
[null,"LBLED 71","LED, Low Bay Fixtures 71 watts","LED Low Bay ",null,null,null,null,71,"Lighting","LED/Solid State","LED Low Bay "]
[null,"LBLED 72","LED, Low Bay Fixtures 72 watts","LED Low Bay ",null,null,null,null,72,"Lighting","LED/Solid State","LED Low Bay "]
[null,"LBLED 74","LED, Low Bay Fixtures 74 watts","LED Low Bay ",null,null,null,null,74,"Lighting","LED/Solid State","LED Low Bay "]
[null,"LBLED 75","LED, Low Bay Fixtures 75 watts","LED Low Bay ",null,null,null,null,75,"Lighting","LED/Solid State","LED Low Bay "]
[null,"LBLED 76","LED, Low Bay Fixtures 76 watts","LED Low Bay ",null,null,null,null,76,"Lighting","LED/Solid State","LED Low Bay "]
[null,"LBLED 78","LED, Low Bay Fixtures 78 watts","LED Low Bay ",null,null,null,null,78,"Lighting","LED/Solid State","LED Low Bay "]
[null,"LBLED 80","LED, Low Bay Fixtures 80 watts","LED Low Bay ",null,null,null,null,80,"Lighting","LED/Solid State","LED Low Bay "]
[null,"LBLED 81","LED, Low Bay Fixtures 81 watts","LED Low Bay ",null,null,null,null,81,"Lighting","LED/Solid State","LED Low Bay "]
[null,"LBLED 83","LED, Low Bay Fixtures 83 watts","LED Low Bay ",null,null,null,null,83,"Lighting","LED/Solid State","LED Low Bay "]
[null,"LBLED 84","LED, Low Bay Fixtures 84 watts","LED Low Bay ",null,null,null,null,84,"Lighting","LED/Solid State","LED Low Bay "]
[null,"LBLED 85","LED, Low Bay Fixtures 85 watts","LED Low Bay ",null,null,null,null,85,"Lighting","LED/Solid State","LED Low Bay "]
[null,"LBLED 93","LED, Low Bay Fixtures 93 watts","LED Low Bay ",null,null,null,null,93,"Lighting","LED/Solid State","LED Low Bay "]
[null,"LBLED 94","LED, Low Bay Fixtures 94 watts","LED Low Bay ",null,null,null,null,94,"Lighting","LED/Solid State","LED Low Bay "]
[null,"LBLED 95","LED, Low Bay Fixtures 95 watts","LED Low Bay ",null,null,null,null,95,"Lighting","LED/Solid State","LED Low Bay "]
[null,"LBLED 97","LED, Low Bay Fixtures 97 watts","LED Low Bay ",null,null,null,null,97,"Lighting","LED/Solid State","LED Low Bay "]
[null,"LBLED 98","LED, Low Bay Fixtures 98 watts","LED Low Bay ",null,null,null,null,98,"Lighting","LED/Solid State","LED Low Bay "]
[null,"LBLED 99","LED, Low Bay Fixtures 99 watts","LED Low Bay ",null,null,null,null,99,"Lighting","LED/Solid State","LED Low Bay "]
[null,"LBLED PG 100","LED, Interior Parking Garage 100 watts","LED Interior Parking Garage Lighting Fixtures",null,null,null,null,100,"Lighting","LED/Solid State","LED Interior Parking Garage Lighting Fixtures"]
[null,"LBLED PG 101","LED, Interior Parking Garage 101 watts","LED Interior Parking Garage Lighting Fixtures",null,null,null,null,101,"Lighting","LED/Solid State","LED Interior Parking Garage Lighting Fixtures"]
[null,"LBLED PG 102","LED, Interior Parking Garage 102 watts","LED Interior Parking Garage Lighting Fixtures",null,null,null,null,102,"Lighting","LED/Solid State","LED Interior Parking Garage Lighting Fixtures"]
[null,"LBLED PG 103","LED, Interior Parking Garage 103 watts","LED Interior Parking Garage Lighting Fixtures",null,null,null,null,103,"Lighting","LED/Solid State","LED Interior Parking Garage Lighting Fixtures"]
[null,"LBLED PG 104","LED, Interior Parking Garage 104 watts","LED Interior Parking Garage Lighting Fixtures",null,null,null,null,104,"Lighting","LED/Solid State","LED Interior Parking Garage Lighting Fixtures"]
[null,"LBLED PG 105","LED, Interior Parking Garage 105 watts","LED Interior Parking Garage Lighting Fixtures",null,null,null,null,105,"Lighting","LED/Solid State","LED Interior Parking Garage Lighting Fixtures"]
[null,"LBLED PG 106","LED, Interior Parking Garage 106 watts","LED Interior Parking Garage Lighting Fixtures",null,null,null,null,106,"Lighting","LED/Solid State","LED Interior Parking Garage Lighting Fixtures"]
[null,"LBLED PG 107","LED, Interior Parking Garage 107 watts","LED Interior Parking Garage Lighting Fixtures",null,null,null,null,107,"Lighting","LED/Solid State","LED Interior Parking Garage Lighting Fixtures"]
[null,"LBLED PG 108","LED, Interior Parking Garage 108 watts","LED Interior Parking Garage Lighting Fixtures",null,null,null,null,108,"Lighting","LED/Solid State","LED Interior Parking Garage Lighting Fixtures"]
[null,"LBLED PG 109","LED, Interior Parking Garage 109 watts","LED Interior Parking Garage Lighting Fixtures",null,null,null,null,109,"Lighting","LED/Solid State","LED Interior Parking Garage Lighting Fixtures"]
[null,"LBLED PG 110","LED, Interior Parking Garage 110 watts","LED Interior Parking Garage Lighting Fixtures",null,null,null,null,110,"Lighting","LED/Solid State","LED Interior Parking Garage Lighting Fixtures"]
[null,"LBLED PG 111","LED, Interior Parking Garage 111 watts","LED Interior Parking Garage Lighting Fixtures",null,null,null,null,111,"Lighting","LED/Solid State","LED Interior Parking Garage Lighting Fixtures"]
[null,"LBLED PG 112","LED, Interior Parking Garage 112 watts","LED Interior Parking Garage Lighting Fixtures",null,null,null,null,112,"Lighting","LED/Solid State","LED Interior Parking Garage Lighting Fixtures"]
[null,"LBLED PG 113","LED, Interior Parking Garage 113 watts","LED Interior Parking Garage Lighting Fixtures",null,null,null,null,113,"Lighting","LED/Solid State","LED Interior Parking Garage Lighting Fixtures"]
[null,"LBLED PG 114","LED, Interior Parking Garage 114 watts","LED Interior Parking Garage Lighting Fixtures",null,null,null,null,114,"Lighting","LED/Solid State","LED Interior Parking Garage Lighting Fixtures"]
[null,"LBLED PG 115","LED, Interior Parking Garage 115 watts","LED Interior Parking Garage Lighting Fixtures",null,null,null,null,115,"Lighting","LED/Solid State","LED Interior Parking Garage Lighting Fixtures"]
[null,"LBLED PG 116","LED, Interior Parking Garage 116 watts","LED Interior Parking Garage Lighting Fixtures",null,null,null,null,116,"Lighting","LED/Solid State","LED Interior Parking Garage Lighting Fixtures"]
[null,"LBLED PG 117","LED, Interior Parking Garage 117 watts","LED Interior Parking Garage Lighting Fixtures",null,null,null,null,117,"Lighting","LED/Solid State","LED Interior Parking Garage Lighting Fixtures"]
[null,"LBLED PG 118","LED, Interior Parking Garage 118 watts","LED Interior Parking Garage Lighting Fixtures",null,null,null,null,118,"Lighting","LED/Solid State","LED Interior Parking Garage Lighting Fixtures"]
[null,"LBLED PG 119","LED, Interior Parking Garage 119 watts","LED Interior Parking Garage Lighting Fixtures",null,null,null,null,119,"Lighting","LED/Solid State","LED Interior Parking Garage Lighting Fixtures"]
[null,"LBLED PG 120","LED, Interior Parking Garage 120 watts","LED Interior Parking Garage Lighting Fixtures",null,null,null,null,120,"Lighting","LED/Solid State","LED Interior Parking Garage Lighting Fixtures"]
[null,"LBLED PG 121","LED, Interior Parking Garage 121 watts","LED Interior Parking Garage Lighting Fixtures",null,null,null,null,121,"Lighting","LED/Solid State","LED Interior Parking Garage Lighting Fixtures"]
[null,"LBLED PG 122","LED, Interior Parking Garage 122 watts","LED Interior Parking Garage Lighting Fixtures",null,null,null,null,122,"Lighting","LED/Solid State","LED Interior Parking Garage Lighting Fixtures"]
[null,"LBLED PG 123","LED, Interior Parking Garage 123 watts","LED Interior Parking Garage Lighting Fixtures",null,null,null,null,123,"Lighting","LED/Solid State","LED Interior Parking Garage Lighting Fixtures"]
[null,"LBLED PG 124","LED, Interior Parking Garage 124 watts","LED Interior Parking Garage Lighting Fixtures",null,null,null,null,124,"Lighting","LED/Solid State","LED Interior Parking Garage Lighting Fixtures"]
[null,"LBLED PG 125","LED, Interior Parking Garage 125 watts","LED Interior Parking Garage Lighting Fixtures",null,null,null,null,125,"Lighting","LED/Solid State","LED Interior Parking Garage Lighting Fixtures"]
[null,"LBLED PG 126","LED, Interior Parking Garage 126 watts","LED Interior Parking Garage Lighting Fixtures",null,null,null,null,126,"Lighting","LED/Solid State","LED Interior Parking Garage Lighting Fixtures"]
[null,"LBLED PG 127","LED, Interior Parking Garage 127 watts","LED Interior Parking Garage Lighting Fixtures",null,null,null,null,127,"Lighting","LED/Solid State","LED Interior Parking Garage Lighting Fixtures"]
[null,"LBLED PG 128","LED, Interior Parking Garage 128 watts","LED Interior Parking Garage Lighting Fixtures",null,null,null,null,128,"Lighting","LED/Solid State","LED Interior Parking Garage Lighting Fixtures"]
[null,"LBLED PG 129","LED, Interior Parking Garage 129 watts","LED Interior Parking Garage Lighting Fixtures",null,null,null,null,129,"Lighting","LED/Solid State","LED Interior Parking Garage Lighting Fixtures"]
[null,"LBLED PG 130","LED, Interior Parking Garage 130 watts","LED Interior Parking Garage Lighting Fixtures",null,null,null,null,130,"Lighting","LED/Solid State","LED Interior Parking Garage Lighting Fixtures"]
[null,"LBLED PG 131","LED, Interior Parking Garage 131 watts","LED Interior Parking Garage Lighting Fixtures",null,null,null,null,131,"Lighting","LED/Solid State","LED Interior Parking Garage Lighting Fixtures"]
[null,"LBLED PG 132","LED, Interior Parking Garage 132 watts","LED Interior Parking Garage Lighting Fixtures",null,null,null,null,132,"Lighting","LED/Solid State","LED Interior Parking Garage Lighting Fixtures"]
[null,"LBLED PG 133","LED, Interior Parking Garage 133 watts","LED Interior Parking Garage Lighting Fixtures",null,null,null,null,133,"Lighting","LED/Solid State",{"$f":"D1795","v":"LED Interior Parking Garage Lighting Fixtures"}]
[null,"LBLED PG 134","LED, Interior Parking Garage 134 watts","LED Interior Parking Garage Lighting Fixtures",null,null,null,null,134,"Lighting","LED/Solid State","LED Interior Parking Garage Lighting Fixtures"]
[null,"LBLED PG 135","LED, Interior Parking Garage 135 watts","LED Interior Parking Garage Lighting Fixtures",null,null,null,null,135,"Lighting","LED/Solid State","LED Interior Parking Garage Lighting Fixtures"]
[null,"LBLED PG 136","LED, Interior Parking Garage 136 watts","LED Interior Parking Garage Lighting Fixtures",null,null,null,null,136,"Lighting","LED/Solid State","LED Interior Parking Garage Lighting Fixtures"]
[null,"LBLED PG 137","LED, Interior Parking Garage 137 watts","LED Interior Parking Garage Lighting Fixtures",null,null,null,null,137,"Lighting","LED/Solid State","LED Interior Parking Garage Lighting Fixtures"]
[null,"LBLED PG 138","LED, Interior Parking Garage 138 watts","LED Interior Parking Garage Lighting Fixtures",null,null,null,null,138,"Lighting","LED/Solid State","LED Interior Parking Garage Lighting Fixtures"]
[null,"LBLED PG 139","LED, Interior Parking Garage 139 watts","LED Interior Parking Garage Lighting Fixtures",null,null,null,null,139,"Lighting","LED/Solid State","LED Interior Parking Garage Lighting Fixtures"]
[null,"LBLED PG 140","LED, Interior Parking Garage 140 watts","LED Interior Parking Garage Lighting Fixtures",null,null,null,null,140,"Lighting","LED/Solid State","LED Interior Parking Garage Lighting Fixtures"]
[null,"LBLED PG 141","LED, Interior Parking Garage 141 watts","LED Interior Parking Garage Lighting Fixtures",null,null,null,null,141,"Lighting","LED/Solid State","LED Interior Parking Garage Lighting Fixtures"]
[null,"LBLED PG 142","LED, Interior Parking Garage 142 watts","LED Interior Parking Garage Lighting Fixtures",null,null,null,null,142,"Lighting","LED/Solid State","LED Interior Parking Garage Lighting Fixtures"]
[null,"LBLED PG 143","LED, Interior Parking Garage 143 watts","LED Interior Parking Garage Lighting Fixtures",null,null,null,null,143,"Lighting","LED/Solid State","LED Interior Parking Garage Lighting Fixtures"]
[null,"LBLED PG 144","LED, Interior Parking Garage 144 watts","LED Interior Parking Garage Lighting Fixtures",null,null,null,null,144,"Lighting","LED/Solid State","LED Interior Parking Garage Lighting Fixtures"]
[null,"LBLED PG 145","LED, Interior Parking Garage 145 watts","LED Interior Parking Garage Lighting Fixtures",null,null,null,null,145,"Lighting","LED/Solid State","LED Interior Parking Garage Lighting Fixtures"]
[null,"LBLED PG 146","LED, Interior Parking Garage 146 watts","LED Interior Parking Garage Lighting Fixtures",null,null,null,null,146,"Lighting","LED/Solid State","LED Interior Parking Garage Lighting Fixtures"]
[null,"LBLED PG 147","LED, Interior Parking Garage 147 watts","LED Interior Parking Garage Lighting Fixtures",null,null,null,null,147,"Lighting","LED/Solid State","LED Interior Parking Garage Lighting Fixtures"]
[null,"LBLED PG 148","LED, Interior Parking Garage 148 watts","LED Interior Parking Garage Lighting Fixtures",null,null,null,null,148,"Lighting","LED/Solid State","LED Interior Parking Garage Lighting Fixtures"]
[null,"LBLED PG 149","LED, Interior Parking Garage 149 watts","LED Interior Parking Garage Lighting Fixtures",null,null,null,null,149,"Lighting","LED/Solid State","LED Interior Parking Garage Lighting Fixtures"]
[null,"LBLED PG 150","LED, Interior Parking Garage 150 watts","LED Interior Parking Garage Lighting Fixtures",null,null,null,null,150,"Lighting","LED/Solid State","LED Interior Parking Garage Lighting Fixtures"]
[null,"LBLED PG 151","LED, Interior Parking Garage 151 watts","LED Interior Parking Garage Lighting Fixtures",null,null,null,null,151,"Lighting","LED/Solid State","LED Interior Parking Garage Lighting Fixtures"]
[null,"LBLED PG 152","LED, Interior Parking Garage 152 watts","LED Interior Parking Garage Lighting Fixtures",null,null,null,null,152,"Lighting","LED/Solid State","LED Interior Parking Garage Lighting Fixtures"]
[null,"LBLED PG 153","LED, Interior Parking Garage 153 watts","LED Interior Parking Garage Lighting Fixtures",null,null,null,null,153,"Lighting","LED/Solid State","LED Interior Parking Garage Lighting Fixtures"]
[null,"LBLED PG 154","LED, Interior Parking Garage 154 watts","LED Interior Parking Garage Lighting Fixtures",null,null,null,null,154,"Lighting","LED/Solid State","LED Interior Parking Garage Lighting Fixtures"]
[null,"LBLED PG 155","LED, Interior Parking Garage 155 watts","LED Interior Parking Garage Lighting Fixtures",null,null,null,null,155,"Lighting","LED/Solid State","LED Interior Parking Garage Lighting Fixtures"]
[null,"LBLED PG 156","LED, Interior Parking Garage 156 watts","LED Interior Parking Garage Lighting Fixtures",null,null,null,null,156,"Lighting","LED/Solid State","LED Interior Parking Garage Lighting Fixtures"]
[null,"LBLED PG 157","LED, Interior Parking Garage 157 watts","LED Interior Parking Garage Lighting Fixtures",null,null,null,null,157,"Lighting","LED/Solid State","LED Interior Parking Garage Lighting Fixtures"]
[null,"LBLED PG 158","LED, Interior Parking Garage 158 watts","LED Interior Parking Garage Lighting Fixtures",null,null,null,null,158,"Lighting","LED/Solid State","LED Interior Parking Garage Lighting Fixtures"]
[null,"LBLED PG 159","LED, Interior Parking Garage 159 watts","LED Interior Parking Garage Lighting Fixtures",null,null,null,null,159,"Lighting","LED/Solid State","LED Interior Parking Garage Lighting Fixtures"]
[null,"LBLED PG 160","LED, Interior Parking Garage 160 watts","LED Interior Parking Garage Lighting Fixtures",null,null,null,null,160,"Lighting","LED/Solid State","LED Interior Parking Garage Lighting Fixtures"]
[null,"LBLED PG 161","LED, Interior Parking Garage 161 watts","LED Interior Parking Garage Lighting Fixtures",null,null,null,null,161,"Lighting","LED/Solid State","LED Interior Parking Garage Lighting Fixtures"]
[null,"LBLED PG 162","LED, Interior Parking Garage 162 watts","LED Interior Parking Garage Lighting Fixtures",null,null,null,null,162,"Lighting","LED/Solid State","LED Interior Parking Garage Lighting Fixtures"]
[null,"LBLED PG 163","LED, Interior Parking Garage 163 watts","LED Interior Parking Garage Lighting Fixtures",null,null,null,null,163,"Lighting","LED/Solid State","LED Interior Parking Garage Lighting Fixtures"]
[null,"LBLED PG 164","LED, Interior Parking Garage 164 watts","LED Interior Parking Garage Lighting Fixtures",null,null,null,null,164,"Lighting","LED/Solid State","LED Interior Parking Garage Lighting Fixtures"]
[null,"LBLED PG 165","LED, Interior Parking Garage 165 watts","LED Interior Parking Garage Lighting Fixtures",null,null,null,null,165,"Lighting","LED/Solid State","LED Interior Parking Garage Lighting Fixtures"]
[null,"LBLED PG 166","LED, Interior Parking Garage 166 watts","LED Interior Parking Garage Lighting Fixtures",null,null,null,null,166,"Lighting","LED/Solid State","LED Interior Parking Garage Lighting Fixtures"]
[null,"LBLED PG 167","LED, Interior Parking Garage 167 watts","LED Interior Parking Garage Lighting Fixtures",null,null,null,null,167,"Lighting","LED/Solid State","LED Interior Parking Garage Lighting Fixtures"]
[null,"LBLED PG 168","LED, Interior Parking Garage 168 watts","LED Interior Parking Garage Lighting Fixtures",null,null,null,null,168,"Lighting","LED/Solid State","LED Interior Parking Garage Lighting Fixtures"]
[null,"LBLED PG 169","LED, Interior Parking Garage 169 watts","LED Interior Parking Garage Lighting Fixtures",null,null,null,null,169,"Lighting","LED/Solid State","LED Interior Parking Garage Lighting Fixtures"]
[null,"LBLED PG 170","LED, Interior Parking Garage 170 watts","LED Interior Parking Garage Lighting Fixtures",null,null,null,null,170,"Lighting","LED/Solid State","LED Interior Parking Garage Lighting Fixtures"]
[null,"LBLED PG 171","LED, Interior Parking Garage 171 watts","LED Interior Parking Garage Lighting Fixtures",null,null,null,null,171,"Lighting","LED/Solid State","LED Interior Parking Garage Lighting Fixtures"]
[null,"LBLED PG 172","LED, Interior Parking Garage 172 watts","LED Interior Parking Garage Lighting Fixtures",null,null,null,null,172,"Lighting","LED/Solid State","LED Interior Parking Garage Lighting Fixtures"]
[null,"LBLED PG 173","LED, Interior Parking Garage 173 watts","LED Interior Parking Garage Lighting Fixtures",null,null,null,null,173,"Lighting","LED/Solid State","LED Interior Parking Garage Lighting Fixtures"]
[null,"LBLED PG 174","LED, Interior Parking Garage 174 watts","LED Interior Parking Garage Lighting Fixtures",null,null,null,null,174,"Lighting","LED/Solid State","LED Interior Parking Garage Lighting Fixtures"]
[null,"LBLED PG 175","LED, Interior Parking Garage 175 watts","LED Interior Parking Garage Lighting Fixtures",null,null,null,null,175,"Lighting","LED/Solid State","LED Interior Parking Garage Lighting Fixtures"]
[null,"LBLED PG 176","LED, Interior Parking Garage 176 watts","LED Interior Parking Garage Lighting Fixtures",null,null,null,null,176,"Lighting","LED/Solid State","LED Interior Parking Garage Lighting Fixtures"]
[null,"LBLED PG 177","LED, Interior Parking Garage 177 watts","LED Interior Parking Garage Lighting Fixtures",null,null,null,null,177,"Lighting","LED/Solid State","LED Interior Parking Garage Lighting Fixtures"]
[null,"LBLED PG 178","LED, Interior Parking Garage 178 watts","LED Interior Parking Garage Lighting Fixtures",null,null,null,null,178,"Lighting","LED/Solid State","LED Interior Parking Garage Lighting Fixtures"]
[null,"LBLED PG 179","LED, Interior Parking Garage 179 watts","LED Interior Parking Garage Lighting Fixtures",null,null,null,null,179,"Lighting","LED/Solid State","LED Interior Parking Garage Lighting Fixtures"]
[null,"LBLED PG 180","LED, Interior Parking Garage 180 watts","LED Interior Parking Garage Lighting Fixtures",null,null,null,null,180,"Lighting","LED/Solid State","LED Interior Parking Garage Lighting Fixtures"]
[null,"LBLED PG 181","LED, Interior Parking Garage 181 watts","LED Interior Parking Garage Lighting Fixtures",null,null,null,null,181,"Lighting","LED/Solid State","LED Interior Parking Garage Lighting Fixtures"]
[null,"LBLED PG 182","LED, Interior Parking Garage 182 watts","LED Interior Parking Garage Lighting Fixtures",null,null,null,null,182,"Lighting","LED/Solid State","LED Interior Parking Garage Lighting Fixtures"]
[null,"LBLED PG 183","LED, Interior Parking Garage 183 watts","LED Interior Parking Garage Lighting Fixtures",null,null,null,null,183,"Lighting","LED/Solid State","LED Interior Parking Garage Lighting Fixtures"]
[null,"LBLED PG 184","LED, Interior Parking Garage 184 watts","LED Interior Parking Garage Lighting Fixtures",null,null,null,null,184,"Lighting","LED/Solid State","LED Interior Parking Garage Lighting Fixtures"]
[null,"LBLED PG 185","LED, Interior Parking Garage 185 watts","LED Interior Parking Garage Lighting Fixtures",null,null,null,null,185,"Lighting","LED/Solid State","LED Interior Parking Garage Lighting Fixtures"]
[null,"LBLED PG 186","LED, Interior Parking Garage 186 watts","LED Interior Parking Garage Lighting Fixtures",null,null,null,null,186,"Lighting","LED/Solid State","LED Interior Parking Garage Lighting Fixtures"]
[null,"LBLED PG 187","LED, Interior Parking Garage 187 watts","LED Interior Parking Garage Lighting Fixtures",null,null,null,null,187,"Lighting","LED/Solid State","LED Interior Parking Garage Lighting Fixtures"]
[null,"LBLED PG 188","LED, Interior Parking Garage 188 watts","LED Interior Parking Garage Lighting Fixtures",null,null,null,null,188,"Lighting","LED/Solid State","LED Interior Parking Garage Lighting Fixtures"]
[null,"LBLED PG 189","LED, Interior Parking Garage 189 watts","LED Interior Parking Garage Lighting Fixtures",null,null,null,null,189,"Lighting","LED/Solid State","LED Interior Parking Garage Lighting Fixtures"]
[null,"LBLED PG 190","LED, Interior Parking Garage 190 watts","LED Interior Parking Garage Lighting Fixtures",null,null,null,null,190,"Lighting","LED/Solid State","LED Interior Parking Garage Lighting Fixtures"]
[null,"LBLED PG 191","LED, Interior Parking Garage 191 watts","LED Interior Parking Garage Lighting Fixtures",null,null,null,null,191,"Lighting","LED/Solid State","LED Interior Parking Garage Lighting Fixtures"]
[null,"LBLED PG 192","LED, Interior Parking Garage 192 watts","LED Interior Parking Garage Lighting Fixtures",null,null,null,null,192,"Lighting","LED/Solid State","LED Interior Parking Garage Lighting Fixtures"]
[null,"LBLED PG 193","LED, Interior Parking Garage 193 watts","LED Interior Parking Garage Lighting Fixtures",null,null,null,null,193,"Lighting","LED/Solid State","LED Interior Parking Garage Lighting Fixtures"]
[null,"LBLED PG 194","LED, Interior Parking Garage 194 watts","LED Interior Parking Garage Lighting Fixtures",null,null,null,null,194,"Lighting","LED/Solid State","LED Interior Parking Garage Lighting Fixtures"]
[null,"LBLED PG 195","LED, Interior Parking Garage 195 watts","LED Interior Parking Garage Lighting Fixtures",null,null,null,null,195,"Lighting","LED/Solid State","LED Interior Parking Garage Lighting Fixtures"]
[null,"LBLED PG 196","LED, Interior Parking Garage 196 watts","LED Interior Parking Garage Lighting Fixtures",null,null,null,null,196,"Lighting","LED/Solid State","LED Interior Parking Garage Lighting Fixtures"]
[null,"LBLED PG 197","LED, Interior Parking Garage 197 watts","LED Interior Parking Garage Lighting Fixtures",null,null,null,null,197,"Lighting","LED/Solid State",{"$f":"D1859","v":"LED Interior Parking Garage Lighting Fixtures"}]
[null,"LBLED PG 198","LED, Interior Parking Garage 198 watts","LED Interior Parking Garage Lighting Fixtures",null,null,null,null,198,"Lighting","LED/Solid State","LED Interior Parking Garage Lighting Fixtures"]
[null,"LBLED PG 199","LED, Interior Parking Garage 199 watts","LED Interior Parking Garage Lighting Fixtures",null,null,null,null,199,"Lighting","LED/Solid State","LED Interior Parking Garage Lighting Fixtures"]
[null,"LBLED PG 20","LED, Interior Parking Garage 20 watts","LED Interior Parking Garage Lighting Fixtures",null,null,null,null,20,"Lighting","LED/Solid State","LED Interior Parking Garage Lighting Fixtures"]
[null,"LBLED PG 200","LED, Interior Parking Garage 200 watts","LED Interior Parking Garage Lighting Fixtures",null,null,null,null,200,"Lighting","LED/Solid State","LED Interior Parking Garage Lighting Fixtures"]
[null,"LBLED PG 201","LED, Interior Parking Garage 201 watts","LED Interior Parking Garage Lighting Fixtures",null,null,null,null,201,"Lighting","LED/Solid State","LED Interior Parking Garage Lighting Fixtures"]
[null,"LBLED PG 202","LED, Interior Parking Garage 202 watts","LED Interior Parking Garage Lighting Fixtures",null,null,null,null,202,"Lighting","LED/Solid State","LED Interior Parking Garage Lighting Fixtures"]
[null,"LBLED PG 203","LED, Interior Parking Garage 203 watts","LED Interior Parking Garage Lighting Fixtures",null,null,null,null,203,"Lighting","LED/Solid State","LED Interior Parking Garage Lighting Fixtures"]
[null,"LBLED PG 204","LED, Interior Parking Garage 204 watts","LED Interior Parking Garage Lighting Fixtures",null,null,null,null,204,"Lighting","LED/Solid State","LED Interior Parking Garage Lighting Fixtures"]
[null,"LBLED PG 205","LED, Interior Parking Garage 205 watts","LED Interior Parking Garage Lighting Fixtures",null,null,null,null,205,"Lighting","LED/Solid State","LED Interior Parking Garage Lighting Fixtures"]
[null,"LBLED PG 206","LED, Interior Parking Garage 206 watts","LED Interior Parking Garage Lighting Fixtures",null,null,null,null,206,"Lighting","LED/Solid State","LED Interior Parking Garage Lighting Fixtures"]
[null,"LBLED PG 207","LED, Interior Parking Garage 207 watts","LED Interior Parking Garage Lighting Fixtures",null,null,null,null,207,"Lighting","LED/Solid State","LED Interior Parking Garage Lighting Fixtures"]
[null,"LBLED PG 208","LED, Interior Parking Garage 208 watts","LED Interior Parking Garage Lighting Fixtures",null,null,null,null,208,"Lighting","LED/Solid State","LED Interior Parking Garage Lighting Fixtures"]
[null,"LBLED PG 209","LED, Interior Parking Garage 209 watts","LED Interior Parking Garage Lighting Fixtures",null,null,null,null,209,"Lighting","LED/Solid State","LED Interior Parking Garage Lighting Fixtures"]
[null,"LBLED PG 21","LED, Interior Parking Garage 21 watts","LED Interior Parking Garage Lighting Fixtures",null,null,null,null,21,"Lighting","LED/Solid State","LED Interior Parking Garage Lighting Fixtures"]
[null,"LBLED PG 210","LED, Interior Parking Garage 210 watts","LED Interior Parking Garage Lighting Fixtures",null,null,null,null,210,"Lighting","LED/Solid State","LED Interior Parking Garage Lighting Fixtures"]
[null,"LBLED PG 211","LED, Interior Parking Garage 211 watts","LED Interior Parking Garage Lighting Fixtures",null,null,null,null,211,"Lighting","LED/Solid State","LED Interior Parking Garage Lighting Fixtures"]
[null,"LBLED PG 212","LED, Interior Parking Garage 212 watts","LED Interior Parking Garage Lighting Fixtures",null,null,null,null,212,"Lighting","LED/Solid State","LED Interior Parking Garage Lighting Fixtures"]
[null,"LBLED PG 213","LED, Interior Parking Garage 213 watts","LED Interior Parking Garage Lighting Fixtures",null,null,null,null,213,"Lighting","LED/Solid State","LED Interior Parking Garage Lighting Fixtures"]
[null,"LBLED PG 214","LED, Interior Parking Garage 214 watts","LED Interior Parking Garage Lighting Fixtures",null,null,null,null,214,"Lighting","LED/Solid State","LED Interior Parking Garage Lighting Fixtures"]
[null,"LBLED PG 215","LED, Interior Parking Garage 215 watts","LED Interior Parking Garage Lighting Fixtures",null,null,null,null,215,"Lighting","LED/Solid State","LED Interior Parking Garage Lighting Fixtures"]
[null,"LBLED PG 216","LED, Interior Parking Garage 216 watts","LED Interior Parking Garage Lighting Fixtures",null,null,null,null,216,"Lighting","LED/Solid State","LED Interior Parking Garage Lighting Fixtures"]
[null,"LBLED PG 217","LED, Interior Parking Garage 217 watts","LED Interior Parking Garage Lighting Fixtures",null,null,null,null,217,"Lighting","LED/Solid State","LED Interior Parking Garage Lighting Fixtures"]
[null,"LBLED PG 218","LED, Interior Parking Garage 218 watts","LED Interior Parking Garage Lighting Fixtures",null,null,null,null,218,"Lighting","LED/Solid State","LED Interior Parking Garage Lighting Fixtures"]
[null,"LBLED PG 219","LED, Interior Parking Garage 219 watts","LED Interior Parking Garage Lighting Fixtures",null,null,null,null,219,"Lighting","LED/Solid State","LED Interior Parking Garage Lighting Fixtures"]
[null,"LBLED PG 22","LED, Interior Parking Garage 22 watts","LED Interior Parking Garage Lighting Fixtures",null,null,null,null,22,"Lighting","LED/Solid State","LED Interior Parking Garage Lighting Fixtures"]
[null,"LBLED PG 220","LED, Interior Parking Garage 220 watts","LED Interior Parking Garage Lighting Fixtures",null,null,null,null,220,"Lighting","LED/Solid State","LED Interior Parking Garage Lighting Fixtures"]
[null,"LBLED PG 221","LED, Interior Parking Garage 221 watts","LED Interior Parking Garage Lighting Fixtures",null,null,null,null,221,"Lighting","LED/Solid State","LED Interior Parking Garage Lighting Fixtures"]
[null,"LBLED PG 222","LED, Interior Parking Garage 222 watts","LED Interior Parking Garage Lighting Fixtures",null,null,null,null,222,"Lighting","LED/Solid State","LED Interior Parking Garage Lighting Fixtures"]
[null,"LBLED PG 223","LED, Interior Parking Garage 223 watts","LED Interior Parking Garage Lighting Fixtures",null,null,null,null,223,"Lighting","LED/Solid State","LED Interior Parking Garage Lighting Fixtures"]
[null,"LBLED PG 224","LED, Interior Parking Garage 224 watts","LED Interior Parking Garage Lighting Fixtures",null,null,null,null,224,"Lighting","LED/Solid State","LED Interior Parking Garage Lighting Fixtures"]
[null,"LBLED PG 225","LED, Interior Parking Garage 225 watts","LED Interior Parking Garage Lighting Fixtures",null,null,null,null,225,"Lighting","LED/Solid State","LED Interior Parking Garage Lighting Fixtures"]
[null,"LBLED PG 226","LED, Interior Parking Garage 226 watts","LED Interior Parking Garage Lighting Fixtures",null,null,null,null,226,"Lighting","LED/Solid State","LED Interior Parking Garage Lighting Fixtures"]
[null,"LBLED PG 227","LED, Interior Parking Garage 227 watts","LED Interior Parking Garage Lighting Fixtures",null,null,null,null,227,"Lighting","LED/Solid State","LED Interior Parking Garage Lighting Fixtures"]
[null,"LBLED PG 228","LED, Interior Parking Garage 228 watts","LED Interior Parking Garage Lighting Fixtures",null,null,null,null,228,"Lighting","LED/Solid State","LED Interior Parking Garage Lighting Fixtures"]
[null,"LBLED PG 229","LED, Interior Parking Garage 229 watts","LED Interior Parking Garage Lighting Fixtures",null,null,null,null,229,"Lighting","LED/Solid State","LED Interior Parking Garage Lighting Fixtures"]
[null,"LBLED PG 23","LED, Interior Parking Garage 23 watts","LED Interior Parking Garage Lighting Fixtures",null,null,null,null,23,"Lighting","LED/Solid State","LED Interior Parking Garage Lighting Fixtures"]
[null,"LBLED PG 230","LED, Interior Parking Garage 230 watts","LED Interior Parking Garage Lighting Fixtures",null,null,null,null,230,"Lighting","LED/Solid State","LED Interior Parking Garage Lighting Fixtures"]
[null,"LBLED PG 231","LED, Interior Parking Garage 231 watts","LED Interior Parking Garage Lighting Fixtures",null,null,null,null,231,"Lighting","LED/Solid State","LED Interior Parking Garage Lighting Fixtures"]
[null,"LBLED PG 232","LED, Interior Parking Garage 232 watts","LED Interior Parking Garage Lighting Fixtures",null,null,null,null,232,"Lighting","LED/Solid State","LED Interior Parking Garage Lighting Fixtures"]
[null,"LBLED PG 233","LED, Interior Parking Garage 233 watts","LED Interior Parking Garage Lighting Fixtures",null,null,null,null,233,"Lighting","LED/Solid State","LED Interior Parking Garage Lighting Fixtures"]
[null,"LBLED PG 234","LED, Interior Parking Garage 234 watts","LED Interior Parking Garage Lighting Fixtures",null,null,null,null,234,"Lighting","LED/Solid State","LED Interior Parking Garage Lighting Fixtures"]
[null,"LBLED PG 235","LED, Interior Parking Garage 235 watts","LED Interior Parking Garage Lighting Fixtures",null,null,null,null,235,"Lighting","LED/Solid State","LED Interior Parking Garage Lighting Fixtures"]
[null,"LBLED PG 236","LED, Interior Parking Garage 236 watts","LED Interior Parking Garage Lighting Fixtures",null,null,null,null,236,"Lighting","LED/Solid State","LED Interior Parking Garage Lighting Fixtures"]
[null,"LBLED PG 237","LED, Interior Parking Garage 237 watts","LED Interior Parking Garage Lighting Fixtures",null,null,null,null,237,"Lighting","LED/Solid State","LED Interior Parking Garage Lighting Fixtures"]
[null,"LBLED PG 238","LED, Interior Parking Garage 238 watts","LED Interior Parking Garage Lighting Fixtures",null,null,null,null,238,"Lighting","LED/Solid State","LED Interior Parking Garage Lighting Fixtures"]
[null,"LBLED PG 239","LED, Interior Parking Garage 239 watts","LED Interior Parking Garage Lighting Fixtures",null,null,null,null,239,"Lighting","LED/Solid State","LED Interior Parking Garage Lighting Fixtures"]
[null,"LBLED PG 24","LED, Interior Parking Garage 24 watts","LED Interior Parking Garage Lighting Fixtures",null,null,null,null,24,"Lighting","LED/Solid State","LED Interior Parking Garage Lighting Fixtures"]
[null,"LBLED PG 240","LED, Interior Parking Garage 240 watts","LED Interior Parking Garage Lighting Fixtures",null,null,null,null,240,"Lighting","LED/Solid State","LED Interior Parking Garage Lighting Fixtures"]
[null,"LBLED PG 241","LED, Interior Parking Garage 241 watts","LED Interior Parking Garage Lighting Fixtures",null,null,null,null,241,"Lighting","LED/Solid State","LED Interior Parking Garage Lighting Fixtures"]
[null,"LBLED PG 242","LED, Interior Parking Garage 242 watts","LED Interior Parking Garage Lighting Fixtures",null,null,null,null,242,"Lighting","LED/Solid State","LED Interior Parking Garage Lighting Fixtures"]
[null,"LBLED PG 243","LED, Interior Parking Garage 243 watts","LED Interior Parking Garage Lighting Fixtures",null,null,null,null,243,"Lighting","LED/Solid State","LED Interior Parking Garage Lighting Fixtures"]
[null,"LBLED PG 244","LED, Interior Parking Garage 244 watts","LED Interior Parking Garage Lighting Fixtures",null,null,null,null,244,"Lighting","LED/Solid State","LED Interior Parking Garage Lighting Fixtures"]
[null,"LBLED PG 245","LED, Interior Parking Garage 245 watts","LED Interior Parking Garage Lighting Fixtures",null,null,null,null,245,"Lighting","LED/Solid State","LED Interior Parking Garage Lighting Fixtures"]
[null,"LBLED PG 246","LED, Interior Parking Garage 246 watts","LED Interior Parking Garage Lighting Fixtures",null,null,null,null,246,"Lighting","LED/Solid State","LED Interior Parking Garage Lighting Fixtures"]
[null,"LBLED PG 247","LED, Interior Parking Garage 247 watts","LED Interior Parking Garage Lighting Fixtures",null,null,null,null,247,"Lighting","LED/Solid State","LED Interior Parking Garage Lighting Fixtures"]
[null,"LBLED PG 248","LED, Interior Parking Garage 248 watts","LED Interior Parking Garage Lighting Fixtures",null,null,null,null,248,"Lighting","LED/Solid State","LED Interior Parking Garage Lighting Fixtures"]
[null,"LBLED PG 249","LED, Interior Parking Garage 249 watts","LED Interior Parking Garage Lighting Fixtures",null,null,null,null,249,"Lighting","LED/Solid State","LED Interior Parking Garage Lighting Fixtures"]
[null,"LBLED PG 25","LED, Interior Parking Garage 25 watts","LED Interior Parking Garage Lighting Fixtures",null,null,null,null,25,"Lighting","LED/Solid State","LED Interior Parking Garage Lighting Fixtures"]
[null,"LBLED PG 250","LED, Interior Parking Garage 250 watts","LED Interior Parking Garage Lighting Fixtures",null,null,null,null,250,"Lighting","LED/Solid State","LED Interior Parking Garage Lighting Fixtures"]
[null,"LBLED PG 26","LED, Interior Parking Garage 26 watts","LED Interior Parking Garage Lighting Fixtures",null,null,null,null,26,"Lighting","LED/Solid State","LED Interior Parking Garage Lighting Fixtures"]
[null,"LBLED PG 27","LED, Interior Parking Garage 27 watts","LED Interior Parking Garage Lighting Fixtures",null,null,null,null,27,"Lighting","LED/Solid State","LED Interior Parking Garage Lighting Fixtures"]
[null,"LBLED PG 28","LED, Interior Parking Garage 28 watts","LED Interior Parking Garage Lighting Fixtures",null,null,null,null,28,"Lighting","LED/Solid State","LED Interior Parking Garage Lighting Fixtures"]
[null,"LBLED PG 29","LED, Interior Parking Garage 29 watts","LED Interior Parking Garage Lighting Fixtures",null,null,null,null,29,"Lighting","LED/Solid State","LED Interior Parking Garage Lighting Fixtures"]
[null,"LBLED PG 30","LED, Interior Parking Garage 30 watts","LED Interior Parking Garage Lighting Fixtures",null,null,null,null,30,"Lighting","LED/Solid State",{"$f":"D1923","v":"LED Interior Parking Garage Lighting Fixtures"}]
[null,"LBLED PG 31","LED, Interior Parking Garage 31 watts","LED Interior Parking Garage Lighting Fixtures",null,null,null,null,31,"Lighting","LED/Solid State","LED Interior Parking Garage Lighting Fixtures"]
[null,"LBLED PG 32","LED, Interior Parking Garage 32 watts","LED Interior Parking Garage Lighting Fixtures",null,null,null,null,32,"Lighting","LED/Solid State","LED Interior Parking Garage Lighting Fixtures"]
[null,"LBLED PG 33","LED, Interior Parking Garage 33 watts","LED Interior Parking Garage Lighting Fixtures",null,null,null,null,33,"Lighting","LED/Solid State","LED Interior Parking Garage Lighting Fixtures"]
[null,"LBLED PG 34","LED, Interior Parking Garage 34 watts","LED Interior Parking Garage Lighting Fixtures",null,null,null,null,34,"Lighting","LED/Solid State","LED Interior Parking Garage Lighting Fixtures"]
[null,"LBLED PG 35","LED, Interior Parking Garage 35 watts","LED Interior Parking Garage Lighting Fixtures",null,null,null,null,35,"Lighting","LED/Solid State","LED Interior Parking Garage Lighting Fixtures"]
[null,"LBLED PG 36","LED, Interior Parking Garage 36 watts","LED Interior Parking Garage Lighting Fixtures",null,null,null,null,36,"Lighting","LED/Solid State","LED Interior Parking Garage Lighting Fixtures"]
[null,"LBLED PG 37","LED, Interior Parking Garage 37 watts","LED Interior Parking Garage Lighting Fixtures",null,null,null,null,37,"Lighting","LED/Solid State","LED Interior Parking Garage Lighting Fixtures"]
[null,"LBLED PG 38","LED, Interior Parking Garage 38 watts","LED Interior Parking Garage Lighting Fixtures",null,null,null,null,38,"Lighting","LED/Solid State","LED Interior Parking Garage Lighting Fixtures"]
[null,"LBLED PG 39","LED, Interior Parking Garage 39 watts","LED Interior Parking Garage Lighting Fixtures",null,null,null,null,39,"Lighting","LED/Solid State","LED Interior Parking Garage Lighting Fixtures"]
[null,"LBLED PG 40","LED, Interior Parking Garage 40 watts","LED Interior Parking Garage Lighting Fixtures",null,null,null,null,40,"Lighting","LED/Solid State","LED Interior Parking Garage Lighting Fixtures"]
[null,"LBLED PG 41","LED, Interior Parking Garage 41 watts","LED Interior Parking Garage Lighting Fixtures",null,null,null,null,41,"Lighting","LED/Solid State","LED Interior Parking Garage Lighting Fixtures"]
[null,"LBLED PG 42","LED, Interior Parking Garage 42 watts","LED Interior Parking Garage Lighting Fixtures",null,null,null,null,42,"Lighting","LED/Solid State","LED Interior Parking Garage Lighting Fixtures"]
[null,"LBLED PG 43","LED, Interior Parking Garage 43 watts","LED Interior Parking Garage Lighting Fixtures",null,null,null,null,43,"Lighting","LED/Solid State","LED Interior Parking Garage Lighting Fixtures"]
[null,"LBLED PG 44","LED, Interior Parking Garage 44 watts","LED Interior Parking Garage Lighting Fixtures",null,null,null,null,44,"Lighting","LED/Solid State","LED Interior Parking Garage Lighting Fixtures"]
[null,"LBLED PG 45","LED, Interior Parking Garage 45 watts","LED Interior Parking Garage Lighting Fixtures",null,null,null,null,45,"Lighting","LED/Solid State","LED Interior Parking Garage Lighting Fixtures"]
[null,"LBLED PG 46","LED, Interior Parking Garage 46 watts","LED Interior Parking Garage Lighting Fixtures",null,null,null,null,46,"Lighting","LED/Solid State","LED Interior Parking Garage Lighting Fixtures"]
[null,"LBLED PG 47","LED, Interior Parking Garage 47 watts","LED Interior Parking Garage Lighting Fixtures",null,null,null,null,47,"Lighting","LED/Solid State","LED Interior Parking Garage Lighting Fixtures"]
[null,"LBLED PG 48","LED, Interior Parking Garage 48 watts","LED Interior Parking Garage Lighting Fixtures",null,null,null,null,48,"Lighting","LED/Solid State","LED Interior Parking Garage Lighting Fixtures"]
[null,"LBLED PG 49","LED, Interior Parking Garage 49 watts","LED Interior Parking Garage Lighting Fixtures",null,null,null,null,49,"Lighting","LED/Solid State","LED Interior Parking Garage Lighting Fixtures"]
[null,"LBLED PG 50","LED, Interior Parking Garage 50 watts","LED Interior Parking Garage Lighting Fixtures",null,null,null,null,50,"Lighting","LED/Solid State","LED Interior Parking Garage Lighting Fixtures"]
[null,"LBLED PG 51","LED, Interior Parking Garage 51 watts","LED Interior Parking Garage Lighting Fixtures",null,null,null,null,51,"Lighting","LED/Solid State","LED Interior Parking Garage Lighting Fixtures"]
[null,"LBLED PG 52","LED, Interior Parking Garage 52 watts","LED Interior Parking Garage Lighting Fixtures",null,null,null,null,52,"Lighting","LED/Solid State","LED Interior Parking Garage Lighting Fixtures"]
[null,"LBLED PG 53","LED, Interior Parking Garage 53 watts","LED Interior Parking Garage Lighting Fixtures",null,null,null,null,53,"Lighting","LED/Solid State","LED Interior Parking Garage Lighting Fixtures"]
[null,"LBLED PG 54","LED, Interior Parking Garage 54 watts","LED Interior Parking Garage Lighting Fixtures",null,null,null,null,54,"Lighting","LED/Solid State","LED Interior Parking Garage Lighting Fixtures"]
[null,"LBLED PG 55","LED, Interior Parking Garage 55 watts","LED Interior Parking Garage Lighting Fixtures",null,null,null,null,55,"Lighting","LED/Solid State","LED Interior Parking Garage Lighting Fixtures"]
[null,"LBLED PG 56","LED, Interior Parking Garage 56 watts","LED Interior Parking Garage Lighting Fixtures",null,null,null,null,56,"Lighting","LED/Solid State","LED Interior Parking Garage Lighting Fixtures"]
[null,"LBLED PG 57","LED, Interior Parking Garage 57 watts","LED Interior Parking Garage Lighting Fixtures",null,null,null,null,57,"Lighting","LED/Solid State","LED Interior Parking Garage Lighting Fixtures"]
[null,"LBLED PG 58","LED, Interior Parking Garage 58 watts","LED Interior Parking Garage Lighting Fixtures",null,null,null,null,58,"Lighting","LED/Solid State","LED Interior Parking Garage Lighting Fixtures"]
[null,"LBLED PG 59","LED, Interior Parking Garage 59 watts","LED Interior Parking Garage Lighting Fixtures",null,null,null,null,59,"Lighting","LED/Solid State","LED Interior Parking Garage Lighting Fixtures"]
[null,"LBLED PG 60","LED, Interior Parking Garage 60 watts","LED Interior Parking Garage Lighting Fixtures",null,null,null,null,60,"Lighting","LED/Solid State","LED Interior Parking Garage Lighting Fixtures"]
[null,"LBLED PG 61","LED, Interior Parking Garage 61 watts","LED Interior Parking Garage Lighting Fixtures",null,null,null,null,61,"Lighting","LED/Solid State","LED Interior Parking Garage Lighting Fixtures"]
[null,"LBLED PG 62","LED, Interior Parking Garage 62 watts","LED Interior Parking Garage Lighting Fixtures",null,null,null,null,62,"Lighting","LED/Solid State","LED Interior Parking Garage Lighting Fixtures"]
[null,"LBLED PG 63","LED, Interior Parking Garage 63 watts","LED Interior Parking Garage Lighting Fixtures",null,null,null,null,63,"Lighting","LED/Solid State","LED Interior Parking Garage Lighting Fixtures"]
[null,"LBLED PG 64","LED, Interior Parking Garage 64 watts","LED Interior Parking Garage Lighting Fixtures",null,null,null,null,64,"Lighting","LED/Solid State","LED Interior Parking Garage Lighting Fixtures"]
[null,"LBLED PG 65","LED, Interior Parking Garage 65 watts","LED Interior Parking Garage Lighting Fixtures",null,null,null,null,65,"Lighting","LED/Solid State","LED Interior Parking Garage Lighting Fixtures"]
[null,"LBLED PG 66","LED, Interior Parking Garage 66 watts","LED Interior Parking Garage Lighting Fixtures",null,null,null,null,66,"Lighting","LED/Solid State","LED Interior Parking Garage Lighting Fixtures"]
[null,"LBLED PG 67","LED, Interior Parking Garage 67 watts","LED Interior Parking Garage Lighting Fixtures",null,null,null,null,67,"Lighting","LED/Solid State","LED Interior Parking Garage Lighting Fixtures"]
[null,"LBLED PG 68","LED, Interior Parking Garage 68 watts","LED Interior Parking Garage Lighting Fixtures",null,null,null,null,68,"Lighting","LED/Solid State","LED Interior Parking Garage Lighting Fixtures"]
[null,"LBLED PG 69","LED, Interior Parking Garage 69 watts","LED Interior Parking Garage Lighting Fixtures",null,null,null,null,69,"Lighting","LED/Solid State","LED Interior Parking Garage Lighting Fixtures"]
[null,"LBLED PG 70","LED, Interior Parking Garage 70 watts","LED Interior Parking Garage Lighting Fixtures",null,null,null,null,70,"Lighting","LED/Solid State","LED Interior Parking Garage Lighting Fixtures"]
[null,"LBLED PG 71","LED, Interior Parking Garage 71 watts","LED Interior Parking Garage Lighting Fixtures",null,null,null,null,71,"Lighting","LED/Solid State","LED Interior Parking Garage Lighting Fixtures"]
[null,"LBLED PG 72","LED, Interior Parking Garage 72 watts","LED Interior Parking Garage Lighting Fixtures",null,null,null,null,72,"Lighting","LED/Solid State","LED Interior Parking Garage Lighting Fixtures"]
[null,"LBLED PG 73","LED, Interior Parking Garage 73 watts","LED Interior Parking Garage Lighting Fixtures",null,null,null,null,73,"Lighting","LED/Solid State","LED Interior Parking Garage Lighting Fixtures"]
[null,"LBLED PG 74","LED, Interior Parking Garage 74 watts","LED Interior Parking Garage Lighting Fixtures",null,null,null,null,74,"Lighting","LED/Solid State","LED Interior Parking Garage Lighting Fixtures"]
[null,"LBLED PG 75","LED, Interior Parking Garage 75 watts","LED Interior Parking Garage Lighting Fixtures",null,null,null,null,75,"Lighting","LED/Solid State","LED Interior Parking Garage Lighting Fixtures"]
[null,"LBLED PG 76","LED, Interior Parking Garage 76 watts","LED Interior Parking Garage Lighting Fixtures",null,null,null,null,76,"Lighting","LED/Solid State","LED Interior Parking Garage Lighting Fixtures"]
[null,"LBLED PG 77","LED, Interior Parking Garage 77 watts","LED Interior Parking Garage Lighting Fixtures",null,null,null,null,77,"Lighting","LED/Solid State","LED Interior Parking Garage Lighting Fixtures"]
[null,"LBLED PG 78","LED, Interior Parking Garage 78 watts","LED Interior Parking Garage Lighting Fixtures",null,null,null,null,78,"Lighting","LED/Solid State","LED Interior Parking Garage Lighting Fixtures"]
[null,"LBLED PG 79","LED, Interior Parking Garage 79 watts","LED Interior Parking Garage Lighting Fixtures",null,null,null,null,79,"Lighting","LED/Solid State","LED Interior Parking Garage Lighting Fixtures"]
[null,"LBLED PG 80","LED, Interior Parking Garage 80 watts","LED Interior Parking Garage Lighting Fixtures",null,null,null,null,80,"Lighting","LED/Solid State","LED Interior Parking Garage Lighting Fixtures"]
[null,"LBLED PG 81","LED, Interior Parking Garage 81 watts","LED Interior Parking Garage Lighting Fixtures",null,null,null,null,81,"Lighting","LED/Solid State","LED Interior Parking Garage Lighting Fixtures"]
[null,"LBLED PG 82","LED, Interior Parking Garage 82 watts","LED Interior Parking Garage Lighting Fixtures",null,null,null,null,82,"Lighting","LED/Solid State","LED Interior Parking Garage Lighting Fixtures"]
[null,"LBLED PG 83","LED, Interior Parking Garage 83 watts","LED Interior Parking Garage Lighting Fixtures",null,null,null,null,83,"Lighting","LED/Solid State","LED Interior Parking Garage Lighting Fixtures"]
[null,"LBLED PG 84","LED, Interior Parking Garage 84 watts","LED Interior Parking Garage Lighting Fixtures",null,null,null,null,84,"Lighting","LED/Solid State","LED Interior Parking Garage Lighting Fixtures"]
[null,"LBLED PG 85","LED, Interior Parking Garage 85 watts","LED Interior Parking Garage Lighting Fixtures",null,null,null,null,85,"Lighting","LED/Solid State","LED Interior Parking Garage Lighting Fixtures"]
[null,"LBLED PG 86","LED, Interior Parking Garage 86 watts","LED Interior Parking Garage Lighting Fixtures",null,null,null,null,86,"Lighting","LED/Solid State","LED Interior Parking Garage Lighting Fixtures"]
[null,"LBLED PG 87","LED, Interior Parking Garage 87 watts","LED Interior Parking Garage Lighting Fixtures",null,null,null,null,87,"Lighting","LED/Solid State","LED Interior Parking Garage Lighting Fixtures"]
[null,"LBLED PG 88","LED, Interior Parking Garage 88 watts","LED Interior Parking Garage Lighting Fixtures",null,null,null,null,88,"Lighting","LED/Solid State","LED Interior Parking Garage Lighting Fixtures"]
[null,"LBLED PG 89","LED, Interior Parking Garage 89 watts","LED Interior Parking Garage Lighting Fixtures",null,null,null,null,89,"Lighting","LED/Solid State","LED Interior Parking Garage Lighting Fixtures"]
[null,"LBLED PG 90","LED, Interior Parking Garage 90 watts","LED Interior Parking Garage Lighting Fixtures",null,null,null,null,90,"Lighting","LED/Solid State","LED Interior Parking Garage Lighting Fixtures"]
[null,"LBLED PG 91","LED, Interior Parking Garage 91 watts","LED Interior Parking Garage Lighting Fixtures",null,null,null,null,91,"Lighting","LED/Solid State","LED Interior Parking Garage Lighting Fixtures"]
[null,"LBLED PG 92","LED, Interior Parking Garage 92 watts","LED Interior Parking Garage Lighting Fixtures",null,null,null,null,92,"Lighting","LED/Solid State","LED Interior Parking Garage Lighting Fixtures"]
[null,"LBLED PG 93","LED, Interior Parking Garage 93 watts","LED Interior Parking Garage Lighting Fixtures",null,null,null,null,93,"Lighting","LED/Solid State","LED Interior Parking Garage Lighting Fixtures"]
[null,"LBLED PG 94","LED, Interior Parking Garage 94 watts","LED Interior Parking Garage Lighting Fixtures",null,null,null,null,94,"Lighting","LED/Solid State",{"$f":"D1987","v":"LED Interior Parking Garage Lighting Fixtures"}]
[null,"LBLED PG 95","LED, Interior Parking Garage 95 watts","LED Interior Parking Garage Lighting Fixtures",null,null,null,null,95,"Lighting","LED/Solid State","LED Interior Parking Garage Lighting Fixtures"]
[null,"LBLED PG 96","LED, Interior Parking Garage 96 watts","LED Interior Parking Garage Lighting Fixtures",null,null,null,null,96,"Lighting","LED/Solid State","LED Interior Parking Garage Lighting Fixtures"]
[null,"LBLED PG 97","LED, Interior Parking Garage 97 watts","LED Interior Parking Garage Lighting Fixtures",null,null,null,null,97,"Lighting","LED/Solid State","LED Interior Parking Garage Lighting Fixtures"]
[null,"LBLED PG 98","LED, Interior Parking Garage 98 watts","LED Interior Parking Garage Lighting Fixtures",null,null,null,null,98,"Lighting","LED/Solid State","LED Interior Parking Garage Lighting Fixtures"]
[null,"LBLED PG 99","LED, Interior Parking Garage 99 watts","LED Interior Parking Garage Lighting Fixtures",null,null,null,null,99,"Lighting","LED/Solid State","LED Interior Parking Garage Lighting Fixtures"]
[null,"MH100/1","Metal Halide, (1) 100W lamp ","Metal Halide",null,null,1,100,128,"Lighting","HIDs","Metal Halide"]
[null,"MH1000/1","Metal Halide, (1) 1000W lamp ","Metal Halide",null,null,1,1000,1080,"Lighting","HIDs","Metal Halide"]
[null,"MH150/1","Metal Halide, (1) 150W lamp ","Metal Halide",null,null,1,150,190,"Lighting","HIDs","Metal Halide"]
[null,"MH1500/1","Metal Halide, (1) 1500W lamp ","Metal Halide",null,null,1,1500,1610,"Lighting","HIDs","LED/Solid State"]
[null,"MH175/1","Metal Halide, (1) 175W lamp ","Metal Halide",null,null,1,175,215,"Lighting","HIDs","Fluorescent"]
[null,"MH1800/1","Metal Halide, (1) 1800W lamp ","Metal Halide",null,null,1,1800,1875,"Lighting","HIDs","HIDs"]
[null,"MH200/1","Metal Halide, (1) 200W lamp ","Metal Halide",null,null,1,200,232,"Lighting","HIDs","CFL"]
[null,"MH250/1","Metal Halide, (1) 250W lamp ","Metal Halide",null,null,1,250,295,"Lighting","HIDs","Incandescent"]
[null,"MH300/1","Metal Halide, (1) 300W lamp ","Metal Halide",null,null,1,300,342,"Lighting","HIDs","Incandescent"]
[null,"MH32/1","Metal Halide, (1) 32W lamp ","Metal Halide",null,null,1,32,43,"Lighting","HIDs","Incandescent"]
[null,"MH320/1","Metal Halide, (1) 320W lamp ","Metal Halide",null,null,1,320,365,"Lighting","HIDs","Incandescent"]
[null,"MH35/1","Metal Halide, (1) 35W lamp ","Metal Halide",null,null,1,35,44,"Lighting","HIDs","Incandescent"]
[null,"MH350/1","Metal Halide, (1) 350W lamp ","Metal Halide",null,null,1,350,400,"Lighting","HIDs","Incandescent"]
[null,"MH360/1","Metal Halide, (1) 360W lamp ","Metal Halide",null,null,1,360,430,"Lighting","HIDs","Incandescent"]
[null,"MH400/1","Metal Halide, (1) 400W lamp ","Metal Halide",null,null,1,400,458,"Lighting","HIDs","Incandescent"]
[null,"MH400/2","Metal Halide, (2) 400W lamp ","Metal Halide",null,null,2,400,916,"Lighting","HIDs","Incandescent"]
[null,"MH450/1","Metal Halide, (1) 450W lamp ","Metal Halide",null,null,1,450,508,"Lighting","HIDs","Incandescent"]
[null,"MH50/1","Metal Halide, (1) 50W lamp ","Metal Halide",null,null,1,50,72,"Lighting","HIDs","Incandescent"]
[null,"MH70/1","Metal Halide, (1) 70W lamp ","Metal Halide",null,null,1,70,95,"Lighting","HIDs","Incandescent"]
[null,"MH750/1","Metal Halide, (1) 750W lamp ","Metal Halide",null,null,1,750,850,"Lighting","HIDs","Incandescent"]
[null,"MHPS/LR/100/1","Metal Halide Pulse Start, (1) 100W lamp w/ Linear Reactor Ballast ","Metal Halide",null,null,1,100,118,"Lighting","HIDs","Incandescent"]
[null,"MHPS/LR/150/1","Metal Halide Pulse Start, (1) 150W lamp w/ Linear Reactor Ballast ","Metal Halide",null,null,1,150,170,"Lighting","HIDs","Incandescent"]
[null,"MHPS/LR/175/1","Metal Halide Pulse Start, (1) 175W lamp w/ Linear Reactor Ballast ","Metal Halide",null,null,1,175,194,"Lighting","HIDs","Incandescent"]
[null,"MHPS/LR/200/1","Metal Halide Pulse Start, (1) 200W lamp w/ Linear Reactor Ballast ","Metal Halide",null,null,1,200,219,"Lighting","HIDs","Incandescent"]
[null,"MHPS/LR/250/1","Metal Halide Pulse Start, (1) 250W lamp w/ Linear Reactor Ballast ","Metal Halide",null,null,1,250,275,"Lighting","HIDs","Incandescent"]
[null,"MHPS/LR/300/1","Metal Halide Pulse Start, (1) 300W lamp w/ Linear Reactor Ballast ","Metal Halide",null,null,1,300,324,"Lighting","HIDs","Incandescent"]
[null,"MHPS/LR/320/1","Metal Halide Pulse Start, (1) 320W lamp w/ Linear Reactor Ballast ","Metal Halide",null,null,1,320,349,"Lighting","HIDs","Incandescent"]
[null,"MHPS/LR/350/1","Metal Halide Pulse Start, (1) 350W lamp w/ Linear Reactor Ballast ","Metal Halide",null,null,1,350,380,"Lighting","HIDs","Incandescent"]
[null,"MHPS/LR/400/1","Metal Halide Pulse Start, (1) 400W lamp w/ Linear Reactor Ballast ","Metal Halide",null,null,1,400,435,"Lighting","HIDs","Incandescent"]
[null,"MHPS/LR/450/1","Metal Halide Pulse Start, (1) 450W lamp w/ Linear Reactor Ballast ","Metal Halide",null,null,1,450,485,"Lighting","HIDs","Incandescent"]
[null,"MHPS/LR/750/1","Metal Halide Pulse Start, (1) 750W lamp w/ Linear Reactor Ballast ","Metal Halide",null,null,1,750,805,"Lighting","HIDs","Incandescent"]
[null,"MHPS/SCWA/10 0/1","Metal Halide Pulse Start, (1) 100W lamp w/ Super Constant Wattage Autotransformer Ballast ","Metal Halide",null,null,1,100,128,"Lighting","HIDs","Incandescent"]
[null,"MHPS/SCWA/10 00/1","Metal Halide Pulse Start, (1) 1000W lamp w/ Super Constant Wattage Autotransformer Ballast ","Metal Halide",null,null,1,1000,1080,"Lighting","HIDs","Incandescent"]
[null,"MHPS/SCWA/15 0/1","Metal Halide Pulse Start, (1) 150W lamp w/ Super Constant Wattage Autotransformer Ballast ","Metal Halide",null,null,1,150,190,"Lighting","HIDs","Incandescent"]
[null,"MHPS/SCWA/17 5/1","Metal Halide Pulse Start, (1) 175W lamp w/ Super Constant Wattage Autotransformer Ballast ","Metal Halide",null,null,1,175,208,"Lighting","HIDs","Incandescent"]
[null,"MHPS/SCWA/20 0/1","Metal Halide Pulse Start, (1) 200W lamp w/ Super Constant Wattage Autotransformer Ballast ","Metal Halide",null,null,1,200,232,"Lighting","HIDs","Incandescent"]
[null,"MHPS/SCWA/25 0/1","Metal Halide Pulse Start, (1) 250W lamp w/ Super Constant Wattage Autotransformer Ballast ","Metal Halide",null,null,1,250,288,"Lighting","HIDs","Incandescent"]
[null,"MHPS/SCWA/30 0/1","Metal Halide Pulse Start, (1) 300W lamp w/ Super Constant Wattage Autotransformer Ballast ","Metal Halide",null,null,1,300,342,"Lighting","HIDs","Incandescent"]
[null,"MHPS/SCWA/32 0/1","Metal Halide Pulse Start, (1) 320W lamp w/ Super Constant Wattage Autotransformer Ballast ","Metal Halide",null,null,1,320,368,"Lighting","HIDs","Incandescent"]
[null,"MHPS/SCWA/35 0/1","Metal Halide Pulse Start, (1) 350W lamp w/ Super Constant Wattage Autotransformer Ballast ","Metal Halide",null,null,1,350,400,"Lighting","HIDs","Incandescent"]
[null,"MHPS/SCWA/40 0/1","Metal Halide Pulse Start, (1) 400W lamp w/ Super Constant Wattage Autotransformer Ballast ","Metal Halide",null,null,1,400,450,"Lighting","HIDs","Incandescent"]
[null,"MHPS/SCWA/45 0/1","Metal Halide Pulse Start, (1) 450W lamp w/ Super Constant Wattage Autotransformer Ballast ","Metal Halide",null,null,1,450,506,"Lighting","HIDs","Incandescent"]
[null,"MHPS/SCWA/75 0/1","Metal Halide Pulse Start, (1) 750W lamp w/ Super Constant Wattage Autotransformer Ballast ","Metal Halide",null,null,1,750,815,"Lighting","HIDs","Incandescent"]
[null,"MV100/1","Mercury Vapor, (1) 100W lamp ","Mercury Vapor",null,null,1,100,125,"Lighting","HIDs","Incandescent"]
[null,"MV1000/1","Mercury Vapor, (1) 1000W lamp ","Mercury Vapor",null,null,1,1000,1075,"Lighting","HIDs","Incandescent"]
[null,"MV175/1","Mercury Vapor, (1) 175W lamp ","Mercury Vapor",null,null,1,175,205,"Lighting","HIDs","Incandescent"]
[null,"MV250/1","Mercury Vapor, (1) 250W lamp ","Mercury Vapor",null,null,1,250,290,"Lighting","HIDs","Incandescent"]
[null,"MV40/1","Mercury Vapor, (1) 40W lamp ","Mercury Vapor",null,null,1,40,50,"Lighting","HIDs","Incandescent"]
[null,"MV400/1","Mercury Vapor, (1) 400W lamp ","Mercury Vapor",null,null,1,400,455,"Lighting","HIDs","Incandescent"]
[null,"MV400/2","Mercury Vapor, (2) 400W lamp ","Mercury Vapor",null,null,2,400,910,"Lighting","HIDs","Incandescent"]
[null,"MV50/1","Mercury Vapor, (1) 50W lamp ","Mercury Vapor",null,null,1,50,74,"Lighting","HIDs","Incandescent"]
[null,"MV700/1","Mercury Vapor, (1) 700W lamp ","Mercury Vapor",null,null,1,700,780,"Lighting","HIDs","Incandescent"]
[null,"MV75/1","Mercury Vapor, (1) 75W lamp ","Mercury Vapor",null,null,1,75,93,"Lighting","HIDs","Incandescent"]
[null,"No Rec","No Recommendation","No Recommendation",null,null,null,"--","--","Lighting",null,"Incandescent"]
[null,"QL165/1","QL Induction, (1) 165W lamp ","Induction",null,null,1,165,165,"Lighting","LED/Solid State","Incandescent"]
[null,"QL55/1","QL Induction, (1) 55W lamp ","Induction",null,null,1,55,55,"Lighting","LED/Solid State","Incandescent"]
[null,"QL85/1","QL Induction, (1) 85W lamp ","Induction",null,null,1,85,85,"Lighting","LED/Solid State","Incandescent"]
[null,"RLED 1","LED, Refrigerated Case Lighting 1 watts","Refrigerated Case Lighting",null,null,null,null,1,"Lighting","LED/Solid State","Incandescent"]
[null,"RLED 10","LED, Refrigerated Case Lighting 10 watts","Refrigerated Case Lighting",null,null,null,null,10,"Lighting","LED/Solid State","Incandescent"]
[null,"RLED 11","LED, Refrigerated Case Lighting 11 watts","Refrigerated Case Lighting",null,null,null,null,11,"Lighting","LED/Solid State","Incandescent"]
[null,"RLED 12","LED, Refrigerated Case Lighting 12 watts","Refrigerated Case Lighting",null,null,null,null,12,"Lighting","LED/Solid State","Incandescent"]
[null,"RLED 13","LED, Refrigerated Case Lighting 13 watts","Refrigerated Case Lighting",null,null,null,null,13,"Lighting","LED/Solid State","Incandescent"]
[null,"RLED 14","LED, Refrigerated Case Lighting 14 watts","Refrigerated Case Lighting",null,null,null,null,14,"Lighting","LED/Solid State","Incandescent"]
[null,"RLED 15","LED, Refrigerated Case Lighting 15 watts","Refrigerated Case Lighting",null,null,null,null,15,"Lighting","LED/Solid State","Incandescent"]
[null,"RLED 16","LED, Refrigerated Case Lighting 16 watts","Refrigerated Case Lighting",null,null,null,null,16,"Lighting","LED/Solid State","Incandescent"]
[null,"RLED 17","LED, Refrigerated Case Lighting 17 watts","Refrigerated Case Lighting",null,null,null,null,17,"Lighting","LED/Solid State","Incandescent"]
[null,"RLED 18","LED, Refrigerated Case Lighting 18 watts","Refrigerated Case Lighting",null,null,null,null,18,"Lighting","LED/Solid State","Incandescent"]
[null,"RLED 19","LED, Refrigerated Case Lighting 19 watts","Refrigerated Case Lighting",null,null,null,null,19,"Lighting","LED/Solid State","Incandescent"]
[null,"RLED 2","LED, Refrigerated Case Lighting 2 watts","Refrigerated Case Lighting",null,null,null,null,2,"Lighting","LED/Solid State","Incandescent"]
[null,"RLED 20","LED, Refrigerated Case Lighting 20 watts","Refrigerated Case Lighting",null,null,null,null,20,"Lighting","LED/Solid State","Incandescent"]
[null,"RLED 22","LED, Refrigerated Case Lighting 22 watts","Refrigerated Case Lighting",null,null,null,null,22,"Lighting","LED/Solid State","Incandescent"]
[null,"RLED 23","LED, Refrigerated Case Lighting 23 watts","Refrigerated Case Lighting",null,null,null,null,23,"Lighting","LED/Solid State","Incandescent"]
[null,"RLED 25","LED, Refrigerated Case Lighting 25 watts","Refrigerated Case Lighting",null,null,null,null,25,"Lighting","LED/Solid State","Incandescent"]
[null,"RLED 26","LED, Refrigerated Case Lighting 26 watts","Refrigerated Case Lighting",null,null,null,null,26,"Lighting","LED/Solid State","Incandescent"]
[null,"RLED 28","LED, Refrigerated Case Lighting 28 watts","Refrigerated Case Lighting",null,null,null,null,28,"Lighting","LED/Solid State","Incandescent"]
[null,"RLED 29","LED, Refrigerated Case Lighting 29 watts","Refrigerated Case Lighting",null,null,null,null,29,"Lighting","LED/Solid State","Incandescent"]
[null,"RLED 3","LED, Refrigerated Case Lighting 3 watts","Refrigerated Case Lighting",null,null,null,null,3,"Lighting","LED/Solid State","Incandescent"]
[null,"RLED 30","LED, Refrigerated Case Lighting 30 watts","Refrigerated Case Lighting",null,null,null,null,30,"Lighting","LED/Solid State","Incandescent"]
[null,"RLED 31","LED, Refrigerated Case Lighting 31 watts","Refrigerated Case Lighting",null,null,null,null,31,"Lighting","LED/Solid State","Incandescent"]
[null,"RLED 32","LED, Refrigerated Case Lighting 32 watts","Refrigerated Case Lighting",null,null,null,null,32,"Lighting","LED/Solid State","Incandescent"]
[null,"RLED 36","LED, Refrigerated Case Lighting 36 watts","Refrigerated Case Lighting",null,null,null,null,36,"Lighting","LED/Solid State","Incandescent"]
[null,"RLED 37","LED, Refrigerated Case Lighting 37 watts","Refrigerated Case Lighting",null,null,null,null,37,"Lighting","LED/Solid State","Incandescent"]
[null,"RLED 38","LED, Refrigerated Case Lighting 38 watts","Refrigerated Case Lighting",null,null,null,null,38,"Lighting","LED/Solid State","Incandescent"]
[null,"RLED 4","LED, Refrigerated Case Lighting 4 watts","Refrigerated Case Lighting",null,null,null,null,4,"Lighting","LED/Solid State","Incandescent"]
[null,"RLED 41","LED, Refrigerated Case Lighting 41 watts","Refrigerated Case Lighting",null,null,null,null,41,"Lighting","LED/Solid State","Incandescent"]
[null,"RLED 5","LED, Refrigerated Case Lighting 5 watts","Refrigerated Case Lighting",null,null,null,null,5,"Lighting","LED/Solid State","Incandescent"]
[null,"RLED 6","LED, Refrigerated Case Lighting 6 watts","Refrigerated Case Lighting",null,null,null,null,6,"Lighting","LED/Solid State","Incandescent"]
[null,"RLED 7","LED, Refrigerated Case Lighting 7 watts","Refrigerated Case Lighting",null,null,null,null,7,"Lighting","LED/Solid State","Incandescent"]
[null,"RLED 71","LED, Refrigerated Case Lighting 71 watts","Refrigerated Case Lighting",null,null,null,null,71,"Lighting","LED/Solid State","Incandescent"]
[null,"RLED 72","LED, Refrigerated Case Lighting 72 watts","Refrigerated Case Lighting",null,null,null,null,72,"Lighting","LED/Solid State","Incandescent"]
[null,"RLED 73","LED, Refrigerated Case Lighting 73 watts","Refrigerated Case Lighting",null,null,null,null,73,"Lighting","LED/Solid State","Incandescent"]
[null,"RLED 74","LED, Refrigerated Case Lighting 74 watts","Refrigerated Case Lighting",null,null,null,null,74,"Lighting","LED/Solid State","Incandescent"]
[null,"RLED 75","LED, Refrigerated Case Lighting 75 watts","Refrigerated Case Lighting",null,null,null,null,75,"Lighting","LED/Solid State","Incandescent"]
[null,"RLED 76","LED, Refrigerated Case Lighting 76 watts","Refrigerated Case Lighting",null,null,null,null,76,"Lighting","LED/Solid State","Incandescent"]
[null,"RLED 77","LED, Refrigerated Case Lighting 77 watts","Refrigerated Case Lighting",null,null,null,null,77,"Lighting","LED/Solid State","Incandescent"]
[null,"RLED 78","LED, Refrigerated Case Lighting 78 watts","Refrigerated Case Lighting",null,null,null,null,78,"Lighting","LED/Solid State","Incandescent"]
[null,"RLED 79","LED, Refrigerated Case Lighting 79 watts","Refrigerated Case Lighting",null,null,null,null,79,"Lighting","LED/Solid State","Incandescent"]
[null,"RLED 8","LED, Refrigerated Case Lighting 8 watts","Refrigerated Case Lighting",null,null,null,null,8,"Lighting","LED/Solid State","Incandescent"]
[null,"RLED 80","LED, Refrigerated Case Lighting 80 watts","Refrigerated Case Lighting",null,null,null,null,80,"Lighting","LED/Solid State","Incandescent"]
[null,"RLED 9","LED, Refrigerated Case Lighting 9 watts","Refrigerated Case Lighting",null,null,null,null,9,"Lighting","LED/Solid State","Incandescent"]

{"sheet":"Lighting_References","index":18,"n_rows":276,"n_cols":126,"rows_kept":276,"cut":false,"hidden":true,"merged":[[1,100,1,104],[2,125,3,125],[4,125,5,125],[6,125,7,125],[2,106,2,108],[2,109,2,110],[2,111,2,112],[1,106,1,112]]}
[null,null,null,null,null,null,null,null,null,null,null,null,null,null,null,null,null,null,null,null,null,null,null,null,null,null,null,null,null,null,null,null,null,null,null,"Lamp Wattage",null,null,null,null,null,null,null,null,null,null,null,null,null,null,null,null,null,null,null,null,null,null,null,null,null,null,null,null,null,null,null,null,null,null,null,null,null,null,null,null,null,null,null,null,null,null,null,null,null,null,null,null,null,null,null,null,null,null,null,null,null,null,null,null,null,null,null,null,null,null,1]
[null,"Fluorescent","Incandescent","HID","Compact Fluorescent","Not Listed",null,"T12","T8","T5","HPT8","HPT8-RW","U-Tube","Metal Halide","High Pressure Sodium","Compact Fluorescent","Compact Fluorescent, Quad Tube","Compact Fluorescent, Spiral","Compact Fluorescent, Twin Tube","Halogen","Incandescent","other",null,null,2,3,4,5,6,8,"U","NA","HPS","other",null,1,2,"T5 2","T5 3","T5 4","T5 5","T8 2","T8 3","T8 4","T8 5","T8 6","T8 8","T8 Other","T8 U","HPT8 4","HPT8-RW 4","T12 2","T12 3","T12 4","T12 5","T12 6","T12 8","T12 U","MH","HPS","I","H","CF","CFQ","CFS","CFT","HPS","FLED","FLED2","ILED",null,"Fixture Type","Fixture Code",null,"Lamp Length","Lamp Length (ft)",null,"Lamps/fixture",null,"Lamp Type","Lamp Code",null,"Ballast Type","Ballast Code",null,"Linear Lamp Wattage",null,"Lamp Wattage",null,"Fixture Type","Fixture Code",null,null,"Building Type","FLH",null,"Fuel Type",null,null,null,"Replacements",null,null,null,null,null,"Rebate Lookup",null,null,null,null,null,null,null,null,null,null,null,null,"Rate Code","$/kWh"]
[null,null,null,null,null,null,null,null,null,null,null,null,null,null,null,null,null,null,null,null,null,null,null,null,null,null,null,null,null,null,null,null,null,null,null,null,null,null,null,null,null,null,null,null,null,null,null,null,null,null,null,null,null,null,null,null,null,null,null,null,null,null,null,null,null,null,null,null,null,null,null,null,null,null,null,null,null,null,null,"T12","S",null,null,null,null,14,null,0,null,"Ceramic Metal Halide","CMH",null,null,"…please select…",null,null,"…please select…",null,null,null,null,"9 watt quad tube CFL to LED, Replacement Lamps 4 watts","LR410","L410",{"$f":"IF($DC$1=1,CY3,CZ3)","v":"LR410"},null,"Fast Track",null,null,"Performance Lighting",null,"User Selected",null,null,"CF11/1","CFL",5,null,null,180,{"$f":"DQ4+0.05","v":0.23477300000000001},null,"Summer",0.19689999999999999,0.33,{"$f":"SUMPRODUCT(DT3:DT4,DU3:DU4/SUM(DU3:DU4))","v":0.18477300000000002}]
[null,"T12","Incandescent","Metal Halide","Compact Fluorescent, Quad Tube",null,null,2,2,2,4,4,null,"NA","NA",null,null,null,null,null,null,null,null,null,1,1,1,1,1,1,1,1,null,null,null,25,25,14,21,28,35,17,25,30,40,35,59,15,32,32,25,20,25,30,50,55,75,40,32,35,15,20,4,9,11,5,null,10,410,2,null,"T12","F",null,18,{"$f":"BW4/12","v":1.5},null,1,null,"T8","IL",null,"Electronic","L",null,15,null,0.5,null,"Compact Fluorescent","CF",null,null,"Auto Related",2810,null,"Oil",null,null,null,null,"13 watt quad tube CFL to LED, Replacement Lamps 5 watts","LR410","L410",{"$f":"IF($DC$1=1,CY4,CZ4)","v":"LR410"},null,"Measure Code","Description","Rebate","Measure Code","Rebate","Measure Code","Rebate",null,"CF15/1","CFL",5,null,null,280,{"$f":"DV3","v":0.18477300000000002},null,"Winter",0.17879999999999999,0.67]
[null,"T8","Halogen","High Pressure Sodium","Compact Fluorescent, Spiral",null,null,3,3,3,null,null,null,null,null,null,null,null,null,null,null,null,null,null,2,2,2,2,2,2,2,null,null,null,null,28,28,24,39,54,49,null,null,32,58,65,86,25,null,null,28,35,30,34,75,85,110,null,35,50,20,25,11,13,7,7,null,20,{"$f":"BQ4+10","v":420},3,null,"T8","F",null,22,1.8333333333333333,null,2,null,"T5","GH",null,"Standard Magnetic","S",null,17,null,1,null,"Compact Fluorescent, Double D Shape","CFD",null,null,"Bakery",2854,null,"Steam",null,null,null,null,"15 watt quad tube CFL to LED, Replacement Lamps 6 watts","LR410","L410","LR410",null,"LR100","LED Interior Parking Garage Lighting Fixtures",100,"L100",0.3,{"$f":"IF($DC$1=1,DC5,DF5)","v":"LR100"},{"$f":"IF($DC$1=1,DE5,DG5)","v":100},null,"CF23/1","CFL",5,null,null,281,{"$f":"DV5","v":0.12684700000000002},null,"Summer",0.13750000000000001,0.33,{"$f":"SUMPRODUCT(DT5:DT6,DU5:DU6/SUM(DU5:DU6))","v":0.12684700000000002}]
[null,"T5",null,null,"Compact Fluorescent, Twin Tube",null,null,4,4,4,null,null,null,null,null,null,null,null,null,null,null,null,null,null,3,3,3,null,3,3,3,null,null,null,null,32,32,null,null,null,null,null,null,null,null,null,null,35,null,null,null,null,50,39,135,160,null,null,50,70,40,35,14,15,9,9,null,30,{"$f":"BQ5+10","v":430},4,null,"T5","F",null,24,2,null,3,null,"F25T12 lamp","A",null,"Energy Efficient Magnetic","E",null,20,null,1.5,null,"Compact Fluorescent, Quad Tube","CFQ",null,null,"Banks",3748,null,"Natural Gas",null,null,null,null,"17 watt quad tube CFL to LED, Replacement Lamps 7 watts","LR410","L410","LR410",null,"LR100-P","Premium LED Interior Parking Garage Lighting Fixtures",100,"L100-P",0.3,{"$f":"IF($DC$1=1,DC6,DF6)","v":"LR100-P"},{"$f":"IF($DC$1=1,DE6,DG6)","v":100},null,"CF4/1","CFL",5,null,null,285,{"$f":"DV7","v":0.13229299999999999},null,"Winter",0.1216,0.67]
[null,null,null,null,null,null,null,5,5,5,null,null,null,null,null,null,null,null,null,null,null,null,null,null,4,4,4,null,4,4,4,null,null,null,null,40,40,null,null,null,null,null,null,null,null,null,null,40,null,null,null,null,null,40,null,null,null,null,70,100,50,40,15,17,13,13,null,40,440,5,null,"HPT8","F",null,36,3,null,4,null,"T-10 lamp","T",null,null,null,null,21,null,2,null,"Compact Fluorescent, Spiral","CFS",null,null,"Church",1955,null,"Propane",null,null,null,null,"18 watt quad tube CFL to LED, Replacement Lamps 7 watts","LR410","L410","LR410",null,"LR410","LED Lamps",4,"L410",0.1,"LR410",4,null,"CF42/1","CFL",5,null,null,"TBD",{"$f":"DQ5","v":0.12684700000000002},null,"Summer",0.1404,0.33,{"$f":"SUMPRODUCT(DT7:DT8,DU7:DU8/SUM(DU7:DU8))","v":0.13229299999999999}]
[null,null,null,null,null,null,null,6,6,null,null,null,null,null,null,null,null,null,null,null,null,null,null,null,null,null,6,null,null,null,null,null,null,null,null,"Default","Default",null,null,null,null,null,null,null,null,null,null,58,null,null,null,null,null,55,null,null,null,null,100,150,55,45,23,18,15,18,null,50,450,6,null,"HPT8-RW","F",null,48,4,null,5,null,"T-12 ES HO lamp","EH",null,null,null,null,24,null,3,null,"Compact Fluorescent, Twin Tube","CFT",null,null,"College – Cafeteria",2713,null,null,null,null,null,null,"20 watt quad tube CFL to LED, Replacement Lamps 8 watts","LR410","L410","LR410",null,"LR600","LED Downlights < 1,000 Lumens",35,"L600",0.3,"LR600",35,null,"CF55/1","CFL",5,null,null,null,null,null,"Winter",0.1283,0.67]
[null,null,null,null,null,null,null,8,8,null,null,null,null,null,null,null,null,null,null,null,null,null,null,null,null,null,8,null,null,null,null,null,null,null,null,null,null,null,null,null,null,null,null,null,null,null,null,65,null,null,null,null,null,60,null,null,null,null,150,200,60,50,42,20,20,22,null,60,460,7,null,"Fluorescent, Circline","FC",null,60,5,null,6,null,"T-12 ES Instant Start lamp","EI",null,null,null,null,25,null,4,null,"Electronic Pulse Start Metal Halide","MPHE",null,null,"College - Classes/Administrative",2586,null,null,null,null,null,null,"22 watt quad tube CFL to LED, Replacement Lamps 8 watts","LR410","L410","LR410",null,"LR610","LED Downlights > 1,000 Lumens",35,"L610",0.3,"LR610",35,null,"F21ILL","T8",50]
[null,null,null,null,null,null,null,"U","U",null,null,null,null,null,null,null,null,null,null,null,null,null,null,null,null,null,null,null,null,null,null,null,null,null,null,null,null,null,null,null,null,null,null,null,null,null,null,null,null,null,null,null,null,110,null,null,null,null,175,225,65,55,null,22,23,24,null,70,470,8,null,"Fluorescent, Linear","F",null,72,6,null,8,null,"T-12 ES lamp","EI",null,null,null,null,28,null,5,null,"Exit Sign, Compact Fluorescent","ECF",null,null,"College - Dormitory",3066,null,null,null,null,null,null,"25 watt quad tube CFL to LED, Replacement Lamps 10 watts","LR410","L410","LR410",null,"LR620","Recessed LED Retrofit Kits",20,"L620",0.3,"LR620",20,null,"F22GL","T5",75]
[null,null,null,null,null,null,null,null,null,null,null,null,null,null,null,null,null,null,null,null,null,null,null,null,null,null,null,null,null,null,null,null,null,null,null,null,null,null,null,null,null,null,null,null,null,null,null,null,null,null,null,null,null,null,null,null,null,null,200,250,80,60,null,25,27,28,null,80,480,9,null,"Fluorescent, U-tube","FU",null,96,8,null,null,null,"T-12 ES VHO lamp","EV",null,null,null,null,30,null,6,null,"Exit Sign, Incandescent","EI",null,null,"Commercial Condos",3100,null,null,null,null,null,null,"26 watt quad tube CFL to LED, Replacement Lamps 10 watts","LR410","L410","LR410",null,"LR700","LED 1 x 4 Linear Panel",35,"L700",0.3,"LR700",35,null,"F22ILL","T8",50]
[null,null,null,null,null,null,null,2,null,null,null,null,null,null,null,null,null,null,null,null,null,null,null,null,null,null,null,null,null,null,null,null,null,null,null,null,null,null,null,null,null,null,null,null,null,null,null,null,null,null,null,null,null,null,null,null,null,null,250,310,90,65,null,26,30,32,null,90,490,10,null,"Ceramic Metal Halide","CMH",null,null,null,null,null,null,"T-12 Std. HO lamp","SH",null,null,null,null,31,null,7,null,"Exit Sign, LED","ELED",null,null,"Convenience Stores",6376,null,null,null,null,null,null,"28 watt quad tube CFL to LED, Replacement Lamps 11 watts","LR410","L410","LR410",null,"LR700-P","Premium LED 1 x 4 Linear Panel",35,"L700-P",0.3,"LR700-P",35,null,"F23ILL","T8",50]
[null,"Recommendations",null,null,null,null,null,5,null,null,null,null,null,null,null,null,null,null,null,null,null,null,null,null,null,null,null,null,null,null,null,null,null,null,null,null,null,null,null,null,null,null,null,null,null,null,null,null,null,null,null,null,null,null,null,null,null,null,300,360,95,75,null,28,null,36,null,100,500,11,null,"Compact Fluorescent","CF",null,null,null,null,null,null,"T-12 Std. Instant Start lamp","SIL",null,null,null,null,32,null,7.5,null,"Halogen","H",null,null,"Convention Center",1954,null,null,null,null,null,null,"9 watt quad tube CFL to LED, Replacement Lamps 3 watts","LR410","L410","LR410",null,"LR710","LED 2 x 4 Linear Panel",50,"L710",0.3,"LR710",50,null,"F24ILL","T8",50]
[]
[]
[]
[null,null,null,null,null,null,null,null,null,null,null,null,null,null,null,null,null,null,null,null,null,null,null,null,null,null,null,null,null,null,null,null,null,null,null,null,null,null,null,null,null,null,null,null,null,null,null,null,null,null,null,null,null,null,null,null,null,null,320,400,100,90,null,null,null,40,null,110,{"$f":"BQ13+10","v":510},12,null,"Compact Fluorescent, Double D Shape","CFD",null,null,null,null,null,null,"T-12 Std. lamp","S",null,null,null,null,34,null,8,null,"Halogen, Low Voltage","HLV",null,null,"Court House",3748,null,null,null,null,null,null,"9 watt, spiral CFL to LED, Replacement Lamps 4 watts","LR410","L410","LR410",null,"LR710-P","Premium LED 2 x 4 Linear Panel",50,"L710-P",0.3,"LR710-P",50,null,"F31GL","T5",75]
[null,1,null,null,null,null,null,8,null,null,null,null,null,null,null,null,null,null,null,null,null,null,null,null,null,null,null,null,null,null,null,null,null,null,null,null,null,null,null,null,null,null,null,null,null,null,null,null,null,null,null,null,null,null,null,null,null,null,350,600,120,100,null,null,null,50,null,120,520,13,null,"Compact Fluorescent, Quad Tube","CFQ",null,null,null,null,null,null,"T-12 Std. VHO lamp","SV",null,null,null,null,35,null,9,null,"High Pressure Sodium","HPS",null,null,"Dining: Bar Lounge/Leisure",4182,null,null,null,null,null,null,"13 watt, spiral CFL to LED, Replacement Lamps 5 watts","LR410","L410","LR410",null,"LR720","LED 2 x 2 Linear Panel",35,"L720",0.3,"LR720",35,null,"F31ILL","T8",50]
[null,2,null,null,null,null,null,null,null,null,null,null,null,null,null,null,null,null,null,null,null,null,null,null,null,null,null,null,null,null,null,null,null,null,null,null,null,null,null,null,null,null,null,null,null,null,null,null,null,null,null,null,null,null,null,null,null,null,360,750,125,150,null,null,null,55,null,130,530,14,null,"Compact Fluorescent, Spiral","CFS",null,null,null,null,null,null,"T-5 STD HO T5 lamp","GH",null,null,null,null,39,null,10,null,"Incandescent","I",null,null,"Dining: Cafeteria / Fast Food",6456,null,null,null,null,null,null,"15 watt, spiral CFL to LED, Replacement Lamps 6 watts","LR410","L410","LR410",null,"LR720-P","Premium LED 2 x 2 Linear Panel",35,"L720-P",0.3,"LR720-P",35,null,"F32GL","T5",75]
[null,null,null,null,"T12","T8","Incandescent","HID","Compact Fluorescent","LED",null,null,null,null,null,null,null,null,null,null,null,null,null,null,null,null,null,null,null,null,null,null,null,null,null,null,null,null,null,null,null,null,null,null,null,null,null,null,null,null,null,null,null,null,null,null,null,null,400,1000,150,null,null,null,null,null,null,140,540,15,null,"Compact Fluorescent, Twin Tube","CFT",null,null,null,null,null,null,"T-5 STD T5 lamp","GH",null,null,null,null,40,null,10.5,null,"Induction","QL",null,null,"Dining: Family",4182,null,null,null,null,null,null,"20 watt, spiral CFL to LED, Replacement Lamps 8 watts","LR410","L410","LR410",null,"LR732","2' Linear Ambient LED Luminaire",15,"L732",0.3,"LR732",15,null,"F32ILL","T8",50]
[null,null,null,null,null,null,null,null,null,null,null,null,null,null,null,null,null,null,null,null,null,null,null,null,null,null,null,null,null,null,null,null,null,null,null,null,null,null,null,null,null,null,null,null,null,null,null,null,null,null,null,null,null,null,null,null,null,null,450,null,200,null,null,null,null,null,null,150,550,16,null,"Electronic Pulse Start Metal Halide","MPHE",null,null,null,null,null,null,"HPT8","PIL",null,null,null,null,49,null,11,null,"Low Bay Parking Garage","LBLED PG ",null,null,"Entertainment",1952,null,null,null,null,null,null,"23 watt, spiral CFL to LED, Replacement Lamps 9 watts","LR410","L410","LR410",null,"LR732-P","Premium 2' Linear Ambient LED Luminaire",15,"L732-P",0.3,"LR732-P",15,null,"F33ILL","T8",50]
[null,null,null,null,"F22SS","F22ILL","I40/1","HPS100/1","CF13/2",null,null,null,null,null,null,null,null,null,null,null,null,null,null,null,null,null,null,null,null,null,null,null,null,null,null,null,null,null,null,null,null,null,null,null,null,null,null,null,null,null,null,null,null,null,null,null,null,null,750,null,250,null,null,null,null,null,null,160,560,17,null,"Exit Sign, Compact Fluorescent","ECF",null,null,null,null,null,null,"HPT8-RW","SSIL",null,null,null,null,50,null,12,null,"Mercury Vapor","MV",null,null,"Exercise Center",5836,null,null,null,null,null,null,"27 watt, spiral CFL to LED, Replacement Lamps 10 watts","LR410","L410","LR410",null,"LR734","4' Linear Ambient LED Luminaire",30,"L734",0.3,"LR734",30,null,"F34ILL","T8",50]
[null,"One",null,null,"F23SS","F23ILL","I60/1","HPS250/1","CFQ13/1-L",null,null,null,null,null,null,null,null,null,null,null,null,null,null,null,null,null,null,null,null,null,null,null,null,null,null,null,null,null,null,null,null,null,null,null,null,null,null,null,null,null,null,null,null,null,null,null,null,null,1000,null,300,null,null,null,null,null,null,170,570,18,null,"Exit Sign, Incandescent","EI",null,null,null,null,null,null,"T-8 lamp Instant Start","IL",null,null,null,null,51,null,13,null,"Metal Halide","MH",null,null,"Fast Food Restaurants",6376,null,null,null,null,null,null,"30 watt, spiral CFL to LED, Replacement Lamps 12 watts","LR410","L410","LR410",null,"LR734-P","Premium 4' Linear Ambient LED Luminaire",30,"L734-P",0.3,"LR734-P",30,null,"F41GL","T5",75]
[null,"Two",null,null,"F24SS","F24ILL","I75/1","HPS400/1","CFQ13/2-L",null,null,null,null,null,null,null,null,null,null,null,null,null,null,null,null,null,null,null,null,null,null,null,null,null,null,null,null,null,null,null,null,null,null,null,null,null,null,null,null,null,null,null,null,null,null,null,null,null,null,null,null,null,null,null,null,null,null,180,580,19,null,"Exit Sign, LED","ELED",null,null,null,null,null,null,"T-8 lamp Rapid Start","L",null,null,null,null,54,null,14,null,"Metal Halide, Pulse Start","MHPS",null,null,"Fire Station (Unmanned)",1953,null,null,null,null,null,null,"7 watt, spiral CFL to LED, Replacement Lamps 3 watts","LR410","L410","LR410",null,"LR742","LED Two Foot Linear Replacements",4,"L742",0.15,"LR742",4,null,"F41PILL","HPT8",50]
[null,"Three",null,null,"F42SS","F42ILL","I100/1","HPS750/1","CFQ26/1-L",null,null,null,null,null,null,null,null,null,null,null,null,null,null,null,null,null,null,null,null,null,null,null,null,null,null,null,null,null,null,null,null,null,null,null,null,null,null,null,null,null,null,null,null,null,null,null,null,null,null,null,null,null,null,null,null,null,null,190,590,20,null,"Halogen","H",null,null,null,null,null,null,null,null,null,null,null,null,55,null,15,null,null,null,null,null,"Food Stores",4055,null,null,null,null,null,null,"9 watt, spiral CFL to LED, Replacement Lamps 3 watts","LR410","L410","LR410",null,"LR744","LED Four Foot Linear Replacements",5,"L744",0.15,"LR744",5,null,"F42GHL","T5",75]
[null," Four",null,null,"F43SS","F43ILL",null,"HPS1000/1","CFQ26/2-L",null,null,null,null,null,null,null,null,null,null,null,null,null,null,null,null,null,null,null,null,null,null,null,null,null,null,null,null,null,null,null,null,null,null,null,null,null,null,null,null,null,null,null,null,null,null,null,null,null,null,null,null,null,null,null,null,null,null,200,600,null,null,"Halogen, Low Voltage","HLV",null,null,null,null,null,null,"T12 4 40","S",null,null,null,null,58,null,16,null,null,null,null,null,"Gymnasium",2586,null,null,null,null,null,null,"9 watt, twin tube CFL to LED, Replacement Lamps 5 watts","LR410","L410","LR410",null,"LR750","Retrofit Kits for 2x2 Luminaires",30,"L750",0.3,"LR750",30,null,"F42GL","T5",75]
[null,"Five",null,null,"F44SS","F44ILL",null,"MH100/1","CFS13/1",null,null,null,null,null,null,null,null,null,null,null,null,null,null,null,null,null,null,null,null,null,null,null,null,null,null,null,null,null,null,null,null,null,null,null,null,null,null,null,null,null,null,null,null,null,null,null,null,null,null,null,null,null,null,null,null,null,null,210,610,null,null,"High Pressure Sodium","HPS",null,null,null,null,null,null,"T12 4 30","EI",null,null,null,null,59,null,17,null,null,null,null,null,"Hospitals",7674,null,null,null,null,null,null,"18 watt, twin tube CFL to LED, Replacement Lamps 7 watts","LR410","L410","LR410",null,"LR750-P","Premium Retrofit Kits for 2x2 Luminaires",30,"L750-P",0.3,"LR750-P",30,null,"F42PILL","HPT8",50]
[null,"Six",null,null,null,null,null,"MH175/1","CFS7/1",null,null,null,null,null,null,null,null,null,null,null,null,null,null,null,null,null,null,null,null,null,null,null,null,null,null,null,null,null,null,null,null,null,null,null,null,null,null,null,null,null,null,null,null,null,null,null,null,null,null,null,null,null,null,null,null,null,null,220,620,null,null,"Incandescent","I",null,null,null,null,null,null,"T12 4 34","E",null,null,null,null,60,null,18,null,null,null,null,null,"Hospitals / Health Care",7666,null,null,null,null,null,null,"27 watt, twin tube CFL to LED, Replacement Lamps 8 watts","LR410","L410","LR410",null,"LR760","Retrofit Kits for 2x4 Luminaires",35,"L760",0.3,"LR760",35,null,"F43GHL","T5",75]
[null,"Seven",null,null,null,null,null,"MH250/1","CFT40/1-BX",null,null,null,null,null,null,null,null,null,null,null,null,null,null,null,null,null,null,null,null,null,null,null,null,null,null,null,null,null,null,null,null,null,null,null,null,null,null,null,null,null,null,null,null,null,null,null,null,null,null,null,null,null,null,null,null,null,null,230,630,null,null,"Induction","QL",null,null,null,null,null,null,"T12 4 39","SI",null,null,null,null,65,null,19,null,null,null,null,null,"Industrial - 1 Shift",2857,null,null,null,null,null,null,"32 watt, twin tube CFL to LED, Replacement Lamps 9 watts","LR410","L410","LR410",null,"LR760-P","Premium Retrofit Kits for 2x4 Luminaires",35,"L760-P",0.3,"LR760-P",35,null,"F43GL","T5",75]
[null,"Eight",null,null,null,null,null,"MH300/1","CFT40/1-L",null,null,null,null,null,null,null,null,null,null,null,null,null,null,null,null,null,null,null,null,null,null,null,null,null,null,null,null,null,null,null,null,null,null,null,null,null,null,null,null,null,null,null,null,null,null,null,null,null,null,null,null,null,null,null,null,null,null,240,640,null,null,"Low Bay Parking Garage","LBLED PG ",null,null,null,null,null,null,"T12 4 55","EH",null,null,null,null,75,null,20,null,null,null,null,null,"Industrial - 2 Shift",4730,null,null,null,null,null,null,"33 watt, twin tube CFL to LED, Replacement Lamps 11 watts","LR410","L410","LR410",null,"LR810","LED  Low Bay Fixtures",30,"L810",0.3,"LR810",30,null,"F43PILL","HPT8",50]
[null,"Nine",null,null,null,null,null,"MH400/1","CFT40/2-BX",null,null,null,null,null,null,null,null,null,null,null,null,null,null,null,null,null,null,null,null,null,null,null,null,null,null,null,null,null,null,null,null,null,null,null,null,null,null,null,null,null,null,null,null,null,null,null,null,null,null,null,null,null,null,null,null,null,null,250,650,null,null,"LED Lamp","ILED",null,null,null,null,null,null,"T12 4 60","SH",null,null,null,null,85,null,21,null,null,null,null,null,"Industrial - 3 Shift",6631,null,null,null,null,null,null,"34 watt, twin tube CFL to LED, Replacement Lamps 11 watts","LR410","L410","LR410",null,"LR810-P","Premium LED  Low Bay Fixtures",30,"L810-P",0.3,"LR810-P",30,null,"F44GHL","T5",75]
[null,"Ten",null,null,null,null,null,"MH400/2","CFT40/2-L",null,null,null,null,null,null,null,null,null,null,null,null,null,null,null,null,null,null,null,null,null,null,null,null,null,null,null,null,null,null,null,null,null,null,null,null,null,null,null,null,null,null,null,null,null,null,null,null,null,null,null,null,null,null,null,null,null,null,260,660,null,null,"LED Fixture <= 400w","FLED",null,null,null,null,null,null,"T12 4 110","SV",null,null,null,null,86,null,22,null,null,null,null,null,"Laundromats",4056,null,null,null,null,null,null,"36 watt twin tube, CFL to LED, Replacement Lamps 14 watts","LR410","L410","LR410",null,"LR820","LED High Bay Fixtures",100,"L820",0.3,"LR820",100,null,"F44GL","T5",75]
[null,"Eleven",null,null,null,null,null,"MH750/1","CFT55/1",null,null,null,null,null,null,null,null,null,null,null,null,null,null,null,null,null,null,null,null,null,null,null,null,null,null,null,null,null,null,null,null,null,null,null,null,null,null,null,null,null,null,null,null,null,null,null,null,null,null,null,null,null,null,null,null,null,null,270,670,null,null,"LED Fixture > 400w","FLED2",null,null,null,null,null,null,"T8 4 30","SIL",null,null,null,null,95,null,22.5,null,null,null,null,null,"Library",3748,null,null,null,null,null,null,"46 watt, twin tube CFL to LED, Replacement Lamps 15 watts","LR410","L410","LR410",null,"LR820-P","Premium LED High Bay Fixtures",100,"L820-P",0.3,"LR820-P",100,null,"F44PILL","HPT8",50]
[null,"Twelve",null,null,null,null,null,"MH1000/1","CF55/1",null,null,null,null,null,null,null,null,null,null,null,null,null,null,null,null,null,null,null,null,null,null,null,null,null,null,null,null,null,null,null,null,null,null,null,null,null,null,null,null,null,null,null,null,null,null,null,null,null,null,null,null,null,null,null,null,null,null,280,680,null,null,"Mercury Vapor","MV",null,null,null,null,null,null,"T8 4 32","IL",null,null,null,null,110,null,23,null,null,null,null,null,"Light Manufacturers(1)",2613,null,null,null,null,null,null,"9 watt, twin tube CFL to LED, Replacement Lamps 2 watts","LR410","L410","LR410",null,"RC101","Refrigerated Case Lighting",30,"R101",0.3,"RC101",30,null,"F46GHL","T5",75]
[null,"Thirteen",null,null,null,null,null,null,"CFT55/1-BX",null,null,null,null,null,null,null,null,null,null,null,null,null,null,null,null,null,null,null,null,null,null,null,null,null,null,null,null,null,null,null,null,null,null,null,null,null,null,null,null,null,null,null,null,null,null,null,null,null,null,null,null,null,null,null,null,null,null,290,690,null,null,"Metal Halide","MH",null,null,null,null,null,null,"T12 8 215","SV",null,null,null,null,135,null,24,null,null,null,null,null,"Lodging (Hotels/Motels)",3064,null,null,null,null,null,null,"54 watt, twin tube CFL to LED, Replacement Lamps 20 watts","LR410","L410","LR410",null,"RC101-P","Premium Refrigerated Case Lighting",30,"R101-P",0.3,"RC101-P",30,null,"F46ILL","T8",50]
[null,"Fourteen ",null,null,null,null,null,null,"CFT55/2-BX",null,null,null,null,null,null,null,null,null,null,null,null,null,null,null,null,null,null,null,null,null,null,null,null,null,null,null,null,null,null,null,null,null,null,null,null,null,null,null,null,null,null,null,null,null,null,null,null,null,null,null,null,null,null,null,null,null,null,300,700,null,null,"Metal Halide, Pulse Start","MHPS",null,null,null,null,null,null,"T8 6 35","IL",null,null,null,null,160,null,25,null,null,null,null,null,"Mall Concourse",4833,null,null,null,null,null,null,"56 watt, twin tube CFL to LED, Replacement Lamps 20 watts","LR410","L410","LR410",null,"TBD","TBD",null,"TBD",null,"TBD",0,null,"F48GHL","T5",75]
[null,"Fifteen",null,null,null,null,null,null,null,null,null,null,null,null,null,null,null,null,null,null,null,null,null,null,null,null,null,null,null,null,null,null,null,null,null,null,null,null,null,null,null,null,null,null,null,null,null,null,null,null,null,null,null,null,null,null,null,null,null,null,null,null,null,null,null,null,null,310,710,null,null,null,null,null,null,null,null,null,null,"T8 6 65","ILH",null,null,null,null,185,null,26,null,null,null,null,null,"Manufacturing Facility",2857,null,null,null,null,null,null,"10 watt, twin tube CFL to LED, Replacement Lamps 3 watts","LR410","L410","LR410",null,"LRC100","Wall Mounted ",10,"LC100",0.3,"LRC100",10,null,"F51ILL","T8",50]
[null,null,null,null,null,null,null,null,null,null,null,null,null,null,null,null,null,null,null,null,null,null,null,null,null,null,null,null,null,null,null,null,null,null,null,null,null,null,null,null,null,null,null,null,null,null,null,null,null,null,null,null,null,null,null,null,null,null,null,null,null,null,null,null,null,null,null,320,720,null,null,null,null,null,null,null,null,null,null,"T12 8 110","SH",null,null,null,null,215,null,27,null,null,null,null,null,"Medical Offices",3748,null,null,null,null,null,null,"11 watt, twin tube CFL to LED, Replacement Lamps 3 watts","LR410","L410","LR410",null,"LRC200","Ceiling/Remote Mounted ",20,"LC200",0.3,"LRC200",20,null,"F52GHL","T5",75]
[null,null,null,null,null,null,null,null,null,null,null,null,null,null,null,null,null,null,null,null,null,null,null,null,null,null,null,null,null,null,null,null,null,null,null,null,null,null,null,null,null,null,null,null,null,null,null,null,null,null,null,null,null,null,null,null,null,null,null,null,null,null,null,null,null,null,null,330,730,null,null,null,null,null,null,null,null,null,null,"T12 8 75","S",null,null,null,null,null,null,28,null,null,null,null,null,"Motion Picture Theatre",1954,null,null,null,null,null,null,"2lp, 2 x 2 Fluorescent, T12 to LED, 2x2 Panel, 30 watts","LR720","L720","LR720",null,"LRC300","Fixture mounted",20,"LC300",0.3,"LRC300",20,null,"F52GL","T5",75]
[null,null,null,null,null,null,null,null,null,null,null,null,null,null,null,null,null,null,null,null,null,null,null,null,null,null,null,null,null,null,null,null,null,null,null,null,null,null,null,null,null,null,null,null,null,null,null,null,null,null,null,null,null,null,null,null,null,null,null,null,null,null,null,null,null,null,null,340,740,null,null,null,null,null,null,null,null,null,null,"T12 U 40","S",null,null,null,null,null,null,29,null,null,null,null,null,"Multi-Family (Common Areas)",7665,null,null,null,null,null,null,"3lp, 2 x 2 Fluorescent, T12 to LED, 2x2 Panel, 40 watts","LR720","L720","LR720",null,"LRC400","Day lighting Controlled Dimming ",25,"LC400",0.3,"LRC400",25,null,"F52ILL","T8",50]
[null,null,null,null,null,null,null,null,null,null,null,null,null,null,null,null,null,null,null,null,null,null,null,null,null,null,null,null,null,null,null,null,null,null,null,null,null,null,null,null,null,null,null,null,null,null,null,null,null,null,null,null,null,null,null,null,null,null,null,null,null,null,null,null,null,null,null,350,750,null,null,null,null,null,null,null,null,null,null,"T12 6 55","S",null,null,null,null,null,null,30,null,null,null,null,null,"Museum",3748,null,null,null,null,null,null,"4lp, 2 x 2 Fluorescent, T12 to LED, 2x2 Panel, 55 watts","LR720","L720","LR720",null,"LRC700","Fixture mounted daylight ",20,"LC700",0.3,"LRC700",20,null,"F81ILL","T8",50]
[null,null,null,null,null,null,null,null,null,null,null,null,null,null,null,null,null,null,null,null,null,null,null,null,null,null,null,null,null,null,null,null,null,null,null,null,null,null,null,null,null,null,null,null,null,null,null,null,null,null,null,null,null,null,null,null,null,null,null,null,null,null,null,null,null,null,null,360,760,null,null,null,null,null,null,null,null,null,null,"T12 6 85","SH",null,null,null,null,null,null,31,null,null,null,null,null,"Nursing Homes",5840,null,null,null,null,null,null,"1lp, 1 x 4 Fluorescent, T12 to LED, 1x4 Panel, 18 watts","LR700","L700","LR700",null,null,null,null,null,null,null,null,null,"F82ILL","T8",50]
[null,null,null,null,null,null,null,null,null,null,null,null,null,null,null,null,null,null,null,null,null,null,null,null,null,null,null,null,null,null,null,null,null,null,null,null,null,null,null,null,null,null,null,null,null,null,null,null,null,null,null,null,null,null,null,null,null,null,null,null,null,null,null,null,null,null,null,370,770,null,null,null,null,null,null,null,null,null,null,"T12 6 160","SV",null,null,null,null,null,null,32,null,null,null,null,null,"Office (General Office Types)",3013,null,null,null,null,null,null,"2lp, 2 x 4 Fluorescent, T12 to LED, 2x4 Panel, 30 watts","LR710","L710","LR710",null,null,null,null,null,null,null,null,null,"F83ILL","T8",50]
[null,null,null,null,null,null,null,null,null,null,null,null,null,null,null,null,null,null,null,null,null,null,null,null,null,null,null,null,null,null,null,null,null,null,null,null,null,null,null,null,null,null,null,null,null,null,null,null,null,null,null,null,null,null,null,null,null,null,null,null,null,null,null,null,null,null,null,380,780,null,null,null,null,null,null,null,null,null,null,"T12 5 50","S",null,null,null,null,null,null,33,null,null,null,null,null,"Office/Retail",4368,null,null,null,null,null,null,"2lp, 1 x 4 Fluorescent, T12 to LED, 1x4 Panel, 30 watts","LR700","L700","LR700",null,null,null,null,null,null,null,null,null,"F84ILL","T8",50]
[null,null,null,null,null,null,null,null,null,null,null,null,null,null,null,null,null,null,null,null,null,null,null,null,null,null,null,null,null,null,null,null,null,null,null,null,null,null,null,null,null,null,null,null,null,null,null,null,null,null,null,null,null,null,null,null,null,null,null,null,null,null,null,null,null,null,null,390,790,null,null,null,null,null,null,null,null,null,null,"T12 5 75","SH",null,null,null,null,null,null,34,null,null,null,null,null,"Parking Garages",7717,null,null,null,null,null,null,"3lp, 2 x 4 Fluorescent, T12 to LED, 2x4 Panel, 45 watts","LR710","L710","LR710",null,null,null,null,null,null,null,null,null,"FLED 1x4 10","LED 1x4 Linear Panel",100]
[null,null,null,null,null,null,null,null,null,null,null,null,null,null,null,null,null,null,null,null,null,null,null,null,null,null,null,null,null,null,null,null,null,null,null,null,null,null,null,null,null,null,null,null,null,null,null,null,null,null,null,null,null,null,null,null,null,null,null,null,null,null,null,null,null,null,null,400,800,null,null,null,null,null,null,null,null,null,null,"T12 5 135","SV",null,null,null,null,null,null,35,null,null,null,null,null,"Parking Lots",4100,null,null,null,null,null,null,"4lp, 2 x 4 Fluorescent, T12 to LED, 2x4 Panel, 50 watts","LR710","L710","LR710",null,null,null,null,null,null,null,null,null,"FLED 1x4 15","LED 1x4 Linear Panel",100]
[null,null,null,null,null,null,null,null,null,null,null,null,null,null,null,null,null,null,null,null,null,null,null,null,null,null,null,null,null,null,null,null,null,null,null,null,null,null,null,null,null,null,null,null,null,null,null,null,null,null,null,null,null,null,null,null,null,null,null,null,null,null,null,null,null,null,null,null,null,null,null,null,null,null,null,null,null,null,null,"T12 3 30","S",null,null,null,null,null,null,36,null,null,null,null,null,"Penitentiary",5477,null,null,null,null,null,null,"6lp, Fluorescent High Bay, T12 to LED, High Bay Fixtures 140 watts","LR820","L820","LR820",null,null,null,null,null,null,null,null,null,"FLED 2x2 20","LED 2x2 Linear Panel",140]
[null,null,null,null,null,null,null,null,null,null,null,null,null,null,null,null,null,null,null,null,null,null,null,null,null,null,null,null,null,null,null,null,null,null,null,null,null,null,null,null,null,null,null,null,null,null,null,null,null,null,null,null,null,null,null,null,null,null,null,null,null,null,null,null,null,null,null,null,null,null,null,null,null,null,null,null,null,null,null,"T12 3 50","SH",null,null,null,null,null,null,37,null,null,null,null,null,"Performing Arts Theatre",2586,null,null,null,null,null,null,"1lp, 8' Fluorescent Strip, T12 to (2) LED, Linear Ambient Fixtures 25 watts","LR734","L734","LR734",null,null,null,null,null,null,null,null,null,"FLED 2x2 21","LED 2x2 Linear Panel",140]
[null,null,null,null,null,null,null,null,null,null,null,null,null,null,null,null,null,null,null,null,null,null,null,null,null,null,null,null,null,null,null,null,null,null,null,null,null,null,null,null,null,null,null,null,null,null,null,null,null,null,null,null,null,null,null,null,null,null,null,null,null,null,null,null,null,null,null,null,null,null,null,null,null,null,null,null,null,null,null,"T12 3 25","ES",null,null,null,null,null,null,38,null,null,null,null,null,"Police / Fire Stations (24 Hr)",7665,null,null,null,null,null,null,"2lp, 8' Fluorescent Strip, T12 to (2) LED, Linear Ambient Fixtures 45 watts","LR734","L734","LR734",null,null,null,null,null,null,null,null,null,"FLED 2x2 23","LED 2x2 Linear Panel",140]
[null,null,null,null,null,null,null,null,null,null,null,null,null,null,null,null,null,null,null,null,null,null,null,null,null,null,null,null,null,null,null,null,null,null,null,null,null,null,null,null,null,null,null,null,null,null,null,null,null,null,null,null,null,null,null,null,null,null,null,null,null,null,null,null,null,null,null,null,null,null,null,null,null,null,null,null,null,null,null,"T8 2 17","IL",null,null,null,null,null,null,39,null,null,null,null,null,"Post Office",3748,null,null,null,null,null,null,"3lp, 8' Fluorescent Strip, T12 to (2) LED, Linear Ambient Fixtures 50 watts","LR734","L734","LR734",null,null,null,null,null,null,null,null,null,"FLED 2x2 24","LED 2x2 Linear Panel",140]
[null,null,null,null,null,null,null,null,null,null,null,null,null,null,null,null,null,null,null,null,null,null,null,null,null,null,null,null,null,null,null,null,null,null,null,null,null,null,null,null,null,null,null,null,null,null,null,null,null,null,null,null,null,null,null,null,null,null,null,null,null,null,null,null,null,null,null,null,null,null,null,null,null,null,null,null,null,null,null,"T8 3 25","IL",null,null,null,null,null,null,40,null,null,null,null,null,"Pump Stations",1949,null,null,null,null,null,null,"4lp, 8' Fluorescent Strip, T12 to (2) LED, Linear Ambient Fixtures 50 watts","LR734","L734","LR734",null,null,null,null,null,null,null,null,null,"FLED 2x2 25","LED 2x2 Linear Panel",140]
[null,null,null,null,null,null,null,null,null,null,null,null,null,null,null,null,null,null,null,null,null,null,null,null,null,null,null,null,null,null,null,null,null,null,null,null,null,null,null,null,null,null,null,null,null,null,null,null,null,null,null,null,null,null,null,null,null,null,null,null,null,null,null,null,null,null,null,null,null,null,null,null,null,null,null,null,null,null,null,"T8 5 40","IL",null,null,null,null,null,null,41,null,null,null,null,null,"Refrigerated Warehouse",2602,null,null,null,null,null,null,"1lp, U-Bend Fluorescent, T12 to LED, 2x2 Panel, 21 watts","LR720","L720","LR720",null,null,null,null,null,null,null,null,null,"FLED 2x2 26","LED 2x2 Linear Panel",140]
[null,null,null,null,null,null,null,null,null,null,null,null,null,null,null,null,null,null,null,null,null,null,null,null,null,null,null,null,null,null,null,null,null,null,null,null,null,null,null,null,null,null,null,null,null,null,null,null,null,null,null,null,null,null,null,null,null,null,null,null,null,null,null,null,null,null,null,null,null,null,null,null,null,null,null,null,null,null,null,"T8 5 58","L",null,null,null,null,null,null,42,null,null,null,null,null,"Religious Building",1955,null,null,null,null,null,null,"2lp, U-Bend Fluorescent, T12 to LED, 2x2 Panel, 48 watts","LR720","L720","LR720",null,null,null,null,null,null,null,null,null,"FLED 2x2 27","LED 2x2 Linear Panel",140]
[null,null,null,null,null,null,null,null,null,null,null,null,null,null,null,null,null,null,null,null,null,null,null,null,null,null,null,null,null,null,null,null,null,null,null,null,null,null,null,null,null,null,null,null,null,null,null,null,null,null,null,null,null,null,null,null,null,null,null,null,null,null,null,null,null,null,null,null,null,null,null,null,null,null,null,null,null,null,null,"T8 8 59","IL",null,null,null,null,null,null,43,null,null,null,null,null,"Restaurants",4182,null,null,null,null,null,null,"3lp, U-Bend Fluorescent, T12 to LED, 2x2 Panel, 58 watts","LR720","L720","LR720",null,null,null,null,null,null,null,null,null,"FLED 2x2 28","LED 2x2 Linear Panel",140]
[null,null,null,null,null,null,null,null,null,null,null,null,null,null,null,null,null,null,null,null,null,null,null,null,null,null,null,null,null,null,null,null,null,null,null,null,null,null,null,null,null,null,null,null,null,null,null,null,null,null,null,null,null,null,null,null,null,null,null,null,null,null,null,null,null,null,null,null,null,null,null,null,null,null,null,null,null,null,null,"T8 8 86","LH",null,null,null,null,null,null,44,null,null,null,null,null,"Retail",3463,null,null,null,null,null,null,"2lp, 2 x 2 Fluorescent, T5 to LED, 2x2 Panel, 30 watts","LR720","L720","LR720",null,null,null,null,null,null,null,null,null,"FLED 2x2 29","LED 2x2 Linear Panel",140]
[null,null,null,null,null,null,null,null,null,null,null,null,null,null,null,null,null,null,null,null,null,null,null,null,null,null,null,null,null,null,null,null,null,null,null,null,null,null,null,null,null,null,null,null,null,null,null,null,null,null,null,null,null,null,null,null,null,null,null,null,null,null,null,null,null,null,null,null,null,null,null,null,null,null,null,null,null,null,null,"T8 U 32","IL",null,null,null,null,null,null,45,null,null,null,null,null,"School / University",2187,null,null,null,null,null,null,"2lp, 2 x 4 Fluorescent, T5 to LED, 2x4 Panel, 30 watts","LR710","L710","LR710",null,null,null,null,null,null,null,null,null,"FLED 2x2 30","LED 2x2 Linear Panel",140]
[null,null,null,null,null,null,null,null,null,null,null,null,null,null,null,null,null,null,null,null,null,null,null,null,null,null,null,null,null,null,null,null,null,null,null,null,null,null,null,null,null,null,null,null,null,null,null,null,null,null,null,null,null,null,null,null,null,null,null,null,null,null,null,null,null,null,null,null,null,null,null,null,null,null,null,null,null,null,null,"T12 2 20","S",null,null,null,null,null,null,46,null,null,null,null,null,"Schools (Jr./Sr. High)",2187,null,null,null,null,null,null,"3lp, 2 x 4 Fluorescent, T5 to LED, 2x4 Panel, 70 watts","LR710","L710","LR710",null,null,null,null,null,null,null,null,null,"FLED 2x2 33","LED 2x2 Linear Panel",140]
[null,null,null,null,null,null,null,null,null,null,null,null,null,null,null,null,null,null,null,null,null,null,null,null,null,null,null,null,null,null,null,null,null,null,null,null,null,null,null,null,null,null,null,null,null,null,null,null,null,null,null,null,null,null,null,null,null,null,null,null,null,null,null,null,null,null,null,null,null,null,null,null,null,null,null,null,null,null,null,"T12 2 35","SH",null,null,null,null,null,null,47,null,null,null,null,null,"Schools (Preschool/Elementary)",2187,null,null,null,null,null,null,"4lp, 2 x 4 Fluorescent, T5 to LED, 2x4 Panel, 100 watts","LR710","L710","LR710",null,null,null,null,null,null,null,null,null,"FLED 2x2 34","LED 2x2 Linear Panel",140]
[null,null,null,null,null,null,null,null,null,null,null,null,null,null,null,null,null,null,null,null,null,null,null,null,null,null,null,null,null,null,null,null,null,null,null,null,null,null,null,null,null,null,null,null,null,null,null,null,null,null,null,null,null,null,null,null,null,null,null,null,null,null,null,null,null,null,null,null,null,null,null,null,null,null,null,null,null,null,null,null,null,null,null,null,null,null,null,48,null,null,null,null,null,"Schools (Technical/Vocational)",2187,null,null,null,null,null,null,"6lp, Fluorescent High Bay, T5 to LED, High Bay Fixtures 175 watts","LR820","L820","LR820",null,null,null,null,null,null,null,null,null,"FLED 2x2 36","LED 2x2 Linear Panel",140]
[null,null,null,null,null,null,null,null,null,null,null,null,null,null,null,null,null,null,null,null,null,null,null,null,null,null,null,null,null,null,null,null,null,null,null,null,null,null,null,null,null,null,null,null,null,null,null,null,null,null,null,null,null,null,null,null,null,null,null,null,null,null,null,null,null,null,null,null,null,null,null,null,null,null,null,null,null,null,null,null,null,null,null,null,null,null,null,49,null,null,null,null,null,"Small Services",3750,null,null,null,null,null,null,"8lp, Fluorescent High Bay, T5 to LED, High Bay Fixtures 235 watts","LR820","L820","LR820",null,null,null,null,null,null,null,null,null,"FLED 2x2 39","LED 2x2 Linear Panel",140]
[null,null,null,null,null,null,null,null,null,null,null,null,null,null,null,null,null,null,null,null,null,null,null,null,null,null,null,null,null,null,null,null,null,null,null,null,null,null,null,null,null,null,null,null,null,null,null,null,null,null,null,null,null,null,null,null,null,null,null,null,null,null,null,null,null,null,null,null,null,null,null,null,null,null,null,null,null,null,null,null,null,null,null,null,null,null,null,50,null,null,null,null,null,"Sports Arena",1954,null,null,null,null,null,null,"1lp, 1 x4 Fluorescent, T8 to LED, 1x4 Panel, 10 watts","LR700","L700","LR700",null,null,null,null,null,null,null,null,null,"FLED 2x2 40","LED 2x2 Linear Panel",140]
[null,null,null,null,null,null,null,null,null,null,null,null,null,null,null,null,null,null,null,null,null,null,null,null,null,null,null,null,null,null,null,null,null,null,null,null,null,null,null,null,null,null,null,null,null,null,null,null,null,null,null,null,null,null,null,null,null,null,null,null,null,null,null,null,null,null,null,null,null,null,null,null,null,null,null,null,null,null,null,null,null,null,null,null,null,null,null,51,null,null,null,null,null,"Town Hall",3748,null,null,null,null,null,null,"2lp, 2 x 2 Fluorescent, T8 to LED, 2x2 Panel, 20 watts","LR720","L720","LR720",null,null,null,null,null,null,null,null,null,"FLED 2x2 41","LED 2x2 Linear Panel",140]
[null,null,null,null,null,null,null,null,null,null,null,null,null,null,null,null,null,null,null,null,null,null,null,null,null,null,null,null,null,null,null,null,null,null,null,null,null,null,null,null,null,null,null,null,null,null,null,null,null,null,null,null,null,null,null,null,null,null,null,null,null,null,null,null,null,null,null,null,null,null,null,null,null,null,null,null,null,null,null,null,null,null,null,null,null,null,null,52,null,null,null,null,null,"Transportation",6456,null,null,null,null,null,null,"3lp, 2 x 2 Fluorescent, T8 to LED, 2x2 Panel, 25 watts","LR720","L720","LR720",null,null,null,null,null,null,null,null,null,"FLED 2x2 43","LED 2x2 Linear Panel",140]
[null,null,null,null,null,null,null,null,null,null,null,null,null,null,null,null,null,null,null,null,null,null,null,null,null,null,null,null,null,null,null,null,null,null,null,null,null,null,null,null,null,null,null,null,null,null,null,null,null,null,null,null,null,null,null,null,null,null,null,null,null,null,null,null,null,null,null,null,null,null,null,null,null,null,null,null,null,null,null,null,null,null,null,null,null,null,null,53,null,null,null,null,null,"Warehouse (Not Refrigerated)",2602,null,null,null,null,null,null,"4lp, 2 x 2 Fluorescent, T8 to LED, 2x2 Panel, 30 watts","LR720","L720","LR720",null,null,null,null,null,null,null,null,null,"FLED 2x2 45","LED 2x2 Linear Panel",140]
[null,null,null,null,null,null,null,null,null,null,null,null,null,null,null,null,null,null,null,null,null,null,null,null,null,null,null,null,null,null,null,null,null,null,null,null,null,null,null,null,null,null,null,null,null,null,null,null,null,null,null,null,null,null,null,null,null,null,null,null,null,null,null,null,null,null,null,null,null,null,null,null,null,null,null,null,null,null,null,null,null,null,null,null,null,null,null,54,null,null,null,null,null,"Waste Water Treatment Plant",6631,null,null,null,null,null,null,"1lp, 1 x 4 Fluorescent, T8 to LED, 1x4 Panel, 18 watts","LR700","L700","LR700",null,null,null,null,null,null,null,null,null,"FLED 2x2 48","LED 2x2 Linear Panel",140]
[null,null,null,null,null,null,null,null,null,null,null,null,null,null,null,null,null,null,null,null,null,null,null,null,null,null,null,null,null,null,null,null,null,null,null,null,null,null,null,null,null,null,null,null,null,null,null,null,null,null,null,null,null,null,null,null,null,null,null,null,null,null,null,null,null,null,null,null,null,null,null,null,null,null,null,null,null,null,null,null,null,null,null,null,null,null,null,55,null,null,null,null,null,"Workshop",3750,null,null,null,null,null,null,"2lp, 1 x 4 Fluorescent, T8 to LED, 1x4 Panel, 30 watts","LR700","L700","LR700",null,null,null,null,null,null,null,null,null,"FLED 2x2 49","LED 2x2 Linear Panel",140]
[null,null,null,null,null,null,null,null,null,null,null,null,null,null,null,null,null,null,null,null,null,null,null,null,null,null,null,null,null,null,null,null,null,null,null,null,null,null,null,null,null,null,null,null,null,null,null,null,null,null,null,null,null,null,null,null,null,null,null,null,null,null,null,null,null,null,null,null,null,null,null,null,null,null,null,null,null,null,null,null,null,null,null,null,null,null,null,56,null,null,null,null,null,"Other",0,null,null,null,null,null,null,"2lp, 2 x 4 Fluorescent, T8 to LED, 2x4 Panel, 30 watts","LR710","L710","LR710",null,null,null,null,null,null,null,null,null,"FLED 2x2 50","LED 2x2 Linear Panel",140]
[null,null,null,null,null,null,null,null,null,null,null,null,null,null,null,null,null,null,null,null,null,null,null,null,null,null,null,null,null,null,null,null,null,null,null,null,null,null,null,null,null,null,null,null,null,null,null,null,null,null,null,null,null,null,null,null,null,null,null,null,null,null,null,null,null,null,null,null,null,null,null,null,null,null,null,null,null,null,null,null,null,null,null,null,null,null,null,57,null,null,null,null,null,null,null,null,null,null,null,null,null,"3lp, 2 x 4 Fluorescent, T8 to LED, 2x4 Panel, 45 watts","LR710","L710","LR710",null,null,null,null,null,null,null,null,null,"FLED 2x2 52","LED 2x2 Linear Panel",140]
[null,null,null,null,null,null,null,null,null,null,null,null,null,null,null,null,null,null,null,null,null,null,null,null,null,null,null,null,null,null,null,null,null,null,null,null,null,null,null,null,null,null,null,null,null,null,null,null,null,null,null,null,null,null,null,null,null,null,null,null,null,null,null,null,null,null,null,null,null,null,null,null,null,null,null,null,null,null,null,null,null,null,null,null,null,null,null,58,null,null,null,null,null,null,null,null,null,null,null,null,null,"4lp, 2 x 4 Fluorescent, T8 to LED, 2x4 Panel, 50 watts","LR710","L710","LR710",null,null,null,null,null,null,null,null,null,"FLED 2x2 55","LED 2x2 Linear Panel",140]
[null,null,null,null,null,null,null,null,null,null,null,null,null,null,null,null,null,null,null,null,null,null,null,null,null,null,null,null,null,null,null,null,null,null,null,null,null,null,null,null,null,null,null,null,null,null,null,null,null,null,null,null,null,null,null,null,null,null,null,null,null,null,null,null,null,null,null,null,null,null,null,null,null,null,null,null,null,null,null,null,null,null,null,null,null,null,null,59,null,null,null,null,null,null,null,null,null,null,null,null,null,"6lp, Fluorescent High Bay, T8 to LED, High Bay Fixtures 95 watts","LR820","L820","LR820",null,null,null,null,null,null,null,null,null,"FLED 2x2 58","LED 2x2 Linear Panel",140]
[null,null,null,null,null,null,null,null,null,null,null,null,null,null,null,null,null,null,null,null,null,null,null,null,null,null,null,null,null,null,null,null,null,null,null,null,null,null,null,null,null,null,null,null,null,null,null,null,null,null,null,null,null,null,null,null,null,null,null,null,null,null,null,null,null,null,null,null,null,null,null,null,null,null,null,null,null,null,null,null,null,null,null,null,null,null,null,60,null,null,null,null,null,null,null,null,null,null,null,null,null,"8lp, Fluorescent High Bay, T8 to LED, High Bay Fixtures 115 watts","LR820","L820",{"$f":"IF($DC$1=1,CY71,CZ71)","v":"LR820"},null,null,null,null,null,null,null,null,null,"FLED 2x2 64","LED 2x2 Linear Panel",140]
[null,null,null,null,null,null,null,null,null,null,null,null,null,null,null,null,null,null,null,null,null,null,null,null,null,null,null,null,null,null,null,null,null,null,null,null,null,null,null,null,null,null,null,null,null,null,null,null,null,null,null,null,null,null,null,null,null,null,null,null,null,null,null,null,null,null,null,null,null,null,null,null,null,null,null,null,null,null,null,null,null,null,null,null,null,null,null,61,null,null,null,null,null,null,null,null,null,null,null,null,null,"1lp, 8' Fluorescent Strip, T12 to (2) LED, Linear Ambient Fixtures 18 watts","LR734","L734","LR734",null,null,null,null,null,null,null,null,null,"FLED 2x4 25","LED 2x4 Linear Panel",180]
[null,null,null,null,null,null,null,null,null,null,null,null,null,null,null,null,null,null,null,null,null,null,null,null,null,null,null,null,null,null,null,null,null,null,null,null,null,null,null,null,null,null,null,null,null,null,null,null,null,null,null,null,null,null,null,null,null,null,null,null,null,null,null,null,null,null,null,null,null,null,null,null,null,null,null,null,null,null,null,null,null,null,null,null,null,null,null,62,null,null,null,null,null,null,null,null,null,null,null,null,null,"2lp, 8' Fluorescent Strip, T8 to (2) LED, Linear Ambient Fixtures 25 watts","LR734","L734","LR734",null,null,null,null,null,null,null,null,null,"FLED 2x4 27","LED 2x4 Linear Panel",180]
[null,null,null,null,null,null,null,null,null,null,null,null,null,null,null,null,null,null,null,null,null,null,null,null,null,null,null,null,null,null,null,null,null,null,null,null,null,null,null,null,null,null,null,null,null,null,null,null,null,null,null,null,null,null,null,null,null,null,null,null,null,null,null,null,null,null,null,null,null,null,null,null,null,null,null,null,null,null,null,null,null,null,null,null,null,null,null,63,null,null,null,null,null,null,null,null,null,null,null,null,null,"3lp, 8' Fluorescent Strip, T8 to (2) LED, Linear Ambient Fixtures 40 watts","LR734","L734","LR734",null,null,null,null,null,null,null,null,null,"FLED 2x4 28","LED 2x4 Linear Panel",180]
[null,null,null,null,null,null,null,null,null,null,null,null,null,null,null,null,null,null,null,null,null,null,null,null,null,null,null,null,null,null,null,null,null,null,null,null,null,null,null,null,null,null,null,null,null,null,null,null,null,null,null,null,null,null,null,null,null,null,null,null,null,null,null,null,null,null,null,null,null,null,null,null,null,null,null,null,null,null,null,null,null,null,null,null,null,null,null,64,null,null,null,null,null,null,null,null,null,null,null,null,null,"4lp, 8' Fluorescent Strip, T8 to (2) LED, Linear Ambient Fixtures 50 watts","LR734","L734","LR734",null,null,null,null,null,null,null,null,null,"FLED 2x4 29","LED 2x4 Linear Panel",180]
[null,null,null,null,null,null,null,null,null,null,null,null,null,null,null,null,null,null,null,null,null,null,null,null,null,null,null,null,null,null,null,null,null,null,null,null,null,null,null,null,null,null,null,null,null,null,null,null,null,null,null,null,null,null,null,null,null,null,null,null,null,null,null,null,null,null,null,null,null,null,null,null,null,null,null,null,null,null,null,null,null,null,null,null,null,null,null,65,null,null,null,null,null,null,null,null,null,null,null,null,null,"2lp, U-Bend Fluorescent, T8 to LED, 2x2 Panel, 30 watts","LR720","L720","LR720",null,null,null,null,null,null,null,null,null,"FLED 2x4 30","LED 2x4 Linear Panel",180]
[null,null,null,null,null,null,null,null,null,null,null,null,null,null,null,null,null,null,null,null,null,null,null,null,null,null,null,null,null,null,null,null,null,null,null,null,null,null,null,null,null,null,null,null,null,null,null,null,null,null,null,null,null,null,null,null,null,null,null,null,null,null,null,null,null,null,null,null,null,null,null,null,null,null,null,null,null,null,null,null,null,null,null,null,null,null,null,66,null,null,null,null,null,null,null,null,null,null,null,null,null,"3lp, U-Bend Fluorescent, T8 to LED, 2x2 Panel, 45 watts","LR720","L720","LR720",null,null,null,null,null,null,null,null,null,"FLED 2x4 31","LED 2x4 Linear Panel",180]
[null,null,null,null,null,null,null,null,null,null,null,null,null,null,null,null,null,null,null,null,null,null,null,null,null,null,null,null,null,null,null,null,null,null,null,null,null,null,null,null,null,null,null,null,null,null,null,null,null,null,null,null,null,null,null,null,null,null,null,null,null,null,null,null,null,null,null,null,null,null,null,null,null,null,null,null,null,null,null,null,null,null,null,null,null,null,null,67,null,null,null,null,null,null,null,null,null,null,null,null,null,"1lp, U-Bend Fluorescent, T12 to LED, Two Foot Linear Replacements 21 watts","LR742","L742","LR742",null,null,null,null,null,null,null,null,null,"FLED 2x4 32","LED 2x4 Linear Panel",180]
[null,null,null,null,null,null,null,null,null,null,null,null,null,null,null,null,null,null,null,null,null,null,null,null,null,null,null,null,null,null,null,null,null,null,null,null,null,null,null,null,null,null,null,null,null,null,null,null,null,null,null,null,null,null,null,null,null,null,null,null,null,null,null,null,null,null,null,null,null,null,null,null,null,null,null,null,null,null,null,null,null,null,null,null,null,null,null,68,null,null,null,null,null,null,null,null,null,null,null,null,null,"2lp, U-Bend Fluorescent, T12 to LED, Two Foot Linear Replacements 24 watts","LR742","L742","LR742",null,null,null,null,null,null,null,null,null,"FLED 2x4 33","LED 2x4 Linear Panel",180]
[null,null,null,null,null,null,null,null,null,null,null,null,null,null,null,null,null,null,null,null,null,null,null,null,null,null,null,null,null,null,null,null,null,null,null,null,null,null,null,null,null,null,null,null,null,null,null,null,null,null,null,null,null,null,null,null,null,null,null,null,null,null,null,null,null,null,null,null,null,null,null,null,null,null,null,null,null,null,null,null,null,null,null,null,null,null,null,69,null,null,null,null,null,null,null,null,null,null,null,null,null,"3lp, U-Bend Fluorescent, T12 to LED, Two Foot Linear Replacements 19 watts","LR742","L742","LR742",null,null,null,null,null,null,null,null,null,"FLED 2x4 34","LED 2x4 Linear Panel",180]
[null,null,null,null,null,null,null,null,null,null,null,null,null,null,null,null,null,null,null,null,null,null,null,null,null,null,null,null,null,null,null,null,null,null,null,null,null,null,null,null,null,null,null,null,null,null,null,null,null,null,null,null,null,null,null,null,null,null,null,null,null,null,null,null,null,null,null,null,null,null,null,null,null,null,null,null,null,null,null,null,null,null,null,null,null,null,null,70,null,null,null,null,null,null,null,null,null,null,null,null,null,"2lp, U-Bend Fluorescent, T8 to LED, Two Foot Linear Replacements 15 watts","LR742","L742","LR742",null,null,null,null,null,null,null,null,null,"FLED 2x4 35","LED 2x4 Linear Panel",180]
[null,null,null,null,null,null,null,null,null,null,null,null,null,null,null,null,null,null,null,null,null,null,null,null,null,null,null,null,null,null,null,null,null,null,null,null,null,null,null,null,null,null,null,null,null,null,null,null,null,null,null,null,null,null,null,null,null,null,null,null,null,null,null,null,null,null,null,null,null,null,null,null,null,null,null,null,null,null,null,null,null,null,null,null,null,null,null,71,null,null,null,null,null,null,null,null,null,null,null,null,null,"3lp, U-Bend Fluorescent, T8 to LED, Two Foot Linear Replacements 15 watts","LR742","L742","LR742",null,null,null,null,null,null,null,null,null,"FLED 2x4 36","LED 2x4 Linear Panel",180]
[null,null,null,null,null,null,null,null,null,null,null,null,null,null,null,null,null,null,null,null,null,null,null,null,null,null,null,null,null,null,null,null,null,null,null,null,null,null,null,null,null,null,null,null,null,null,null,null,null,null,null,null,null,null,null,null,null,null,null,null,null,null,null,null,null,null,null,null,null,null,null,null,null,null,null,null,null,null,null,null,null,null,null,null,null,null,null,72,null,null,null,null,null,null,null,null,null,null,null,null,null,"1lp, 100 watts, Halogen to LED, Replacement Lamps 20 watts","LR410","L410","LR410",null,null,null,null,null,null,null,null,null,"FLED 2x4 37","LED 2x4 Linear Panel",180]
[null,null,null,null,null,null,null,null,null,null,null,null,null,null,null,null,null,null,null,null,null,null,null,null,null,null,null,null,null,null,null,null,null,null,null,null,null,null,null,null,null,null,null,null,null,null,null,null,null,null,null,null,null,null,null,null,null,null,null,null,null,null,null,null,null,null,null,null,null,null,null,null,null,null,null,null,null,null,null,null,null,null,null,null,null,null,null,73,null,null,null,null,null,null,null,null,null,null,null,null,null,"1lp, 35 watts, Halogen to LED, Replacement Lamps 7 watts","LR410","L410","LR410",null,null,null,null,null,null,null,null,null,"FLED 2x4 38","LED 2x4 Linear Panel",180]
[null,null,null,null,null,null,null,null,null,null,null,null,null,null,null,null,null,null,null,null,null,null,null,null,null,null,null,null,null,null,null,null,null,null,null,null,null,null,null,null,null,null,null,null,null,null,null,null,null,null,null,null,null,null,null,null,null,null,null,null,null,null,null,null,null,null,null,null,null,null,null,null,null,null,null,null,null,null,null,null,null,null,null,null,null,null,null,74,null,null,null,null,null,null,null,null,null,null,null,null,null,"1lp, 40 watts, Halogen to LED, Replacement Lamps 8 watts","LR410","L410","LR410",null,null,null,null,null,null,null,null,null,"FLED 2x4 39","LED 2x4 Linear Panel",180]
[null,null,null,null,null,null,null,null,null,null,null,null,null,null,null,null,null,null,null,null,null,null,null,null,null,null,null,null,null,null,null,null,null,null,null,null,null,null,null,null,null,null,null,null,null,null,null,null,null,null,null,null,null,null,null,null,null,null,null,null,null,null,null,null,null,null,null,null,null,null,null,null,null,null,null,null,null,null,null,null,null,null,null,null,null,null,null,75,null,null,null,null,null,null,null,null,null,null,null,null,null,"1lp, 45 watts, Halogen to LED, Replacement Lamps 9 watts","LR410","L410","LR410",null,null,null,null,null,null,null,null,null,"FLED 2x4 40","LED 2x4 Linear Panel",180]
[null,null,null,null,null,null,null,null,null,null,null,null,null,null,null,null,null,null,null,null,null,null,null,null,null,null,null,null,null,null,null,null,null,null,null,null,null,null,null,null,null,null,null,null,null,null,null,null,null,null,null,null,null,null,null,null,null,null,null,null,null,null,null,null,null,null,null,null,null,null,null,null,null,null,null,null,null,null,null,null,null,null,null,null,null,null,null,76,null,null,null,null,null,null,null,null,null,null,null,null,null,"1lp, 50 watts, Halogen to LED, Replacement Lamps 10 watts","LR410","L410","LR410",null,null,null,null,null,null,null,null,null,"FLED 2x4 41","LED 2x4 Linear Panel",180]
[null,null,null,null,null,null,null,null,null,null,null,null,null,null,null,null,null,null,null,null,null,null,null,null,null,null,null,null,null,null,null,null,null,null,null,null,null,null,null,null,null,null,null,null,null,null,null,null,null,null,null,null,null,null,null,null,null,null,null,null,null,null,null,null,null,null,null,null,null,null,null,null,null,null,null,null,null,null,null,null,null,null,null,null,null,null,null,77,null,null,null,null,null,null,null,null,null,null,null,null,null,"1lp, 55 watts, Halogen to LED, Replacement Lamps 11 watts","LR410","L410","LR410",null,null,null,null,null,null,null,null,null,"FLED 2x4 42","LED 2x4 Linear Panel",180]
[null,null,null,null,null,null,null,null,null,null,null,null,null,null,null,null,null,null,null,null,null,null,null,null,null,null,null,null,null,null,null,null,null,null,null,null,null,null,null,null,null,null,null,null,null,null,null,null,null,null,null,null,null,null,null,null,null,null,null,null,null,null,null,null,null,null,null,null,null,null,null,null,null,null,null,null,null,null,null,null,null,null,null,null,null,null,null,78,null,null,null,null,null,null,null,null,null,null,null,null,null,"1lp, 60 watts, Halogen to LED, Replacement Lamps 12 watts","LR410","L410","LR410",null,null,null,null,null,null,null,null,null,"FLED 2x4 45","LED 2x4 Linear Panel",180]
[null,null,null,null,null,null,null,null,null,null,null,null,null,null,null,null,null,null,null,null,null,null,null,null,null,null,null,null,null,null,null,null,null,null,null,null,null,null,null,null,null,null,null,null,null,null,null,null,null,null,null,null,null,null,null,null,null,null,null,null,null,null,null,null,null,null,null,null,null,null,null,null,null,null,null,null,null,null,null,null,null,null,null,null,null,null,null,79,null,null,null,null,null,null,null,null,null,null,null,null,null,"1lp, 75 watts, Halogen to LED, Replacement Lamps 15 watts","LR410","L410","LR410",null,null,null,null,null,null,null,null,null,"FLED 2x4 50","LED 2x4 Linear Panel",180]
[null,null,null,null,null,null,null,null,null,null,null,null,null,null,null,null,null,null,null,null,null,null,null,null,null,null,null,null,null,null,null,null,null,null,null,null,null,null,null,null,null,null,null,null,null,null,null,null,null,null,null,null,null,null,null,null,null,null,null,null,null,null,null,null,null,null,null,null,null,null,null,null,null,null,null,null,null,null,null,null,null,null,null,null,null,null,null,80,null,null,null,null,null,null,null,null,null,null,null,null,null,"1lp, 90 watts, Halogen to LED, Replacement Lamps 18 watts","LR410","L410","LR410",null,null,null,null,null,null,null,null,null,"FLED 2x4 70","LED 2x4 Linear Panel",180]
[null,null,null,null,null,null,null,null,null,null,null,null,null,null,null,null,null,null,null,null,null,null,null,null,null,null,null,null,null,null,null,null,null,null,null,null,null,null,null,null,null,null,null,null,null,null,null,null,null,null,null,null,null,null,null,null,null,null,null,null,null,null,null,null,null,null,null,null,null,null,null,null,null,null,null,null,null,null,null,null,null,null,null,null,null,null,null,81,null,null,null,null,null,null,null,null,null,null,null,null,null,"100w High Pressure Sodium to LED, Replacement Lamps 30 watts","LR410","L410","LR410",null,null,null,null,null,null,null,null,null,"FLED 2x4 100","LED 2x4 Linear Panel",180]
[null,null,null,null,null,null,null,null,null,null,null,null,null,null,null,null,null,null,null,null,null,null,null,null,null,null,null,null,null,null,null,null,null,null,null,null,null,null,null,null,null,null,null,null,null,null,null,null,null,null,null,null,null,null,null,null,null,null,null,null,null,null,null,null,null,null,null,null,null,null,null,null,null,null,null,null,null,null,null,null,null,null,null,null,null,null,null,82,null,null,null,null,null,null,null,null,null,null,null,null,null,"1000w High Pressure Sodium to LED, High Bay Fixtures 465 watts","LR820","L820","LR820",null,null,null,null,null,null,null,null,null,"FLED AMB 105","Linear Ambient Luminaires",120]
[null,null,null,null,null,null,null,null,null,null,null,null,null,null,null,null,null,null,null,null,null,null,null,null,null,null,null,null,null,null,null,null,null,null,null,null,null,null,null,null,null,null,null,null,null,null,null,null,null,null,null,null,null,null,null,null,null,null,null,null,null,null,null,null,null,null,null,null,null,null,null,null,null,null,null,null,null,null,null,null,null,null,null,null,null,null,null,83,null,null,null,null,null,null,null,null,null,null,null,null,null,"150w High Pressure Sodium to LED, Replacement Lamps 32 watts","LR410","L410","LR410",null,null,null,null,null,null,null,null,null,"FLED AMB 30","Linear Ambient Luminaires",120]
[null,null,null,null,null,null,null,null,null,null,null,null,null,null,null,null,null,null,null,null,null,null,null,null,null,null,null,null,null,null,null,null,null,null,null,null,null,null,null,null,null,null,null,null,null,null,null,null,null,null,null,null,null,null,null,null,null,null,null,null,null,null,null,null,null,null,null,null,null,null,null,null,null,null,null,null,null,null,null,null,null,null,null,null,null,null,null,84,null,null,null,null,null,null,null,null,null,null,null,null,null,"200w High Pressure Sodium to LED, Low Bay Fixtures 104 watts","LR810","L810","LR810",null,null,null,null,null,null,null,null,null,"FLED AMB 35","Linear Ambient Luminaires",120]
[null,null,null,null,null,null,null,null,null,null,null,null,null,null,null,null,null,null,null,null,null,null,null,null,null,null,null,null,null,null,null,null,null,null,null,null,null,null,null,null,null,null,null,null,null,null,null,null,null,null,null,null,null,null,null,null,null,null,null,null,null,null,null,null,null,null,null,null,null,null,null,null,null,null,null,null,null,null,null,null,null,null,null,null,null,null,null,85,null,null,null,null,null,null,null,null,null,null,null,null,null,"250w High Pressure Sodium to LED, Low Bay Fixtures 124 watts","LR810","L810","LR810",null,null,null,null,null,null,null,null,null,"FLED AMB 45","Linear Ambient Luminaires",120]
[null,null,null,null,null,null,null,null,null,null,null,null,null,null,null,null,null,null,null,null,null,null,null,null,null,null,null,null,null,null,null,null,null,null,null,null,null,null,null,null,null,null,null,null,null,null,null,null,null,null,null,null,null,null,null,null,null,null,null,null,null,null,null,null,null,null,null,null,null,null,null,null,null,null,null,null,null,null,null,null,null,null,null,null,null,null,null,86,null,null,null,null,null,null,null,null,null,null,null,null,null,"400w High Pressure Sodium to LED, High Bay Fixtures 197 watts","LR820","L820","LR820",null,null,null,null,null,null,null,null,null,"FLED AMB 50","Linear Ambient Luminaires",120]
[null,null,null,null,null,null,null,null,null,null,null,null,null,null,null,null,null,null,null,null,null,null,null,null,null,null,null,null,null,null,null,null,null,null,null,null,null,null,null,null,null,null,null,null,null,null,null,null,null,null,null,null,null,null,null,null,null,null,null,null,null,null,null,null,null,null,null,null,null,null,null,null,null,null,null,null,null,null,null,null,null,null,null,null,null,null,null,87,null,null,null,null,null,null,null,null,null,null,null,null,null,"600w High Pressure Sodium to LED, High Bay Fixtures 284 watts","LR820","L820","LR820",null,null,null,null,null,null,null,null,null,"FLED AMB 60","Linear Ambient Luminaires",120]
[null,null,null,null,null,null,null,null,null,null,null,null,null,null,null,null,null,null,null,null,null,null,null,null,null,null,null,null,null,null,null,null,null,null,null,null,null,null,null,null,null,null,null,null,null,null,null,null,null,null,null,null,null,null,null,null,null,null,null,null,null,null,null,null,null,null,null,null,null,null,null,null,null,null,null,null,null,null,null,null,null,null,null,null,null,null,null,88,null,null,null,null,null,null,null,null,null,null,null,null,null,"750w High Pressure Sodium to LED, High Bay Fixtures 353 watts","LR820","L820","LR820",null,null,null,null,null,null,null,null,null,"FLED AMB 80","Linear Ambient Luminaires",120]
[null,null,null,null,null,null,null,null,null,null,null,null,null,null,null,null,null,null,null,null,null,null,null,null,null,null,null,null,null,null,null,null,null,null,null,null,null,null,null,null,null,null,null,null,null,null,null,null,null,null,null,null,null,null,null,null,null,null,null,null,null,null,null,null,null,null,null,null,null,null,null,null,null,null,null,null,null,null,null,null,null,null,null,null,null,null,null,89,null,null,null,null,null,null,null,null,null,null,null,null,null,"1lp, 100 watts, Incandescent to LED, Replacement Lamps 14 watts","LR410","L410","LR410",null,null,null,null,null,null,null,null,null,"FLED AMB 90","Linear Ambient Luminaires",120]
[null,null,null,null,null,null,null,null,null,null,null,null,null,null,null,null,null,null,null,null,null,null,null,null,null,null,null,null,null,null,null,null,null,null,null,null,null,null,null,null,null,null,null,null,null,null,null,null,null,null,null,null,null,null,null,null,null,null,null,null,null,null,null,null,null,null,null,null,null,null,null,null,null,null,null,null,null,null,null,null,null,null,null,null,null,null,null,90,null,null,null,null,null,null,null,null,null,null,null,null,null,"1lp, 120 watts, Incandescent to LED, Replacement Lamps 14 watts","LR410","L410","LR410",null,null,null,null,null,null,null,null,null,"FLED HBY 108","LED High Bay ",500]
[null,null,null,null,null,null,null,null,null,null,null,null,null,null,null,null,null,null,null,null,null,null,null,null,null,null,null,null,null,null,null,null,null,null,null,null,null,null,null,null,null,null,null,null,null,null,null,null,null,null,null,null,null,null,null,null,null,null,null,null,null,null,null,null,null,null,null,null,null,null,null,null,null,null,null,null,null,null,null,null,null,null,null,null,null,null,null,91,null,null,null,null,null,null,null,null,null,null,null,null,null,"1lp, 125 watts, Incandescent to LED, Replacement Lamps 17 watts","LR410","L410","LR410",null,null,null,null,null,null,null,null,null,"FLED HBY 115","LED High Bay ",500]
[null,null,null,null,null,null,null,null,null,null,null,null,null,null,null,null,null,null,null,null,null,null,null,null,null,null,null,null,null,null,null,null,null,null,null,null,null,null,null,null,null,null,null,null,null,null,null,null,null,null,null,null,null,null,null,null,null,null,null,null,null,null,null,null,null,null,null,null,null,null,null,null,null,null,null,null,null,null,null,null,null,null,null,null,null,null,null,92,null,null,null,null,null,null,null,null,null,null,null,null,null,"1lp, 15 watts, Incandescent to LED, Replacement Lamps 3 watts","LR410","L410","LR410",null,null,null,null,null,null,null,null,null,"FLED HBY 124","LED High Bay ",500]
[null,null,null,null,null,null,null,null,null,null,null,null,null,null,null,null,null,null,null,null,null,null,null,null,null,null,null,null,null,null,null,null,null,null,null,null,null,null,null,null,null,null,null,null,null,null,null,null,null,null,null,null,null,null,null,null,null,null,null,null,null,null,null,null,null,null,null,null,null,null,null,null,null,null,null,null,null,null,null,null,null,null,null,null,null,null,null,93,null,null,null,null,null,null,null,null,null,null,null,null,null,"1lp, 150 watts, Incandescent to LED, Replacement Lamps 17 watts","LR410","L410","LR410",null,null,null,null,null,null,null,null,null,"FLED HBY 126","LED High Bay ",500]
[null,null,null,null,null,null,null,null,null,null,null,null,null,null,null,null,null,null,null,null,null,null,null,null,null,null,null,null,null,null,null,null,null,null,null,null,null,null,null,null,null,null,null,null,null,null,null,null,null,null,null,null,null,null,null,null,null,null,null,null,null,null,null,null,null,null,null,null,null,null,null,null,null,null,null,null,null,null,null,null,null,null,null,null,null,null,null,94,null,null,null,null,null,null,null,null,null,null,null,null,null,"1lp, 20 watts, Incandescent to LED, Replacement Lamps 4 watts","LR410","L410","LR410",null,null,null,null,null,null,null,null,null,"FLED HBY 136","LED High Bay ",500]
[null,null,null,null,null,null,null,null,null,null,null,null,null,null,null,null,null,null,null,null,null,null,null,null,null,null,null,null,null,null,null,null,null,null,null,null,null,null,null,null,null,null,null,null,null,null,null,null,null,null,null,null,null,null,null,null,null,null,null,null,null,null,null,null,null,null,null,null,null,null,null,null,null,null,null,null,null,null,null,null,null,null,null,null,null,null,null,95,null,null,null,null,null,null,null,null,null,null,null,null,null,"1lp, 200 watts, Incandescent to LED, Replacement Lamps 30 watts","LR410","L410","LR410",null,null,null,null,null,null,null,null,null,"FLED HBY 140","LED High Bay ",500]
[null,null,null,null,null,null,null,null,null,null,null,null,null,null,null,null,null,null,null,null,null,null,null,null,null,null,null,null,null,null,null,null,null,null,null,null,null,null,null,null,null,null,null,null,null,null,null,null,null,null,null,null,null,null,null,null,null,null,null,null,null,null,null,null,null,null,null,null,null,null,null,null,null,null,null,null,null,null,null,null,null,null,null,null,null,null,null,96,null,null,null,null,null,null,null,null,null,null,null,null,null,"1lp, 250 watts, Incandescent to LED, Replacement Lamps 32 watts","LR410","L410","LR410",null,null,null,null,null,null,null,null,null,"FLED HBY 145","LED High Bay ",500]
[null,null,null,null,null,null,null,null,null,null,null,null,null,null,null,null,null,null,null,null,null,null,null,null,null,null,null,null,null,null,null,null,null,null,null,null,null,null,null,null,null,null,null,null,null,null,null,null,null,null,null,null,null,null,null,null,null,null,null,null,null,null,null,null,null,null,null,null,null,null,null,null,null,null,null,null,null,null,null,null,null,null,null,null,null,null,null,97,null,null,null,null,null,null,null,null,null,null,null,null,null,"1lp, 300 watts, Incandescent to LED, Replacement Lamps 38 watts","LR410","L410","LR410",null,null,null,null,null,null,null,null,null,"FLED HBY 154","LED High Bay ",500]
[null,null,null,null,null,null,null,null,null,null,null,null,null,null,null,null,null,null,null,null,null,null,null,null,null,null,null,null,null,null,null,null,null,null,null,null,null,null,null,null,null,null,null,null,null,null,null,null,null,null,null,null,null,null,null,null,null,null,null,null,null,null,null,null,null,null,null,null,null,null,null,null,null,null,null,null,null,null,null,null,null,null,null,null,null,null,null,98,null,null,null,null,null,null,null,null,null,null,null,null,null,"1lp, 40 watts, Incandescent to LED, Replacement Lamps 7 watts","LR410","L410","LR410",null,null,null,null,null,null,null,null,null,"FLED HBY 160","LED High Bay ",500]
[null,null,null,null,null,null,null,null,null,null,null,null,null,null,null,null,null,null,null,null,null,null,null,null,null,null,null,null,null,null,null,null,null,null,null,null,null,null,null,null,null,null,null,null,null,null,null,null,null,null,null,null,null,null,null,null,null,null,null,null,null,null,null,null,null,null,null,null,null,null,null,null,null,null,null,null,null,null,null,null,null,null,null,null,null,null,null,99,null,null,null,null,null,null,null,null,null,null,null,null,null,"1lp, 50 watts, Incandescent to LED, Replacement Lamps 9 watts","LR410","L410","LR410",null,null,null,null,null,null,null,null,null,"FLED HBY 175","LED High Bay ",500]
[null,null,null,null,null,null,null,null,null,null,null,null,null,null,null,null,null,null,null,null,null,null,null,null,null,null,null,null,null,null,null,null,null,null,null,null,null,null,null,null,null,null,null,null,null,null,null,null,null,null,null,null,null,null,null,null,null,null,null,null,null,null,null,null,null,null,null,null,null,null,null,null,null,null,null,null,null,null,null,null,null,null,null,null,null,null,null,100,null,null,null,null,null,null,null,null,null,null,null,null,null,"1lp, 55 watts, Incandescent to LED, Replacement Lamps 9 watts","LR410","L410","LR410",null,null,null,null,null,null,null,null,null,"FLED HBY 197","LED High Bay ",500]
[null,null,null,null,null,null,null,null,null,null,null,null,null,null,null,null,null,null,null,null,null,null,null,null,null,null,null,null,null,null,null,null,null,null,null,null,null,null,null,null,null,null,null,null,null,null,null,null,null,null,null,null,null,null,null,null,null,null,null,null,null,null,null,null,null,null,null,null,null,null,null,null,null,null,null,null,null,null,null,null,null,null,null,null,null,null,null,101,null,null,null,null,null,null,null,null,null,null,null,null,null,"1lp, 60 watts, Incandescent to LED, Replacement Lamps 10 watts","LR410","L410","LR410",null,null,null,null,null,null,null,null,null,"FLED HBY 235","LED High Bay ",500]
[null,null,null,null,null,null,null,null,null,null,null,null,null,null,null,null,null,null,null,null,null,null,null,null,null,null,null,null,null,null,null,null,null,null,null,null,null,null,null,null,null,null,null,null,null,null,null,null,null,null,null,null,null,null,null,null,null,null,null,null,null,null,null,null,null,null,null,null,null,null,null,null,null,null,null,null,null,null,null,null,null,null,null,null,null,null,null,102,null,null,null,null,null,null,null,null,null,null,null,null,null,"1lp, 65 watts, Incandescent to LED, Replacement Lamps 11 watts","LR410","L410","LR410",null,null,null,null,null,null,null,null,null,"FLED HBY 269","LED High Bay ",500]
[null,null,null,null,null,null,null,null,null,null,null,null,null,null,null,null,null,null,null,null,null,null,null,null,null,null,null,null,null,null,null,null,null,null,null,null,null,null,null,null,null,null,null,null,null,null,null,null,null,null,null,null,null,null,null,null,null,null,null,null,null,null,null,null,null,null,null,null,null,null,null,null,null,null,null,null,null,null,null,null,null,null,null,null,null,null,null,103,null,null,null,null,null,null,null,null,null,null,null,null,null,"1lp, 75 watts, Incandescent to LED, Replacement Lamps 14 watts","LR410","L410","LR410",null,null,null,null,null,null,null,null,null,"FLED HBY 284","LED High Bay ",500]
[null,null,null,null,null,null,null,null,null,null,null,null,null,null,null,null,null,null,null,null,null,null,null,null,null,null,null,null,null,null,null,null,null,null,null,null,null,null,null,null,null,null,null,null,null,null,null,null,null,null,null,null,null,null,null,null,null,null,null,null,null,null,null,null,null,null,null,null,null,null,null,null,null,null,null,null,null,null,null,null,null,null,null,null,null,null,null,104,null,null,null,null,null,null,null,null,null,null,null,null,null,"1lp, 80 watts, Incandescent to LED, Replacement Lamps 14 watts","LR410","L410","LR410",null,null,null,null,null,null,null,null,null,"FLED HBY 345","LED High Bay ",500]
[null,null,null,null,null,null,null,null,null,null,null,null,null,null,null,null,null,null,null,null,null,null,null,null,null,null,null,null,null,null,null,null,null,null,null,null,null,null,null,null,null,null,null,null,null,null,null,null,null,null,null,null,null,null,null,null,null,null,null,null,null,null,null,null,null,null,null,null,null,null,null,null,null,null,null,null,null,null,null,null,null,null,null,null,null,null,null,105,null,null,null,null,null,null,null,null,null,null,null,null,null,"1lp, 90 watts, Incandescent to LED, Replacement Lamps 15 watts","LR410","L410","LR410",null,null,null,null,null,null,null,null,null,"FLED HBY 353","LED High Bay ",500]
[null,null,null,null,null,null,null,null,null,null,null,null,null,null,null,null,null,null,null,null,null,null,null,null,null,null,null,null,null,null,null,null,null,null,null,null,null,null,null,null,null,null,null,null,null,null,null,null,null,null,null,null,null,null,null,null,null,null,null,null,null,null,null,null,null,null,null,null,null,null,null,null,null,null,null,null,null,null,null,null,null,null,null,null,null,null,null,106,null,null,null,null,null,null,null,null,null,null,null,null,null,"1lp, 95 watts, Incandescent to LED, Replacement Lamps 16 watts","LR410","L410","LR410",null,null,null,null,null,null,null,null,null,"FLED HBY 465","LED High Bay ",500]
[null,null,null,null,null,null,null,null,null,null,null,null,null,null,null,null,null,null,null,null,null,null,null,null,null,null,null,null,null,null,null,null,null,null,null,null,null,null,null,null,null,null,null,null,null,null,null,null,null,null,null,null,null,null,null,null,null,null,null,null,null,null,null,null,null,null,null,null,null,null,null,null,null,null,null,null,null,null,null,null,null,null,null,null,null,null,null,107,null,null,null,null,null,null,null,null,null,null,null,null,null,"100w Metal Halide to LED, Replacement Lamps 30 watts","LR410","L410","LR410",null,null,null,null,null,null,null,null,null,"FLED HBY 93","LED High Bay ",500]
[null,null,null,null,null,null,null,null,null,null,null,null,null,null,null,null,null,null,null,null,null,null,null,null,null,null,null,null,null,null,null,null,null,null,null,null,null,null,null,null,null,null,null,null,null,null,null,null,null,null,null,null,null,null,null,null,null,null,null,null,null,null,null,null,null,null,null,null,null,null,null,null,null,null,null,null,null,null,null,null,null,null,null,null,null,null,null,108,null,null,null,null,null,null,null,null,null,null,null,null,null,"1000w Metal Halide High Bay to LED, High Bay Fixtures 345 watts","LR820","L820","LR820",null,null,null,null,null,null,null,null,null,"FLED HBY 95","LED High Bay ",500]
[null,null,null,null,null,null,null,null,null,null,null,null,null,null,null,null,null,null,null,null,null,null,null,null,null,null,null,null,null,null,null,null,null,null,null,null,null,null,null,null,null,null,null,null,null,null,null,null,null,null,null,null,null,null,null,null,null,null,null,null,null,null,null,null,null,null,null,null,null,null,null,null,null,null,null,null,null,null,null,null,null,null,null,null,null,null,null,109,null,null,null,null,null,null,null,null,null,null,null,null,null,"150w Metal Halide to LED, Replacement Lamps 32 watts","LR410","L410","LR410",null,null,null,null,null,null,null,null,null,"FU1SILL","HPT8-RW",50]
[null,null,null,null,null,null,null,null,null,null,null,null,null,null,null,null,null,null,null,null,null,null,null,null,null,null,null,null,null,null,null,null,null,null,null,null,null,null,null,null,null,null,null,null,null,null,null,null,null,null,null,null,null,null,null,null,null,null,null,null,null,null,null,null,null,null,null,null,null,null,null,null,null,null,null,null,null,null,null,null,null,null,null,null,null,null,null,110,null,null,null,null,null,null,null,null,null,null,null,null,null,"175w Metal Halide to LED, Replacement Lamps 32 watts","LR410","L410","LR410",null,null,null,null,null,null,null,null,null,"FU2ILL","T8",50]
[null,null,null,null,null,null,null,null,null,null,null,null,null,null,null,null,null,null,null,null,null,null,null,null,null,null,null,null,null,null,null,null,null,null,null,null,null,null,null,null,null,null,null,null,null,null,null,null,null,null,null,null,null,null,null,null,null,null,null,null,null,null,null,null,null,null,null,null,null,null,null,null,null,null,null,null,null,null,null,null,null,null,null,null,null,null,null,111,null,null,null,null,null,null,null,null,null,null,null,null,null,"200w Metal Halide Low Bay to LED, Low Bay Fixtures 72 watts","LR810","L810","LR810",null,null,null,null,null,null,null,null,null,"FU2LL","T8",50]
[null,null,null,null,null,null,null,null,null,null,null,null,null,null,null,null,null,null,null,null,null,null,null,null,null,null,null,null,null,null,null,null,null,null,null,null,null,null,null,null,null,null,null,null,null,null,null,null,null,null,null,null,null,null,null,null,null,null,null,null,null,null,null,null,null,null,null,null,null,null,null,null,null,null,null,null,null,null,null,null,null,null,null,null,null,null,null,112,null,null,null,null,null,null,null,null,null,null,null,null,null,"250w Metal Halide Low Bay to LED, Low Bay Fixtures 60 watts","LR810","L810","LR810",null,null,null,null,null,null,null,null,null,"FU2RILL","HPT8-RW",50]
[null,null,null,null,null,null,null,null,null,null,null,null,null,null,null,null,null,null,null,null,null,null,null,null,null,null,null,null,null,null,null,null,null,null,null,null,null,null,null,null,null,null,null,null,null,null,null,null,null,null,null,null,null,null,null,null,null,null,null,null,null,null,null,null,null,null,null,null,null,null,null,null,null,null,null,null,null,null,null,null,null,null,null,null,null,null,null,113,null,null,null,null,null,null,null,null,null,null,null,null,null,"300w Metal Halide Low Bay to LED, High Bay Fixtures 108 watts","LR820","L820","LR820",null,null,null,null,null,null,null,null,null,"FU3ILL","T8",50]
[null,null,null,null,null,null,null,null,null,null,null,null,null,null,null,null,null,null,null,null,null,null,null,null,null,null,null,null,null,null,null,null,null,null,null,null,null,null,null,null,null,null,null,null,null,null,null,null,null,null,null,null,null,null,null,null,null,null,null,null,null,null,null,null,null,null,null,null,null,null,null,null,null,null,null,null,null,null,null,null,null,null,null,null,null,null,null,114,null,null,null,null,null,null,null,null,null,null,null,null,null,"320w Metal Halide Low Bay to LED, High Bay Fixtures 115 watts","LR820","L820","LR820",null,null,null,null,null,null,null,null,null,"ILED 10","Generic LED",30]
[null,null,null,null,null,null,null,null,null,null,null,null,null,null,null,null,null,null,null,null,null,null,null,null,null,null,null,null,null,null,null,null,null,null,null,null,null,null,null,null,null,null,null,null,null,null,null,null,null,null,null,null,null,null,null,null,null,null,null,null,null,null,null,null,null,null,null,null,null,null,null,null,null,null,null,null,null,null,null,null,null,null,null,null,null,null,null,115,null,null,null,null,null,null,null,null,null,null,null,null,null,"350w Metal Halide Low Bay to LED, High Bay Fixtures 126 watts","LR820","L820","LR820",null,null,null,null,null,null,null,null,null,"ILED 11","Generic LED",30]
[null,null,null,null,null,null,null,null,null,null,null,null,null,null,null,null,null,null,null,null,null,null,null,null,null,null,null,null,null,null,null,null,null,null,null,null,null,null,null,null,null,null,null,null,null,null,null,null,null,null,null,null,null,null,null,null,null,null,null,null,null,null,null,null,null,null,null,null,null,null,null,null,null,null,null,null,null,null,null,null,null,null,null,null,null,null,null,116,null,null,null,null,null,null,null,null,null,null,null,null,null,"360w Metal Halide Low Bay to LED, High Bay Fixtures 136 watts","LR820","L820","LR820",null,null,null,null,null,null,null,null,null,"ILED 12","Generic LED",30]
[null,null,null,null,null,null,null,null,null,null,null,null,null,null,null,null,null,null,null,null,null,null,null,null,null,null,null,null,null,null,null,null,null,null,null,null,null,null,null,null,null,null,null,null,null,null,null,null,null,null,null,null,null,null,null,null,null,null,null,null,null,null,null,null,null,null,null,null,null,null,null,null,null,null,null,null,null,null,null,null,null,null,null,null,null,null,null,117,null,null,null,null,null,null,null,null,null,null,null,null,null,"400w Metal Halide High Bay to LED, High Bay Fixtures 145 watts","LR820","L820","LR820",null,null,null,null,null,null,null,null,null,"ILED 14","Generic LED",30]
[null,null,null,null,null,null,null,null,null,null,null,null,null,null,null,null,null,null,null,null,null,null,null,null,null,null,null,null,null,null,null,null,null,null,null,null,null,null,null,null,null,null,null,null,null,null,null,null,null,null,null,null,null,null,null,null,null,null,null,null,null,null,null,null,null,null,null,null,null,null,null,null,null,null,null,null,null,null,null,null,null,null,null,null,null,null,null,118,null,null,null,null,null,null,null,null,null,null,null,null,null,"450w Metal Halide High Bay to LED, High Bay Fixtures 160 watts","LR820","L820","LR820",null,null,null,null,null,null,null,null,null,"ILED 15","Generic LED",30]
[null,null,null,null,null,null,null,null,null,null,null,null,null,null,null,null,null,null,null,null,null,null,null,null,null,null,null,null,null,null,null,null,null,null,null,null,null,null,null,null,null,null,null,null,null,null,null,null,null,null,null,null,null,null,null,null,null,null,null,null,null,null,null,null,null,null,null,null,null,null,null,null,null,null,null,null,null,null,null,null,null,null,null,null,null,null,null,119,null,null,null,null,null,null,null,null,null,null,null,null,null,"50w Metal Halide to LED, Replacement Lamps 14 watts","LR410","L410","LR410",null,null,null,null,null,null,null,null,null,"ILED 16","Generic LED",30]
[null,null,null,null,null,null,null,null,null,null,null,null,null,null,null,null,null,null,null,null,null,null,null,null,null,null,null,null,null,null,null,null,null,null,null,null,null,null,null,null,null,null,null,null,null,null,null,null,null,null,null,null,null,null,null,null,null,null,null,null,null,null,null,null,null,null,null,null,null,null,null,null,null,null,null,null,null,null,null,null,null,null,null,null,null,null,null,120,null,null,null,null,null,null,null,null,null,null,null,null,null,"70w Metal Halide to LED, Replacement Lamps 18 watts","LR410","L410","LR410",null,null,null,null,null,null,null,null,null,"ILED 17","Generic LED",30]
[null,null,null,null,null,null,null,null,null,null,null,null,null,null,null,null,null,null,null,null,null,null,null,null,null,null,null,null,null,null,null,null,null,null,null,null,null,null,null,null,null,null,null,null,null,null,null,null,null,null,null,null,null,null,null,null,null,null,null,null,null,null,null,null,null,null,null,null,null,null,null,null,null,null,null,null,null,null,null,null,null,null,null,null,null,null,null,121,null,null,null,null,null,null,null,null,null,null,null,null,null,"750w Metal Halide High Bay to LED, High Bay Fixtures 269 watts","LR820","L820","LR820",null,null,null,null,null,null,null,null,null,"ILED 18","Generic LED",30]
[null,null,null,null,null,null,null,null,null,null,null,null,null,null,null,null,null,null,null,null,null,null,null,null,null,null,null,null,null,null,null,null,null,null,null,null,null,null,null,null,null,null,null,null,null,null,null,null,null,null,null,null,null,null,null,null,null,null,null,null,null,null,null,null,null,null,null,null,null,null,null,null,null,null,null,null,null,null,null,null,null,null,null,null,null,null,null,122,null,null,null,null,null,null,null,null,null,null,null,null,null,"2lp, 2 x 2 Fluorescent, T12 to LED, Two Foot Linear Replacements 15 watts","LR742","L742","LR742",null,null,null,null,null,null,null,null,null,"ILED 2","Generic LED",30]
[null,null,null,null,null,null,null,null,null,null,null,null,null,null,null,null,null,null,null,null,null,null,null,null,null,null,null,null,null,null,null,null,null,null,null,null,null,null,null,null,null,null,null,null,null,null,null,null,null,null,null,null,null,null,null,null,null,null,null,null,null,null,null,null,null,null,null,null,null,null,null,null,null,null,null,null,null,null,null,null,null,null,null,null,null,null,null,123,null,null,null,null,null,null,null,null,null,null,null,null,null,"3lp, 2 x 2 Fluorescent, T12 to LED, Two Foot Linear Replacements 13 watts","LR742","L742","LR742",null,null,null,null,null,null,null,null,null,"ILED 20","Generic LED",30]
[null,null,null,null,null,null,null,null,null,null,null,null,null,null,null,null,null,null,null,null,null,null,null,null,null,null,null,null,null,null,null,null,null,null,null,null,null,null,null,null,null,null,null,null,null,null,null,null,null,null,null,null,null,null,null,null,null,null,null,null,null,null,null,null,null,null,null,null,null,null,null,null,null,null,null,null,null,null,null,null,null,null,null,null,null,null,null,124,null,null,null,null,null,null,null,null,null,null,null,null,null,"4lp, 2 x 2 Fluorescent, T12 to LED, Two Foot Linear Replacements 14 watts","LR742","L742",{"$f":"IF($DC$1=1,CY135,CZ135)","v":"LR742"},null,null,null,null,null,null,null,null,null,"ILED 25","Generic LED",30]
[null,null,null,null,null,null,null,null,null,null,null,null,null,null,null,null,null,null,null,null,null,null,null,null,null,null,null,null,null,null,null,null,null,null,null,null,null,null,null,null,null,null,null,null,null,null,null,null,null,null,null,null,null,null,null,null,null,null,null,null,null,null,null,null,null,null,null,null,null,null,null,null,null,null,null,null,null,null,null,null,null,null,null,null,null,null,null,125,null,null,null,null,null,null,null,null,null,null,null,null,null,"2lp, 2 x 2 Fluorescent, T5 to LED, Two Foot Linear Replacements 15 watts","LR742","L742","LR742",null,null,null,null,null,null,null,null,null,"ILED 3","Generic LED",30]
[null,null,null,null,null,null,null,null,null,null,null,null,null,null,null,null,null,null,null,null,null,null,null,null,null,null,null,null,null,null,null,null,null,null,null,null,null,null,null,null,null,null,null,null,null,null,null,null,null,null,null,null,null,null,null,null,null,null,null,null,null,null,null,null,null,null,null,null,null,null,null,null,null,null,null,null,null,null,null,null,null,null,null,null,null,null,null,126,null,null,null,null,null,null,null,null,null,null,null,null,null,"1lp, 1 x4 Fluorescent, T8 to LED, Two Foot Linear Replacements 10 watts","LR742","L742","LR742",null,null,null,null,null,null,null,null,null,"ILED 4","Generic LED",30]
[null,null,null,null,null,null,null,null,null,null,null,null,null,null,null,null,null,null,null,null,null,null,null,null,null,null,null,null,null,null,null,null,null,null,null,null,null,null,null,null,null,null,null,null,null,null,null,null,null,null,null,null,null,null,null,null,null,null,null,null,null,null,null,null,null,null,null,null,null,null,null,null,null,null,null,null,null,null,null,null,null,null,null,null,null,null,null,127,null,null,null,null,null,null,null,null,null,null,null,null,null,"2lp, 2 x 2 Fluorescent, T8 to LED, Two Foot Linear Replacements 10 watts","LR742","L742","LR742",null,null,null,null,null,null,null,null,null,"ILED 5","Generic LED",30]
[null,null,null,null,null,null,null,null,null,null,null,null,null,null,null,null,null,null,null,null,null,null,null,null,null,null,null,null,null,null,null,null,null,null,null,null,null,null,null,null,null,null,null,null,null,null,null,null,null,null,null,null,null,null,null,null,null,null,null,null,null,null,null,null,null,null,null,null,null,null,null,null,null,null,null,null,null,null,null,null,null,null,null,null,null,null,null,128,null,null,null,null,null,null,null,null,null,null,null,null,null,"3lp, 2 x 2 Fluorescent, T8 to LED, Two Foot Linear Replacements 8 watts","LR742","L742","LR742",null,null,null,null,null,null,null,null,null,"ILED 6","Generic LED",30]
[null,null,null,null,null,null,null,null,null,null,null,null,null,null,null,null,null,null,null,null,null,null,null,null,null,null,null,null,null,null,null,null,null,null,null,null,null,null,null,null,null,null,null,null,null,null,null,null,null,null,null,null,null,null,null,null,null,null,null,null,null,null,null,null,null,null,null,null,null,null,null,null,null,null,null,null,null,null,null,null,null,null,null,null,null,null,null,129,null,null,null,null,null,null,null,null,null,null,null,null,null,"4lp, 2 x 2 Fluorescent, T8 to LED, Two Foot Linear Replacements 8 watts","LR742","L742","LR742",null,null,null,null,null,null,null,null,null,"ILED 7","Generic LED",30]
[null,null,null,null,null,null,null,null,null,null,null,null,null,null,null,null,null,null,null,null,null,null,null,null,null,null,null,null,null,null,null,null,null,null,null,null,null,null,null,null,null,null,null,null,null,null,null,null,null,null,null,null,null,null,null,null,null,null,null,null,null,null,null,null,null,null,null,null,null,null,null,null,null,null,null,null,null,null,null,null,null,null,null,null,null,null,null,130,null,null,null,null,null,null,null,null,null,null,null,null,null,"1lp, 1 x 4 Fluorescent, T8 to LED, Four Foot Linear Replacements 18 watts","LR744","L744","LR744",null,null,null,null,null,null,null,null,null,"ILED 8","Generic LED",30]
[null,null,null,null,null,null,null,null,null,null,null,null,null,null,null,null,null,null,null,null,null,null,null,null,null,null,null,null,null,null,null,null,null,null,null,null,null,null,null,null,null,null,null,null,null,null,null,null,null,null,null,null,null,null,null,null,null,null,null,null,null,null,null,null,null,null,null,null,null,null,null,null,null,null,null,null,null,null,null,null,null,null,null,null,null,null,null,131,null,null,null,null,null,null,null,null,null,null,null,null,null,"1lp, 1 x 4 Fluorescent, T12 to LED, Four Foot Linear Replacements 18 watts","LR744","L744","LR744",null,null,null,null,null,null,null,null,null,"ILED 9","Generic LED",30]
[null,null,null,null,null,null,null,null,null,null,null,null,null,null,null,null,null,null,null,null,null,null,null,null,null,null,null,null,null,null,null,null,null,null,null,null,null,null,null,null,null,null,null,null,null,null,null,null,null,null,null,null,null,null,null,null,null,null,null,null,null,null,null,null,null,null,null,null,null,null,null,null,null,null,null,null,null,null,null,null,null,null,null,null,null,null,null,132,null,null,null,null,null,null,null,null,null,null,null,null,null,"2lp, 1 x 4 Fluorescent, T12 to LED, Four Foot Linear Replacements 15 watts","LR744","L744","LR744",null,null,null,null,null,null,null,null,null,"LBLED 104","LED Low Bay ",350]
[null,null,null,null,null,null,null,null,null,null,null,null,null,null,null,null,null,null,null,null,null,null,null,null,null,null,null,null,null,null,null,null,null,null,null,null,null,null,null,null,null,null,null,null,null,null,null,null,null,null,null,null,null,null,null,null,null,null,null,null,null,null,null,null,null,null,null,null,null,null,null,null,null,null,null,null,null,null,null,null,null,null,null,null,null,null,null,133,null,null,null,null,null,null,null,null,null,null,null,null,null,"2lp, 1 x 4 Fluorescent, T8 to LED, Four Foot Linear Replacements 15 watts","LR744","L744","LR744",null,null,null,null,null,null,null,null,null,"LBLED 116","LED Low Bay ",350]
[null,null,null,null,null,null,null,null,null,null,null,null,null,null,null,null,null,null,null,null,null,null,null,null,null,null,null,null,null,null,null,null,null,null,null,null,null,null,null,null,null,null,null,null,null,null,null,null,null,null,null,null,null,null,null,null,null,null,null,null,null,null,null,null,null,null,null,null,null,null,null,null,null,null,null,null,null,null,null,null,null,null,null,null,null,null,null,134,null,null,null,null,null,null,null,null,null,null,null,null,null,"2lp, 2 x 4 Fluorescent, T12 to LED, Four Foot Linear Replacements 15 watts","LR744","L744","LR744",null,null,null,null,null,null,null,null,null,"LBLED 57","LED Low Bay ",350]
[null,null,null,null,null,null,null,null,null,null,null,null,null,null,null,null,null,null,null,null,null,null,null,null,null,null,null,null,null,null,null,null,null,null,null,null,null,null,null,null,null,null,null,null,null,null,null,null,null,null,null,null,null,null,null,null,null,null,null,null,null,null,null,null,null,null,null,null,null,null,null,null,null,null,null,null,null,null,null,null,null,null,null,null,null,null,null,135,null,null,null,null,null,null,null,null,null,null,null,null,null,"2lp, 2 x 4 Fluorescent, T5 to LED, Four Foot Linear Replacements 15 watts","LR744","L744","LR744",null,null,null,null,null,null,null,null,null,"LBLED 60","LED Low Bay ",350]
[null,null,null,null,null,null,null,null,null,null,null,null,null,null,null,null,null,null,null,null,null,null,null,null,null,null,null,null,null,null,null,null,null,null,null,null,null,null,null,null,null,null,null,null,null,null,null,null,null,null,null,null,null,null,null,null,null,null,null,null,null,null,null,null,null,null,null,null,null,null,null,null,null,null,null,null,null,null,null,null,null,null,null,null,null,null,null,136,null,null,null,null,null,null,null,null,null,null,null,null,null,"3lp, 2 x 4 Fluorescent, T12 to LED, Four Foot Linear Replacements 15 watts","LR744","L744","LR744",null,null,null,null,null,null,null,null,null,"LBLED 67","LED Low Bay ",350]
[null,null,null,null,null,null,null,null,null,null,null,null,null,null,null,null,null,null,null,null,null,null,null,null,null,null,null,null,null,null,null,null,null,null,null,null,null,null,null,null,null,null,null,null,null,null,null,null,null,null,null,null,null,null,null,null,null,null,null,null,null,null,null,null,null,null,null,null,null,null,null,null,null,null,null,null,null,null,null,null,null,null,null,null,null,null,null,137,null,null,null,null,null,null,null,null,null,null,null,null,null,"3lp, 2 x 4 Fluorescent, T5 to LED, Four Foot Linear Replacements 23 watts","LR744","L744","LR744",null,null,null,null,null,null,null,null,null,"LBLED 72","LED Low Bay ",350]
[null,null,null,null,null,null,null,null,null,null,null,null,null,null,null,null,null,null,null,null,null,null,null,null,null,null,null,null,null,null,null,null,null,null,null,null,null,null,null,null,null,null,null,null,null,null,null,null,null,null,null,null,null,null,null,null,null,null,null,null,null,null,null,null,null,null,null,null,null,null,null,null,null,null,null,null,null,null,null,null,null,null,null,null,null,null,null,138,null,null,null,null,null,null,null,null,null,null,null,null,null,"2lp, 2 x 4 Fluorescent, T8 to LED, Four Foot Linear Replacements 15 watts","LR744","L744","LR744",null,null,null,null,null,null,null,null,null,"LBLED 78","LED Low Bay ",350]
[null,null,null,null,null,null,null,null,null,null,null,null,null,null,null,null,null,null,null,null,null,null,null,null,null,null,null,null,null,null,null,null,null,null,null,null,null,null,null,null,null,null,null,null,null,null,null,null,null,null,null,null,null,null,null,null,null,null,null,null,null,null,null,null,null,null,null,null,null,null,null,null,null,null,null,null,null,null,null,null,null,null,null,null,null,null,null,139,null,null,null,null,null,null,null,null,null,null,null,null,null,"3lp, 2 x 4 Fluorescent, T8 to LED, Four Foot Linear Replacements 15 watts","LR744","L744","LR744"]
[null,null,null,null,null,null,null,null,null,null,null,null,null,null,null,null,null,null,null,null,null,null,null,null,null,null,null,null,null,null,null,null,null,null,null,null,null,null,null,null,null,null,null,null,null,null,null,null,null,null,null,null,null,null,null,null,null,null,null,null,null,null,null,null,null,null,null,null,null,null,null,null,null,null,null,null,null,null,null,null,null,null,null,null,null,null,null,140,null,null,null,null,null,null,null,null,null,null,null,null,null,"4lp, 2 x 4 Fluorescent, T12 to LED, Four Foot Linear Replacements 15 watts","LR744","L744","LR744"]
[null,null,null,null,null,null,null,null,null,null,null,null,null,null,null,null,null,null,null,null,null,null,null,null,null,null,null,null,null,null,null,null,null,null,null,null,null,null,null,null,null,null,null,null,null,null,null,null,null,null,null,null,null,null,null,null,null,null,null,null,null,null,null,null,null,null,null,null,null,null,null,null,null,null,null,null,null,null,null,null,null,null,null,null,null,null,null,141,null,null,null,null,null,null,null,null,null,null,null,null,null,"4lp, 2 x 4 Fluorescent, T5 to LED, Four Foot Linear Replacements 25 watts","LR744","L744","LR744"]
[null,null,null,null,null,null,null,null,null,null,null,null,null,null,null,null,null,null,null,null,null,null,null,null,null,null,null,null,null,null,null,null,null,null,null,null,null,null,null,null,null,null,null,null,null,null,null,null,null,null,null,null,null,null,null,null,null,null,null,null,null,null,null,null,null,null,null,null,null,null,null,null,null,null,null,null,null,null,null,null,null,null,null,null,null,null,null,142,null,null,null,null,null,null,null,null,null,null,null,null,null,"4lp, 2 x 4 Fluorescent, T8 to LED, Four Foot Linear Replacements 15 watts","LR744","L744","LR744"]
[null,null,null,null,null,null,null,null,null,null,null,null,null,null,null,null,null,null,null,null,null,null,null,null,null,null,null,null,null,null,null,null,null,null,null,null,null,null,null,null,null,null,null,null,null,null,null,null,null,null,null,null,null,null,null,null,null,null,null,null,null,null,null,null,null,null,null,null,null,null,null,null,null,null,null,null,null,null,null,null,null,null,null,null,null,null,null,143,null,null,null,null,null,"F84SVS",null,null,null,null,null,null,null,"6lp, Fluorescent High Bay, T12 to LED, Four Foot Linear Replacements 23 watts","LR744","L744","LR744"]
[null,null,null,null,null,null,null,null,null,null,null,null,null,null,null,null,null,null,null,null,null,null,null,null,null,null,null,null,null,null,null,null,null,null,null,null,null,null,null,null,null,null,null,null,null,null,null,null,null,null,null,null,null,null,null,null,null,null,null,null,null,null,null,null,null,null,null,null,null,null,null,null,null,null,null,null,null,null,null,null,null,null,null,null,null,null,null,144,null,null,null,null,null,null,null,null,null,null,null,null,null,"6lp, Fluorescent High Bay, T5 to LED, Four Foot Linear Replacements 26 watts","LR744","L744","LR744"]
[null,null,null,null,null,null,null,null,null,null,null,null,null,null,null,null,null,null,null,null,null,null,null,null,null,null,null,null,null,null,null,null,null,null,null,null,null,null,null,null,null,null,null,null,null,null,null,null,null,null,null,null,null,null,null,null,null,null,null,null,null,null,null,null,null,null,null,null,null,null,null,null,null,null,null,null,null,null,null,null,null,null,null,null,null,null,null,145,null,null,null,null,null,null,null,null,null,null,null,null,null,"6lp, Fluorescent High Bay, T8 to LED, Four Foot Linear Replacements 16 watts","LR744","L744","LR744"]
[null,null,null,null,null,null,null,null,null,null,null,null,null,null,null,null,null,null,null,null,null,null,null,null,null,null,null,null,null,null,null,null,null,null,null,null,null,null,null,null,null,null,null,null,null,null,null,null,null,null,null,null,null,null,null,null,null,null,null,null,null,null,null,null,null,null,null,null,null,null,null,null,null,null,null,null,null,null,null,null,null,null,null,null,null,null,null,146,null,null,null,null,null,null,null,null,null,null,null,null,null,"8lp, Fluorescent High Bay, T5 to LED, Four Foot Linear Replacements 26 watts","LR744","L744","LR744"]
[null,null,null,null,null,null,null,null,null,null,null,null,null,null,null,null,null,null,null,null,null,null,null,null,null,null,null,null,null,null,null,null,null,null,null,null,null,null,null,null,null,null,null,null,null,null,null,null,null,null,null,null,null,null,null,null,null,null,null,null,null,null,null,null,null,null,null,null,null,null,null,null,null,null,null,null,null,null,null,null,null,null,null,null,null,null,null,147,null,null,null,null,null,null,null,null,null,null,null,null,null,"8lp, Fluorescent High Bay, T8 to LED, Four Foot Linear Replacements 15 watts","LR744","L744","LR744"]
[null,null,null,null,null,null,null,null,null,null,null,null,null,null,null,null,null,null,null,null,null,null,null,null,null,null,null,null,null,null,null,null,null,null,null,null,null,null,null,null,null,null,null,null,null,null,null,null,null,null,null,null,null,null,null,null,null,null,null,null,null,null,null,null,null,null,null,null,null,null,null,null,null,null,null,null,null,null,null,null,null,null,null,null,null,null,null,148,null,null,null,null,null,null,null,null,null,null,null,null,null,"Custom to LED","TBD","TBD","TBD"]
[null,null,null,null,null,null,null,null,null,null,null,null,null,null,null,null,null,null,null,null,null,null,null,null,null,null,null,null,null,null,null,null,null,null,null,null,null,null,null,null,null,null,null,null,null,null,null,null,null,null,null,null,null,null,null,null,null,null,null,null,null,null,null,null,null,null,null,null,null,null,null,null,null,null,null,null,null,null,null,null,null,null,null,null,null,null,null,149,null,null,null,null,null,null,null,null,null,null,null,null,null,"Custom T12 to LED","TBD","TBD","TBD"]
[null,null,null,null,null,null,null,null,null,null,null,null,null,null,null,null,null,null,null,null,null,null,null,null,null,null,null,null,null,null,null,null,null,null,null,null,null,null,null,null,null,null,null,null,null,null,null,null,null,null,null,null,null,null,null,null,null,null,null,null,null,null,null,null,null,null,null,null,null,null,null,null,null,null,null,null,null,null,null,null,null,null,null,null,null,null,null,150,null,null,null,null,null,null,null,null,null,null,null,null,null,"Custom T8 to LED","TBD","TBD","TBD"]
[null,null,null,null,null,null,null,null,null,null,null,null,null,null,null,null,null,null,null,null,null,null,null,null,null,null,null,null,null,null,null,null,null,null,null,null,null,null,null,null,null,null,null,null,null,null,null,null,null,null,null,null,null,null,null,null,null,null,null,null,null,null,null,null,null,null,null,null,null,null,null,null,null,null,null,null,null,null,null,null,null,null,null,null,null,null,null,151,null,null,null,null,null,null,null,null,null,null,null,null,null,"Custom T5 to LED","TBD","TBD","TBD"]
[null,null,null,null,null,null,null,null,null,null,null,null,null,null,null,null,null,null,null,null,null,null,null,null,null,null,null,null,null,null,null,null,null,null,null,null,null,null,null,null,null,null,null,null,null,null,null,null,null,null,null,null,null,null,null,null,null,null,null,null,null,null,null,null,null,null,null,null,null,null,null,null,null,null,null,null,null,null,null,null,null,null,null,null,null,null,null,152,null,null,null,null,null,null,null,null,null,null,null,null,null,"Custom HPT8 to LED","TBD","TBD","TBD"]
[null,null,null,null,null,null,null,null,null,null,null,null,null,null,null,null,null,null,null,null,null,null,null,null,null,null,null,null,null,null,null,null,null,null,null,null,null,null,null,null,null,null,null,null,null,null,null,null,null,null,null,null,null,null,null,null,null,null,null,null,null,null,null,null,null,null,null,null,null,null,null,null,null,null,null,null,null,null,null,null,null,null,null,null,null,null,null,153,null,null,null,null,null,null,null,null,null,null,null,null,null,"Custom HPT8-RW to LED","TBD","TBD","TBD"]
[null,null,null,null,null,null,null,null,null,null,null,null,null,null,null,null,null,null,null,null,null,null,null,null,null,null,null,null,null,null,null,null,null,null,null,null,null,null,null,null,null,null,null,null,null,null,null,null,null,null,null,null,null,null,null,null,null,null,null,null,null,null,null,null,null,null,null,null,null,null,null,null,null,null,null,null,null,null,null,null,null,null,null,null,null,null,null,154,null,null,null,null,null,null,null,null,null,null,null,null,null,"Custom Incandescent to LED","TBD","TBD","TBD"]
[null,null,null,null,null,null,null,null,null,null,null,null,null,null,null,null,null,null,null,null,null,null,null,null,null,null,null,null,null,null,null,null,null,null,null,null,null,null,null,null,null,null,null,null,null,null,null,null,null,null,null,null,null,null,null,null,null,null,null,null,null,null,null,null,null,null,null,null,null,null,null,null,null,null,null,null,null,null,null,null,null,null,null,null,null,null,null,155,null,null,null,null,null,null,null,null,null,null,null,null,null,"Custom Halogen to LED","TBD","TBD","TBD"]
[null,null,null,null,null,null,null,null,null,null,null,null,null,null,null,null,null,null,null,null,null,null,null,null,null,null,null,null,null,null,null,null,null,null,null,null,null,null,null,null,null,null,null,null,null,null,null,null,null,null,null,null,null,null,null,null,null,null,null,null,null,null,null,null,null,null,null,null,null,null,null,null,null,null,null,null,null,null,null,null,null,null,null,null,null,null,null,156,null,null,null,null,null,null,null,null,null,null,null,null,null,"Custom Metal Halide to LED","TBD","TBD","TBD"]
[null,null,null,null,null,null,null,null,null,null,null,null,null,null,null,null,null,null,null,null,null,null,null,null,null,null,null,null,null,null,null,null,null,null,null,null,null,null,null,null,null,null,null,null,null,null,null,null,null,null,null,null,null,null,null,null,null,null,null,null,null,null,null,null,null,null,null,null,null,null,null,null,null,null,null,null,null,null,null,null,null,null,null,null,null,null,null,157,null,null,null,null,null,null,null,null,null,null,null,null,null,"Custom High Pressure Sodium to LED","TBD","TBD","TBD"]
[null,null,null,null,null,null,null,null,null,null,null,null,null,null,null,null,null,null,null,null,null,null,null,null,null,null,null,null,null,null,null,null,null,null,null,null,null,null,null,null,null,null,null,null,null,null,null,null,null,null,null,null,null,null,null,null,null,null,null,null,null,null,null,null,null,null,null,null,null,null,null,null,null,null,null,null,null,null,null,null,null,null,null,null,null,null,null,158,null,null,null,null,null,null,null,null,null,null,null,null,null,"Custom Compact Fluorescent, Quad Tube to LED","TBD","TBD","TBD"]
[null,null,null,null,null,null,null,null,null,null,null,null,null,null,null,null,null,null,null,null,null,null,null,null,null,null,null,null,null,null,null,null,null,null,null,null,null,null,null,null,null,null,null,null,null,null,null,null,null,null,null,null,null,null,null,null,null,null,null,null,null,null,null,null,null,null,null,null,null,null,null,null,null,null,null,null,null,null,null,null,null,null,null,null,null,null,null,159,null,null,null,null,null,null,null,null,null,null,null,null,null,"Custom Compact Fluorescent, Spiral to LED","TBD","TBD","TBD"]
[null,null,null,null,null,null,null,null,null,null,null,null,null,null,null,null,null,null,null,null,null,null,null,null,null,null,null,null,null,null,null,null,null,null,null,null,null,null,null,null,null,null,null,null,null,null,null,null,null,null,null,null,null,null,null,null,null,null,null,null,null,null,null,null,null,null,null,null,null,null,null,null,null,null,null,null,null,null,null,null,null,null,null,null,null,null,null,160,null,null,null,null,null,null,null,null,null,null,null,null,null,"Custom Compact Fluorescent, Twin Tube to LED","TBD","TBD","TBD"]
[null,null,null,null,null,null,null,null,null,null,null,null,null,null,null,null,null,null,null,null,null,null,null,null,null,null,null,null,null,null,null,null,null,null,null,null,null,null,null,null,null,null,null,null,null,null,null,null,null,null,null,null,null,null,null,null,null,null,null,null,null,null,null,null,null,null,null,null,null,null,null,null,null,null,null,null,null,null,null,null,null,null,null,null,null,null,null,161]
[null,null,null,null,null,null,null,null,null,null,null,null,null,null,null,null,null,null,null,null,null,null,null,null,null,null,null,null,null,null,null,null,null,null,null,null,null,null,null,null,null,null,null,null,null,null,null,null,null,null,null,null,null,null,null,null,null,null,null,null,null,null,null,null,null,null,null,null,null,null,null,null,null,null,null,null,null,null,null,null,null,null,null,null,null,null,null,162]
[null,null,null,null,null,null,null,null,null,null,null,null,null,null,null,null,null,null,null,null,null,null,null,null,null,null,null,null,null,null,null,null,null,null,null,null,null,null,null,null,null,null,null,null,null,null,null,null,null,null,null,null,null,null,null,null,null,null,null,null,null,null,null,null,null,null,null,null,null,null,null,null,null,null,null,null,null,null,null,null,null,null,null,null,null,null,null,163]
[null,null,null,null,null,null,null,null,null,null,null,null,null,null,null,null,null,null,null,null,null,null,null,null,null,null,null,null,null,null,null,null,null,null,null,null,null,null,null,null,null,null,null,null,null,null,null,null,null,null,null,null,null,null,null,null,null,null,null,null,null,null,null,null,null,null,null,null,null,null,null,null,null,null,null,null,null,null,null,null,null,null,null,null,null,null,null,164]
[null,null,null,null,null,null,null,null,null,null,null,null,null,null,null,null,null,null,null,null,null,null,null,null,null,null,null,null,null,null,null,null,null,null,null,null,null,null,null,null,null,null,null,null,null,null,null,null,null,null,null,null,null,null,null,null,null,null,null,null,null,null,null,null,null,null,null,null,null,null,null,null,null,null,null,null,null,null,null,null,null,null,null,null,null,null,null,165]
[null,null,null,null,null,null,null,null,null,null,null,null,null,null,null,null,null,null,null,null,null,null,null,null,null,null,null,null,null,null,null,null,null,null,null,null,null,null,null,null,null,null,null,null,null,null,null,null,null,null,null,null,null,null,null,null,null,null,null,null,null,null,null,null,null,null,null,null,null,null,null,null,null,null,null,null,null,null,null,null,null,null,null,null,null,null,null,166]
[null,null,null,null,null,null,null,null,null,null,null,null,null,null,null,null,null,null,null,null,null,null,null,null,null,null,null,null,null,null,null,null,null,null,null,null,null,null,null,null,null,null,null,null,null,null,null,null,null,null,null,null,null,null,null,null,null,null,null,null,null,null,null,null,null,null,null,null,null,null,null,null,null,null,null,null,null,null,null,null,null,null,null,null,null,null,null,167]
[null,null,null,null,null,null,null,null,null,null,null,null,null,null,null,null,null,null,null,null,null,null,null,null,null,null,null,null,null,null,null,null,null,null,null,null,null,null,null,null,null,null,null,null,null,null,null,null,null,null,null,null,null,null,null,null,null,null,null,null,null,null,null,null,null,null,null,null,null,null,null,null,null,null,null,null,null,null,null,null,null,null,null,null,null,null,null,168]
[null,null,null,null,null,null,null,null,null,null,null,null,null,null,null,null,null,null,null,null,null,null,null,null,null,null,null,null,null,null,null,null,null,null,null,null,null,null,null,null,null,null,null,null,null,null,null,null,null,null,null,null,null,null,null,null,null,null,null,null,null,null,null,null,null,null,null,null,null,null,null,null,null,null,null,null,null,null,null,null,null,null,null,null,null,null,null,169]
[null,null,null,null,null,null,null,null,null,null,null,null,null,null,null,null,null,null,null,null,null,null,null,null,null,null,null,null,null,null,null,null,null,null,null,null,null,null,null,null,null,null,null,null,null,null,null,null,null,null,null,null,null,null,null,null,null,null,null,null,null,null,null,null,null,null,null,null,null,null,null,null,null,null,null,null,null,null,null,null,null,null,null,null,null,null,null,170]
[null,null,null,null,null,null,null,null,null,null,null,null,null,null,null,null,null,null,null,null,null,null,null,null,null,null,null,null,null,null,null,null,null,null,null,null,null,null,null,null,null,null,null,null,null,null,null,null,null,null,null,null,null,null,null,null,null,null,null,null,null,null,null,null,null,null,null,null,null,null,null,null,null,null,null,null,null,null,null,null,null,null,null,null,null,null,null,171]
[null,null,null,null,null,null,null,null,null,null,null,null,null,null,null,null,null,null,null,null,null,null,null,null,null,null,null,null,null,null,null,null,null,null,null,null,null,null,null,null,null,null,null,null,null,null,null,null,null,null,null,null,null,null,null,null,null,null,null,null,null,null,null,null,null,null,null,null,null,null,null,null,null,null,null,null,null,null,null,null,null,null,null,null,null,null,null,172]
[null,null,null,null,null,null,null,null,null,null,null,null,null,null,null,null,null,null,null,null,null,null,null,null,null,null,null,null,null,null,null,null,null,null,null,null,null,null,null,null,null,null,null,null,null,null,null,null,null,null,null,null,null,null,null,null,null,null,null,null,null,null,null,null,null,null,null,null,null,null,null,null,null,null,null,null,null,null,null,null,null,null,null,null,null,null,null,173]
[null,null,null,null,null,null,null,null,null,null,null,null,null,null,null,null,null,null,null,null,null,null,null,null,null,null,null,null,null,null,null,null,null,null,null,null,null,null,null,null,null,null,null,null,null,null,null,null,null,null,null,null,null,null,null,null,null,null,null,null,null,null,null,null,null,null,null,null,null,null,null,null,null,null,null,null,null,null,null,null,null,null,null,null,null,null,null,174,null,null,"FU2SS"]
[null,null,null,null,null,null,null,null,null,null,null,null,null,null,null,null,null,null,null,null,null,null,null,null,null,null,null,null,null,null,null,null,null,null,null,null,null,null,null,null,null,null,null,null,null,null,null,null,null,null,null,null,null,null,null,null,null,null,null,null,null,null,null,null,null,null,null,null,null,null,null,null,null,null,null,null,null,null,null,null,null,null,null,null,null,null,null,175]
[null,null,null,null,null,null,null,null,null,null,null,null,null,null,null,null,null,null,null,null,null,null,null,null,null,null,null,null,null,null,null,null,null,null,null,null,null,null,null,null,null,null,null,null,null,null,null,null,null,null,null,null,null,null,null,null,null,null,null,null,null,null,null,null,null,null,null,null,null,null,null,null,null,null,null,null,null,null,null,null,null,null,null,null,null,null,null,176]
[null,null,null,null,null,null,null,null,null,null,null,null,null,null,null,null,null,null,null,null,null,null,null,null,null,null,null,null,null,null,null,null,null,null,null,null,null,null,null,null,null,null,null,null,null,null,null,null,null,null,null,null,null,null,null,null,null,null,null,null,null,null,null,null,null,null,null,null,null,null,null,null,null,null,null,null,null,null,null,null,null,null,null,null,null,null,null,177]
[null,null,null,null,null,null,null,null,null,null,null,null,null,null,null,null,null,null,null,null,null,null,null,null,null,null,null,null,null,null,null,null,null,null,null,null,null,null,null,null,null,null,null,null,null,null,null,null,null,null,null,null,null,null,null,null,null,null,null,null,null,null,null,null,null,null,null,null,null,null,null,null,null,null,null,null,null,null,null,null,null,null,null,null,null,null,null,178]
[null,null,null,null,null,null,null,null,null,null,null,null,null,null,null,null,null,null,null,null,null,null,null,null,null,null,null,null,null,null,null,null,null,null,null,null,null,null,null,null,null,null,null,null,null,null,null,null,null,null,null,null,null,null,null,null,null,null,null,null,null,null,null,null,null,null,null,null,null,null,null,null,null,null,null,null,null,null,null,null,null,null,null,null,null,null,null,179]
[null,null,null,null,null,null,null,null,null,null,null,null,null,null,null,null,null,null,null,null,null,null,null,null,null,null,null,null,null,null,null,null,null,null,null,null,null,null,null,null,null,null,null,null,null,null,null,null,null,null,null,null,null,null,null,null,null,null,null,null,null,null,null,null,null,null,null,null,null,null,null,null,null,null,null,null,null,null,null,null,null,null,null,null,null,null,null,180]
[null,null,null,null,null,null,null,null,null,null,null,null,null,null,null,null,null,null,null,null,null,null,null,null,null,null,null,null,null,null,null,null,null,null,null,null,null,null,null,null,null,null,null,null,null,null,null,null,null,null,null,null,null,null,null,null,null,null,null,null,null,null,null,null,null,null,null,null,null,null,null,null,null,null,null,null,null,null,null,null,null,null,null,null,null,null,null,181]
[null,null,null,null,null,null,null,null,null,null,null,null,null,null,null,null,null,null,null,null,null,null,null,null,null,null,null,null,null,null,null,null,null,null,null,null,null,null,null,null,null,null,null,null,null,null,null,null,null,null,null,null,null,null,null,null,null,null,null,null,null,null,null,null,null,null,null,null,null,null,null,null,null,null,null,null,null,null,null,null,null,null,null,null,null,null,null,182]
[null,null,null,null,null,null,null,null,null,null,null,null,null,null,null,null,null,null,null,null,null,null,null,null,null,null,null,null,null,null,null,null,null,null,null,null,null,null,null,null,null,null,null,null,null,null,null,null,null,null,null,null,null,null,null,null,null,null,null,null,null,null,null,null,null,null,null,null,null,null,null,null,null,null,null,null,null,null,null,null,null,null,null,null,null,null,null,183]
[null,null,null,null,null,null,null,null,null,null,null,null,null,null,null,null,null,null,null,null,null,null,null,null,null,null,null,null,null,null,null,null,null,null,null,null,null,null,null,null,null,null,null,null,null,null,null,null,null,null,null,null,null,null,null,null,null,null,null,null,null,null,null,null,null,null,null,null,null,null,null,null,null,null,null,null,null,null,null,null,null,null,null,null,null,null,null,184]
[null,null,null,null,null,null,null,null,null,null,null,null,null,null,null,null,null,null,null,null,null,null,null,null,null,null,null,null,null,null,null,null,null,null,null,null,null,null,null,null,null,null,null,null,null,null,null,null,null,null,null,null,null,null,null,null,null,null,null,null,null,null,null,null,null,null,null,null,null,null,null,null,null,null,null,null,null,null,null,null,null,null,null,null,null,null,null,185]
[null,null,null,null,null,null,null,null,null,null,null,null,null,null,null,null,null,null,null,null,null,null,null,null,null,null,null,null,null,null,null,null,null,null,null,null,null,null,null,null,null,null,null,null,null,null,null,null,null,null,null,null,null,null,null,null,null,null,null,null,null,null,null,null,null,null,null,null,null,null,null,null,null,null,null,null,null,null,null,null,null,null,null,null,null,null,null,186]
[null,null,null,null,null,null,null,null,null,null,null,null,null,null,null,null,null,null,null,null,null,null,null,null,null,null,null,null,null,null,null,null,null,null,null,null,null,null,null,null,null,null,null,null,null,null,null,null,null,null,null,null,null,null,null,null,null,null,null,null,null,null,null,null,null,null,null,null,null,null,null,null,null,null,null,null,null,null,null,null,null,null,null,null,null,null,null,187]
[null,null,null,null,null,null,null,null,null,null,null,null,null,null,null,null,null,null,null,null,null,null,null,null,null,null,null,null,null,null,null,null,null,null,null,null,null,null,null,null,null,null,null,null,null,null,null,null,null,null,null,null,null,null,null,null,null,null,null,null,null,null,null,null,null,null,null,null,null,null,null,null,null,null,null,null,null,null,null,null,null,null,null,null,null,null,null,188,null,null,null,"FLED"]
[null,null,null,null,null,null,null,null,null,null,null,null,null,null,null,null,null,null,null,null,null,null,null,null,null,null,null,null,null,null,null,null,null,null,null,null,null,null,null,null,null,null,null,null,null,null,null,null,null,null,null,null,null,null,null,null,null,null,null,null,null,null,null,null,null,null,null,null,null,null,null,null,null,null,null,null,null,null,null,null,null,null,null,null,null,null,null,189]
[null,null,null,null,null,null,null,null,null,null,null,null,null,null,null,null,null,null,null,null,null,null,null,null,null,null,null,null,null,null,null,null,null,null,null,null,null,null,null,null,null,null,null,null,null,null,null,null,null,null,null,null,null,null,null,null,null,null,null,null,null,null,null,null,null,null,null,null,null,null,null,null,null,null,null,null,null,null,null,null,null,null,null,null,null,null,null,190]
[null,null,null,null,null,null,null,null,null,null,null,null,null,null,null,null,null,null,null,null,null,null,null,null,null,null,null,null,null,null,null,null,null,null,null,null,null,null,null,null,null,null,null,null,null,null,null,null,null,null,null,null,null,null,null,null,null,null,null,null,null,null,null,null,null,null,null,null,null,null,null,null,null,null,null,null,null,null,null,null,null,null,null,null,null,null,null,191]
[null,null,null,null,null,null,null,null,null,null,null,null,null,null,null,null,null,null,null,null,null,null,null,null,null,null,null,null,null,null,null,null,null,null,null,null,null,null,null,null,null,null,null,null,null,null,null,null,null,null,null,null,null,null,null,null,null,null,null,null,null,null,null,null,null,null,null,null,null,null,null,null,null,null,null,null,null,null,null,null,null,null,null,null,null,null,null,192]
[null,null,null,null,null,null,null,null,null,null,null,null,null,null,null,null,null,null,null,null,null,null,null,null,null,null,null,null,null,null,null,null,null,null,null,null,null,null,null,null,null,null,null,null,null,null,null,null,null,null,null,null,null,null,null,null,null,null,null,null,null,null,null,null,null,null,null,null,null,null,null,null,null,null,null,null,null,null,null,null,null,null,null,null,null,null,null,193]
[null,null,null,null,null,null,null,null,null,null,null,null,null,null,null,null,null,null,null,null,null,null,null,null,null,null,null,null,null,null,null,null,null,null,null,null,null,null,null,null,null,null,null,null,null,null,null,null,null,null,null,null,null,null,null,null,null,null,null,null,null,null,null,null,null,null,null,null,null,null,null,null,null,null,null,null,null,null,null,null,null,null,null,null,null,null,null,194]
[null,null,null,null,null,null,null,null,null,null,null,null,null,null,null,null,null,null,null,null,null,null,null,null,null,null,null,null,null,null,null,null,null,null,null,null,null,null,null,null,null,null,null,null,null,null,null,null,null,null,null,null,null,null,null,null,null,null,null,null,null,null,null,null,null,null,null,null,null,null,null,null,null,null,null,null,null,null,null,null,null,null,null,null,null,null,null,195]
[null,null,null,null,null,null,null,null,null,null,null,null,null,null,null,null,null,null,null,null,null,null,null,null,null,null,null,null,null,null,null,null,null,null,null,null,null,null,null,null,null,null,null,null,null,null,null,null,null,null,null,null,null,null,null,null,null,null,null,null,null,null,null,null,null,null,null,null,null,null,null,null,null,null,null,null,null,null,null,null,null,null,null,null,null,null,null,196]
[null,null,null,null,null,null,null,null,null,null,null,null,null,null,null,null,null,null,null,null,null,null,null,null,null,null,null,null,null,null,null,null,null,null,null,null,null,null,null,null,null,null,null,null,null,null,null,null,null,null,null,null,null,null,null,null,null,null,null,null,null,null,null,null,null,null,null,null,null,null,null,null,null,null,null,null,null,null,null,null,null,null,null,null,null,null,null,197]
[null,null,null,null,null,null,null,null,null,null,null,null,null,null,null,null,null,null,null,null,null,null,null,null,null,null,null,null,null,null,null,null,null,null,null,null,null,null,null,null,null,null,null,null,null,null,null,null,null,null,null,null,null,null,null,null,null,null,null,null,null,null,null,null,null,null,null,null,null,null,null,null,null,null,null,null,null,null,null,null,null,null,null,null,null,null,null,198]
[null,null,null,null,null,null,null,null,null,null,null,null,null,null,null,null,null,null,null,null,null,null,null,null,null,null,null,null,null,null,null,null,null,null,null,null,null,null,null,null,null,null,null,null,null,null,null,null,null,null,null,null,null,null,null,null,null,null,null,null,null,null,null,null,null,null,null,null,null,null,null,null,null,null,null,null,null,null,null,null,null,null,null,null,null,null,null,199]
[null,null,null,null,null,null,null,null,null,null,null,null,null,null,null,null,null,null,null,null,null,null,null,null,null,null,null,null,null,null,null,null,null,null,null,null,null,null,null,null,null,null,null,null,null,null,null,null,null,null,null,null,null,null,null,null,null,null,null,null,null,null,null,null,null,null,null,null,null,null,null,null,null,null,null,null,null,null,null,null,null,null,null,null,null,null,null,200]
[null,null,null,null,null,null,null,null,null,null,null,null,null,null,null,null,null,null,null,null,null,null,null,null,null,null,null,null,null,null,null,null,null,null,null,null,null,null,null,null,null,null,null,null,null,null,null,null,null,null,null,null,null,null,null,null,null,null,null,null,null,null,null,null,null,null,null,null,null,null,null,null,null,null,null,null,null,null,null,null,null,null,null,null,null,null,null,201]
[null,null,null,null,null,null,null,null,null,null,null,null,null,null,null,null,null,null,null,null,null,null,null,null,null,null,null,null,null,null,null,null,null,null,null,null,null,null,null,null,null,null,null,null,null,null,null,null,null,null,null,null,null,null,null,null,null,null,null,null,null,null,null,null,null,null,null,null,null,null,null,null,null,null,null,null,null,null,null,null,null,null,null,null,null,null,null,202]
[null,null,null,null,null,null,null,null,null,null,null,null,null,null,null,null,null,null,null,null,null,null,null,null,null,null,null,null,null,null,null,null,null,null,null,null,null,null,null,null,null,null,null,null,null,null,null,null,null,null,null,null,null,null,null,null,null,null,null,null,null,null,null,null,null,null,null,null,null,null,null,null,null,null,null,null,null,null,null,null,null,null,null,null,null,null,null,203]
[null,null,null,null,null,null,null,null,null,null,null,null,null,null,null,null,null,null,null,null,null,null,null,null,null,null,null,null,null,null,null,null,null,null,null,null,null,null,null,null,null,null,null,null,null,null,null,null,null,null,null,null,null,null,null,null,null,null,null,null,null,null,null,null,null,null,null,null,null,null,null,null,null,null,null,null,null,null,null,null,null,null,null,null,null,null,null,204]
[null,null,null,null,null,null,null,null,null,null,null,null,null,null,null,null,null,null,null,null,null,null,null,null,null,null,null,null,null,null,null,null,null,null,null,null,null,null,null,null,null,null,null,null,null,null,null,null,null,null,null,null,null,null,null,null,null,null,null,null,null,null,null,null,null,null,null,null,null,null,null,null,null,null,null,null,null,null,null,null,null,null,null,null,null,null,null,205]
[null,null,null,null,null,null,null,null,null,null,null,null,null,null,null,null,null,null,null,null,null,null,null,null,null,null,null,null,null,null,null,null,null,null,null,null,null,null,null,null,null,null,null,null,null,null,null,null,null,null,null,null,null,null,null,null,null,null,null,null,null,null,null,null,null,null,null,null,null,null,null,null,null,null,null,null,null,null,null,null,null,null,null,null,null,null,null,206]
[null,null,null,null,null,null,null,null,null,null,null,null,null,null,null,null,null,null,null,null,null,null,null,null,null,null,null,null,null,null,null,null,null,null,null,null,null,null,null,null,null,null,null,null,null,null,null,null,null,null,null,null,null,null,null,null,null,null,null,null,null,null,null,null,null,null,null,null,null,null,null,null,null,null,null,null,null,null,null,null,null,null,null,null,null,null,null,207]
[null,null,null,null,null,null,null,null,null,null,null,null,null,null,null,null,null,null,null,null,null,null,null,null,null,null,null,null,null,null,null,null,null,null,null,null,null,null,null,null,null,null,null,null,null,null,null,null,null,null,null,null,null,null,null,null,null,null,null,null,null,null,null,null,null,null,null,null,null,null,null,null,null,null,null,null,null,null,null,null,null,null,null,null,null,null,null,208]
[null,null,null,null,null,null,null,null,null,null,null,null,null,null,null,null,null,null,null,null,null,null,null,null,null,null,null,null,null,null,null,null,null,null,null,null,null,null,null,null,null,null,null,null,null,null,null,null,null,null,null,null,null,null,null,null,null,null,null,null,null,null,null,null,null,null,null,null,null,null,null,null,null,null,null,null,null,null,null,null,null,null,null,null,null,null,null,209]
[null,null,null,null,null,null,null,null,null,null,null,null,null,null,null,null,null,null,null,null,null,null,null,null,null,null,null,null,null,null,null,null,null,null,null,null,null,null,null,null,null,null,null,null,null,null,null,null,null,null,null,null,null,null,null,null,null,null,null,null,null,null,null,null,null,null,null,null,null,null,null,null,null,null,null,null,null,null,null,null,null,null,null,null,null,null,null,210]
[null,null,null,null,null,null,null,null,null,null,null,null,null,null,null,null,null,null,null,null,null,null,null,null,null,null,null,null,null,null,null,null,null,null,null,null,null,null,null,null,null,null,null,null,null,null,null,null,null,null,null,null,null,null,null,null,null,null,null,null,null,null,null,null,null,null,null,null,null,null,null,null,null,null,null,null,null,null,null,null,null,null,null,null,null,null,null,211]
[null,null,null,null,null,null,null,null,null,null,null,null,null,null,null,null,null,null,null,null,null,null,null,null,null,null,null,null,null,null,null,null,null,null,null,null,null,null,null,null,null,null,null,null,null,null,null,null,null,null,null,null,null,null,null,null,null,null,null,null,null,null,null,null,null,null,null,null,null,null,null,null,null,null,null,null,null,null,null,null,null,null,null,null,null,null,null,212]
[null,null,null,null,null,null,null,null,null,null,null,null,null,null,null,null,null,null,null,null,null,null,null,null,null,null,null,null,null,null,null,null,null,null,null,null,null,null,null,null,null,null,null,null,null,null,null,null,null,null,null,null,null,null,null,null,null,null,null,null,null,null,null,null,null,null,null,null,null,null,null,null,null,null,null,null,null,null,null,null,null,null,null,null,null,null,null,213]
[null,null,null,null,null,null,null,null,null,null,null,null,null,null,null,null,null,null,null,null,null,null,null,null,null,null,null,null,null,null,null,null,null,null,null,null,null,null,null,null,null,null,null,null,null,null,null,null,null,null,null,null,null,null,null,null,null,null,null,null,null,null,null,null,null,null,null,null,null,null,null,null,null,null,null,null,null,null,null,null,null,null,null,null,null,null,null,214]
[null,null,null,null,null,null,null,null,null,null,null,null,null,null,null,null,null,null,null,null,null,null,null,null,null,null,null,null,null,null,null,null,null,null,null,null,null,null,null,null,null,null,null,null,null,null,null,null,null,null,null,null,null,null,null,null,null,null,null,null,null,null,null,null,null,null,null,null,null,null,null,null,null,null,null,null,null,null,null,null,null,null,null,null,null,null,null,215]
[null,null,null,null,null,null,null,null,null,null,null,null,null,null,null,null,null,null,null,null,null,null,null,null,null,null,null,null,null,null,null,null,null,null,null,null,null,null,null,null,null,null,null,null,null,null,null,null,null,null,null,null,null,null,null,null,null,null,null,null,null,null,null,null,null,null,null,null,null,null,null,null,null,null,null,null,null,null,null,null,null,null,null,null,null,null,null,216]
[null,null,null,null,null,null,null,null,null,null,null,null,null,null,null,null,null,null,null,null,null,null,null,null,null,null,null,null,null,null,null,null,null,null,null,null,null,null,null,null,null,null,null,null,null,null,null,null,null,null,null,null,null,null,null,null,null,null,null,null,null,null,null,null,null,null,null,null,null,null,null,null,null,null,null,null,null,null,null,null,null,null,null,null,null,null,null,217]
[null,null,null,null,null,null,null,null,null,null,null,null,null,null,null,null,null,null,null,null,null,null,null,null,null,null,null,null,null,null,null,null,null,null,null,null,null,null,null,null,null,null,null,null,null,null,null,null,null,null,null,null,null,null,null,null,null,null,null,null,null,null,null,null,null,null,null,null,null,null,null,null,null,null,null,null,null,null,null,null,null,null,null,null,null,null,null,218]
[null,null,null,null,null,null,null,null,null,null,null,null,null,null,null,null,null,null,null,null,null,null,null,null,null,null,null,null,null,null,null,null,null,null,null,null,null,null,null,null,null,null,null,null,null,null,null,null,null,null,null,null,null,null,null,null,null,null,null,null,null,null,null,null,null,null,null,null,null,null,null,null,null,null,null,null,null,null,null,null,null,null,null,null,null,null,null,219]
[null,null,null,null,null,null,null,null,null,null,null,null,null,null,null,null,null,null,null,null,null,null,null,null,null,null,null,null,null,null,null,null,null,null,null,null,null,null,null,null,null,null,null,null,null,null,null,null,null,null,null,null,null,null,null,null,null,null,null,null,null,null,null,null,null,null,null,null,null,null,null,null,null,null,null,null,null,null,null,null,null,null,null,null,null,null,null,220]
[null,null,null,null,null,null,null,null,null,null,null,null,null,null,null,null,null,null,null,null,null,null,null,null,null,null,null,null,null,null,null,null,null,null,null,null,null,null,null,null,null,null,null,null,null,null,null,null,null,null,null,null,null,null,null,null,null,null,null,null,null,null,null,null,null,null,null,null,null,null,null,null,null,null,null,null,null,null,null,null,null,null,null,null,null,null,null,221]
[null,null,null,null,null,null,null,null,null,null,null,null,null,null,null,null,null,null,null,null,null,null,null,null,null,null,null,null,null,null,null,null,null,null,null,null,null,null,null,null,null,null,null,null,null,null,null,null,null,null,null,null,null,null,null,null,null,null,null,null,null,null,null,null,null,null,null,null,null,null,null,null,null,null,null,null,null,null,null,null,null,null,null,null,null,null,null,222]
[null,null,null,null,null,null,null,null,null,null,null,null,null,null,null,null,null,null,null,null,null,null,null,null,null,null,null,null,null,null,null,null,null,null,null,null,null,null,null,null,null,null,null,null,null,null,null,null,null,null,null,null,null,null,null,null,null,null,null,null,null,null,null,null,null,null,null,null,null,null,null,null,null,null,null,null,null,null,null,null,null,null,null,null,null,null,null,223]
[null,null,null,null,null,null,null,null,null,null,null,null,null,null,null,null,null,null,null,null,null,null,null,null,null,null,null,null,null,null,null,null,null,null,null,null,null,null,null,null,null,null,null,null,null,null,null,null,null,null,null,null,null,null,null,null,null,null,null,null,null,null,null,null,null,null,null,null,null,null,null,null,null,null,null,null,null,null,null,null,null,null,null,null,null,null,null,224]
[null,null,null,null,null,null,null,null,null,null,null,null,null,null,null,null,null,null,null,null,null,null,null,null,null,null,null,null,null,null,null,null,null,null,null,null,null,null,null,null,null,null,null,null,null,null,null,null,null,null,null,null,null,null,null,null,null,null,null,null,null,null,null,null,null,null,null,null,null,null,null,null,null,null,null,null,null,null,null,null,null,null,null,null,null,null,null,225]
[null,null,null,null,null,null,null,null,null,null,null,null,null,null,null,null,null,null,null,null,null,null,null,null,null,null,null,null,null,null,null,null,null,null,null,null,null,null,null,null,null,null,null,null,null,null,null,null,null,null,null,null,null,null,null,null,null,null,null,null,null,null,null,null,null,null,null,null,null,null,null,null,null,null,null,null,null,null,null,null,null,null,null,null,null,null,null,226]
[null,null,null,null,null,null,null,null,null,null,null,null,null,null,null,null,null,null,null,null,null,null,null,null,null,null,null,null,null,null,null,null,null,null,null,null,null,null,null,null,null,null,null,null,null,null,null,null,null,null,null,null,null,null,null,null,null,null,null,null,null,null,null,null,null,null,null,null,null,null,null,null,null,null,null,null,null,null,null,null,null,null,null,null,null,null,null,227]
[null,null,null,null,null,null,null,null,null,null,null,null,null,null,null,null,null,null,null,null,null,null,null,null,null,null,null,null,null,null,null,null,null,null,null,null,null,null,null,null,null,null,null,null,null,null,null,null,null,null,null,null,null,null,null,null,null,null,null,null,null,null,null,null,null,null,null,null,null,null,null,null,null,null,null,null,null,null,null,null,null,null,null,null,null,null,null,228]
[null,null,null,null,null,null,null,null,null,null,null,null,null,null,null,null,null,null,null,null,null,null,null,null,null,null,null,null,null,null,null,null,null,null,null,null,null,null,null,null,null,null,null,null,null,null,null,null,null,null,null,null,null,null,null,null,null,null,null,null,null,null,null,null,null,null,null,null,null,null,null,null,null,null,null,null,null,null,null,null,null,null,null,null,null,null,null,230]
[null,null,null,null,null,null,null,null,null,null,null,null,null,null,null,null,null,null,null,null,null,null,null,null,null,null,null,null,null,null,null,null,null,null,null,null,null,null,null,null,null,null,null,null,null,null,null,null,null,null,null,null,null,null,null,null,null,null,null,null,null,null,null,null,null,null,null,null,null,null,null,null,null,null,null,null,null,null,null,null,null,null,null,null,null,null,null,240]
[null,null,null,null,null,null,null,null,null,null,null,null,null,null,null,null,null,null,null,null,null,null,null,null,null,null,null,null,null,null,null,null,null,null,null,null,null,null,null,null,null,null,null,null,null,null,null,null,null,null,null,null,null,null,null,null,null,null,null,null,null,null,null,null,null,null,null,null,null,null,null,null,null,null,null,null,null,null,null,null,null,null,null,null,null,null,null,246]
[null,null,null,null,null,null,null,null,null,null,null,null,null,null,null,null,null,null,null,null,null,null,null,null,null,null,null,null,null,null,null,null,null,null,null,null,null,null,null,null,null,null,null,null,null,null,null,null,null,null,null,null,null,null,null,null,null,null,null,null,null,null,null,null,null,null,null,null,null,null,null,null,null,null,null,null,null,null,null,null,null,null,null,null,null,null,null,250]
[null,null,null,null,null,null,null,null,null,null,null,null,null,null,null,null,null,null,null,null,null,null,null,null,null,null,null,null,null,null,null,null,null,null,null,null,null,null,null,null,null,null,null,null,null,null,null,null,null,null,null,null,null,null,null,null,null,null,null,null,null,null,null,null,null,null,null,null,null,null,null,null,null,null,null,null,null,null,null,null,null,null,null,null,null,null,null,270]
[null,null,null,null,null,null,null,null,null,null,null,null,null,null,null,null,null,null,null,null,null,null,null,null,null,null,null,null,null,null,null,null,null,null,null,null,null,null,null,null,null,null,null,null,null,null,null,null,null,null,null,null,null,null,null,null,null,null,null,null,null,null,null,null,null,null,null,null,null,null,null,null,null,null,null,null,null,null,null,null,null,null,null,null,null,null,null,273]
[null,null,null,null,null,null,null,null,null,null,null,null,null,null,null,null,null,null,null,null,null,null,null,null,null,null,null,null,null,null,null,null,null,null,null,null,null,null,null,null,null,null,null,null,null,null,null,null,null,null,null,null,null,null,null,null,null,null,null,null,null,null,null,null,null,null,null,null,null,null,null,null,null,null,null,null,null,null,null,null,null,null,null,null,null,null,null,279]
[null,null,null,null,null,null,null,null,null,null,null,null,null,null,null,null,null,null,null,null,null,null,null,null,null,null,null,null,null,null,null,null,null,null,null,null,null,null,null,null,null,null,null,null,null,null,null,null,null,null,null,null,null,null,null,null,null,null,null,null,null,null,null,null,null,null,null,null,null,null,null,null,null,null,null,null,null,null,null,null,null,null,null,null,null,null,null,296]
[null,null,null,null,null,null,null,null,null,null,null,null,null,null,null,null,null,null,null,null,null,null,null,null,null,null,null,null,null,null,null,null,null,null,null,null,null,null,null,null,null,null,null,null,null,null,null,null,null,null,null,null,null,null,null,null,null,null,null,null,null,null,null,null,null,null,null,null,null,null,null,null,null,null,null,null,null,null,null,null,null,null,null,null,null,null,null,300]
[null,null,null,null,null,null,null,null,null,null,null,null,null,null,null,null,null,null,null,null,null,null,null,null,null,null,null,null,null,null,null,null,null,null,null,null,null,null,null,null,null,null,null,null,null,null,null,null,null,null,null,null,null,null,null,null,null,null,null,null,null,null,null,null,null,null,null,null,null,null,null,null,null,null,null,null,null,null,null,null,null,null,null,null,null,null,null,310]
[null,null,null,null,null,null,null,null,null,null,null,null,null,null,null,null,null,null,null,null,null,null,null,null,null,null,null,null,null,null,null,null,null,null,null,null,null,null,null,null,null,null,null,null,null,null,null,null,null,null,null,null,null,null,null,null,null,null,null,null,null,null,null,null,null,null,null,null,null,null,null,null,null,null,null,null,null,null,null,null,null,null,null,null,null,null,null,320]
[null,null,null,null,null,null,null,null,null,null,null,null,null,null,null,null,null,null,null,null,null,null,null,null,null,null,null,null,null,null,null,null,null,null,null,null,null,null,null,null,null,null,null,null,null,null,null,null,null,null,null,null,null,null,null,null,null,null,null,null,null,null,null,null,null,null,null,null,null,null,null,null,null,null,null,null,null,null,null,null,null,null,null,null,null,null,null,327]
[null,null,null,null,null,null,null,null,null,null,null,null,null,null,null,null,null,null,null,null,null,null,null,null,null,null,null,null,null,null,null,null,null,null,null,null,null,null,null,null,null,null,null,null,null,null,null,null,null,null,null,null,null,null,null,null,null,null,null,null,null,null,null,null,null,null,null,null,null,null,null,null,null,null,null,null,null,null,null,null,null,null,null,null,null,null,null,330]
[null,null,null,null,null,null,null,null,null,null,null,null,null,null,null,null,null,null,null,null,null,null,null,null,null,null,null,null,null,null,null,null,null,null,null,null,null,null,null,null,null,null,null,null,null,null,null,null,null,null,null,null,null,null,null,null,null,null,null,null,null,null,null,null,null,null,null,null,null,null,null,null,null,null,null,null,null,null,null,null,null,null,null,null,null,null,null,333]
[null,null,null,null,null,null,null,null,null,null,null,null,null,null,null,null,null,null,null,null,null,null,null,null,null,null,null,null,null,null,null,null,null,null,null,null,null,null,null,null,null,null,null,null,null,null,null,null,null,null,null,null,null,null,null,null,null,null,null,null,null,null,null,null,null,null,null,null,null,null,null,null,null,null,null,null,null,null,null,null,null,null,null,null,null,null,null,350]
[null,null,null,null,null,null,null,null,null,null,null,null,null,null,null,null,null,null,null,null,null,null,null,null,null,null,null,null,null,null,null,null,null,null,null,null,null,null,null,null,null,null,null,null,null,null,null,null,null,null,null,null,null,null,null,null,null,null,null,null,null,null,null,null,null,null,null,null,null,null,null,null,null,null,null,null,null,null,null,null,null,null,null,null,null,null,null,360]
[null,null,null,null,null,null,null,null,null,null,null,null,null,null,null,null,null,null,null,null,null,null,null,null,null,null,null,null,null,null,null,null,null,null,null,null,null,null,null,null,null,null,null,null,null,null,null,null,null,null,null,null,null,null,null,null,null,null,null,null,null,null,null,null,null,null,null,null,null,null,null,null,null,null,null,null,null,null,null,null,null,null,null,null,null,null,null,363]
[null,null,null,null,null,null,null,null,null,null,null,null,null,null,null,null,null,null,null,null,null,null,null,null,null,null,null,null,null,null,null,null,null,null,null,null,null,null,null,null,null,null,null,null,null,null,null,null,null,null,null,null,null,null,null,null,null,null,null,null,null,null,null,null,null,null,null,null,null,null,null,null,null,null,null,null,null,null,null,null,null,null,null,null,null,null,null,400]
[null,null,null,null,null,null,null,null,null,null,null,null,null,null,null,null,null,null,null,null,null,null,null,null,null,null,null,null,null,null,null,null,null,null,null,null,null,null,null,null,null,null,null,null,null,null,null,null,null,null,null,null,null,null,null,null,null,null,null,null,null,null,null,null,null,null,null,null,null,null,null,null,null,null,null,null,null,null,null,null,null,null,null,null,null,null,null,425]
[null,null,null,null,null,null,null,null,null,null,null,null,null,null,null,null,null,null,null,null,null,null,null,null,null,null,null,null,null,null,null,null,null,null,null,null,null,null,null,null,null,null,null,null,null,null,null,null,null,null,null,null,null,null,null,null,null,null,null,null,null,null,null,null,null,null,null,null,null,null,null,null,null,null,null,null,null,null,null,null,null,null,null,null,null,null,null,448]
[null,null,null,null,null,null,null,null,null,null,null,null,null,null,null,null,null,null,null,null,null,null,null,null,null,null,null,null,null,null,null,null,null,null,null,null,null,null,null,null,null,null,null,null,null,null,null,null,null,null,null,null,null,null,null,null,null,null,null,null,null,null,null,null,null,null,null,null,null,null,null,null,null,null,null,null,null,null,null,null,null,null,null,null,null,null,null,450]
[null,null,null,null,null,null,null,null,null,null,null,null,null,null,null,null,null,null,null,null,null,null,null,null,null,null,null,null,null,null,null,null,null,null,null,null,null,null,null,null,null,null,null,null,null,null,null,null,null,null,null,null,null,null,null,null,null,null,null,null,null,null,null,null,null,null,null,null,null,null,null,null,null,null,null,null,null,null,null,null,null,null,null,null,null,null,null,476]
[null,null,null,null,null,null,null,null,null,null,null,null,null,null,null,null,null,null,null,null,null,null,null,null,null,null,null,null,null,null,null,null,null,null,null,null,null,null,null,null,null,null,null,null,null,null,null,null,null,null,null,null,null,null,null,null,null,null,null,null,null,null,null,null,null,null,null,null,null,null,null,null,null,null,null,null,null,null,null,null,null,null,null,null,null,null,null,500]
[null,null,null,null,null,null,null,null,null,null,null,null,null,null,null,null,null,null,null,null,null,null,null,null,null,null,null,null,null,null,null,null,null,null,null,null,null,null,null,null,null,null,null,null,null,null,null,null,null,null,null,null,null,null,null,null,null,null,null,null,null,null,null,null,null,null,null,null,null,null,null,null,null,null,null,null,null,null,null,null,null,null,null,null,null,null,null,592]
[null,null,null,null,null,null,null,null,null,null,null,null,null,null,null,null,null,null,null,null,null,null,null,null,null,null,null,null,null,null,null,null,null,null,null,null,null,null,null,null,null,null,null,null,null,null,null,null,null,null,null,null,null,null,null,null,null,null,null,null,null,null,null,null,null,null,null,null,null,null,null,null,null,null,null,null,null,null,null,null,null,null,null,null,null,null,null,600]
[null,null,null,null,null,null,null,null,null,null,null,null,null,null,null,null,null,null,null,null,null,null,null,null,null,null,null,null,null,null,null,null,null,null,null,null,null,null,null,null,null,null,null,null,null,null,null,null,null,null,null,null,null,null,null,null,null,null,null,null,null,null,null,null,null,null,null,null,null,null,null,null,null,null,null,null,null,null,null,null,null,null,null,null,null,null,null,700]
[null,null,null,null,null,null,null,null,null,null,null,null,null,null,null,null,null,null,null,null,null,null,null,null,null,null,null,null,null,null,null,null,null,null,null,null,null,null,null,null,null,null,null,null,null,null,null,null,null,null,null,null,null,null,null,null,null,null,null,null,null,null,null,null,null,null,null,null,null,null,null,null,null,null,null,null,null,null,null,null,null,null,null,null,null,null,null,714]
[null,null,null,null,null,null,null,null,null,null,null,null,null,null,null,null,null,null,null,null,null,null,null,null,null,null,null,null,null,null,null,null,null,null,null,null,null,null,null,null,null,null,null,null,null,null,null,null,null,null,null,null,null,null,null,null,null,null,null,null,null,null,null,null,null,null,null,null,null,null,null,null,null,null,null,null,null,null,null,null,null,null,null,null,null,null,null,750]
[null,null,null,null,null,null,null,null,null,null,null,null,null,null,null,null,null,null,null,null,null,null,null,null,null,null,null,null,null,null,null,null,null,null,null,null,null,null,null,null,null,null,null,null,null,null,null,null,null,null,null,null,null,null,null,null,null,null,null,null,null,null,null,null,null,null,null,null,null,null,null,null,null,null,null,null,null,null,null,null,null,null,null,null,null,null,null,888]
[null,null,null,null,null,null,null,null,null,null,null,null,null,null,null,null,null,null,null,null,null,null,null,null,null,null,null,null,null,null,null,null,null,null,null,null,null,null,null,null,null,null,null,null,null,null,null,null,null,null,null,null,null,null,null,null,null,null,null,null,null,null,null,null,null,null,null,null,null,null,null,null,null,null,null,null,null,null,null,null,null,null,null,null,null,null,null,900]
[null,null,null,null,null,null,null,null,null,null,null,null,null,null,null,null,null,null,null,null,null,null,null,null,null,null,null,null,null,null,null,null,null,null,null,null,null,null,null,null,null,null,null,null,null,null,null,null,null,null,null,null,null,null,null,null,null,null,null,null,null,null,null,null,null,null,null,null,null,null,null,null,null,null,null,null,null,null,null,null,null,null,null,null,null,null,null,1000]
[null,null,null,null,null,null,null,null,null,null,null,null,null,null,null,null,null,null,null,null,null,null,null,null,null,null,null,null,null,null,null,null,null,null,null,null,null,null,null,null,null,null,null,null,null,null,null,null,null,null,null,null,null,null,null,null,null,null,null,null,null,null,null,null,null,null,null,null,null,null,null,null,null,null,null,null,null,null,null,null,null,null,null,null,null,null,null,1200]
[null,null,null,null,null,null,null,null,null,null,null,null,null,null,null,null,null,null,null,null,null,null,null,null,null,null,null,null,null,null,null,null,null,null,null,null,null,null,null,null,null,null,null,null,null,null,null,null,null,null,null,null,null,null,null,null,null,null,null,null,null,null,null,null,null,null,null,null,null,null,null,null,null,null,null,null,null,null,null,null,null,null,null,null,null,null,null,1500]
[null,null,null,null,null,null,null,null,null,null,null,null,null,null,null,null,null,null,null,null,null,null,null,null,null,null,null,null,null,null,null,null,null,null,null,null,null,null,null,null,null,null,null,null,null,null,null,null,null,null,null,null,null,null,null,null,null,null,null,null,null,null,null,null,null,null,null,null,null,null,null,null,null,null,null,null,null,null,null,null,null,null,null,null,null,null,null,1800]
[null,null,null,null,null,null,null,null,null,null,null,null,null,null,null,null,null,null,null,null,null,null,null,null,null,null,null,null,null,null,null,null,null,null,null,null,null,null,null,null,null,null,null,null,null,null,null,null,null,null,null,null,null,null,null,null,null,null,null,null,null,null,null,null,null,null,null,null,null,null,null,null,null,null,null,null,null,null,null,null,null,null,null,null,null,null,null,2000]
[null,null,null,null,null,null,null,null,null,null,null,null,null,null,null,null,null,null,null,null,null,null,null,null,null,null,null,null,null,null,null,null,null,null,null,null,null,null,null,null,null,null,null,null,null,null,null,null,null,null,null,null,null,null,null,null,null,null,null,null,null,null,null,null,null,null,null,null,null,null,null,null,null,null,null,null,null,null,null,null,null,null,null,null,null,null,null,"22/32 "]
[null,null,null,null,null,null,null,null,null,null,null,null,null,null,null,null,null,null,null,null,null,null,null,null,null,null,null,null,null,null,null,null,null,null,null,null,null,null,null,null,null,null,null,null,null,null,null,null,null,null,null,null,null,null,null,null,null,null,null,null,null,null,null,null,null,null,null,null,null,null,null,null,null,null,null,null,null,null,null,null,null,null,null,null,null,null,null,"32/40 "]

{"sheet":"Wattage Table","index":19,"n_rows":2131,"n_cols":15,"rows_kept":2131,"cut":false,"hidden":true,"merged":[]}
["Lighting System Rated Wattage Table"]
["Device Category","Secondary Device Category","Device Code","Lamp Code","Description","Ballast","Lamp Length","Lamp/Fixt","lamp length ft","Watt/Lamp","Watt/ Fixture",null,465,106]
["Metal Halide",null,"CDM205",null,"Metal Halide CDM (1) 205W lamp ",null,null,1,{"$f":"IF(G3=\"\",\"\",G3/12)","v":""},205,235,{"$f":"A3","v":"Metal Halide"}]
["Metal Halide",null,"CDM330",null,"Metal Halide CDM (1) 330W lamp ",null,null,1,{"$f":"IF(G4=\"\",\"\",G4/12)","v":""},330,360,"Metal Halide"]
["No Recommendation",null,"None",null,null,null,null,null,null,null,0]
["CFL",null,"CF10/2D","CFD10W ","Compact Fluorescent, 2D, (1) 10W lamp ","Magnetic - Standard ",null,1,"",10,16,"CFL"]
["CFL",null,"CF10/2D-L","CFD10W ","Compact Fluorescent, 2D, (1) 10W lamp ","Electronic ",null,1,"",10,12,"CFL"]
["CFL",null,"CF11/1","CF11W ","Compact Fluorescent, (1) 11W lamp ","Magnetic - Standard ",null,1,"",11,13,"CFL"]
["CFL",null,"CF11/2","CF11W ","Compact Fluorescent, (2) 11W lamp ","Magnetic - Standard ",null,2,"",11,26,"CFL"]
["CFL",null,"CF13/2","CF13W","Compact Fluorescent, (2) 13W lamp ","Electronic ",null,2,"",13,26,"CFL"]
["CFL",null,"CF13/3","CF13W","Compact Fluorescent, (3) 13W lamp","Electronic ",null,3,"",13,39,"CFL"]
["CFL",null,"CF14/1","CF14W","Compact Fluorescent, (1) 14W lamp ","Electronic ",null,1,"",14,14,"CFL"]
["CFL",null,"CF15/1","CF15W","Compact Fluorescent, (1) 15W lamp ","Electronic ",null,1,"",15,15,"CFL"]
["CFL",null,"CF16/2D","CFD16W ","Compact Fluorescent, 2D, (1) 16W lamp ","Magnetic - Standard ",null,1,"",16,26,"CFL"]
["CFL",null,"CF16/2D-L","CFD16W ","Compact Fluorescent, 2D, (1) 16W lamp ","Electronic ",null,1,"",16,18,"CFL"]
["CFL",null,"CF18/3-L","CF18W ","Compact Fluorescent, (3) 18W lamp ","Electronic ",null,3,"",18,60,"CFL"]
["CFL",null,"CF21/2D","CFD21W ","Compact Fluorescent, 2D, (1) 21W lamp ","Magnetic - Standard ",null,1,"",21,26,"CFL"]
["CFL",null,"CF21/2D-L","CFD21W ","Compact Fluorescent, 2D, (1) 21W lamp ","Electronic ",null,1,"",21,22,"CFL"]
["CFL",null,"CF23/1","CF23W ","Compact Fluorescent, (1) 23W lamp ","Magnetic - Standard ",null,1,"",23,29,"CFL"]
["CFL",null,"CF23/1-L","CF23W ","Compact Fluorescent, (1) 23W lamp ","Electronic ",null,1,"",23,25,"CFL"]
["CFL",null,"CF26/3-L","CF26W ","Compact Fluorescent, (3) 26W lamp ","Electronic ",null,3,"",26,82,"CFL"]
["CFL",null,"CF26/4-L","CF26W ","Compact Fluorescent, (4) 26W lamp ","Electronic ",null,4,"",26,108,"CFL"]
["CFL",null,"CF26/6-L","CF26W ","Compact Fluorescent, (6) 26W lamp ","Electronic ",null,6,"",26,162,"CFL"]
["CFL",null,"CF26/8-L","CF26W ","Compact Fluorescent, (8) 26W lamp ","Electronic ",null,8,"",26,216,"CFL"]
["CFL",null,"CF28/2D","CFD28W ","Compact Fluorescent, 2D, (1) 28W lamp ","Magnetic - Standard ",null,1,"",28,35,"CFL"]
["CFL",null,"CF28/2D-L","CFD28W ","Compact Fluorescent, 2D, (1) 28W lamp ","Electronic ",null,1,"",28,28,"CFL"]
["CFL",null,"CF32/3-L","CF32W ","Compact Fluorescent, (3) 32W lamp ","Electronic ",null,3,"",32,114,"CFL"]
["CFL",null,"CF32/4-L","CF32W ","Compact Fluorescent, (4) 32W lamp ","Electronic ",null,4,"",32,152,"CFL"]
["CFL",null,"CF32/6-L","CF32W ","Compact Fluorescent, (6) 32W lamp ","Electronic ",null,6,"",32,228,"CFL"]
["CFL",null,"CF32/8-L","CF32W ","Compact Fluorescent, (8) 32W lamp ","Electronic ",null,8,"",32,304,"CFL"]
["CFL",null,"CF38/2D","CFD38W ","Compact Fluorescent, 2D, (1) 38W lamp ","Magnetic - Standard ",null,1,"",38,46,"CFL"]
["CFL",null,"CF38/2D-L","CFD38W ","Compact Fluorescent, 2D, (1) 38W lamp ","Electronic ",null,1,"",38,36,"CFL"]
["CFL",null,"CF4/1","CF4W","Compact Fluorescent, (1) 4W lamp ","Electronic ",null,1,"",4,4,"CFL"]
["CFL",null,"CF42/1","CF42W ","Compact Fluorescent, (1) 4W lamp ","Electronic ",null,1,"",42,42,"CFL"]
["CFL",null,"CF42/1-L","CF42W ","Compact Fluorescent, (1) 42W lamp ","Electronic ",null,1,"",42,48,"CFL"]
["CFL",null,"CF42/2-L","CF42W ","Compact Fluorescent, (2) 42W lamp ","Electronic ",null,2,"",42,100,"CFL"]
["CFL",null,"CF42/3-L","CF42W ","Compact Fluorescent, (3) 42W lamp ","Electronic ",null,3,"",42,141,"CFL"]
["CFL",null,"CF42/4-L","CF42W ","Compact Fluorescent, (4) 42W lamp ","Electronic ",null,4,"",42,188,"CFL"]
["CFL",null,"CF42/6-L","CF42W ","Compact Fluorescent, (6) 42W lamp ","Electronic ",null,6,"",42,282,"CFL"]
["CFL",null,"CF42/8-L","CF42W ","Compact Fluorescent, (8) 42W lamp ","Electronic ",null,8,"",42,376,"CFL"]
["CFL",null,"CFQ10/1","CFQ10W ","Compact Fluorescent, quad, (1) 10W lamp ","Magnetic - Standard ",null,1,"",10,15,"CFL"]
["CFL",null,"CFQ13/1","CFQ13W ","Compact Fluorescent, quad, (1) 13W lamp ","Magnetic - Standard ",null,1,"",13,17,"CFL"]
["CFL",null,"CFQ13/1-L","CFQ13W ","Compact Fluorescent, quad, (1) 13W lamp, BF=1.05 ","Electronic ",null,1,"",13,15,"CFL"]
["CFL",null,"CFQ13/2","CFQ13W ","Compact Fluorescent, quad, (2) 13W lamp ","Magnetic - Standard ",null,2,"",13,31,"CFL"]
["CFL",null,"CFQ13/2-L","CFQ13W ","Compact Fluorescent, quad, (2) 13W lamp, BF=1.0 ","Electronic ",null,2,"",13,28,"CFL"]
["CFL",null,"CFQ13/3","CFQ13W ","Compact Fluorescent, quad, (3) 13W lamp ","Magnetic - Standard ",null,3,"",13,48,"CFL"]
["CFL",null,"CFQ15/1","CFQ15W ","Compact Fluorescent, quad, (1) 15W lamp ","Magnetic - Standard ",null,1,"",15,20,"CFL"]
["CFL",null,"CFQ17/1","CFQ17W ","Compact Fluorescent, quad, (1) 17W lamp ","Magnetic - Standard ",null,1,"",17,24,"CFL"]
["CFL",null,"CFQ17/2","CFQ17W ","Compact Fluorescent, quad, (2) 17W lamp ","Magnetic - Standard ",null,2,"",17,48,"CFL"]
["CFL",null,"CFQ18/1","CFQ18W ","Compact Fluorescent, quad, (1) 18W lamp ","Magnetic - Standard ",null,1,"",18,26,"CFL"]
["CFL",null,"CFQ18/1-L","CFQ18W ","Compact Fluorescent, quad, (1) 18W lamp, BF=1.0 ","Electronic ",null,1,"",18,20,"CFL"]
["CFL",null,"CFQ18/2","CFQ18W ","Compact Fluorescent, quad, (2) 18W lamp ","Magnetic - Standard ",null,2,"",18,45,"CFL"]
["CFL",null,"CFQ18/2-L","CFQ18W ","Compact Fluorescent, quad, (2) 18W lamp, BF=1.0 ","Electronic ",null,2,"",18,38,"CFL"]
["CFL",null,"CFQ18/4","CFQ18W ","Compact Fluorescent, quad, (4) 18W lamp ","Magnetic - Standard ",null,2,"",18,90,"CFL"]
["CFL",null,"CFQ20/1","CFQ20W ","Compact Fluorescent, quad, (1) 20W lamp ","Magnetic - Standard ",null,1,"",20,23,"CFL"]
["CFL",null,"CFQ20/2","CFQ20W ","Compact Fluorescent, quad, (2) 20W lamp ","Magnetic - Standard ",null,2,"",20,46,"CFL"]
["CFL",null,"CFQ22/1","CFQ22W ","Compact Fluorescent, quad, (1) 22W lamp ","Magnetic - Standard ",null,1,"",22,24,"CFL"]
["CFL",null,"CFQ22/2","CFQ22W ","Compact Fluorescent, quad, (2) 22W lamp ","Magnetic - Standard ",null,2,"",22,48,"CFL"]
["CFL",null,"CFQ22/3","CFQ22W ","Compact Fluorescent, quad, (3) 22W lamp ","Magnetic - Standard ",null,3,"",22,72,"CFL"]
["CFL",null,"CFQ25/1","CFQ25W ","Compact Fluorescent, quad, (1) 25W lamp ","Magnetic - Standard ",null,1,"",25,33,"CFL"]
["CFL",null,"CFQ25/2","CFQ25W ","Compact Fluorescent, quad, (2) 25W lamp ","Magnetic - Standard ",null,2,"",25,66,"CFL"]
["CFL",null,"CFQ26/1","CFQ26W ","Compact Fluorescent, quad, (1) 26W lamp ","Magnetic - Standard ",null,1,"",26,33,"CFL"]
["CFL",null,"CFQ26/1-L","CFQ26W ","Compact Fluorescent, quad, (1) 26W lamp, BF=0.95 ","Electronic ",null,1,"",26,27,"CFL"]
["CFL",null,"CFQ26/2","CFQ26W ","Compact Fluorescent, quad, (2) 26W lamp ","Magnetic - Standard ",null,2,"",26,66,"CFL"]
["CFL",null,"CFQ26/2-L","CFQ26W ","Compact Fluorescent, quad, (2) 26W lamp, BF=0.95 ","Electronic ",null,2,"",26,50,"CFL"]
["CFL",null,"CFQ26/3","CFQ26W ","Compact Fluorescent, quad, (3) 26W lamp ","Magnetic - Standard ",null,3,"",26,99,"CFL"]
["CFL",null,"CFQ26/6-L","CFQ26W ","Compact Fluorescent, quad, (6) 26W lamp, BF=0.95 ","Electronic ",null,6,"",26,150,"CFL"]
["CFL",null,"CFQ28/1","CFQ28W ","Compact Fluorescent, quad, (1) 28W lamp ","Magnetic - Standard ",null,1,"",28,33,{"$f":"A68","v":"CFL"}]
["CFL",null,"CFQ9/1","CFQ9W ","Compact Fluorescent, quad, (1) 9W lamp ","Magnetic - Standard ",null,1,{"$f":"IF(G69=\"\",\"\",G69/12)","v":""},9,14,"CFL"]
["CFL",null,"CFQ9/2","CFQ9W ","Compact Fluorescent, quad, (2) 9W lamp ","Magnetic - Standard ",null,2,"",9,23,"CFL"]
["CFL",null,"CFS11/1","CFS11W ","Compact Fluorescent, spiral, (1) 11W lamp ","Electronic ",null,1,"",11,11,"CFL"]
["CFL",null,"CFS13/1","CFS13W","Compact Fluorescent, spiral, (1) 13W lamp ","Electronic ",null,1,"",13,13,"CFL"]
["CFL",null,"CFS15/1","CFS15W ","Compact Fluorescent, spiral, (1) 15W lamp ","Electronic ",null,1,"",15,15,"CFL"]
["CFL",null,"CFS20/1","CFS20W ","Compact Fluorescent, spiral, (1) 20W lamp ","Electronic ",null,1,"",20,20,"CFL"]
["CFL",null,"CFS23/1","CFS23W ","Compact Fluorescent, spiral, (1) 23W lamp ","Electronic ",null,1,"",23,23,"CFL"]
["CFL",null,"CFS27/1","CFS27W ","Compact Fluorescent, spiral, (1) 27W lamp ","Electronic ",null,1,"",27,27,"CFL"]
["CFL",null,"CFS30/1","CFS30W","Compact Fluorescent, spiral, (1) 30W lamp ","Electronic ",null,1,"",30,30,"CFL"]
["CFL",null,"CFS7/1","CFS7W ","Compact Fluorescent, spiral, (1) 7W lamp ","Electronic ",null,1,"",7,7,"CFL"]
["CFL",null,"CFS9/1","CFS9W ","Compact Fluorescent, spiral, (1) 9W lamp ","Electronic ",null,1,"",9,9,"CFL"]
["CFL",null,"CFT13/1","CFT13W ","Compact Fluorescent, twin, (1) 13W lamp ","Magnetic - Standard ",null,1,"",13,17,"CFL"]
["CFL",null,"CFT13/2","CFT13W ","Compact Fluorescent, twin, (2) 13W lamp ","Magnetic - Standard ",null,2,"",13,31,"CFL"]
["CFL",null,"CFT13/3","CFT13W ","Compact Fluorescent, twin, (3) 13 W lamp ","Magnetic - Standard ",null,3,"",13,48,"CFL"]
["CFL",null,"CFT18/1","CFT18W ","Compact Fluorescent, long twin., (1) 18W lamp ","Magnetic - Standard ",null,1,"",18,24,"CFL"]
["CFL",null,"CFT22/1","CFT22W ","Compact Fluorescent, twin, (1) 22W lamp ","Magnetic - Standard ",null,1,"",22,27,"CFL"]
["CFL",null,"CFT22/2","CFT22W ","Compact Fluorescent, twin, (2) 22W lamp ","Magnetic - Standard ",null,2,"",22,54,"CFL"]
["CFL",null,"CFT22/4","CFT22W ","Compact Fluorescent, twin, (4) 22W lamp ","Magnetic - Standard ",null,4,"",22,108,"CFL"]
["CFL",null,"CFT24/1","CFT24W ","Compact Fluorescent, long twin, (1) 24W lamp ","Magnetic - Standard ",null,1,"",24,32,"CFL"]
["CFL Parking Garage Retrofit",null,"CFT26/2-BX",null,"CFL, Retrofit Kit, (2) 26W lamps",null,null,2,"",26,55,"CFL Parking Garage Retrofit"]
["CFL",null,"CFT28/1","CFT28W ","Compact Fluorescent, twin, (1) 28W lamp ","Magnetic - Standard ",null,1,"",28,33,"CFL"]
["CFL",null,"CFT28/2","CFT28W ","Compact Fluorescent, twin, (2) 28W lamp ","Magnetic - Standard ",null,2,"",28,66,"CFL"]
["CFL",null,"CFT32/1","CFM32W ","Compact Fluorescent, twin or multi, (1) 32W lamp ","Electronic ",null,1,"",32,34,"CFL"]
["CFL Parking Garage Retrofit",null,"CFT32/2-BX",null,"CFL, Retrofit Kit, (2) 32W lamps",null,null,2,"",32,68,"CFL Parking Garage Retrofit"]
["CFL",null,"CFT32/2-L","CFM32W ","Compact Fluorescent, twin or multi, (2) 32W lamp ","Electronic ",null,2,"",32,62,"CFL"]
["CFL",null,"CFT32/6-L","CFM32W ","Compact Fluorescent, twin or multi, (2) 32W lamp ","Electronic ",null,6,"",32,186,"CFL"]
["CFL",null,"CFT36/1","CFT36W ","Compact Fluorescent, long twin, (1) 36W lamp ","Magnetic - Standard ",null,1,"",36,51,"CFL"]
["CFL","Biax","CFT36/4-BX","CFT36W ","Compact Fluorescent, Biax, (4) 36W lamp ","Electronic ",null,4,"",36,148,"CFL"]
["CFL","Biax","CFT36/6-BX","CFT36W ","Compact Fluorescent, Biax, (6) 36W lamp ","Electronic ",null,6,"",36,212,"CFL"]
["CFL",null,"CFT36/6-L","CFT36W ","Compact Fluorescent, long Twin, (6) 36W lamp ","Electronic ",null,6,"",36,198,"CFL"]
["CFL",null,"CFT36/6-L-H","CFT36W ","Compact Fluorescent, long Twin, (6) 36W lamp/ High Ballast Factor ","Electronic ",null,6,"",36,210,"CFL"]
["CFL","Biax","CFT36/8-BX","CFT36W ","Compact Fluorescent, Biax, (8) 36W lamp ","Electronic ",null,8,"",36,296,"CFL"]
["CFL",null,"CFT36/8-L","CFT36W ","Compact Fluorescent, long Twin, (8) 36W lamp ","Electronic ",null,8,"",36,270,"CFL"]
["CFL",null,"CFT36/8-L-H","CFT36W ","Compact Fluorescent, long Twin, (8) 36W lamp/ High Ballast Factor ","Electronic ",null,8,"",36,286,"CFL"]
["CFL","Biax","CFT36/9-BX","CFT36W ","Compact Fluorescent, Biax, (9) 36W lamp ","Electronic ",null,9,"",36,318,"CFL"]
["CFL",null,"CFT40/1","CFT40W ","Compact Fluorescent, twin, (1) 40W lamp ","Magnetic - Standard ",null,1,"",40,46,"CFL"]
["CFL","Biax","CFT40/12-BX","CFT40W ","Compact Fluorescent, Biax, (12) 40W lamp ","Electronic ",null,12,"",40,408,"CFL"]
["CFL","Biax","CFT40/1-BX","CFT40W ","Compact Fluorescent, Biax, (1) 40W lamp ","Electronic ",null,1,"",40,46,"CFL"]
["CFL",null,"CFT40/1-L","CFT40W ","Compact Fluorescent, long twin, (1) 40W lamp ","Electronic ",null,1,"",40,43,"CFL"]
["CFL",null,"CFT40/2","CFT40W ","Compact Fluorescent, twin, (2) 40W lamp ","Magnetic - Standard ",null,2,"",40,85,"CFL"]
["CFL","Biax","CFT40/2-BX","CFT40W ","Compact Fluorescent, Biax, (2) 40W lamp ","Electronic ",null,2,"",40,72,"CFL"]
["CFL",null,"CFT40/2-L","CFT40W ","Compact Fluorescent, long twin, (2) 40W lamp ","Electronic ",null,2,"",40,72,"CFL"]
["CFL",null,"CFT40/3","CFT40W ","Compact Fluorescent, twin, (3) 40 W lamp ","Magnetic - Standard ",null,3,"",40,133,"CFL"]
["CFL","Biax","CFT40/3-BX","CFT40W ","Compact Fluorescent, Biax, (3) 40W lamp ","Electronic ",null,3,"",40,102,"CFL"]
["CFL",null,"CFT40/3-L","CFT40W ","Compact Fluorescent, long twin, (3) 40W lamp ","Electronic ",null,3,"",40,105,"CFL"]
["CFL","Biax","CFT40/4-BX","CFT40W ","Compact Fluorescent, Biax, (4) 40W lamp ","Electronic ",null,4,"",40,144,"CFL"]
["CFL","Biax","CFT40/5-BX","CFT40W ","Compact Fluorescent, Biax, (5) 40W lamp ","Electronic ",null,5,"",40,190,"CFL"]
["CFL","Biax","CFT40/6-BX","CFT40W ","Compact Fluorescent, Biax, (6) 40W lamp ","Electronic ",null,6,"",40,204,"CFL"]
["CFL",null,"CFT40/6-L","CFT40W ","Compact Fluorescent, long Twin, (6) 40W lamp ","Electronic ",null,6,"",40,220,"CFL"]
["CFL",null,"CFT40/6-L-H","CFT40W ","Compact Fluorescent, long Twin, (6) 40W lamp/ High Ballast Factor ","Electronic ",null,6,"",40,233,"CFL"]
["CFL","Biax","CFT40/8-BX","CFT40W ","Compact Fluorescent, Biax, (8) 40W lamp ","Electronic ",null,8,"",40,288,"CFL"]
["CFL",null,"CFT40/8-L","CFT40W ","Compact Fluorescent, long Twin, (8) 40W lamp ","Electronic ",null,8,"",40,300,"CFL"]
["CFL",null,"CFT40/8-L-H","CFT40W ","Compact Fluorescent, long Twin, (8) 40W lamp/ High Ballast Factor ","Electronic ",null,8,"",40,340,"CFL"]
["CFL","Biax","CFT40/9-BX","CFT40W ","Compact Fluorescent, Biax, (9) 40W lamp ","Electronic ",null,9,"",40,306,"CFL"]
["CFL Parking Garage Retrofit",null,"CFT42/2-BX",null,"CFL, Retrofit Kit, (2) 42W lamps",null,null,2,"",42,92,"CFL Parking Garage Retrofit"]
["CFL",null,"CFT5/1","CFT5W ","Compact Fluorescent, twin, (1) 5W lamp ","Magnetic - Standard ",null,1,"",5,9,"CFL"]
["CFL",null,"CFT5/2","CFT5W ","Compact Fluorescent, twin, (2) 5W lamp ","Magnetic - Standard ",null,2,"",5,18,"CFL"]
["CFL",null,"CFT50/1","CFT50W ","Compact Fluorescent, twin, (2) 50W lamp ","Electronic ",null,1,"",50,54,"CFL"]
["CFL","Biax","CFT50/12-BX","CFT50W ","Compact Fluorescent, Biax, (12) 50W lamp ","Electronic ",null,12,"",50,648,"CFL"]
["CFL","Biax","CFT50/1-BX","CFT50W ","Compact Fluorescent, Biax, (1) 50W lamp ","Electronic ",null,1,"",50,54,"CFL"]
["CFL","Biax","CFT50/2-BX","CFT50W ","Compact Fluorescent, Biax, (2) 50W lamp ","Electronic ",null,2,"",50,108,"CFL"]
["CFL","Biax","CFT50/3-BX","CFT50W ","Compact Fluorescent, Biax, (3) 50W lamp ","Electronic ",null,3,"",50,162,"CFL"]
["CFL","Biax","CFT50/4-BX","CFT50W ","Compact Fluorescent, Biax, (4) 50W lamp ","Electronic ",null,4,"",50,216,"CFL"]
["CFL","Biax","CFT50/5-BX","CFT50W ","Compact Fluorescent, Biax, (5) 50W lamp ","Electronic ",null,5,"",50,270,{"$f":"A132","v":"CFL"}]
["CFL","Biax","CFT50/6-BX","CFT50W ","Compact Fluorescent, Biax, (6) 50W lamp ","Electronic ",null,6,{"$f":"IF(G133=\"\",\"\",G133/12)","v":""},50,324,"CFL"]
["CFL","Biax","CFT50/8-BX","CFT50W ","Compact Fluorescent, Biax, (8) 50W lamp ","Electronic ",null,8,"",50,432,"CFL"]
["CFL","Biax","CFT50/9-BX","CFT50W ","Compact Fluorescent, Biax, (9) 50W lamp ","Electronic ",null,9,"",50,486,"CFL"]
["CFL",null,"CFT55/1","CFT55W ","Compact Fluorescent, twin (1) 55W lamp ","Electronic ",null,1,"",55,56,"CFL"]
["CFL","Biax","CFT55/12-BX","CFT55W ","Compact Fluorescent, Biax, (12) 55W lamp ","Electronic ",null,12,"",55,672,"CFL"]
["CFL",null,"CF55/1","CF55W","Compact Fluorescent, (1) 55W lamp ","Electronic ",null,1,"",55,55,"CFL"]
["CFL","Biax","CFT55/1-BX","CFT55W ","Compact Fluorescent, Biax, (1) 55W lamp ","Electronic ",null,1,"",55,56,"CFL"]
["CFL","Biax","CFT55/2-BX","CFT55W ","Compact Fluorescent, Biax, (2) 55W lamp ","Electronic ",null,2,"",55,112,"CFL"]
["CFL","Biax","CFT55/3-BX","CFT55W ","Compact Fluorescent, Biax, (3) 55W lamp ","Electronic ",null,3,"",55,168,"CFL"]
["CFL","Biax","CFT55/4-BX","CFT55W ","Compact Fluorescent, Biax, (4) 55W lamp ","Electronic ",null,4,"",55,224,"CFL"]
["CFL","Biax","CFT55/5-BX","CFT55W ","Compact Fluorescent, Biax, (5) 55W lamp ","Electronic ",null,5,"",55,280,"CFL"]
["CFL","Biax","CFT55/6-BX","CFT55W ","Compact Fluorescent, Biax, (6) 55W lamp ","Electronic ",null,6,"",55,336,"CFL"]
["CFL",null,"CFT55/6-L","CFT55W ","Compact Fluorescent, long Twin, (6) 55W lamp ","Electronic ",null,6,"",55,352,"CFL"]
["CFL",null,"CFT55/6-L-H","CFT55W ","Compact Fluorescent, long Twin, (6) 55W lamp/ High Ballast Factor ","Electronic ",null,6,"",55,373,"CFL"]
["CFL","Biax","CFT55/8-BX","CFT55W ","Compact Fluorescent, Biax, (8) 55W lamp ","Electronic ",null,8,"",55,448,"CFL"]
["CFL",null,"CFT55/8-L","CFT55W ","Compact Fluorescent, long Twin, (8) 55W lamp ","Electronic ",null,8,"",55,468,"CFL"]
["CFL",null,"CFT55/8-L-H","CFT55W ","Compact Fluorescent, long Twin, (8) 55W lamp/ High Ballast Factor ","Electronic ",null,8,"",55,496,"CFL"]
["CFL","Biax","CFT55/9-BX","CFT55W ","Compact Fluorescent, Biax, (9) 55W lamp ","Electronic ",null,9,"",55,504,"CFL"]
["CFL Parking Garage Retrofit",null,"CFT57/2-BX",null,"CFL, Retrofit Kit, (2) 57W lamps",null,null,2,"",57,127,"CFL Parking Garage Retrofit"]
["CFL",null,"CFT7/1","CFT7W ","Compact Fluorescent, twin, (1) 7W lamp ","Magnetic - Standard ",null,1,"",7,10,"CFL"]
["CFL",null,"CFT7/2","CFT7W ","Compact Fluorescent, twin, (2) 7W lamp ","Magnetic - Standard ",null,2,"",7,21,"CFL"]
["CFL Parking Garage Retrofit",null,"CFT70/2-BX",null,"CFL, Retrofit Kit, (2) 70W lamps",null,null,2,"",70,156,"CFL Parking Garage Retrofit"]
["CFL",null,"CFT9/1","CFT9W ","Compact Fluorescent, twin, (1) 9W lamp ","Magnetic - Standard ",null,1,"",9,11,"CFL"]
["CFL",null,"CFT9/2","CFT9W ","Compact Fluorescent, twin, (2) 9W lamp ","Magnetic - Standard ",null,2,"",9,23,"CFL"]
["CFL",null,"CFT9/3","CFT9W ","Compact Fluorescent, twin, (3) 9W lamp ","Magnetic - Standard ",null,3,"",9,34,"CFL"]
["Ceramic MH - Integrated",null,"CMHI24/1","CMHI24W","Ceramic Metal Halide, Integrated Ballast PAR 30 Bulb, 24 W",null,null,1,"",24,24,"Ceramic MH - Integrated"]
["Ceramic MH - Integrated",null,"CMHI25/1","CMHI25W","Ceramic Metal Halide, Integrated Ballast PAR 38 Bulb, 25 W",null,null,1,"",25,25,"Ceramic MH - Integrated"]
["Ceramic MH - Remote",null,"CMHR100/1","CMH100W","Ceramic Metal Halide, Remote Ballast, 100 W","Remote",null,1,"",130,130,"Ceramic MH - Remote"]
["Ceramic MH - Remote",null,"CMHR20/1","CMH20W","Ceramic Metal Halide, Remote Ballast, 20 W","Remote",null,1,"",22.5,22.5,"Ceramic MH - Remote"]
["Ceramic MH - Remote",null,"CMHR35/1","CMH35-39W","Ceramic Metal Halide, Remote Ballast, 35 - 39 W","Remote",null,1,"",55,55,"Ceramic MH - Remote"]
["Ceramic MH - Remote",null,"CMHR50/1","CMH50W","Ceramic Metal Halide, Remote Ballast, 50 W","Remote",null,1,"",72,72,"Ceramic MH - Remote"]
["Ceramic MH - Remote",null,"CMHR70/1","CMH70W","Ceramic Metal Halide, Remote Ballast, 70 W","Remote",null,1,"",94,94,"Ceramic MH - Remote"]
["CFL Exit",null,"ECF5/1","CFT5W ","EXIT Compact Fluorescent, (1) 5W lamp ","Magnetic - Standard ",null,1,"",5,9,"CFL Exit"]
["CFL Exit",null,"ECF5/2","CFT5W ","EXIT Compact Fluorescent, (2) 5W lamp ","Magnetic - Standard ",null,2,"",5,20,"CFL Exit"]
["CFL Exit",null,"ECF7/1","CFT7W ","EXIT Compact Fluorescent, (1) 7W lamp ","Magnetic - Standard ",null,1,"",7,10,"CFL Exit"]
["CFL Exit",null,"ECF7/2","CFT7W ","EXIT Compact Fluorescent, (2) 7W lamp ","Magnetic - Standard ",null,2,"",7,21,"CFL Exit"]
["CFL Exit",null,"ECF8/1","F8T5 ","EXIT T5 Fluorescent, (1) 8W lamp ","Magnetic - Standard ",null,1,"",8,12,"CFL Exit"]
["CFL Exit",null,"ECF8/2","F8T5 ","EXIT T5 Fluorescent, (2) 8W lamp ","Magnetic - Standard ",null,2,"",8,24,"CFL Exit"]
["CFL Exit",null,"ECF9/1","CFT9W ","EXIT Compact Fluorescent, (1) 9W lamp ","Magnetic - Standard ",null,1,"",9,12,"CFL Exit"]
["CFL Exit",null,"ECF9/2","CFT9W ","EXIT Compact Fluorescent, (2) 9W lamp ","Magnetic - Standard ",null,2,"",9,20,"CFL Exit"]
["Incandescent Exit",null,"EI10/2","I10 ","EXIT Incandescent, (2) 10W lamp ",null,null,2,"",10,20,"Incandescent Exit"]
["Incandescent Exit",null,"EI15/1","I15 ","EXIT Incandescent, (1) 15W lamp ",null,null,1,"",15,15,"Incandescent Exit"]
["Incandescent Exit",null,"EI15/2","I15 ","EXIT Incandescent, (2) 15W lamp ",null,null,2,"",15,30,"Incandescent Exit"]
["Incandescent Exit",null,"EI20/1","I20 ","EXIT Incandescent, (1) 20W lamp ",null,null,1,"",20,20,"Incandescent Exit"]
["Incandescent Exit",null,"EI20/2","I20 ","EXIT Incandescent, (2) 20W lamp ",null,null,2,"",20,40,"Incandescent Exit"]
["Incandescent Exit",null,"EI25/1","I25 ","EXIT Incandescent, (1) 25W lamp ",null,null,1,"",25,25,"Incandescent Exit"]
["Incandescent Exit",null,"EI25/2","I25 ","EXIT Incandescent, (2) 25W lamp ",null,null,2,"",25,50,"Incandescent Exit"]
["Incandescent Exit",null,"EI34/1","I34 ","EXIT Incandescent, (1) 34W lamp ",null,null,1,"",34,34,"Incandescent Exit"]
["Incandescent Exit",null,"EI34/2","I34 ","EXIT Incandescent, (2) 34W lamp ",null,null,2,"",34,68,"Incandescent Exit"]
["Incandescent Exit",null,"EI40/1","I40 ","EXIT Incandescent, (1) 40W lamp ",null,null,1,"",40,40,"Incandescent Exit"]
["Incandescent Exit",null,"EI40/2","I40 ","EXIT Incandescent, (2) 40W lamp ",null,null,2,"",40,80,"Incandescent Exit"]
["Incandescent Exit",null,"EI5/1","I5 ","EXIT Incandescent, (1) 5W lamp ",null,null,1,"",5,5,"Incandescent Exit"]
["Incandescent Exit",null,"EI5/2","I5 ","EXIT Incandescent, (2) 5W lamp ",null,null,2,"",5,10,"Incandescent Exit"]
["Incandescent Exit",null,"EI50/2","I50 ","EXIT Incandescent, (2) 50W lamp ",null,null,2,"",50,100,"Incandescent Exit"]
["Incandescent Exit",null,"EI7.5/1","I7.5 ","EXIT Tungsten, (1) 7.5 W lamp ",null,null,1,"",7.5,8,"Incandescent Exit"]
["Incandescent Exit",null,"EI7.5/2","I7.5 ","EXIT Tungsten, (2) 7.5 W lamp ",null,null,2,"",7.5,15,"Incandescent Exit"]
["LED Exit",null,"ELED0.5/1","LED0.5W ","EXIT Light Emitting Diode, (1) 0.5W lamp, Single Sided ",null,null,1,"",0.5,0.5,"LED Exit"]
["LED Exit",null,"ELED0.5/2","LED0.5W ","EXIT Light Emitting Diode, (2) 0.5W lamp, Dual Sided ",null,null,2,"",0.5,1,"LED Exit"]
["LED Exit",null,"ELED1.5/1","LED1.5W ","EXIT Light Emitting Diode, (1) 1.5W lamp, Single Sided ",null,null,1,"",1.5,1.5,"LED Exit"]
["LED Exit",null,"ELED1.5/2","LED1.5W ","EXIT Light Emitting Diode, (2) 1.5W lamp, Dual Sided ",null,null,2,"",1.5,3,"LED Exit"]
["LED Exit",null,"ELED10.5/1","LED10.5W ","EXIT Light Emitting Diode, (1) 10.5W lamp, Single Sided ",null,null,1,"",10.5,10.5,"LED Exit"]
["LED Exit",null,"ELED10.5/2","LED10.5W ","EXIT Light Emitting Diode, (2) 10.5W lamp, Dual Sided ",null,null,2,"",10.5,21,"LED Exit"]
["LED Exit",null,"ELED2/1","LED2W ","EXIT Light Emitting Diode, (1) 2W lamp, Single Sided ",null,null,1,"",2,2,"LED Exit"]
["LED Exit",null,"ELED2/2","LED2W ","EXIT Light Emitting Diode, (2) 2W lamp, Dual Sided ",null,null,2,"",2,4,{"$f":"A196","v":"LED Exit"}]
["LED Exit",null,"ELED3/1","LED3W ","EXIT Light Emitting Diode, (1) 3W lamp, Single Sided ",null,null,1,{"$f":"IF(G197=\"\",\"\",G197/12)","v":""},3,3,"LED Exit"]
["LED Exit",null,"ELED3/2","LED3W ","EXIT Light Emitting Diode, (2) 3W lamp, Dual Sided ",null,null,2,"",3,6,"LED Exit"]
["LED Exit",null,"ELED5/1","LED5W ","EXIT Light Emitting Diode, (1) 5W lamp, Single Sided ",null,null,1,"",5,5,"LED Exit"]
["LED Exit",null,"ELED5/2","LED5W ","EXIT Light Emitting Diode, (2) 5W lamp, Dual Sided ",null,null,2,"",5,10,"LED Exit"]
["LED Exit",null,"ELED8/1","LED8W ","EXIT Light Emitting Diode, (1) 8W lamp, Single Sided ",null,null,1,"",8,8,"LED Exit"]
["LED Exit",null,"ELED8/2","LED8W ","EXIT Light Emitting Diode, (2) 8W lamp, Dual Sided ",null,null,2,"",8,16,"LED Exit"]
["T8",null,"F1.51LS","F15T8 ","Fluorescent (1) 18 T8 lamp, Magnetic STD  ","Magnetic - Standard ",18,1,{"$f":"IF(G203=\"\",\"\",G203/12)","v":1.5},15,19,{"$f":"A203","v":"T8"}]
["T12",null,"F1.51SS","F15T12 ","Fluorescent (1) T-12 Std. lamp, Standard Magnetic Ballast  ","Magnetic - Standard ",18,1,1.5,15,19,"T12"]
["T8",null,"F1.52LS","F15T8 ","Fluorescent (2) 18 T8 lamp, Magnetic STD","Magnetic - Standard ",18,2,1.5,15,36,"T8"]
["T12",null,"F1.52SS","F15T12 ","Fluorescent (2) T-12 Std. lamp, Standard Magnetic Ballast  ","Magnetic - Standard ",18,2,1.5,15,36,"T12"]
["T5",{"$f":"I207&\"'\"&\" \"&A207","v":"2' T5"},"F21GHL","F24T5/HO ","Fluorescent (1) T-5 STD HO T5 lamp  ","Electronic ",24,1,2,24,29,"T5"]
["T5","2' T5","F21GL","F24T5 ","Fluorescent (1) T-5 STD T5 lamp  ","Electronic ",24,1,2,14,18,"T5"]
["T12","2' T12","F21SHS","F24T12/HO ","Fluorescent (1) T-12, HO lamp, Standard Magnetic Ballast  ","Magnetic - Standard ",24,1,2,35,62,"T12"]
["T8","2' T8","F21ILL","F17T8 ","Fluorescent (1) T-8 lamp, Instant Start Ballast NLO  ","Electronic ",24,1,2,17,20,"T8"]
["T8","2' T8","F21ILL/T2","F17T8 ","Fluorescent (1) T-8 lamp, Instant Start Ballast NLO, Tandem 2 lamp  Ballast ","Electronic ",24,1,2,17,17,"T8"]
["T8","2' T8","F21ILL/T2-R","F17T8 ","Fluorescent (1) T-8 lamp, Instant Start Ballast RLO, Tandem 2 lamp  Ballast ","Electronic ",24,1,2,17,15,"T8"]
["T8","2' T8","F21ILL/T3","F17T8 ","Fluorescent (1) T-8 lamp, Instant Start Ballast NLO, Tandem 3 lamp  Ballast ","Electronic ",24,1,2,17,16,"T8"]
["T8","2' T8","F21ILL/T3-R","F17T8 ","Fluorescent (1) T-8 lamp, Instant Start Ballast RLO, Tandem 3 lamp  Ballast ","Electronic ",24,1,2,17,14,"T8"]
["T8","2' T8","F21ILL/T4","F17T8 ","Fluorescent (1) T-8 lamp, Instant Start Ballast NLO, Tandem 4 lamp  Ballast ","Electronic ",24,1,2,17,15,"T8"]
["T8","2' T8","F21ILL/T4-R","F17T8 ","Fluorescent (1) T-8 lamp, Instant Start Ballast RLO, Tandem 4 lamp  Ballast ","Electronic ",24,1,2,17,14,"T8"]
["T8","2' T8","F21LL","F17T8 ","Fluorescent (1) T-8 lamp, Rapid Start Ballast NLO  ","Electronic ",24,1,2,17,16,"T8"]
["T8","2' T8","F21LL/T2","F17T8 ","Fluorescent (1) T-8 lamp, Rapid Start Ballast NLO ","Electronic ",24,1,2,17,16,"T8"]
["T8","2' T8","F21LL/T3","F17T8 ","Fluorescent (1) T-8 lamp, Rapid Start Ballast NLO ","Electronic ",24,1,2,17,17,"T8"]
["T8","2' T8","F21LL/T4","F17T8 ","Fluorescent (1) T-8 lamp, Rapid Start Ballast NLO ","Electronic ",24,1,2,17,17,"T8"]
["T8","2' T8","F21LL-R","F17T8 ","Fluorescent (1) T-8 lamp, Rapid Start Ballast RLO  ","Electronic ",24,1,2,17,15,"T8"]
["T8","2' T8","F21LS","F17T8 ","Fluorescent (1) T8 lamp  Standard Ballast ","Magnetic - Standard ",24,1,2,17,24,"T8"]
["T12","2' T12","F21SE","F20T12 ","Fluorescent (1) T-12, Std. lamp, Energy Saving Magnetic Ballast ","Magnetic - ES",24,1,2,20,26,"T12",null,18,{"$f":"N223/12","v":1.5}]
["T12","2' T12","F21SS","F20T12 ","Fluorescent (1) T-12, Std. lamp, Standard Magnetic Ballast  ","Magnetic - Standard ",24,1,2,20,28,"T12",null,36,{"$f":"N224/12","v":3}]
["T5","2' T5","F22GHL","F24T5/HO ","Fluorescent (2) T-5 STD HO T5 lamp  ","Magnetic - ES",24,2,2,24,55,"T5"]
["T5","2' T5","F22GL","F24T5 ","Fluorescent (2) T-5 STD T5 lamp  ","Electronic ",24,2,2,14,35,"T5"]
["T8","2' T8","F22ILE","F17T8 ","Fluorescent (2) T-8 lamp, Instant Start lamp, Energy Saving Ballast","Magnetic - ES",24,2,2,17,45,"T8"]
["T8","2' T8","F22ILL","F17T8 ","Fluorescent (2) T-8 lamp  Instat Start Ballast, NLO ","Electronic ",24,2,2,17,33,"T8"]
["T8","2' T8","F22ILL/T4","F17T8 ","Fluorescent (2) T-8 lamp, Instant Start Ballast, NLO, Tandem 4 lamp  Ballast","Electronic ",24,2,2,17,31,"T8"]
["T8","2' T8","F22ILL/T4-R","F17T8 ","Fluorescent (2) T-8 lamp, Instant Start Ballast, RLO, Tandem 4 lamp  Ballast","Electronic ",24,2,2,17,28,"T8"]
["T8","2' T8","F22ILL-R","F17T8 ","Fluorescent (2) T-8 lamp, Instant Start Ballast, RLO ","Electronic ",24,2,2,17,29,"T8"]
["T8","2' T8","F22LL","F17T8 ","Fluorescent (2) T-8 lamp, Rapid Start Ballast, NLO ","Electronic ",24,2,2,17,31,"T8"]
["T8","2' T8","F22LL/T4","F17T8 ","Fluorescent (2) T-8 lamp, Rapid Start Ballast, NLO, Tandem 4 lamp  Ballast","Electronic ",24,2,2,17,34,"T8"]
["T8","2' T8","F22LL-R","F17T8 ","Fluorescent (2) T-8 lamp, Rapid Start Ballast, RLO ","Electronic ",24,2,2,17,28,"T8"]
["T12","2' T12","F22SE","F20T12 ","Fluorescent (2) T-12, Std. lamp, Energy Saving Magnetic Ballast ","Magnetic - ES",24,2,2,20,51,"T12",null,24,{"$f":"N235/12","v":2}]
["T12","2' T12","F22SHS","F24T12/HO ","Fluorescent (2) T-12, HO lamp, Standard Magnetic Ballast  ","Magnetic - Standard ",24,2,2,35,90,"T12",null,60,{"$f":"N236/12","v":5}]
["T12","2' T12","F22SS","F20T12 ","Fluorescent (2) T-12, Std. lamp, Standard Magnetic Ballast  ","Magnetic - Standard",24,2,2,20,56,"T12",null,72,{"$f":"N237/12","v":6}]
["T8","2' T8","F23ILL","F17T8 ","Fluorescent (3) T-8 lamp, Instant Start Ballast NLO  ","Electronic ",24,3,2,17,47,"T8"]
["T8","2' T8","F23ILL-H","F17T8 ","Fluorescent (3) T-8 lamp, Instant Start Ballast HLO  ","Electronic ",24,3,2,17,49,"T8"]
["T8","2' T8","F23ILL-R","F17T8 ","Fluorescent (3) T-8 lamp, Instant Start Ballast RLO  ","Electronic ",24,3,2,17,43,"T8"]
["T8","2' T8","F23LL","F17T8 ","Fluorescent (3) T-8 lamp, Rapid Start Ballast NLO  ","Electronic ",24,3,2,17,52,"T8"]
["T8","2' T8","F23LL-R","F17T8 ","Fluorescent (3) T-8 lamp, Rapid Start Ballast RLO  ","Electronic ",24,3,2,17,41,"T8"]
["T12","2' T12","F23SE","F20T12 ","Fluorescent (3) T-12, Std. lamp, Energy Saving Magnetic Ballast ","Magnetic - ES ",24,3,2,20,77,"T12",null,96,{"$f":"N243/12","v":8}]
["T12","2' T12","F23SS","F20T12 ","Fluorescent (3) T-12, Std. lamp, Standard Magnetic Ballast  ","Magnetic - Standard ",24,3,2,20,84,"T12"]
["T8","2' T8","F24ILL","F17T8 ","Fluorescent (4) T-8 lamp, Instant Start Ballast NLO  ","Electronic ",24,4,2,17,61,"T8"]
["T8","2' T8","F24ILL-R","F17T8 ","Fluorescent (4) T-8 lamp, Instant Start Ballast RLO  ","Electronic ",24,4,2,17,55,"T8"]
["T8","2' T8","F24LL","F17T8 ","Fluorescent (4) T-8 lamp, Rapid Start Ballast NLO  ","Electronic ",24,4,2,17,68,"T8"]
["T8","2' T8","F24LL-R","F17T8 ","Fluorescent (4) T-8 lamp, Rapid Start Ballast RLO  ","Electronic ",24,4,2,17,57,"T8"]
["T12","2' T12","F24SE","F20T12 ","Fluorescent (4) T-12, Std. lamp, Energy Saving Magnetic Ballast ","Magnetic - ES ",24,4,2,20,102,"T12"]
["T12","2' T12","F24SS","F20T12 ","Fluorescent (4) T-12, Std. lamp, Standard Magnetic Ballast  ","Magnetic - Standard ",24,4,2,20,112,"T12"]
["T12","2' T12","F26SE","F20T12 ","Fluorescent (6) T-12, Std. lamp, Energy Saving Magnetic Ballast ","Magnetic - ES ",24,6,2,20,153,"T12"]
["T12","2' T12","F26SS","F20T12 ","Fluorescent (6) T-12, Std. lamp, Standard Magnetic Ballast  ","Magnetic - Standard ",24,6,2,20,168,"T12"]
["T12","3' T12","F31EE","F30T12/ES ","Fluorescent (1) T-12, ES lamp, Energy Saving Magnetic Ballast ","Magnetic - ES ",36,1,3,25,38,"T12"]
["T12","3' T12","F31EE/T2","F30T12/ES ","Fluorescent (1) T-12, ES lamp,  Energy Saving Magnetic Ballast ,Tandem wired ","Magnetic - ES ",36,1,3,25,33,"T12"]
["T12","3' T12","F31EL","F30T12/ES ","Fluorescent (1) T-12, ES lamp, Energy Saving Magnetic Ballast ","Electronic ",36,1,3,25,26,"T12"]
["T12","3' T12","F31ES","F30T12/ES ","Fluorescent (1) T-12, ES lamp, Standard Magnetic Ballast  ","Magnetic - Standard ",36,1,3,25,42,"T12"]
["T12","3' T12","F31ES/T2","F30T12/ES ","Fluorescent (1) T-12, ES lamp, 2 Lamp,Tandem wired, Standard Magnetic Ballast  ","Magnetic - Standard ",36,1,3,25,37,"T12"]
["T5","3' T5","F31GHL","F36T5/HO ","Fluorescent (1) T-5 STD HO T5 lamp  ","Electronic ",36,1,3,39,43,"T5"]
["T5","3' T5","F31GL","F36T5 ","Fluorescent (1) T-5 STD T5 lamp  ","Electronic ",36,1,3,21,27,"T5"]
["T8","3' T8","F31ILL","F25T8 ","Fluorescent (1) T-8 lamp, Instant Start Ballast NLO  ","Electronic ",36,1,3,25,26,"T8"]
["T8","3' T8","F31ILL/T2","F25T8 ","Fluorescent (1) T-8 lamp, Instant Start Ballast NLO, Tandem 2 lamp  Ballast ","Electronic ",36,1,3,25,23,"T8"]
["T8","3' T8","F31ILL/T2-H","F25T8 ","Fluorescent (1) T-8 lamp, Instant Start Ballast HLO, Tandem 2 lamp  Ballast ","Electronic ",36,1,3,25,24,"T8"]
["T8","3' T8","F31ILL/T2-R","F25T8 ","Fluorescent (1) T-8 lamp, Instant Start Ballast RLO, Tandem 2 lamp  Ballast ","Electronic ",36,1,3,25,23,"T8"]
["T8","3' T8","F31ILL/T3","F25T8 ","Fluorescent (1) T-8 lamp, Instant Start Ballast NLO, Tandem 3 lamp  Ballast ","Electronic ",36,1,3,25,22,"T8"]
["T8","3' T8","F31ILL/T3-R","F25T8 ","Fluorescent (1) T-8 lamp, Instant Start Ballast RLO, Tandem 3 lamp  Ballast ","Electronic ",36,1,3,25,22,"T8"]
["T8","3' T8","F31ILL/T4","F25T8 ","Fluorescent (1) T-8 lamp, Instant Start Ballast NLO, Tandem 4 lamp  Ballast ","Electronic ",36,1,3,25,22,"T8"]
["T8","3' T8","F31ILL/T4-R","F25T8 ","Fluorescent (1) T-8 lamp, Instant Start Ballast RLO, Tandem 4 lamp  Ballast ","Electronic ",36,1,{"$f":"IF(G267=\"\",\"\",G267/12)","v":3},25,22,{"$f":"A267","v":"T8"}]
["T8","3' T8","F31ILL-H","F25T8 ","Fluorescent (1) T-8 lamp, Instant Start Ballast HLO  ","Electronic ",36,1,3,25,28,"T8"]
["T8","3' T8","F31ILL-R","F25T8 ","Fluorescent (1) T-8 lamp, Instant Start Ballast RLO  ","Electronic ",36,1,3,25,27,"T8"]
["T8","3' T8","F31LL","F25T8 ","Fluorescent (1) T-8 lamp, Rapid Start Ballast NLO  ","Electronic ",36,1,3,25,24,"T8"]
["T8",{"$f":"I271&\"'\"&\" \"&A271","v":"3' T8"},"F31LL/T2","F25T8 ","Fluorescent (1) T-8 lamp, Rapid Start Ballast NLO, Tandem 2 lamp  Ballast ","Electronic ",36,1,3,25,23,"T8"]
["T8","3' T8","F31LL/T3","F25T8 ","Fluorescent (1) T-8 lamp, Rapid Start Ballast NLO, Tandem 3 lamp  Ballast ","Electronic ",36,1,3,25,24,"T8"]
["T8","3' T8","F31LL/T4","F25T8 ","Fluorescent (1) T-8 lamp, Rapid Start Ballast NLO, Tandem 4 lamp  Ballast ","Electronic ",36,1,3,25,22,"T8"]
["T8","3' T8","F31LL-H","F25T8 ","Fluorescent (1) T-8 lamp, Rapid Start Ballast HLO  ","Electronic ",36,1,3,25,26,"T8"]
["T8","3' T8","F31LL-R","F25T8 ","Fluorescent (1) T-8 lamp, Rapid Start Ballast RLO  ","Electronic ",36,1,3,25,23,"T8"]
["T12","3' T12","F31SE/T2","F30T12 ","Fluorescent (1) T-12 Std. lamp, Energy Saving Magnetic BallastTandem wired ","Magnetic - ES ",36,1,3,30,37,"T12"]
["T12","3' T12","F31SHS","F36T12/HO ","Fluorescent (1) T-12 HO lamp, Standard Magnetic Ballast  ","Magnetic - Standard ",36,1,3,50,70,"T12"]
["T12","3' T12","F31SL","F30T12 ","Fluorescent (1) T-12 Std. lamp, Standard Magnetic Ballast ","Electronic ",36,1,3,30,31,"T12"]
["T12","3' T12","F31SS","F30T12 ","Fluorescent (1) T-12 Std. lamp, Standard Magnetic Ballast  ","Magnetic - Standard ",36,1,3,30,46,"T12"]
["T12","3' T12","F31SS/T2","F30T12 ","Fluorescent (1) T-12 Std. lamp, 2 Lamp,Tandem wired, Standard Magnetic Ballast  ","Magnetic - Standard ",36,1,3,30,41,"T12"]
["T12","3' T12","F32EE","F30T12/ES ","Fluorescent (2) T-12 HO lamp, Energy Saving Magnetic Ballast ","Magnetic - ES ",36,2,3,25,66,"T12"]
["T12","3' T12","F32EL","F30T12/ES ","Fluorescent (2) T-12 HO lamp, Electronic Ballast  ","Electronic ",36,2,3,25,50,"T12"]
["T12","3' T12","F32ES","F30T12/ES ","Fluorescent (2) T-12 HO lamp, Standard Magnetic Ballast  ","Magnetic - Standard ",36,2,3,25,73,"T12"]
["T5","3' T5","F32GHL","F36T5/HO ","Fluorescent (1) T-5 STD HO T5 lamp  ","Electronic ",36,2,3,39,85,"T5"]
["T5","3' T5","F32GL","F36T5 ","Fluorescent (1) T-5 STD T5 lamp  ","Electronic ",36,2,3,21,52,"T5"]
["T8","3' T8","F32ILL","F25T8 ","Fluorescent (2) T-8 lamp, Instant Start Ballast NLO  ","Electronic ",36,2,3,25,46,"T8"]
["T8","3' T8","F32ILL/T4","F25T8 ","Fluorescent (2) T-8 lamp, Instant Start Ballast NLO, Tandem 4 lamp  Ballast ","Electronic ",36,2,3,25,44,"T8"]
["T8","3' T8","F32ILL/T4-R","F25T8 ","Fluorescent (2) T-8 lamp, Instant Start Ballast RLO, Tandem 4 lamp  Ballast ","Electronic ",36,2,3,25,43,"T8"]
["T8","3' T8","F32ILL-H","F25T8 ","Fluorescent (2) T-8 lamp, Instant Start Ballast HLO  ","Electronic ",36,2,3,25,48,"T8"]
["T8","3' T8","F32ILL-R","F25T8 ","Fluorescent (2) T-8 lamp, Instant Start Ballast RLO  ","Electronic ",36,2,3,25,46,"T8"]
["T8","3' T8","F32LE","F25T8 ","Fluorescent (2) T-8 lamp, Energy Efficienct Magnetic Ballast ","Magnetic - ES ",36,2,3,25,65,"T8"]
["T8","3' T8","F32LL","F25T8 ","Fluorescent (2) T-8 lamp, Rapid Start Ballast NLO  ","Electronic ",36,2,3,25,46,"T8"]
["T8","3' T8","F32LL/T4","F25T8 ","Fluorescent (2) T-8 lamp, Rapid Start Ballast NLO, Tandem 4 lamp  Ballast ","Electronic ",36,2,3,25,45,"T8"]
["T8","3' T8","F32LL-H","F25T8 ","Fluorescent (2) T-8 lamp, Rapid Start Ballast HLO  ","Electronic ",36,2,3,25,50,"T8"]
["T8","3' T8","F32LL-R","F25T8 ","Fluorescent (2) T-8 lamp, Rapid Start Ballast RLO  ","Electronic ",36,2,3,25,42,"T8"]
["T8","3' T8","F32LL-V","F25T8 ","Fluorescent (2) T-8 lamp, Rapid Start Ballast VHLO  ","Electronic ",36,2,3,25,70,"T8"]
["T12","3' T12","F32SE","F30T12 ","Fluorescent (2) T-12 Std. lamp, Energy Saving Magnetic Ballast ","Magnetic - ES ",36,2,3,30,74,"T12"]
["T12","3' T12","F32SHS","F36T12/HO ","Fluorescent (2) T-12 HO lamp, Standard Magnetic Ballast  ","Magnetic - Standard ",36,2,3,50,114,"T12"]
["T12","3' T12","F32SL","F30T12 ","Fluorescent (2) T-12 Std. lamp, Standard Magnetic Ballast ","Electronic ",36,2,3,30,58,"T12"]
["T12","3' T12","F32SS","F30T12 ","Fluorescent (2) T-12 Std. lamp, Standard Magnetic Ballast ","Magnetic - Standard ",36,2,3,30,81,"T12"]
["T12","3' T12","F33ES","F30T12/ES ","Fluorescent (3) T-12 HO lamp, Standard Magnetic Ballast  ","Magnetic - Standard ",36,3,3,25,115,"T12"]
["T8","3' T8","F33ILL","F25T8 ","Fluorescent (3) T-8 lamp, Instant Start Ballast NLO  ","Electronic ",36,3,3,25,67,"T8"]
["T8","3' T8","F33ILL-R","F25T8 ","Fluorescent (3) T-8 lamp, Instant Start Ballast RLO  ","Electronic ",36,3,3,25,66,"T8"]
["T8","3' T8","F33LL","F25T8 ","Fluorescent (3) T-8 lamp, Rapid Start Ballast NLO  ","Electronic ",36,3,3,25,72,"T8"]
["T8","3' T8","F33LL-R","F25T8 ","Fluorescent (3) T-8 lamp, Rapid Start Ballast RLO  ","Electronic ",36,3,3,25,62,"T8"]
["T12","3' T12","F33SE","F30T12 ","Fluorescent (3) T-12 Std. lamp, Energy Saving Magnetic Ballast","Magnetic - ES ",36,3,3,30,120,"T12"]
["T12","3' T12","F33SS","F30T12 ","Fluorescent (3) T-12 Std. lamp, Standard Magnetic Ballast ","Magnetic - Standard ",36,3,3,30,127,"T12"]
["T8","3' T8","F34ILL","F25T8 ","Fluorescent (4) T-8 lamp, Instant Start Ballast NLO  ","Electronic ",36,4,3,25,87,"T8"]
["T8","3' T8","F34ILL-R","F25T8 ","Fluorescent (4) T-8 lamp, Instant Start Ballast RLO  ","Electronic ",36,4,3,25,86,"T8"]
["T8","3' T8","F34LL","F25T8 ","Fluorescent (4) T-8 lamp, Rapid Start Ballast NLO  ","Electronic ",36,4,3,25,89,"T8"]
["T8","3' T8","F34LL-R","F25T8 ","Fluorescent (4) T-8 lamp, Rapid Start Ballast RLO  ","Electronic ",36,4,3,25,84,"T8"]
["T12","3' T12","F34ES","F30T12 ","Fluorescent (4) T-12 Std. lamp, Energy Saving Magnetic Ballast ","Magnetic - ES ",36,4,3,30,148,"T12"]
["T12","3' T12","F34SL","F30T12 ","Fluorescent (4) T-12 Std. lamp, Standard Magnetic Ballast ","Electronic ",36,4,3,30,116,"T12"]
["T12","3' T12","F34SS","F30T12 ","Fluorescent (4) T-12 Std. lamp, Standard Magnetic Ballast ","Magnetic - Standard ",36,4,3,30,162,"T12"]
["T12","3' T12","F36EE","F30T12/ES ","Fluorescent (6) T-12 ES lamp, Energy Saving Magnetic Ballast  ","Magnetic - ES ",36,6,3,25,198,"T12"]
["T8","3' T8","F36ILL-R","F25T8 ","Fluorescent (6) T-8 lamp, Instant Start Ballast RLO  ","Electronic ",36,6,3,25,134,"T8"]
["T12","3' T12","F36SE","F30T12 ","Fluorescent (6) T-12 Std. lamp, Energy Saving Magnetic Ballast ","Magnetic - ES ",36,6,3,30,238,"T12"]
["T12","4' T12","F40EE/D1","None "," (0)  lamp Completely delamped fixture with (1) hot ballast ","Magnetic - ES ",48,0,4,0,4,"T12"]
["T12","4' T12","F40EE/D2","None "," (0)  lamp Completely delamped fixture with (2) hot ballast ","Magnetic - ES ",48,0,4,0,8,"T12"]
["T12","4' T12","F41AL","F25T12 ","Fluorescent (1) F25T12 lamp, Electronic Ballast ","Electronic ",48,1,4,25,25,"T12"]
["T12","4' T12","F41AL/T2-R","F25T12 ","Fluorescent (1) F25T12 lamp, 2 Lamp,Tandem wired Electronic Ballast RLO  ","Electronic ",48,1,4,25,19,"T12"]
["T12","4' T12","F41AL/T3-R","F25T12 ","Fluorescent (1) F25T12 lamp, 3 Lamp,Tandem wired Electronic Ballast RLO  ","Electronic ",48,1,4,25,20,"T12"]
["T12","4' T12","F41EE","F40T12/ES ","Fluorescent (1) T-12 ES lamp, Energy Saving Magnetic Ballast ","Magnetic - ES ",48,1,4,34,43,"T12"]
["T12","4' T12","F41EE/D2","F40T12/ES ","Fluorescent (1) T-12 ES lamp, Energy Saving Magnetic Ballast "," 2 ballast Magnetic - ES",48,1,4,34,43,"T12"]
["T12","4' T12","F41EE/T2","F40T12/ES ","Fluorescent (1) T-12 ES lamp, 2 Lamp, Tandem wired Energy Saving Magnetic ballast ","Magnetic - ES ",48,1,4,34,36,"T12"]
["T12","4' T12","F41EHS","F48T12/HO/ES ","Fluorescent (1) T-12 ES HO lamp, Standard Magnetic Ballast ","Magnetic - Standard ",48,1,4,55,80,"T12"]
["T12","4' T12","F41EIS","F48T12/ES ","Fluorescent (1) T-12 ES Instant Start lamp, Standard Magnetic ballast ","Magnetic - Standard ",48,1,4,30,51,"T12"]
["T12","4' T12","F41EL","F40T12/ES ","Fluorescent (1) T12 ES lamp, Electronic Ballast ","Electronic ",48,1,4,34,32,"T12"]
["T12","4' T12","F41EL/T2","F40T12/ES ","Fluorescent (1) T-12 ES lamp, 2 lamp, Tandem wired, Electronic Ballast ","Electronic ",48,1,4,34,32,"T12"]
["T12","4' T12","F41ES","F40T12/ES ","Fluorescent (1) T-12 ES lamp, Standard Magnetic Ballast ","Magnetic - Standard ",48,1,4,34,50,"T12"]
["T12","4' T12","F41EVS","F48T12/VHO/ES ","Fluorescent (1) VHO ES lamp, Standard Magnetic Ballast ","Magnetic - Standard ",48,1,{"$f":"IF(G331=\"\",\"\",G331/12)","v":4},null,123,{"$f":"A331","v":"T12"}]
["T5","4' T5","F41GHL","F48T5/HO ","Fluorescent (1) T-5 STD HO T5 lamp  ","Electronic ",48,1,4,54,59,"T5"]
["T5","4' T5","F41GL","F48T5 ","Fluorescent (1) T-5 STD T5 lamp  ","Electronic ",48,1,4,28,32,"T5"]
["T8","4' T8","F41ILL","F32T8 ","Fluorescent (1) T-8 lamp, Instant Start Ballast NLO  ","Electronic ",48,1,4,32,31,"T8"]
["T8",{"$f":"I335&\"'\"&\" \"&A335","v":"4' T8"},"F41ILL/T2","F32T8 ","Fluorescent (1) T-8 lamp, Instant Start Ballast NLO, Tandem 2 lamp  Ballast ","Electronic ",48,1,4,32,30,"T8"]
["T8","4' T8","F41ILL/T2-H","F32T8 ","Fluorescent (1) T-8 lamp, Instant Start Ballast HLO, Tandem 2 lamp  Ballast ","Electronic ",48,1,4,32,33,"T8"]
["T8","4' T8","F41ILL/T2-R","F32T8 ","Fluorescent (1) T-8 lamp, Instant Start Ballast RLO, Tandem 2 lamp  Ballast ","Electronic ",48,1,4,32,26,"T8"]
["T8","4' T8","F41ILL/T3","F32T8 ","Fluorescent (1) T-8 lamp, Instant Start Ballast NLO, Tandem 3 lamp  Ballast ","Electronic ",48,1,4,32,30,"T8"]
["T8","4' T8","F41ILL/T3-H","F32T8 ","Fluorescent (1) T-8 lamp, Instant Start Ballast HLO, Tandem 3 lamp  Ballast ","Electronic ",48,1,4,32,31,"T8"]
["T8","4' T8","F41ILL/T3-R","F32T8 ","Fluorescent (1) T-8 lamp, Instant Start Ballast RLO, Tandem 3 lamp  Ballast ","Electronic ",48,1,4,32,26,"T8"]
["T8","4' T8","F41ILL/T4","F32T8 ","Fluorescent (1) T-8 lamp, Instant Start Ballast NLO, Tandem 4 lamp  Ballast ","Electronic ",48,1,4,32,28,"T8"]
["T8","4' T8","F41ILL/T4-R","F32T8 ","Fluorescent (1) T-8 lamp, Instant Start Ballast RLO, Tandem 4 lamp  Ballast ","Electronic ",48,1,4,32,26,"T8"]
["T8","4' T8","F41ILL-H","F32T8 ","Fluorescent (1) T-8 lamp, Instant Start Ballast HLO  ","Electronic ",48,1,4,32,36,"T8"]
["T8","4' T8","F41ILL-R","F32T8 ","Fluorescent (1) T-8 lamp, Instant Start Ballast RLO ","Electronic ",48,1,4,32,25,"T8"]
["T8","4' T8","F41LE","F32T8 ","Fluorescent (1) T-8 lamp, Energy Efficienct Magnetic Ballast ","Magnetic - ES ",48,1,4,32,35,"T8"]
["T8","4' T8","F41LL","F32T8 ","Fluorescent (1) T-8 lamp, Rapid Start Ballast NLO  ","Electronic ",48,1,4,32,32,"T8"]
["T8","4' T8","F41LL/T2","F32T8 ","Fluorescent (1) T-8 lamp, Rapid Start Ballast NLO, Tandem 2 lamp  Ballast ","Electronic ",48,1,4,32,30,"T8"]
["T8","4' T8","F41LL/T2-H","F32T8 ","Fluorescent (1) T-8 lamp, Rapid Start Ballast HLO, Tandem 2 lamp  Ballast ","Electronic ",48,1,4,32,39,"T8"]
["T8","4' T8","F41LL/T2-R","F32T8 ","Fluorescent (1) T-8 lamp, Rapid Start Ballast RLO, Tandem 2 lamp  Ballast ","Electronic ",48,1,4,32,27,"T8"]
["T8","4' T8","F41LL/T3","F32T8 ","Fluorescent (1) T-8 lamp, Rapid Start Ballast NLO, Tandem 3 lamp  Ballast ","Electronic ",48,1,4,32,31,"T8"]
["T8","4' T8","F41LL/T3-H","F32T8 ","Fluorescent (1) T-8 lamp, Rapid Start Ballast HLO, Tandem 3 lamp  Ballast ","Electronic ",48,1,4,32,33,"T8"]
["T8","4' T8","F41LL/T3-R","F32T8 ","Fluorescent (1) T-8 lamp, Rapid Start Ballast RLO, Tandem 3 lamp  Ballast ","Electronic ",48,1,4,32,25,"T8"]
["T8","4' T8","F41LL/T4","F32T8 ","Fluorescent (1) T-8 lamp, Rapid Start Ballast NLO, Tandem 4 lamp  Ballast ","Electronic ",48,1,4,32,30,"T8"]
["T8","4' T8","F41LL/T4-R","F32T8 ","Fluorescent (1) T-8 lamp, Rapid Start Ballast RLO, Tandem 4 lamp  Ballast ","Electronic ",48,1,4,32,26,"T8"]
["T8","4' T8","F41LL-H","F32T8 ","Fluorescent (1) T-8 lamp, Rapid Start Ballast HLO  ","Electronic ",48,1,4,32,39,"T8"]
["T8","4' T8","F41LL-R","F32T8 ","Fluorescent (1) T-8 lamp, Rapid Start Ballast RLO  ","Electronic ",48,1,4,32,27,"T8"]
["HPT8","4' HPT8","F41PILL","F32T8 ","Fluorescent (1) T-8 lamp, Instant Start Ballast NLO  ","Electronic ",48,1,4,32,28,"HPT8"]
["HPT8","4' HPT8","F41PILL-H","F32T8 ","Fluorescent (1) T-8 lamp, Instant Start Ballast HLO  ","Electronic ",48,1,4,32,39,"HPT8"]
["HPT8","4' HPT8","F41PILL-R","F32T8 ","Fluorescent (1) T-8 lamp, Instant Start Ballast RLO  ","Electronic ",48,1,4,32,25,"HPT8"]
["HPT8-RW","4' HPT8-RW","F41RILL","F25T8","Fluorescent (1) T-8 lamp, Instant Start Ballast NLO ","Electronic",48,1,4,25,22,"HPT8-RW"]
["HPT8-RW","4' HPT8-RW","F41RILL-H","F25T8","Fluorescent (1) T-8 lamp, Instant Start Ballast HLO ","Electronic",48,1,4,25,30,"HPT8-RW"]
["HPT8-RW","4' HPT8-RW","F41RILL-R","F25T8","Fluorescent (1) T-8 lamp, Instant Start Ballast RLO ","Electronic",48,1,4,25,19,"HPT8-RW"]
["T12","4' T12","F41SE","F40T12 ","Fluorescent (1) T-12 Std. lamp, Energy Saving Magnetic Ballast ","Magnetic - ES ",48,1,4,40,50,"T12"]
["T12","4' T12","F41SHS","F48T12/HO ","Fluorescent (1) T-12 Std. HO lamp, Standard Magnetic Ballast ","Magnetic - Standard ",48,1,4,60,85,"T12"]
["T12","4' T12","F41SIL","F48T12 ","Fluorescent (1) T-12 Std. Instant Start lamp  Electronic ballast ","Electronic ",48,1,4,39,46,"T12"]
["T12","4' T12","F41SIL/T2","F48T12 ","Fluorescent (1) T-12 Std. Instant Start lamp  Electronic ballast Tandem wired ","Electronic ",48,1,4,39,37,"T12"]
["T8","4' T8","F41SILL","F30T8 ","Fluorescent (1) T-8 lamp, Instant Start Ballast NLO  ","Electronic ",48,1,4,30,28,"T8"]
["T8","4' T8","F41SILL/T2","F30T8 ","Fluorescent (1) T-8 lamp, Instant Start Ballast NLO, Tandem 2 lamp  Ballast ","Electronic ",48,1,4,30,27,"T8"]
["T8","4' T8","F41SILL/T2-H","F30T8 ","Fluorescent (1) T-8 lamp, Instant Start Ballast HLO, Tandem 2 lamp  Ballast ","Electronic ",48,1,4,30,36,"T8"]
["T8","4' T8","F41SILL/T2-R","F30T8 ","Fluorescent (1) T-8 lamp, Instant Start Ballast RLO, Tandem 2 lamp  Ballast ","Electronic ",48,1,4,30,24,"T8"]
["T8","4' T8","F41SILL/T3","F30T8 ","Fluorescent (1) T-8 lamp, Instant Start Ballast NLO, Tandem 3 lamp  Ballast ","Electronic ",48,1,4,30,27,"T8"]
["T8","4' T8","F41SILL/T3-H","F30T8 ","Fluorescent (1) T-8 lamp, Instant Start Ballast HLO, Tandem 3 lamp  Ballast ","Electronic ",48,1,4,30,36,"T8"]
["T8","4' T8","F41SILL/T3-R","F30T8 ","Fluorescent (1) T-8 lamp, Instant Start Ballast RLO, Tandem 3 lamp  Ballast ","Electronic ",48,1,4,30,24,"T8"]
["T8","4' T8","F41SILL/T4","F30T8 ","Fluorescent (1) T-8 lamp, Instant Start Ballast NLO, Tandem 4 lamp  Ballast ","Electronic ",48,1,4,30,26,"T8"]
["T8","4' T8","F41SILL/T4-R","F30T8 ","Fluorescent (1) T-8 lamp, Instant Start Ballast RLO, Tandem 4 lamp  Ballast ","Electronic ",48,1,4,30,23,"T8"]
["T8","4' T8","F41SILL-H","F30T8 ","Fluorescent (1) T-8 lamp, Instant Start Ballast HLO  ","Electronic ",48,1,4,30,37,"T8"]
["T8","4' T8","F41SILL-R","F30T8 ","Fluorescent (1) T-8 lamp, Instant Start Ballast RLO  ","Electronic ",48,1,4,30,25,"T8"]
["T12","4' T12","F41SIS","F48T12 ","Fluorescent (1) T-12 Std. Instant Start lamp, Standard Magnetic Ballast ","Magnetic - Standard ",48,1,4,39,60,"T12"]
["T12","4' T12","F41SIS/T2","F48T12 ","Fluorescent (1) T-12 Std. Instant Start lamp Tandem to 2-lamp  ballast ","Magnetic - Standard ",48,1,4,39,52,"T12"]
["T12","4' T12","F41SL/T2","F40T12 ","Fluorescent (1) T-12 Std. lamp, Rapid Start Ballast NLO  Tandem 2 lamp  Ballast ","Electronic ",48,1,4,40,36,"T12"]
["T12","4' T12","F41SS","F40T12 ","Fluorescent (1) T-12 Std. lamp, Standard Magnetic Ballast ","Magnetic - Standard ",48,1,4,40,57,"T12"]
["HPT8-RW","4' HPT8-RW","F41SSILL","F28T8 ","Fluorescent (1) T-8 lamp, Instant Start Ballast NLO  ","Electronic ",48,1,4,28,26,"HPT8-RW"]
["HPT8-RW","4' HPT8-RW","F41SSILL/T2","F28T8 ","Fluorescent (1) T-8 lamp, Instant Start Ballast NLO, Tandem 2 lamp  Ballast ","Electronic ",48,1,4,28,25,"HPT8-RW"]
["HPT8-RW","4' HPT8-RW","F41SSILL/T2-H","F28T8 ","Fluorescent (1) T-8 lamp, Instant Start Ballast HLO, Tandem 2 lamp  Ballast ","Electronic ",48,1,4,28,32,"HPT8-RW"]
["HPT8-RW","4' HPT8-RW","F41SSILL/T2-R","F28T8 ","Fluorescent (1) T-8 lamp, Instant Start Ballast RLO, Tandem 2 lamp  Ballast ","Electronic ",48,1,4,28,22,"HPT8-RW"]
["HPT8-RW","4' HPT8-RW","F41SSILL/T3","F28T8 ","Fluorescent (1) T-8 lamp, Instant Start Ballast NLO, Tandem 3 lamp  Ballast ","Electronic ",48,1,4,28,25,"HPT8-RW"]
["HPT8-RW","4' HPT8-RW","F41SSILL/T3-H","F28T8 ","Fluorescent (1) T-8 lamp, Instant Start Ballast HLO, Tandem 3 lamp  Ballast ","Electronic ",48,1,4,28,32,"HPT8-RW"]
["HPT8-RW","4' HPT8-RW","F41SSILL/T3-R","F28T8 ","Fluorescent (1) T-8 lamp, Instant Start Ballast RLO, Tandem 3 lamp, Ballast ","Electronic ",48,1,4,28,22,"HPT8-RW"]
["HPT8-RW","4' HPT8-RW","F41SSILL/T4","F28T8 ","Fluorescent (1) T-8 lamp, Instant Start Ballast NLO, Tandem 4 lamp  Ballast ","Electronic ",48,1,4,28,24,"HPT8-RW"]
["HPT8-RW","4' HPT8-RW","F41SSILL/T4-R","F28T8 ","Fluorescent (1) T-8 lamp, Instant Start Ballast RLO, Tandem 4 lamp  Ballast ","Electronic ",48,1,4,28,21,"HPT8-RW"]
["HPT8-RW","4' HPT8-RW","F41SSILL-H","F28T8 ","Fluorescent (1) T-8 lamp, Instant Start Ballast HLO  ","Electronic ",48,1,4,28,33,"HPT8-RW"]
["HPT8-RW","4' HPT8-RW","F41SSILL-R","F28T8 ","Fluorescent (1) T-8 lamp, Instant Start Ballast RLO  ","Electronic ",48,1,4,28,23,"HPT8-RW"]
["T12","4' T12","F41SVS","F48T12/VHO ","Fluorescent (1) T-12 Std. VHO lamp, Standard Magnetic Ballast ","Magnetic - Standard ",48,1,4,110,135,"T12"]
["T12","4' T12","F42AL/T4-R","F25T12 ","Fluorescent (2) F25T12 lamp, Instant Start 4 Lamp, Tandem Ballast RLO  ","Electronic ",48,2,4,25,40,"T12"]
["T12","4' T12","F42AL-R","F25T12 ","Fluorescent (2) F25T12 lamp, Instant Start Ballast RLO  ","Electronic ",48,2,{"$f":"IF(G395=\"\",\"\",G395/12)","v":4},25,39,{"$f":"A395","v":"T12"}]
["T12","4' T12","F42EE","F40T12/ES ","Fluorescent (2) T-12 ES lamp, Energy Saving Magnetic Ballast  ","Magnetic - ES ",48,2,4,34,72,"T12"]
["T12","4' T12","F42EE/D2","F40T12/ES ","Fluorescent (2) T-12 ES lamp  2 Ballasts (delamp ed) ","Magnetic - ES ",48,2,4,34,76,"T12"]
["T12","4' T12","F42EHS","F48T12/HO/ES ","Fluorescent (2) 42 HO lamp (3.5' lamp ) ","Magnetic - Standard ",48,2,4,55,135,"T12"]
["T12",{"$f":"I399&\"'\"&\" \"&A399","v":"4' T12"},"F42EIS","F48T12/ES ","Fluorescent (2) T-12 ES Instant Start lamp, Magnetic ballast ","Magnetic - Standard ",48,2,4,30,82,"T12"]
["T12","4' T12","F42EL","F40T12/ES ","Fluorescent (2) T12 ES lamp s Electronic Ballast ","Electronic ",48,2,4,34,60,"T12"]
["T12","4' T12","F42ES","F40T12/ES ","Fluorescent (2) T-12 ES lamp, Standard Magnetic Ballast ","Magnetic - Standard ",48,2,4,34,80,"T12"]
["T12","4' T12","F42EVS","F48T12/VHO/ES ","Fluorescent (2) VHO ES lamp, Standard Magnetic Ballast ","Magnetic - Standard ",48,2,4,null,210,"T12"]
["T5","4' T5","F42GHL","F48T5/HO ","Fluorescent (2) T-5 STD HO T5 lamp  ","Electronic ",48,2,4,54,117,"T5"]
["T5","4' T5","F42GL","F48T5 ","Fluorescent (2) T-5 STD T5 lamp  ","Electronic ",48,2,4,28,63,"T5"]
["T8","4' T8","F42ILL","F32T8 ","Fluorescent (2) T-8 lamp, Instant Start Ballast NLO  ","Electronic ",48,2,4,32,59,"T8"]
["T8","4' T8","F42ILL/T4","F32T8 ","Fluorescent (2) T-8 lamp, Instant Start Ballast NLO, Tandem 4 lamp  Ballast ","Electronic ",48,2,4,32,56,"T8"]
["T8","4' T8","F42ILL/T4-R","F32T8 ","Fluorescent (2) T-8 lamp, Instant Start Ballast RLO, Tandem 4 lamp  Ballast ","Electronic ",48,2,4,32,51,"T8"]
["T8","4' T8","F42ILL-H","F32T8 ","Fluorescent (2) T-8 lamp, Instant Start Ballast HLO  ","Electronic ",48,2,4,32,65,"T8"]
["T8","4' T8","F42ILL-R","F32T8 ","Fluorescent (2) T-8 lamp, Instant Start Ballast RLO  ","Electronic ",48,2,4,32,52,"T8"]
["T8","4' T8","F42ILL-V","F32T8 ","Fluorescent (2) T-8 lamp, Instant Start Ballast VHLO  ","Electronic ",48,2,4,32,79,"T8"]
["T8","4' T8","F42LE","F32T8 ","Fluorescent (2) T-8 lamp, Energy Efficienct Magnetic Ballast ","Magnetic - ES ",48,2,4,32,71,"T8"]
["T8","4' T8","F42LL","F32T8 ","Fluorescent (2) T-8 lamp, Rapid Start Ballast NLO  ","Electronic ",48,2,4,32,60,"T8"]
["T8","4' T8","F42LL/T4","F32T8 ","Fluorescent (2) T-8 lamp, Rapid Start Ballast NLO, Tandem 4 lamp  Ballast ","Electronic ",48,2,4,32,59,"T8"]
["T8","4' T8","F42LL/T4-R","F32T8 ","Fluorescent (2) T-8 lamp, Rapid Start Ballast RLO Tandem 4 lamp  Ballast ","Electronic ",48,2,4,32,53,"T8"]
["T8","4' T8","F42LL-H","F32T8 ","Fluorescent (2) T-8 lamp, Rapid Start Ballast HLO  ","Electronic ",48,2,4,32,70,"T8"]
["T8","4' T8","F42LL-R","F32T8 ","Fluorescent (2) T-8 lamp, Rapid Start Ballast RLO  ","Electronic ",48,2,4,32,54,"T8"]
["T8","4' T8","F42LL-V","F32T8 ","Fluorescent (2) T-8 lamp, Rapid Start Ballast VHLO  ","Electronic ",48,2,4,32,85,"T8"]
["HPT8","4' HPT8","F42PILL","F32T8 ","Fluorescent (2) T-8 lamp, Instant Start Ballast NLO  ","Electronic ",48,2,4,32,55,"HPT8"]
["HPT8","4' HPT8","F42PILL-H","F32T8 ","Fluorescent (2) T-8 lamp, Instant Start Ballast HLO  ","Electronic ",48,2,4,32,73,"HPT8"]
["HPT8","4' HPT8","F42PILL-R","F32T8 ","Fluorescent (2) T-8 lamp, Instant Start Ballast RLO  ","Electronic ",48,2,4,32,48,"HPT8"]
["HPT8-RW","4' HPT8-RW","F42RILL","F25T8","Fluorescent (2) T-8 lamp, Instant Start Ballast NLO ","Electronic",48,2,4,25,43,"HPT8-RW"]
["HPT8-RW","4' HPT8-RW","F42RILL-H","F25T8","Fluorescent (2) T-8 lamp, Instant Start Ballast HLO ","Electronic",48,2,4,25,60,"HPT8-RW"]
["HPT8-RW","4' HPT8-RW","F42RILL-R","F25T8","Fluorescent (2) T-8 lamp, Instant Start Ballast RLO ","Electronic",48,2,4,25,38,"HPT8-RW"]
["T12","4' T12","F42SE","F40T12 ","Fluorescent (2) T-12 Std. lamp, Energy Saving Magnetic Ballast ","Magnetic - ES ",48,2,4,40,86,"T12"]
["T12","4' T12","F42SHS","F48T12/HO ","Fluorescent (2) T-12 Std. HO lamp, Standard Magnetic Ballast ","Magnetic - Standard ",48,2,4,60,145,"T12"]
["T12","4' T12","F42SIL","F48T12 ","Fluorescent (2) T-12 Std. Instant Start lamp  Electronic ballast ","Electronic ",48,2,4,39,74,"T12"]
["T8","4' T8","F42SILL","F30T8 ","Fluorescent (2) T-8 lamp, Instant Start Ballast NLO  ","Electronic ",48,2,4,30,53,"T8"]
["T8","4' T8","F42SILL/T4","F30T8 ","Fluorescent (2) T-8 lamp, Instant Start Ballast NLO Tandem 4 lamp  Ballast ","Electronic ",48,2,4,30,52,"T8"]
["T8","4' T8","F42SILL/T4-R","F30T8 ","Fluorescent (2) T-8 lamp, Instant Start Ballast RLO Tandem 4 lamp  Ballast ","Electronic ",48,2,4,30,46,"T8"]
["T8","4' T8","F42SILL-H","F30T8 ","Fluorescent (2) T-8 lamp, Instant Start Ballast HLO  ","Electronic ",48,2,4,30,72,"T8"]
["T8","4' T8","F42SILL-R","F30T8 ","Fluorescent (2) T-8 lamp, Instant Start Ballast RLO  ","Electronic ",48,2,4,30,47,"T8"]
["T12","4' T12","F42SIS","F48T12 ","Fluorescent (2) T-12 Std. Instant Start lamp, Standard Magnetic Ballast ","Magnetic - Standard ",48,2,4,39,103,"T12"]
["T12","4' T12","F42SS","F40T12 ","Fluorescent (2) T-12 Std. lamp, Standard Magnetic Ballast ","Magnetic - Standard ",48,2,4,40,94,"T12"]
["HPT8-RW","4' HPT8-RW","F42SSILL","F28T8 ","Fluorescent (2) T-8 lamp, Instant Start Ballast NLO  ","Electronic ",48,2,4,28,48,"HPT8-RW"]
["HPT8-RW","4' HPT8-RW","F42SSILL/T4","F28T8 ","Fluorescent (2) T-8 lamp, Instant Start Ballast NLO, Tandem 4 lamp  Ballast ","Electronic ",48,2,4,28,47,"HPT8-RW"]
["HPT8-RW","4' HPT8-RW","F42SSILL/T4-R","F28T8 ","Fluorescent (2) T-8 lamp, Instant Start Ballast RLO, Tandem 4 lamp  Ballast ","Electronic ",48,2,4,28,44,"HPT8-RW"]
["HPT8-RW","4' HPT8-RW","F42SSILL-H","F28T8 ","Fluorescent (2) T-8 lamp, Instant Start Ballast HLO  ","Electronic ",48,2,4,28,67,"HPT8-RW"]
["HPT8-RW","4' HPT8-RW","F42SSILL-R","F28T8 ","Fluorescent (2) T-8 lamp, Instant Start Ballast RLO  ","Electronic ",48,2,4,28,45,"HPT8-RW"]
["T12","4' T12","F42SVS","F48T12/VHO ","Fluorescent (2) T-12 Std. VHO lamp, Standard Magnetic Ballast ","Magnetic - Standard ",48,2,4,110,242,"T12"]
["T12","4' T12","F43AL-R","F25T12 ","Fluorescent (3) F25T12 lamp, Instant Start Ballast RLO  ","Electronic ",48,3,4,25,60,"T12"]
["T12","4' T12","F43EE","F40T12/ES ","Fluorescent (3) T-12 ES lamp, Energy Saving Magnetic Ballast  ","Magnetic - ES ",48,3,4,34,115,"T12"]
["T12","4' T12","F43EHS","F48T12/HO/ES ","Fluorescent (3) T-12 ES HO lamp  (3.5' lamp ) ","Magnetic - Standard ",48,3,4,55,215,"T12"]
["T12","4' T12","F43EIS","F48T12/ES ","Fluorescent (3) T-12 ES Instant Start lamp, Magnetic ballast ","Magnetic - Standard ",48,3,4,30,133,"T12"]
["T12","4' T12","F43EL","F40T12/ES ","Fluorescent (3) T12 ES lamp, Electronic Ballast ","Electronic ",48,3,4,34,92,"T12"]
["T12","4' T12","F43ES","F40T12/ES ","Fluorescent (3) T-12 ES lamp, Standard Magnetic Ballast ","Magnetic - Standard ",48,3,4,34,130,"T12"]
["T12","4' T12","F43EVS","F48T12/VHO/ES ","Fluorescent (3) VHO ES lamp, Standard Magnetic Ballast ","Magnetic - Standard ",48,3,4,null,333,"T12"]
["T5","4' T5","F43GHL","F48T5/HO ","Fluorescent (3) T-5 STD HO T5 lamp  ","Electronic ",48,3,4,54,177,"T5",{"$f":"K447/2","v":88.5}]
["T5","4' T5","F43GL","F48T5","Fluorescent (3) T-5 STD T5 lamp  ","Electronic ",48,3,4,28,97,"T5"]
["T8","4' T8","F43ILL","F32T8 ","Fluorescent (3) T-8 lamp, Instant Start Ballast NLO  ","Electronic ",48,3,4,32,89,"T8",{"$f":"K449/2","v":44.5}]
["T8","4' T8","F43ILL/2","F32T8 ","Fluorescent (3) T-8 lamp, Instant Start Ballast NLO (2) ballast ","Electronic ",48,3,4,32,90,"T8"]
["T8","4' T8","F43ILL-H","F32T8 ","Fluorescent (3) T-8 lamp, Instant Start Ballast HLO  ","Electronic ",48,3,4,32,93,"T8"]
["T8","4' T8","F43ILL-R","F32T8 ","Fluorescent (3) T-8 lamp, Instant Start Ballast RLO  ","Electronic ",48,3,4,32,78,"T8"]
["T8","4' T8","F43ILL-V","F32T8 ","Fluorescent (3) T-8 lamp, Instant Start Ballast VHLO  ","Electronic ",48,3,4,32,112,"T8"]
["T8","4' T8","F43LE","F32T8 ","Fluorescent (3) T-8 lamp, Energy Efficienct Magnetic Ballast ","Magnetic - ES ",48,3,4,32,110,"T8"]
["T8","4' T8","F43LL","F32T8 ","Fluorescent (3) T-8 lamp, Rapid Start Ballast NLO  ","Electronic ",48,3,4,32,93,"T8"]
["T8","4' T8","F43LL/2","F32T8 ","Fluorescent (3) T-8 lamp, Rapid Start Ballast NLO (2) ballast ","Electronic ",48,3,4,32,92,"T8"]
["T8","4' T8","F43LL-H","F32T8 ","Fluorescent (3) T-8 lamp, Rapid Start Ballast HLO  ","Electronic ",48,3,4,32,98,"T8"]
["T8","4' T8","F43LL-R","F32T8 ","Fluorescent (3) T-8 lamp, Rapid Start Ballast RLO  ","Electronic ",48,3,4,32,76,"T8"]
["HPT8","4' HPT8","F43PILL","F32T8 ","Fluorescent (3) T-8 lamp, Instant Start Ballast NLO  ","Electronic ",48,3,{"$f":"IF(G459=\"\",\"\",G459/12)","v":4},32,80,{"$f":"A459","v":"HPT8"}]
["HPT8","4' HPT8","F43PILL-H","F32T8 ","Fluorescent (3) T-8 lamp, Instant Start Ballast HLO  ","Electronic ",48,3,4,32,104,"HPT8"]
["HPT8","4' HPT8","F43PILL-R","F32T8 ","Fluorescent (3) T-8 lamp, Instant Start Ballast RLO  ","Electronic ",48,3,4,32,71,"HPT8"]
["HPT8-RW","4' HPT8-RW","F43RILL","F25T8","Fluorescent (3) T-8 lamp, Instant Start Ballast NLO ","Electronic",48,3,4,25,67,"HPT8-RW"]
["HPT8-RW",{"$f":"I463&\"'\"&\" \"&A463","v":"4' HPT8-RW"},"F43RILL-H","F25T8","Fluorescent (3) T-8 lamp, Instant Start Ballast HLO ","Electronic",48,3,4,25,88,"HPT8-RW"]
["HPT8-RW","4' HPT8-RW","F43RILL-R","F25T8","Fluorescent (3) T-8 lamp, Instant Start Ballast RLO ","Electronic",48,3,4,25,57,"HPT8-RW"]
["T12","4' T12","F43SE","F40T12 ","Fluorescent (3) T-12 Std. lamp, Energy Saving Magnetic Ballast ","Magnetic - ES ",48,3,4,40,136,"T12"]
["T12","4' T12","F43SHS","F48T12/HO ","Fluorescent (3) T-12 Std. HO lamp, Standard Magnetic Ballast ","Magnetic - Standard ",48,3,4,60,230,"T12"]
["T12","4' T12","F43SIL","F40T12 ","Fluorescent (3) T-12 Std. Instant Start lamp, Electronic ballast ","Electronic ",48,3,4,39,120,"T12"]
["T8","4' T8","F43SILL","F30T8 ","Fluorescent (3) T-8 lamp, Instant Start Ballast NLO  ","Electronic ",48,3,4,30,78,"T8"]
["T8","4' T8","F43SILL-H","F30T8 ","Fluorescent (3) T-8 lamp, Instant Start Ballast HLO  ","Electronic ",48,3,4,30,105,"T8"]
["T8","4' T8","F43SILL-R","F30T8 ","Fluorescent (3) T-8 lamp, Instant Start Ballast RLO  ","Electronic ",48,3,4,30,70,"T8"]
["T12","4' T12","F43SIS","F48T12 ","Fluorescent (3) T-12 Std. Instant Start lamp, Standard Magnetic Ballast ","Magnetic - Standard ",48,3,4,39,162,"T12"]
["T12","4' T12","F43SS","F40T12 ","Fluorescent (3) T-12 Std. lamp, Standard Magnetic Ballast ","Magnetic - Standard ",48,3,4,40,151,"T12"]
["HPT8-RW","4' HPT8-RW","F43SSILL","F28T8 ","Fluorescent (3) T-8 lamp, Instant Start Ballast NLO  ","Electronic ",48,3,4,28,72,"HPT8-RW"]
["HPT8-RW","4' HPT8-RW","F43SSILL-H","F28T8 ","Fluorescent (3) T-8 lamp, Instant Start Ballast HLO  ","Electronic ",48,3,4,28,98,"HPT8-RW"]
["HPT8-RW","4' HPT8-RW","F43SSILL-R","F28T8 ","Fluorescent (3) T-8 lamp, Instant Start Ballast RLO  ","Electronic ",48,3,4,28,66,"HPT8-RW"]
["T12","4' T12","F43SVS","F48T12/VHO ","Fluorescent (3) T-12 Std. VHO lamp, Standard Magnetic Ballast ","Magnetic - Standard ",48,3,4,110,377,"T12"]
["T12","4' T12","F44EE","F40T12/ES ","Fluorescent (4) T-12 ES lamp, Energy Saving Magnetic Ballast  ","Magnetic - ES ",48,4,4,34,144,"T12"]
["T12","4' T12","F44EE/D4","F40T12/ES ","Fluorescent (4) T-12 ES lamp 4 Ballasts (delamp ed) ","Magnetic - ES ",48,4,4,34,152,"T12"]
["T12","4' T12","F44EHS","F48T12/HO/ES ","Fluorescent (4) T-12 ES HO lamp, Standard Magnetic Ballast ","Magnetic - Standard ",48,4,4,55,270,"T12"]
["T12","4' T12","F44EIS","F48T12/ES ","Fluorescent (4) T-12 ES Instant Start lamp  Magnetic ballast ","Magnetic - Standard ",48,4,4,30,164,"T12"]
["T12","4' T12","F44EL","F40T12/ES ","Fluorescent (4) T12 ES lamp  Electronic Ballast ","Electronic ",48,4,4,34,120,"T12"]
["T12","4' T12","F44ES","F40T12/ES ","Fluorescent (4) T-12 ES lamp, Standard Magnetic Ballast ","Magnetic - Standard ",48,4,4,34,160,"T12"]
["T12","4' T12","F44EVS","F48T12/VHO/ES ","Fluorescent (4) VHO ES lamp, Standard Magnetic Ballast ","Magnetic - Standard ",48,4,4,null,420,"T12"]
["T5","4' T5","F44GHL","F48T5/HO ","Fluorescent (4) T-5 STD HO T5 lamp  ","Electronic ",48,4,4,54,234,"T5"]
["T5","4' T5","F44GL","F48T5","Fluorescent (4) T-5 STD T5 lamp  ","Electronic ",48,4,4,28,128,"T5"]
["T12","4' T12","F44IAL-R","F25T12 ","Fluorescent (4) F25T12 lamp, Instant Start Ballast RLO  ","Electronic ",48,4,4,25,80,"T12"]
["T8","4' T8","F44ILL","F32T8 ","Fluorescent (4) T-8 lamp, Instant Start Ballast NLO  ","Electronic ",48,4,4,32,112,"T8"]
["T8","4' T8","F44ILL/2","F32T8 ","Fluorescent (4) T-8 lamp, Instant Start Ballast NLO (2) ballast ","Electronic ",48,4,4,32,118,"T8"]
["T8","4' T8","F44ILL-H","F32T8 ","Fluorescent (4) T-8 lamp, Instant Start HLO Ballast","Electronic",48,4,4,32,145,"T8"]
["T8","4' T8","F44ILL-R","F32T8 ","Fluorescent (4) T-8 lamp, Instant Start Ballast RLO  ","Electronic ",48,4,4,32,102,"T8"]
["T8","4' T8","F44ILL-V","F32T8 ","Fluorescent (4)  T-8 lamp, Instant Start Ballast VHLO ","Electronic ",48,4,4,32,151,"T8"]
["T8","4' T8","F44LE","F32T8 ","Fluorescent (4) T-8 lamp, Energy Efficienct Magnetic Ballast ","Magnetic - ES ",48,4,4,32,142,"T8"]
["T8","4' T8","F44LL","F32T8 ","Fluorescent (4) T-8 lamp, Rapid Start Ballast NLO  ","Electronic ",48,4,4,32,118,"T8"]
["T8","4' T8","F44LL/2","F32T8 ","Fluorescent (4) T-8 lamp, Rapid Start Ballast NLO (2) ballast ","Electronic ",48,4,4,32,120,"T8"]
["T8","4' T8","F44LL-R","F32T8 ","Fluorescent (4) T-8 lamp, Rapid Start Ballast RLO  ","Electronic ",48,4,4,32,105,"T8"]
["HPT8","4' HPT8","F44PILL","F32T8","Fluorescent (4) T-8 lamp, Instant Start Ballast NLO  ","Electronic ",48,4,4,32,106,"HPT8"]
["HPT8","4' HPT8","F44PILL-H","F32T8","Fluorescent (4) T-8 lamp, Instant Start Ballast HLO ","Electronic ",48,4,4,32,145,"HPT8"]
["HPT8","4' HPT8","F44PILL-R","F32T8","Fluorescent (4) T-8 lamp, Instant Start Ballast RLO ","Electronic ",48,4,4,32,95,"HPT8"]
["HPT8-RW","4' HPT8-RW","F44RILL","F25T8","Fluorescent (4) T-8 lamp, Instant Start Ballast NLO ","Electronic",48,4,4,25,86,"HPT8-RW"]
["HPT8-RW","4' HPT8-RW","F44RILL-H","F25T8","Fluorescent (4) T-8 lamp, Instant Start Ballast HLO ","Electronic",48,4,4,25,116,"HPT8-RW"]
["HPT8-RW","4' HPT8-RW","F44RILL-R","F25T8","Fluorescent (4) T-8 lamp, Instant Start Ballast RLO ","Electronic",48,4,4,25,75,"HPT8-RW"]
["T12","4' T12","F44SE","F40T12 ","Fluorescent (4) T-12 Std. lamp, Energy Saving Magnetic Ballast ","Magnetic - ES ",48,4,4,40,172,"T12"]
["T12","4' T12","F44SHS","F48T12/HO ","Fluorescent (4) T-12 Std. HO lamp, Standard Magnetic Ballast ","Magnetic - Standard ",48,4,4,60,290,"T12"]
["T12","4' T12","F44SIL","F48T12 ","Fluorescent (4) T-12 Std. Instant Start lamp  Electronic ballast ","Electronic ",48,4,4,39,148,"T12"]
["T8","4' T8","F44SILL","F30T8 ","Fluorescent (4) T-8 lamp, Instant Start Ballast NLO  ","Electronic ",48,4,4,30,105,"T8"]
["T8","4' T8","F44SILL-H","F30T8 ","Fluorescent (4) T-8 lamp, Instant Start Ballast HLO  ","Electronic ",48,4,4,30,140,"T8"]
["T8","4' T8","F44SILL-R","F30T8 ","Fluorescent (4) T-8 lamp, Instant Start Ballast RLO  ","Electronic ",48,4,4,30,91,"T8"]
["T12","4' T12","F44SIS","F48T12 ","Fluorescent (4) T-12 Std. Instant Start lamp, Standard Magnetic Ballast ","Magnetic - Standard ",48,4,4,39,204,"T12"]
["T12","4' T12","F44SS","F40T12 ","Fluorescent (4) T-12 Std. lamp, Standard Magnetic Ballast ","Magnetic - Standard ",48,4,4,40,188,"T12"]
["HPT8-RW","4' HPT8-RW","F44SSILL","F28T8 ","Fluorescent (4) T-8 lamp, Instant Start Ballast NLO  ","Electronic ",48,4,4,28,96,"HPT8-RW"]
["HPT8-RW","4' HPT8-RW","F44SSILL-H","F28T8 ","Fluorescent (4) T-8 lamp, Instant Start Ballast HLO  ","Electronic",48,4,4,28,127,"HPT8-RW"]
["HPT8-RW","4' HPT8-RW","F44SSILL-R","F28T8 ","Fluorescent (4) T-8 lamp, Instant Start Ballast RLO  ","Electronic ",48,4,4,28,86,"HPT8-RW"]
["T12","4' T12","F44SVS","F48T12/VHO ","Fluorescent (4) T-12 Std. VHO lamp, Standard Magnetic Ballast ","Magnetic - Standard ",48,4,4,110,484,"T12"]
["T5","4' T5","F45GHL","F48T5/HO ","Fluorescent (5) T-5 STD HO T5 lamp  ","Electronic ",48,5,4,54,294,"T5"]
["T8","4' T8","F45ILL","F32T8 ","Fluorescent (5) T-8 lamp  (1) 3-lamp, Instant Start ballast and (1) 2-lamp, Instant Start ballast NLO  ","Electronic ",48,5,4,32,148,"T8"]
["T12","4' T12","F46EE","F40T12/ES ","Fluorescent (6) T-12 ES lamp, Energy Saving Magnetic Ballast    ","Magnetic - ES ",48,6,4,34,216,"T12"]
["T12","4' T12","F46EL","F40T12/ES ","Fluorescent (6) T-12 ES lamp  ","Electronic ",48,6,4,34,186,"T12"]
["T12","4' T12","F46ES","F40T12/ES ","Fluorescent (6) T-12 ES lamp, Standard Magnetic Ballast ","Magnetic - Standard ",48,6,4,34,236,"T12"]
["T5","4' T5","F46GHL","F48T5/HO ","Fluorescent (6) T-5 STD HO T5 lamp  ","Electronic ",48,6,4,54,351,"T5"]
["T8","4' T8","F46ILL","F32T8 ","Fluorescent (6) T-8 lamp, Instant Start Ballast NLO  ","Electronic ",48,6,4,32,175,"T8"]
["T8","4' T8","F46ILL-R","F32T8 ","Fluorescent (6) T-8 lamp, Instant Start Ballast RLO  ","Electronic ",48,6,4,32,156,"T8"]
["T8","4' T8","F46LL","F32T8 ","Fluorescent (6) T-8 lamp, Rapid Start Ballast NLO  ","Electronic ",48,6,4,32,182,"T8"]
["HPT8","4' HPT8","F46PILL-H","F32T8","Fluorescent (6) T-8 lamp, Instant Start Ballast HLO ","Electronic",48,6,{"$f":"IF(G523=\"\",\"\",G523/12)","v":4},32,215,{"$f":"A523","v":"HPT8"}]
["T12","4' T12","F46SE","F40T12 ","Fluorescent (6) T-12 Std. lamp, Energy Saving Magnetic Ballast ","Magnetic - ES ",48,6,4,40,258,"T12"]
["T12","4' T12","F46SS","F40T12 ","Fluorescent (6) T-12 Std. lamp, Standard Magnetic Ballast ","Magnetic - Standard ",48,6,4,40,282,"T12"]
["HPT8-RW","4' HPT8-RW","F46SSIL-H","F28T8 ","Fluorescent (6) T-8 lamp, Instant Start Ballast HLO  ","Electronic ",48,6,4,28,191,"HPT8-RW"]
["T12",{"$f":"I527&\"'\"&\" \"&A527","v":"4' T12"},"F48EE","F40T12/ES ","Fluorescent (8) T-12 ES lamp, Energy Saving Magnetic Ballast   ","Magnetic - ES ",48,8,4,34,288,"T12"]
["T5","4' T5","F48GHL","F48T5/HO ","Fluorescent (8) T-5 STD HO T5 lamp  ","Electronic ",48,8,4,54,468,"T5"]
["T8","4' T8","F48ILL","F32T8 ","Fluorescent (8) T-8 lamp, Instant Start Ballast NLO  ","Electronic ",48,8,4,32,224,"T8"]
["T8","4' T8","F48ILL-H","F32T8","Fluorescent (8) T-8 lamp, Instant Start Ballast HLO ","Electronic",48,8,4,32,290,"T8"]
["T8","4' T8","F48ILL-R","F32T8 ","Fluorescent (8) T-8 lamp, Instant Start Ballast RLO  ","Electronic ",48,8,4,32,204,"T8"]
["T5","5' T5","F51GHL","F60T5/HO ","Fluorescent (1) T-5 STD HO T5 lamp  ","Electronic ",60,1,5,49,54,"T5"]
["T5","5' T5","F51GHL-H","F60T5/HO ","Fluorescent (1) T-5 STD HO T5 lamp  HLO Ballast","Electronic",60,1,5,49,54,"T5"]
["T5","5' T5","F51GL","F60T5 ","Fluorescent (1) T-5 STD T5 lamp  ","Electronic ",60,1,5,35,39,"T5"]
["T12","5' T12","F51ILHL","F60T12/HO ","Fluorescent (1) T-8 HO lamp, Instant Start Ballast ","Electronic ",60,1,5,55,59,"T12"]
["T8","5' T8","F51ILL","F40T8 ","Fluorescent (1) T-8 lamp, Instant Start Ballast NLO  ","Electronic ",60,1,5,40,36,"T8"]
["T8","5' T8","F51ILL/T2","F40T8 ","Fluorescent (1) T-8 lamp, Instant Start Ballast NLO, Tandem 2 lamp  Ballast ","Electronic ",60,1,5,40,36,"T8"]
["T8","5' T8","F51ILL/T3","F40T8 ","Fluorescent (1) T-8 lamp, Instant Start Ballast NLO, Tandem 3 lamp  Ballast ","Electronic ",60,1,5,40,35,"T8"]
["T8","5' T8","F51ILL/T4","F40T8 ","Fluorescent (1) T-8 lamp, Instant Start Ballast NLO, Tandem 4 lamp  Ballast ","Electronic ",60,1,5,40,34,"T8"]
["T8","5' T8","F51ILL-R","F40T8 ","Fluorescent (1) T-8 lamp, Instant Start Ballast RLO  ","Electronic ",60,1,5,40,43,"T8"]
["T8","5' T8","F51LL","F58T8","Fluorescent (1) T-8 lamp, Rapid Start Ballast NLO  ","Electronic",60,1,5,58,58,"T8"]
["T12","5' T12","F51SHE","F60T12/HO ","Fluorescent (1) T-12 Std. HO lamp, Energy Saving Magnetic Ballast   ","Magnetic - ES ",60,1,5,75,88,"T12"]
["T12","5' T12","F51SHL","F60T12/HO ","Fluorescent (1) T-12 Std. HO lamp, Electronic Ballast ","Electronic ",60,1,5,75,69,"T12"]
["T12","5' T12","F51SHS","F60T12/HO ","Fluorescent (1) T-12 Std. HO lamp, Standard Magnetic Ballast ","Magnetic - Standard ",60,1,5,75,92,"T12"]
["T12","5' T12","F51SL","F60T12 ","Fluorescent (1) T-12 Std. lamp, Standard Magnetic Ballast ","Electronic ",60,1,5,50,44,"T12"]
["T12","5' T12","F51SS","F60T12 ","Fluorescent (1) T-12 Std. lamp, Standard Magnetic Ballast ","Magnetic - Standard ",60,1,5,50,63,"T12"]
["T12","5' T12","F51SVS","F60T12/VHO ","Fluorescent (1) VHO  lamp , Standard Magnetic Ballast","Magnetic - Standard ",60,1,5,135,165,"T12"]
["T5","5' T5","F52GHL","F60T5/HO ","Fluorescent (2) T-5 STD HO T5 lamp  ","Electronic ",60,2,5,49,106,"T5"]
["T5","5' T5","F52GL","F60T5 ","Fluorescent (2) T-5 STD T5 lamp  ","Electronic ",60,2,5,35,76,"T5"]
["T8","5' T8","F52ILL","F40T8 ","Fluorescent (2) T-8 lamp, Instant Start Ballast NLO  ","Electronic ",60,2,5,40,72,"T8"]
["T8","5' T8","F52ILL/T4","F40T8 ","Fluorescent (2) T-8 lamp, Instant Start Ballast NLO, Tandem 2 lamp  Ballast ","Electronic ",60,2,5,40,67,"T8"]
["T8","5' T8","F52ILL-H","F40T8 ","Fluorescent (2) T-8 lamp, Instant Start Ballast HLO  ","Electronic ",60,2,5,40,80,"T8"]
["T8","5' T8","F52ILL-R","F40T8 ","Fluorescent (2) T-8 lamp, Instant Start Ballast RLO  ","Electronic ",60,2,5,40,73,"T8"]
["T8","5' T8","F52LL","F58T8","Fluorescent (2) T-8 lamp, Rapid Start Ballast NLO  ","Electronic",60,2,5,58,116,"T8"]
["T12","5' T12","F52SHE","F60T12/HO ","Fluorescent (2) T-12 Std. HO lamp, Energy Saving Magnetic Ballast  ","Magnetic - ES ",60,2,5,75,176,"T12"]
["T12","5' T12","F52SHL","F60T12/HO ","Fluorescent (2) T-12 Std. HO lamp, Electronic Ballast  ","Electronic ",60,2,5,75,138,"T12"]
["T12","5' T12","F52SHS","F60T12/HO ","Fluorescent (2) T-12 Std. HO lamp, Standard Magnetic Ballast ","Magnetic - Standard ",60,2,5,75,168,"T12"]
["T12","5' T12","F52SL","F60T12 ","Fluorescent (2) T-12 Std. lamp, Standard Magnetic Ballast ","Electronic ",60,2,5,50,88,"T12"]
["T12","5' T12","F52SS","F60T12 ","Fluorescent (2) T-12 Std. lamp, Standard Magnetic Ballast ","Magnetic - Standard ",60,2,5,50,128,"T12"]
["T12","5' T12","F52SVS","F60T12/VHO ","Fluorescent (2) T-12 VHO ES lamp, Standard Magnetic Ballast ","Magnetic - Standard ",60,2,5,135,310,"T12"]
["T8","5' T8","F53ILL","F40T8 ","Fluorescent (3) T-8 lamp, Instant Start Ballast NLO  ","Electronic ",60,3,5,40,106,"T8"]
["T8","5' T8","F53ILL-H","F40T8 ","Fluorescent (3) T-8 lamp, Instant Start Ballast HLO  ","Electronic ",60,3,5,40,108,"T8"]
["T8","5' T8","F53LL","F58T8","Fluorescent (3) T-8 lamp, Rapid Start Ballast NLO  ","Electronic",60,3,5,58,171,"T8"]
["T8","5' T8","F54ILL","F40T8 ","Fluorescent (4) T-8 lamp, Instant Start Ballast NLO  ","Electronic ",60,4,5,40,134,"T8"]
["T8","5' T8","F54ILL-H","F40T8 ","Fluorescent (4) T-8 lamp, Instant Start Ballast HLO  ","Electronic ",60,4,5,40,126,"T8"]
["T8","5' T8","F54LL","F58T8","Fluorescent (4) T-8 lamp, Rapid Start Ballast NLO  ","Electronic",60,4,5,58,225,"T8"]
["T12","6' T12","F61ISL","F72T12 ","Fluorescent (1) T-12 Std. lamp, Instant Start electronic ballast ","Electronic ",72,1,6,55,68,"T12"]
["T12","6' T12","F61SE","F72T12 ","Fluorescent (1) T-12 Std. lamp, Energy Saving Magnetic Ballast ","Magnetic - ES ",72,1,6,55,76,"T12"]
["T12","6' T12","F61SHS","F72T12/HO ","Fluorescent (1) T-12 Std. HO lamp, Standard Magnetic Ballast ","Magnetic - Standard ",72,1,6,85,120,"T12"]
["T12","6' T12","F61SS","F72T12 ","Fluorescent (1) T-12 Std. lamp, Standard Magnetic Ballast ","Magnetic - Standard ",72,1,6,55,90,"T12"]
["T12","6' T12","F61SVS","F72T12/VHO ","Fluorescent (1)  VHO lamp, Standard Magnetic Ballast ","Magnetic - Standard ",72,1,6,160,180,"T12",null,null,{"$f":"72/12","v":6}]
["T8","6' T8","F62ILHL","F72T8 ","Fluorescent (2)  T-8 HO lamp, Instant Start Ballast ","Electronic ",72,2,6,65,147,"T8"]
["T8","6' T8","F62ILL","F72T8 ","Fluorescent (2)  T-8 lamp, Instant Start Ballast NLO","Electronic ",72,2,6,35,78,"T8"]
["T12","6' T12","F62ISL","F72T12 ","Fluorescent (2) T-12 Std. lamp, Instant Start electronic ballast ","Electronic ",72,2,6,55,108,"T12"]
["T12","6' T12","F62SE","F72T12 ","Fluorescent (2) T-12 Std. lamp, Energy Saving Magnetic Ballast ","Magnetic - ES ",72,2,6,55,122,"T12"]
["T12","6' T12","F62SHE","F72T12/HO ","Fluorescent (2) T-12 Std. HO lamp, Energy Saving Magnetic Ballast  ","Magnetic - ES ",72,2,6,85,194,"T12"]
["T12","6' T12","F62SHS","F72T12/HO ","Fluorescent (2) T-12 Std. HO lamp, Standard Magnetic Ballast ","Magnetic - Standard ",72,2,6,85,220,"T12"]
["T12","6' T12","F62SL","F72T12 ","Fluorescent (2) T-12 Std. lamp, Standard Magnetic Ballast ","Electronic ",72,2,6,55,108,"T12"]
["T12","6' T12","F62SS","F72T12 ","Fluorescent (2) T-12 Std. lamp, Standard Magnetic Ballast ","Magnetic - Standard ",72,2,6,55,145,"T12"]
["T12","6' T12","F62SVS","F72T12/VHO ","Fluorescent (2)  VHO lamp, Standard Magnetic Ballast ","Magnetic - Standard ",72,2,6,160,330,"T12"]
["T12","6' T12","F63ISL","F72T12 ","Fluorescent (3) T-12 Std. lamp, Instant Start electronic ballast ","Electronic ",72,3,6,55,176,"T12"]
["T12","6' T12","F63SS","F72T12 ","Fluorescent (3) T-12 Std. lamp, Standard Magnetic Ballast ","Magnetic - Standard ",72,3,6,55,202,"T12"]
["T12","6' T12","F64ISL","F72T12 ","Fluorescent (4) T-12 Std. lamp, Instant Start electronic ballast ","Electronic ",72,4,6,55,216,"T12"]
["T12","6' T12","F64SE","F72T12 ","Fluorescent (4) T-12 Std. lamp, Energy Saving Magnetic Ballast ","Magnetic - ES ",72,4,6,55,230,"T12"]
["T12","6' T12","F64SHE","F72T12/HO ","Fluorescent (4) T-12 Std. HO lamp, Energy Saving Magnetic Ballast   ","Magnetic - ES ",72,4,6,85,388,"T12"]
["T12","6' T12","F64SS","F72T12 ","Fluorescent (4) T-12 Std. lamp, Standard Magnetic Ballast ","Magnetic - Standard ",72,4,6,55,244,"T12"]
["T12","8' T12","F81EE/T2","F96T12/ES ","Fluorescent (1) T-12 ES lamp Tandem to 2-lamp  ballast ","Magnetic - ES ",96,1,{"$f":"IF(G587=\"\",\"\",G587/12)","v":8},60,62,{"$f":"A587","v":"T12"}]
["T12","8' T12","F81EHL","F96T12/HO/ES ","Fluorescent (1) T-12 ES HO lamp  ","Electronic ",96,1,8,95,80,"T12"]
["T12","8' T12","F81EHL/T2","F96T12/HO/ES ","Fluorescent (1) T-12 ES HO lamp, Rapid Start Ballast NLO, Tandem 2 lamp, Electronic Ballast ","Electronic ",96,1,8,95,85,"T12"]
["T12","8' T12","F81EHS","F96T12/HO/ES ","Fluorescent (1) T-12 ES HO lamp, Standard Magnetic Ballast ","Magnetic - Standard ",96,1,8,95,125,"T12"]
["T12",{"$f":"I591&\"'\"&\" \"&A591","v":"8' T12"},"F81EL","F96T12/ES ","Fluorescent (1) T-12 ES lamp, Electronic Ballast  ","Electronic ",96,1,8,60,60,"T12"]
["T12","8' T12","F81EL/T2","F96T12/ES ","Fluorescent (1) T-12 ES lamp, Rapid Start Ballast NLO,  Tandem 2 lamp  Ballast ","Electronic ",96,1,8,60,55,"T12"]
["T12","8' T12","F81ES","F96T12/ES ","Fluorescent (1) T-12 ES lamp, Standard Magnetic Ballast ","Magnetic - Standard ",96,1,8,60,83,"T12"]
["T12","8' T12","F81ES/T2","F96T12/ES ","Fluorescent (1) T-12 ES lamp Tandem to 2-lamp, Standard Magnetic Ballast ","Magnetic - Standard ",96,1,8,60,64,"T12"]
["T12","8' T12","F81EVS","F96T12/VHO/ES ","Fluorescent (1) T-12 ES VHO lamp, Standard Magnetic Ballast ","Magnetic - Standard ",96,1,8,185,200,"T12"]
["T8","8' T8","F81ILL","F96T8 ","Fluorescent (1) T-8 lamp, Instant Start Ballast NLO  ","Electronic ",96,1,8,59,58,"T8"]
["T8","8' T8","F81ILL/T2","F96T8 ","Fluorescent (1) T-8 lamp, Instant Start Ballast NLO, Tandem 2 lamp  Ballast ","Electronic ",96,1,8,59,55,"T8"]
["T8","8' T8","F81ILL/T2-R","F96T8 ","Fluorescent (1) T-8 lamp, Instant Start Ballast RLO, Tandem 2 lamp  Ballast ","Electronic ",96,1,8,59,49,"T8"]
["T8","8' T8","F81ILL-H","F96T8 ","Fluorescent (1) T-8 lamp, Instant Start Ballast HLO  ","Electronic ",96,1,8,59,68,"T8"]
["T8","8' T8","F81ILL-R","F96T8 ","Fluorescent (1) T-8 lamp, Instant Start Ballast RLO  ","Electronic ",96,1,8,59,57,"T8"]
["T8","8' T8","F81ILL-V","F96T8 ","Fluorescent (1) T-8 lamp, Instant Start Ballast VHLO  ","Electronic ",96,1,8,59,71,"T8"]
["T8","8' T8","F81LHL","F96T8/HO ","Fluorescent (1) T8 HO lamp, Rapid Start Ballast  ","Electronic ",96,1,8,86,85,"T8"]
["T8","8' T8","F81LHL/T2","F96T8/HO ","Fluorescent (1) T8 HO lamp Tandem wired to 2-lamp  ballast ","Electronic ",96,1,8,86,80,"T8"]
["T12","8' T12","F81SE","F96T12 ","Fluorescent (1) T-12 Std. lamp, Energy Saving Magnetic Ballast ","Magnetic - ES ",96,1,8,75,91,"T12"]
["T12","8' T12","F81SHE","F96T12/HO ","Fluorescent (1) T-12 Std. HO lamp, Energy Saving Magnetic Ballast   ","Magnetic - ES ",96,1,8,110,132,"T12"]
["T12","8' T12","F81SHL/T2","F96T12/HO ","Fluorescent (1) T-12 Std. HO lamp, Rapid Start Ballast NLO  Tandem 2 lamp  Ballast ","Electronic ",96,1,8,110,98,"T12"]
["T12","8' T12","F81SHS","F96T12/HO ","Fluorescent (1) T-12 Std. HO lamp, Standard Magnetic Ballast ","Magnetic - Standard ",96,1,8,110,145,"T12"]
["T12","8' T12","F81SL","F96T12 ","Fluorescent (1) T-12 Std. lamp, Instant Start Ballast NLO  ","Electronic ",96,1,8,75,70,"T12"]
["T12","8' T12","F81SL/T2","F96T12 ","Fluorescent (1) T-12 Std. lamp, Rapid Start Ballast NLO  Tandem 2 lamp  Ballast ","Electronic ",96,1,8,75,67,"T12"]
["T12","8' T12","F81SS","F96T12 ","Fluorescent (1) T-12 Std. lamp, Standard Magnetic Ballast ","Magnetic - Standard ",96,1,8,75,100,"T12"]
["T12","8' T12","F81SVS","F96T12/VHO ","Fluorescent (1) T-12 Std. VHO lamp, Standard Magnetic Ballast ","Magnetic - Standard ",96,1,8,215,230,"T12"]
["T12","8' T12","F82EE","F96T12/ES ","Fluorescent (2) T-12 ES lamp, Energy Saving Magnetic Ballast  ","Magnetic - ES ",96,2,8,60,123,"T12"]
["T12","8' T12","F82EHE","F96T12/HO/ES ","Fluorescent (2) T-12 ES HO lamp, Energy Saving Magnetic Ballast  ","Magnetic - ES ",96,2,8,95,207,"T12"]
["T12","8' T12","F82EHL","F96T12/HO/ES ","Fluorescent (2) T-12 ES HO lamp  ","Electronic ",96,2,8,95,170,"T12"]
["T12","8' T12","F82EHS","F96T12/HO/ES ","Fluorescent (2) T-12 ES HO lamp, Standard Magnetic Ballast ","Magnetic - Standard ",96,2,8,95,227,"T12"]
["T12","8' T12","F82EL","F96T12/ES ","Fluorescent (2) T-12 ES lamp  ","Electronic ",96,2,8,60,110,"T12"]
["T12","8' T12","F82ES","F96T12/ES ","Fluorescent (2) T-12 ES lamp, Standard Magnetic Ballast ","Magnetic - Standard ",96,2,8,60,138,"T12"]
["T12","8' T12","F82EVS","F96T12/VHO/ES ","Fluorescent (2) T-12 ES VHO lamp, Standard Magnetic Ballast ","Magnetic - Standard ",96,2,8,185,390,"T12"]
["T8","8' T8","F82ILL","F96T8","Fluorescent (2) T-8 Instant Start Ballast NLO ","Electronic",96,2,8,51,94,"T8"]
["T8","8' T8","F82ILL-R","F96T8 "," Fluorescent (2) T-8 lamp, Instant Start Ballast RLO  ","Electronic ",96,2,8,59,98,"T8"]
["T8","8' T8","F82LHL","F96T8/HO "," Fluorescent (2) T8 HO lamp, Rapid Start Ballast  ","Electronic ",96,2,8,86,160,"T8"]
["T12","8' T12","F82SE","F96T12 ","Fluorescent (2) T-12 Std. lamp, Energy Saving Magnetic Ballast ","Magnetic - ES ",96,2,8,75,158,"T12"]
["T12","8' T12","F82SHE","F96T12/HO ","Fluorescent (2) T-12 Std. HO lamp, Energy Saving Magnetic Ballast   ","Magnetic - ES ",96,2,8,110,237,"T12"]
["T12","8' T12","F82SHL","F96T12/HO ","Fluorescent (2) T-12 Std. HO lamp  ","Electronic ",96,2,8,110,195,"T12"]
["T12","8' T12","F82SHS","F96T12/HO ","Fluorescent (2) T-12 Std. HO lamp, Standard Magnetic Ballast ","Magnetic - Standard ",96,2,8,110,257,"T12"]
["T12","8' T12","F82SL","F96T12 ","Fluorescent (2) T-12 Std. lamp, Instant Start Ballast NLO  ","Electronic ",96,2,8,75,134,"T12"]
["T12","8' T12","F82SS","F96T12 ","Fluorescent (2) T-12 Std. lamp, Standard Magnetic Ballast ","Magnetic - Standard ",96,2,8,75,173,"T12"]
["T12","8' T12","F82SVS","F96T12/VHO ","Fluorescent (2) T-12 Std. VHO lamp, Standard Magnetic Ballast ","Magnetic - Standard ",96,2,8,215,450,"T12"]
["T12","8' T12","F83EE","F96T12/ES ","Fluorescent (3) T-12 ES lamp, Energy Saving Magnetic Ballast    ","Magnetic - ES ",96,3,8,60,210,"T12"]
["T12","8' T12","F83EHE","F96T12/HO/ES ","Fluorescent (3) T-12 ES HO lamp, Energy Savings Magnetic Ballast","Magnetic - ES",96,3,8,95,319,"T12"]
["T12","8' T12","F83EHS","F96T12/HO/ES ","Fluorescent (3) T-12 ES HO lamp, Standard Magnetic Ballast ","Magnetic - Standard ",96,3,8,95,352,"T12"]
["T12","8' T12","F83EL","F96T12/ES ","Fluorescent (3) T-12 ES lamp, Electronic Ballast  ","Electronic ",96,3,8,60,179,"T12"]
["T12","8' T12","F83ES","F96T12/ES ","Fluorescent (3) T-12 ES lamp, Standard Magnetic Ballast ","Magnetic - Standard ",96,3,8,60,221,"T12"]
["T12","8' T12","F83EVS","F96T12/VHO/ES ","Fluorescent (3) T-12 ES VHO lamp, Standard Magnetic Ballast ","Magnetic - Standard ",96,3,8,185,590,"T12"]
["T8","8' T8","F83ILL","F96T8 "," Fluorescent (3) T-8 lamp, Instant Start Ballast","Electronic",96,3,8,59,167,"T8"]
["T12","8' T12","F83SHS","F96T12/HO ","Fluorescent (3) T-12 Std. HO lamp, Standard Magnetic Ballast ","Magnetic - Standard ",96,3,8,110,392,"T12"]
["T12","8' T12","F83SS","F96T12 ","Fluorescent (3) T-12 Std. lamp, Standard Magnetic Ballast ","Magnetic - Standard ",96,3,8,75,273,"T12"]
["T12","8' T12","F83SVS","F96T12/VHO ","Fluorescent (3) T-12 Std. VHO lamp, Standard Magnetic Ballast ","Magnetic - Standard ",96,3,8,215,680,"T12"]
["T12","8' T12","F84EE","F96T12/ES ","Fluorescent (4) T-12 ES lamp, Energy Saving Magnetic Ballast   ","Magnetic - ES ",96,4,8,60,246,"T12"]
["T12","8' T12","F84EHE","F96T12/HO/ES ","Fluorescent (4) T-12 ES HO lamp, Energy Saving Magnetic Ballast  ","Magnetic - ES ",96,4,8,95,414,"T12"]
["T12","8' T12","F84EHL","F96T12/HO/ES ","Fluorescent (4) T-12 ES HO lamp, Electronic Ballast","Electronic ",96,4,8,95,340,"T12"]
["T12","8' T12","F84EHS","F96T12/HO/ES ","Fluorescent (4) T-12 ES HO lamp, Standard Magnetic Ballast","Magnetic - Standard ",96,4,8,95,454,"T12"]
["T12","8' T12","F84EL","F96T12/ES ","Fluorescent (4) T-12 ES lamp, Electronic Ballast","Electronic ",96,4,8,60,220,"T12"]
["T12","8' T12","F84ES","F96T12/ES ","Fluorescent (4) T-12 ES lamp, Standard Magnetic Ballast ","Magnetic - Standard ",96,4,8,60,276,"T12"]
["T12","8' T12","F84EVS","F96T12/VHO/ES ","Fluorescent (4) T-12 ES VHO lamp, Standard Magnetic Ballast","Magnetic - Standard ",96,4,8,185,780,"T12"]
["T8","8' T8","F84ILL","F96T8 "," Fluorescent (4) T-8 lamp, Instant Start Ballast NLO  ","Electronic ",96,4,8,59,219,"T8"]
["T8","8' T8","F84LHL","F96T8/HO "," Fluorescent (4) T8 HO lamp, Rapid Start Ballast  ","Electronic ",96,4,8,86,320,"T8"]
["T12","8' T12","F84SE","F96T12 ","Fluorescent (4) T-12 Std. lamp, Energy Saving Magnetic Ballast ","Magnetic - ES ",96,4,8,75,316,"T12"]
["T12","8' T12","F84SHE","F96T12/HO ","Fluorescent (4) T-12 Std. HO lamp, Energy Saving Magnetic Ballast ","Magnetic - ES ",96,4,8,110,474,"T12"]
["T12","8' T12","F84SHL","F96T12/HO ","Fluorescent (3) T-12 Std. HO lamp, Electronic Ballast  ","Electronic ",96,4,8,110,390,"T12"]
["T12","8' T12","F84SHS","F96T12/HO ","Fluorescent (4) T-12 Std. HO lamp, Standard Magnetic Ballast","Magnetic - Standard ",96,4,{"$f":"IF(G651=\"\",\"\",G651/12)","v":8},110,514,{"$f":"A651","v":"T12"}]
["T12","8' T12","F84SL","F96T12 ","Fluorescent (4) T-12 Std. lamp, Instant Start Ballast NLO  ","Electronic ",96,4,8,75,268,"T12"]
["T12","8' T12","F84SS","F96T12 ","Fluorescent (4) T-12 Std. lamp, Standard Magnetic Ballast ","Magnetic - Standard ",96,4,8,75,346,"T12"]
["T12","8' T12","F84SVS","F96T12/VHO ","Fluorescent (4) T-12 Std. VHO lamp, Standard Magnetic Ballast","Magnetic - Standard ",96,4,8,215,900,"T12"]
["T12",{"$f":"I655&\"'\"&\" \"&A655","v":"8' T12"},"F86EHS","F96T12/HO/ES ","Fluorescent (6) T-12 ES HO lamp, Standard Magnetic Ballast","Magnetic - Standard ",96,6,8,95,721,"T12"]
["T8","8' T8","F86ILL","F96T8 "," Fluorescent (6) T-8 lamp, Instant Start Ballast NLO  ","Electronic ",96,6,8,59,328,"T8"]
["Circular Fluorescent",null,"FC12/1","FC12T9 "," (1) 12 circular lamp RS ballast ","Magnetic - Standard ",null,1,"",32,31,"Circular Fluorescent"]
["Circular Fluorescent",null,"FC12/2","FC12T9 "," (2) 12 circular lamp RS ballast ","Magnetic - Standard ",null,2,"",32,62,"Circular Fluorescent"]
["Circular Fluorescent",null,"FC16/1","FC16T9 "," (1) 16 circular lamp ","Magnetic - Standard ",null,1,"",40,35,"Circular Fluorescent"]
["Circular Fluorescent",null,"FC20","FC6T9 "," Circlite, (1) 20W lamp, Preheat ballast ","Magnetic - Standard ",null,1,"",20,20,"Circular Fluorescent"]
["Circular Fluorescent",null,"FC22/1","FC8T9 "," Circlite, (1) 22W lamp, preheat ballast ","Magnetic - Standard ",null,1,"",22,20,"Circular Fluorescent"]
["Circular Fluorescent",null,"FC22/32/1","FC22/32T9 "," Circlite, (1) 22W/32W lamp, preheat ballast ","Magnetic - Standard ",null,1,"","22/32 ",58,"Circular Fluorescent"]
["Circular Fluorescent",null,"FC32/1","FC12T9 "," Circline, (1) 32W lamp, preheat ballast ","Magnetic - Standard ",null,1,"",32,40,"Circular Fluorescent"]
["Circular Fluorescent",null,"FC32/40/1","FC32/40T9 "," Circlite, (1) 32W/40W lamp, preheat ballast ","Magnetic - Standard ",null,1,"","32/40 ",80,"Circular Fluorescent"]
["Circular Fluorescent",null,"FC40/1","FC16T9 "," Circline, (1) 32W lamp, preheat ballast ","Magnetic - Standard ",null,1,"",32,42,"Circular Fluorescent"]
["Circular Fluorescent",null,"FC44/1","FC44T9 "," Circlite, (1) 44W lamp, preheat ballast ","Magnetic - Standard ",null,1,"",44,46,"Circular Fluorescent"]
["Circular Fluorescent",null,"FC6/1","FC6T9 "," (1) 6 circular lamp RS ballast ","Magnetic - Standard ",null,1,"",20,25,"Circular Fluorescent"]
["Circular Fluorescent",null,"FC8/1","FC8T9 "," (1) 8 circular lamp RS ballast ","Magnetic - Standard ",null,1,"",22,26,"Circular Fluorescent"]
["Circular Fluorescent",null,"FC8/2","FC8T9 "," (2) 8 circular lamp RS ballast ","Magnetic - Standard ",null,2,"",22,52,"Circular Fluorescent"]
["LED Fixture",null,"FLED 100",null,{"$f":"\"LED Fixture\"&\" \"&K670&\" \"&\"watts\"","v":"LED Fixture 100 watts"},null,null,null,"",null,{"$f":"RIGHT(C670,3)","v":"100"},"LED Fixture"]
["LED Fixture",null,"FLED 110",null,"LED Fixture 110 watts",null,null,null,"",null,"110","LED Fixture"]
["LED Fixture",null,"FLED 120",null,"LED Fixture 120 watts",null,null,null,"",null,"120","LED Fixture"]
["LED Fixture",null,"FLED 130",null,"LED Fixture 130 watts",null,null,null,"",null,"130","LED Fixture"]
["LED Fixture",null,"FLED 140",null,"LED Fixture 140 watts",null,null,null,"",null,"140","LED Fixture"]
["LED Fixture",null,"FLED 150",null,"LED Fixture 150 watts",null,null,null,"",null,"150","LED Fixture"]
["LED Fixture",null,"FLED 160",null,"LED Fixture 160 watts",null,null,null,"",null,"160","LED Fixture"]
["LED Fixture",null,"FLED 170",null,"LED Fixture 170 watts",null,null,null,"",null,"170","LED Fixture"]
["LED Fixture",null,"FLED 180",null,"LED Fixture 180 watts",null,null,null,"",null,"180","LED Fixture"]
["LED Fixture",null,"FLED 190",null,"LED Fixture 190 watts",null,null,null,"",null,"190","LED Fixture"]
["LED 1x4 Linear Panel",null,"FLED 1x4 10",null,"LED, 1x4 Panel, 10 watts",null,null,null,"",{"$f":"K680","v":10},10,"LED 1x4 Linear Panel"]
["LED 1x4 Linear Panel",null,"FLED 1x4 11",null,"LED, 1x4 Panel, 11 watts",null,null,null,"",11,11,"LED 1x4 Linear Panel"]
["LED 1x4 Linear Panel",null,"FLED 1x4 12",null,"LED, 1x4 Panel, 12 watts",null,null,null,"",12,12,"LED 1x4 Linear Panel"]
["LED 1x4 Linear Panel",null,"FLED 1x4 13",null,"LED, 1x4 Panel, 13 watts",null,null,null,"",13,13,"LED 1x4 Linear Panel"]
["LED 1x4 Linear Panel",null,"FLED 1x4 14",null,"LED, 1x4 Panel, 14 watts",null,null,null,"",14,14,"LED 1x4 Linear Panel"]
["LED 1x4 Linear Panel",null,"FLED 1x4 15",null,"LED, 1x4 Panel, 15 watts",null,null,null,"",15,15,"LED 1x4 Linear Panel"]
["LED 1x4 Linear Panel",null,"FLED 1x4 16",null,"LED, 1x4 Panel, 16 watts",null,null,null,"",16,16,"LED 1x4 Linear Panel"]
["LED 1x4 Linear Panel",null,"FLED 1x4 17",null,"LED, 1x4 Panel, 17 watts",null,null,null,"",17,17,"LED 1x4 Linear Panel"]
["LED 1x4 Linear Panel",null,"FLED 1x4 18",null,"LED, 1x4 Panel, 18 watts",null,null,null,"",18,18,"LED 1x4 Linear Panel"]
["LED 1x4 Linear Panel",null,"FLED 1x4 19",null,"LED, 1x4 Panel, 19 watts",null,null,null,"",19,19,"LED 1x4 Linear Panel"]
["LED 1x4 Linear Panel",null,"FLED 1x4 20",null,"LED, 1x4 Panel, 20 watts",null,null,null,"",20,20,"LED 1x4 Linear Panel"]
["LED 1x4 Linear Panel",null,"FLED 1x4 21",null,"LED, 1x4 Panel, 21 watts",null,null,null,"",21,21,"LED 1x4 Linear Panel"]
["LED 1x4 Linear Panel",null,"FLED 1x4 22",null,"LED, 1x4 Panel, 22 watts",null,null,null,"",22,22,"LED 1x4 Linear Panel"]
["LED 1x4 Linear Panel",null,"FLED 1x4 23",null,"LED, 1x4 Panel, 23 watts",null,null,null,"",23,23,"LED 1x4 Linear Panel"]
["LED 1x4 Linear Panel",null,"FLED 1x4 24",null,"LED, 1x4 Panel, 24 watts",null,null,null,"",24,24,"LED 1x4 Linear Panel"]
["LED 1x4 Linear Panel",null,"FLED 1x4 25",null,"LED, 1x4 Panel, 25 watts",null,null,null,"",25,25,"LED 1x4 Linear Panel"]
["LED 1x4 Linear Panel",null,"FLED 1x4 26",null,"LED, 1x4 Panel, 26 watts",null,null,null,"",26,26,"LED 1x4 Linear Panel"]
["LED 1x4 Linear Panel",null,"FLED 1x4 27",null,"LED, 1x4 Panel, 27 watts",null,null,null,"",27,27,"LED 1x4 Linear Panel"]
["LED 1x4 Linear Panel",null,"FLED 1x4 28",null,"LED, 1x4 Panel, 28 watts",null,null,null,"",28,28,"LED 1x4 Linear Panel"]
["LED 1x4 Linear Panel",null,"FLED 1x4 29",null,"LED, 1x4 Panel, 29 watts",null,null,null,"",29,29,"LED 1x4 Linear Panel"]
["LED 1x4 Linear Panel",null,"FLED 1x4 30",null,"LED, 1x4 Panel, 30 watts",null,null,null,"",30,30,"LED 1x4 Linear Panel"]
["LED 1x4 Linear Panel",null,"FLED 1x4 31",null,"LED, 1x4 Panel, 31 watts",null,null,null,"",31,31,"LED 1x4 Linear Panel"]
["LED 1x4 Linear Panel",null,"FLED 1x4 32",null,"LED, 1x4 Panel, 32 watts",null,null,null,"",32,32,"LED 1x4 Linear Panel"]
["LED 1x4 Linear Panel",null,"FLED 1x4 33",null,"LED, 1x4 Panel, 33 watts",null,null,null,"",33,33,"LED 1x4 Linear Panel"]
["LED 1x4 Linear Panel",null,"FLED 1x4 34",null,"LED, 1x4 Panel, 34 watts",null,null,null,"",34,34,"LED 1x4 Linear Panel"]
["LED 1x4 Linear Panel",null,"FLED 1x4 35",null,"LED, 1x4 Panel, 35 watts",null,null,null,"",35,35,"LED 1x4 Linear Panel"]
["LED 1x4 Linear Panel",null,"FLED 1x4 36",null,"LED, 1x4 Panel, 36 watts",null,null,null,"",36,36,"LED 1x4 Linear Panel"]
["LED 1x4 Linear Panel",null,"FLED 1x4 37",null,"LED, 1x4 Panel, 37 watts",null,null,null,"",37,37,"LED 1x4 Linear Panel"]
["LED 1x4 Linear Panel",null,"FLED 1x4 38",null,"LED, 1x4 Panel, 38 watts",null,null,null,"",38,38,"LED 1x4 Linear Panel"]
["LED 1x4 Linear Panel",null,"FLED 1x4 39",null,"LED, 1x4 Panel, 39 watts",null,null,null,"",39,39,"LED 1x4 Linear Panel"]
["LED 1x4 Linear Panel",null,"FLED 1x4 40",null,"LED, 1x4 Panel, 40 watts",null,null,null,"",40,40,"LED 1x4 Linear Panel"]
["LED 1x4 Linear Panel",null,"FLED 1x4 41",null,"LED, 1x4 Panel, 41 watts",null,null,null,"",41,41,"LED 1x4 Linear Panel"]
["LED 1x4 Linear Panel",null,"FLED 1x4 42",null,"LED, 1x4 Panel, 42 watts",null,null,null,"",{"$f":"K712","v":42},42,"LED 1x4 Linear Panel"]
["LED 1x4 Linear Panel",null,"FLED 1x4 43",null,"LED, 1x4 Panel, 43 watts",null,null,null,"",43,43,"LED 1x4 Linear Panel"]
["LED 1x4 Linear Panel",null,"FLED 1x4 44",null,"LED, 1x4 Panel, 44 watts",null,null,null,"",44,44,"LED 1x4 Linear Panel"]
["LED 1x4 Linear Panel",null,"FLED 1x4 45",null,"LED, 1x4 Panel, 45 watts",null,null,null,{"$f":"IF(G715=\"\",\"\",G715/12)","v":""},45,45,{"$f":"A715","v":"LED 1x4 Linear Panel"}]
["LED 1x4 Linear Panel",null,"FLED 1x4 46",null,"LED, 1x4 Panel, 46 watts",null,null,null,"",46,46,"LED 1x4 Linear Panel"]
["LED 1x4 Linear Panel",null,"FLED 1x4 47",null,"LED, 1x4 Panel, 47 watts",null,null,null,"",47,47,"LED 1x4 Linear Panel"]
["LED 1x4 Linear Panel",null,"FLED 1x4 48",null,"LED, 1x4 Panel, 48 watts",null,null,null,"",48,48,"LED 1x4 Linear Panel"]
["LED 1x4 Linear Panel",null,"FLED 1x4 49",null,"LED, 1x4 Panel, 49 watts",null,null,null,"",49,49,"LED 1x4 Linear Panel"]
["LED 1x4 Linear Panel",null,"FLED 1x4 50",null,"LED, 1x4 Panel, 50 watts",null,null,null,"",50,50,"LED 1x4 Linear Panel"]
["LED 1x4 Linear Panel",null,"FLED 1x4 51",null,"LED, 1x4 Panel, 51 watts",null,null,null,"",51,51,"LED 1x4 Linear Panel"]
["LED 1x4 Linear Panel",null,"FLED 1x4 52",null,"LED, 1x4 Panel, 52 watts",null,null,null,"",52,52,"LED 1x4 Linear Panel"]
["LED 1x4 Linear Panel",null,"FLED 1x4 53",null,"LED, 1x4 Panel, 53 watts",null,null,null,"",53,53,"LED 1x4 Linear Panel"]
["LED 1x4 Linear Panel",null,"FLED 1x4 54",null,"LED, 1x4 Panel, 54 watts",null,null,null,"",54,54,"LED 1x4 Linear Panel"]
["LED 1x4 Linear Panel",null,"FLED 1x4 55",null,"LED, 1x4 Panel, 55 watts",null,null,null,"",55,55,"LED 1x4 Linear Panel"]
["LED 1x4 Linear Panel",null,"FLED 1x4 56",null,"LED, 1x4 Panel, 56 watts",null,null,null,"",56,56,"LED 1x4 Linear Panel"]
["LED 1x4 Linear Panel",null,"FLED 1x4 57",null,"LED, 1x4 Panel, 57 watts",null,null,null,"",57,57,"LED 1x4 Linear Panel"]
["LED 1x4 Linear Panel",null,"FLED 1x4 58",null,"LED, 1x4 Panel, 58 watts",null,null,null,"",58,58,"LED 1x4 Linear Panel"]
["LED 1x4 Linear Panel",null,"FLED 1x4 59",null,"LED, 1x4 Panel, 59 watts",null,null,null,"",59,59,"LED 1x4 Linear Panel"]
["LED 1x4 Linear Panel",null,"FLED 1x4 60",null,"LED, 1x4 Panel, 60 watts",null,null,null,"",60,60,"LED 1x4 Linear Panel"]
["LED 1x4 Linear Panel",null,"FLED 1x4 61",null,"LED, 1x4 Panel, 61 watts",null,null,null,"",61,61,"LED 1x4 Linear Panel"]
["LED 1x4 Linear Panel",null,"FLED 1x4 62",null,"LED, 1x4 Panel, 62 watts",null,null,null,"",62,62,"LED 1x4 Linear Panel"]
["LED 1x4 Linear Panel",null,"FLED 1x4 63",null,"LED, 1x4 Panel, 63 watts",null,null,null,"",63,63,"LED 1x4 Linear Panel"]
["LED 1x4 Linear Panel",null,"FLED 1x4 64",null,"LED, 1x4 Panel, 64 watts",null,null,null,"",64,64,"LED 1x4 Linear Panel"]
["LED 1x4 Linear Panel",null,"FLED 1x4 65",null,"LED, 1x4 Panel, 65 watts",null,null,null,"",65,65,"LED 1x4 Linear Panel"]
["LED 1x4 Linear Panel",null,"FLED 1x4 66",null,"LED, 1x4 Panel, 66 watts",null,null,null,"",66,66,"LED 1x4 Linear Panel"]
["LED 1x4 Linear Panel",null,"FLED 1x4 67",null,"LED, 1x4 Panel, 67 watts",null,null,null,"",67,67,"LED 1x4 Linear Panel"]
["LED 1x4 Linear Panel",null,"FLED 1x4 68",null,"LED, 1x4 Panel, 68 watts",null,null,null,"",68,68,"LED 1x4 Linear Panel"]
["LED 1x4 Linear Panel",null,"FLED 1x4 69",null,"LED, 1x4 Panel, 69 watts",null,null,null,"",69,69,"LED 1x4 Linear Panel"]
["LED 1x4 Linear Panel",null,"FLED 1x4 70",null,"LED, 1x4 Panel, 70 watts",null,null,null,"",70,70,"LED 1x4 Linear Panel"]
["LED 1x4 Linear Panel",null,"FLED 1x4 71",null,"LED, 1x4 Panel, 71 watts",null,null,null,"",71,71,"LED 1x4 Linear Panel"]
["LED 1x4 Linear Panel",null,"FLED 1x4 72",null,"LED, 1x4 Panel, 72 watts",null,null,null,"",72,72,"LED 1x4 Linear Panel"]
["LED 1x4 Linear Panel",null,"FLED 1x4 73",null,"LED, 1x4 Panel, 73 watts",null,null,null,"",73,73,"LED 1x4 Linear Panel"]
["LED 1x4 Linear Panel",null,"FLED 1x4 74",null,"LED, 1x4 Panel, 74 watts",null,null,null,"",{"$f":"K744","v":74},74,"LED 1x4 Linear Panel"]
["LED 1x4 Linear Panel",null,"FLED 1x4 75",null,"LED, 1x4 Panel, 75 watts",null,null,null,"",75,75,"LED 1x4 Linear Panel"]
["LED 1x4 Linear Panel",null,"FLED 1x4 76",null,"LED, 1x4 Panel, 76 watts",null,null,null,"",76,76,"LED 1x4 Linear Panel"]
["LED 1x4 Linear Panel",null,"FLED 1x4 77",null,"LED, 1x4 Panel, 77 watts",null,null,null,"",77,77,"LED 1x4 Linear Panel"]
["LED 1x4 Linear Panel",null,"FLED 1x4 78",null,"LED, 1x4 Panel, 78 watts",null,null,null,"",78,78,"LED 1x4 Linear Panel"]
["LED 1x4 Linear Panel",null,"FLED 1x4 79",null,"LED, 1x4 Panel, 79 watts",null,null,null,"",79,79,"LED 1x4 Linear Panel"]
["LED 1x4 Linear Panel",null,"FLED 1x4 80",null,"LED, 1x4 Panel, 80 watts",null,null,null,"",80,80,"LED 1x4 Linear Panel"]
["LED Fixture",null,"FLED 20",null,{"$f":"\"LED Fixture\"&\" \"&K751&\" \"&\"watts\"","v":"LED Fixture 20 watts"},null,null,null,"",null,{"$f":"RIGHT(C751,2)","v":"20"},"LED Fixture"]
["LED Fixture",null,"FLED 200",null,"LED Fixture 200 watts",null,null,null,"",null,{"$f":"RIGHT(C752,3)","v":"200"},"LED Fixture"]
["LED Fixture",null,"FLED 210",null,"LED Fixture 210 watts",null,null,null,"",null,"210","LED Fixture"]
["LED Fixture",null,"FLED 220",null,"LED Fixture 220 watts",null,null,null,"",null,"220","LED Fixture"]
["LED Fixture",null,"FLED 230",null,"LED Fixture 230 watts",null,null,null,"",null,"230","LED Fixture"]
["LED Fixture",null,"FLED 240",null,"LED Fixture 240 watts",null,null,null,"",null,"240","LED Fixture"]
["LED Fixture",null,"FLED 250",null,"LED Fixture 250 watts",null,null,null,"",null,"250","LED Fixture"]
["LED Fixture",null,"FLED 260",null,"LED Fixture 260 watts",null,null,null,"",null,"260","LED Fixture"]
["LED Fixture",null,"FLED 270",null,"LED Fixture 270 watts",null,null,null,"",null,"270","LED Fixture"]
["LED Fixture",null,"FLED 280",null,"LED Fixture 280 watts",null,null,null,"",null,"280","LED Fixture"]
["LED Fixture",null,"FLED 290",null,"LED Fixture 290 watts",null,null,null,"",null,"290","LED Fixture"]
["LED 2x2 Linear Panel",null,"FLED 2x2 20",null,"LED, 2x2 Panel, 20 watts",null,null,null,"",{"$f":"K762","v":20},20,"LED 2x2 Linear Panel"]
["LED 2x2 Linear Panel",null,"FLED 2x2 21",null,"LED, 2x2 Panel, 21 watts",null,null,null,"",21,21,"LED 2x2 Linear Panel"]
["LED 2x2 Linear Panel",null,"FLED 2x2 22",null,"LED, 2x2 Panel, 22 watts",null,null,null,"",22,22,"LED 2x2 Linear Panel"]
["LED 2x2 Linear Panel",null,"FLED 2x2 23",null,"LED, 2x2 Panel, 23 watts",null,null,null,"",23,23,"LED 2x2 Linear Panel"]
["LED 2x2 Linear Panel",null,"FLED 2x2 24",null,"LED, 2x2 Panel, 24 watts",null,null,null,"",24,24,"LED 2x2 Linear Panel"]
["LED 2x2 Linear Panel",null,"FLED 2x2 25",null,"LED, 2x2 Panel, 25 watts",null,null,null,"",25,25,"LED 2x2 Linear Panel"]
["LED 2x2 Linear Panel",null,"FLED 2x2 26",null,"LED, 2x2 Panel, 26 watts",null,null,null,"",26,26,"LED 2x2 Linear Panel"]
["LED 2x2 Linear Panel",null,"FLED 2x2 27",null,"LED, 2x2 Panel, 27 watts",null,null,null,"",27,27,"LED 2x2 Linear Panel"]
["LED 2x2 Linear Panel",null,"FLED 2x2 28",null,"LED, 2x2 Panel, 28 watts",null,null,null,"",28,28,"LED 2x2 Linear Panel"]
["LED 2x2 Linear Panel",null,"FLED 2x2 29",null,"LED, 2x2 Panel, 29 watts",null,null,null,"",29,29,"LED 2x2 Linear Panel"]
["LED 2x2 Linear Panel",null,"FLED 2x2 30",null,"LED, 2x2 Panel, 30 watts",null,null,null,"",30,30,"LED 2x2 Linear Panel"]
["LED 2x2 Linear Panel",null,"FLED 2x2 31",null,"LED, 2x2 Panel, 31 watts",null,null,null,"",31,31,"LED 2x2 Linear Panel"]
["LED 2x2 Linear Panel",null,"FLED 2x2 32",null,"LED, 2x2 Panel, 32 watts",null,null,null,"",32,32,"LED 2x2 Linear Panel"]
["LED 2x2 Linear Panel",null,"FLED 2x2 33",null,"LED, 2x2 Panel, 33 watts",null,null,null,"",33,33,"LED 2x2 Linear Panel"]
["LED 2x2 Linear Panel",null,"FLED 2x2 34",null,"LED, 2x2 Panel, 34 watts",null,null,null,"",34,34,"LED 2x2 Linear Panel"]
["LED 2x2 Linear Panel",null,"FLED 2x2 35",null,"LED, 2x2 Panel, 35 watts",null,null,null,"",35,35,"LED 2x2 Linear Panel"]
["LED 2x2 Linear Panel",null,"FLED 2x2 36",null,"LED, 2x2 Panel, 36 watts",null,null,null,"",36,36,"LED 2x2 Linear Panel"]
["LED 2x2 Linear Panel",null,"FLED 2x2 37",null,"LED, 2x2 Panel, 37 watts",null,null,null,{"$f":"IF(G779=\"\",\"\",G779/12)","v":""},37,37,{"$f":"A779","v":"LED 2x2 Linear Panel"}]
["LED 2x2 Linear Panel",null,"FLED 2x2 38",null,"LED, 2x2 Panel, 38 watts",null,null,null,"",38,38,"LED 2x2 Linear Panel"]
["LED 2x2 Linear Panel",null,"FLED 2x2 39",null,"LED, 2x2 Panel, 39 watts",null,null,null,"",39,39,"LED 2x2 Linear Panel"]
["LED 2x2 Linear Panel",null,"FLED 2x2 40",null,"LED, 2x2 Panel, 40 watts",null,null,null,"",40,40,"LED 2x2 Linear Panel"]
["LED 2x2 Linear Panel",null,"FLED 2x2 41",null,"LED, 2x2 Panel, 41 watts",null,null,null,"",41,41,"LED 2x2 Linear Panel"]
["LED 2x2 Linear Panel",null,"FLED 2x2 42",null,"LED, 2x2 Panel, 42 watts",null,null,null,"",42,42,"LED 2x2 Linear Panel"]
["LED 2x2 Linear Panel",null,"FLED 2x2 43",null,"LED, 2x2 Panel, 43 watts",null,null,null,"",43,43,"LED 2x2 Linear Panel"]
["LED 2x2 Linear Panel",null,"FLED 2x2 44",null,"LED, 2x2 Panel, 44 watts",null,null,null,"",44,44,"LED 2x2 Linear Panel"]
["LED 2x2 Linear Panel",null,"FLED 2x2 45",null,"LED, 2x2 Panel, 45 watts",null,null,null,"",45,45,"LED 2x2 Linear Panel"]
["LED 2x2 Linear Panel",null,"FLED 2x2 46",null,"LED, 2x2 Panel, 46 watts",null,null,null,"",46,46,"LED 2x2 Linear Panel"]
["LED 2x2 Linear Panel",null,"FLED 2x2 46",null,"LED, 2x2 Panel, 46 watts",null,null,null,"",46,46,"LED 2x2 Linear Panel"]
["LED 2x2 Linear Panel",null,"FLED 2x2 47",null,"LED, 2x2 Panel, 47 watts",null,null,null,"",47,47,"LED 2x2 Linear Panel"]
["LED 2x2 Linear Panel",null,"FLED 2x2 48",null,"LED, 2x2 Panel, 48 watts",null,null,null,"",48,48,"LED 2x2 Linear Panel"]
["LED 2x2 Linear Panel",null,"FLED 2x2 49",null,"LED, 2x2 Panel, 49 watts",null,null,null,"",49,49,"LED 2x2 Linear Panel"]
["LED 2x2 Linear Panel",null,"FLED 2x2 50",null,"LED, 2x2 Panel, 50 watts",null,null,null,"",50,50,"LED 2x2 Linear Panel"]
["LED 2x2 Linear Panel",null,"FLED 2x2 51",null,"LED, 2x2 Panel, 51 watts",null,null,null,"",{"$f":"K794","v":51},51,"LED 2x2 Linear Panel"]
["LED 2x2 Linear Panel",null,"FLED 2x2 52",null,"LED, 2x2 Panel, 52 watts",null,null,null,"",52,52,"LED 2x2 Linear Panel"]
["LED 2x2 Linear Panel",null,"FLED 2x2 53",null,"LED, 2x2 Panel, 53 watts",null,null,null,"",53,53,"LED 2x2 Linear Panel"]
["LED 2x2 Linear Panel",null,"FLED 2x2 54",null,"LED, 2x2 Panel, 54 watts",null,null,null,"",54,54,"LED 2x2 Linear Panel"]
["LED 2x2 Linear Panel",null,"FLED 2x2 55",null,"LED, 2x2 Panel, 55 watts",null,null,null,"",55,55,"LED 2x2 Linear Panel"]
["LED 2x2 Linear Panel",null,"FLED 2x2 56",null,"LED, 2x2 Panel, 56 watts",null,null,null,"",56,56,"LED 2x2 Linear Panel"]
["LED 2x2 Linear Panel",null,"FLED 2x2 57",null,"LED, 2x2 Panel, 57 watts",null,null,null,"",57,57,"LED 2x2 Linear Panel"]
["LED 2x2 Linear Panel",null,"FLED 2x2 58",null,"LED, 2x2 Panel, 58 watts",null,null,null,"",58,58,"LED 2x2 Linear Panel"]
["LED 2x2 Linear Panel",null,"FLED 2x2 59",null,"LED, 2x2 Panel, 59 watts",null,null,null,"",59,59,"LED 2x2 Linear Panel"]
["LED 2x2 Linear Panel",null,"FLED 2x2 60",null,"LED, 2x2 Panel, 60 watts",null,null,null,"",60,60,"LED 2x2 Linear Panel"]
["LED 2x2 Linear Panel",null,"FLED 2x2 61",null,"LED, 2x2 Panel, 61 watts",null,null,null,"",61,61,"LED 2x2 Linear Panel"]
["LED 2x2 Linear Panel",null,"FLED 2x2 62",null,"LED, 2x2 Panel, 62 watts",null,null,null,"",62,62,"LED 2x2 Linear Panel"]
["LED 2x2 Linear Panel",null,"FLED 2x2 63",null,"LED, 2x2 Panel, 63 watts",null,null,null,"",63,63,"LED 2x2 Linear Panel"]
["LED 2x2 Linear Panel",null,"FLED 2x2 64",null,"LED, 2x2 Panel, 64 watts",null,null,null,"",64,64,"LED 2x2 Linear Panel"]
["LED 2x2 Linear Panel",null,"FLED 2x2 65",null,"LED, 2x2 Panel, 65 watts",null,null,null,"",65,65,"LED 2x2 Linear Panel"]
["LED 2x2 Linear Panel",null,"FLED 2x2 66",null,"LED, 2x2 Panel, 66 watts",null,null,null,"",66,66,"LED 2x2 Linear Panel"]
["LED 2x2 Linear Panel",null,"FLED 2x2 67",null,"LED, 2x2 Panel, 67 watts",null,null,null,"",67,67,"LED 2x2 Linear Panel"]
["LED 2x2 Linear Panel",null,"FLED 2x2 68",null,"LED, 2x2 Panel, 68 watts",null,null,null,"",68,68,"LED 2x2 Linear Panel"]
["LED 2x2 Linear Panel",null,"FLED 2x2 69",null,"LED, 2x2 Panel, 69 watts",null,null,null,"",69,69,"LED 2x2 Linear Panel"]
["LED 2x2 Linear Panel",null,"FLED 2x2 70",null,"LED, 2x2 Panel, 70 watts",null,null,null,"",70,70,"LED 2x2 Linear Panel"]
["LED 2x2 Linear Panel",null,"FLED 2x2 71",null,"LED, 2x2 Panel, 71 watts",null,null,null,"",71,71,"LED 2x2 Linear Panel"]
["LED 2x2 Linear Panel",null,"FLED 2x2 72",null,"LED, 2x2 Panel, 72 watts",null,null,null,"",72,72,"LED 2x2 Linear Panel"]
["LED 2x2 Linear Panel",null,"FLED 2x2 73",null,"LED, 2x2 Panel, 73 watts",null,null,null,"",73,73,"LED 2x2 Linear Panel"]
["LED 2x2 Linear Panel",null,"FLED 2x2 74",null,"LED, 2x2 Panel, 74 watts",null,null,null,"",74,74,"LED 2x2 Linear Panel"]
["LED 2x2 Linear Panel",null,"FLED 2x2 75",null,"LED, 2x2 Panel, 75 watts",null,null,null,"",75,75,"LED 2x2 Linear Panel"]
["LED 2x2 Linear Panel",null,"FLED 2x2 76",null,"LED, 2x2 Panel, 76 watts",null,null,null,"",76,76,"LED 2x2 Linear Panel"]
["LED 2x2 Linear Panel",null,"FLED 2x2 77",null,"LED, 2x2 Panel, 77 watts",null,null,null,"",77,77,"LED 2x2 Linear Panel"]
["LED 2x2 Linear Panel",null,"FLED 2x2 78",null,"LED, 2x2 Panel, 78 watts",null,null,null,"",78,78,"LED 2x2 Linear Panel"]
["LED 2x2 Linear Panel",null,"FLED 2x2 79",null,"LED, 2x2 Panel, 79 watts",null,null,null,"",79,79,"LED 2x2 Linear Panel"]
["LED 2x2 Linear Panel",null,"FLED 2x2 80",null,"LED, 2x2 Panel, 80 watts",null,null,null,"",80,80,"LED 2x2 Linear Panel"]
["LED 2x4 Linear Panel",null,"FLED 2x4 100",null,"LED, 2x4 Panel, 100 watts",null,null,null,"",100,100,"LED 2x4 Linear Panel"]
["LED 2x4 Linear Panel",null,"FLED 2x4 30",null,"LED, 2x4 Panel, 30 watts",null,null,null,"",30,30,"LED 2x4 Linear Panel"]
["LED 2x4 Linear Panel",null,"FLED 2x4 31",null,"LED, 2x4 Panel, 31 watts",null,null,null,"",{"$f":"K826","v":31},31,"LED 2x4 Linear Panel"]
["LED 2x4 Linear Panel",null,"FLED 2x4 32",null,"LED, 2x4 Panel, 32 watts",null,null,null,"",32,32,"LED 2x4 Linear Panel"]
["LED 2x4 Linear Panel",null,"FLED 2x4 33",null,"LED, 2x4 Panel, 33 watts",null,null,null,"",33,33,"LED 2x4 Linear Panel"]
["LED 2x4 Linear Panel",null,"FLED 2x4 34",null,"LED, 2x4 Panel, 34 watts",null,null,null,"",34,34,"LED 2x4 Linear Panel"]
["LED 2x4 Linear Panel",null,"FLED 2x4 35",null,"LED, 2x4 Panel, 35 watts",null,null,null,"",35,35,"LED 2x4 Linear Panel"]
["LED 2x4 Linear Panel",null,"FLED 2x4 36",null,"LED, 2x4 Panel, 36 watts",null,null,null,"",36,36,"LED 2x4 Linear Panel"]
["LED 2x4 Linear Panel",null,"FLED 2x4 37",null,"LED, 2x4 Panel, 37 watts",null,null,null,"",37,37,"LED 2x4 Linear Panel"]
["LED 2x4 Linear Panel",null,"FLED 2x4 38",null,"LED, 2x4 Panel, 38 watts",null,null,null,"",38,38,"LED 2x4 Linear Panel"]
["LED 2x4 Linear Panel",null,"FLED 2x4 39",null,"LED, 2x4 Panel, 39 watts",null,null,null,"",39,39,"LED 2x4 Linear Panel"]
["LED 2x4 Linear Panel",null,"FLED 2x4 40",null,"LED, 2x4 Panel, 40 watts",null,null,null,"",40,40,"LED 2x4 Linear Panel"]
["LED 2x4 Linear Panel",null,"FLED 2x4 41",null,"LED, 2x4 Panel, 41 watts",null,null,null,"",41,41,"LED 2x4 Linear Panel"]
["LED 2x4 Linear Panel",null,"FLED 2x4 42",null,"LED, 2x4 Panel, 42 watts",null,null,null,"",42,42,"LED 2x4 Linear Panel"]
["LED 2x4 Linear Panel",null,"FLED 2x4 43",null,"LED, 2x4 Panel, 43 watts",null,null,null,"",43,43,"LED 2x4 Linear Panel"]
["LED 2x4 Linear Panel",null,"FLED 2x4 44",null,"LED, 2x4 Panel, 44 watts",null,null,null,"",44,44,"LED 2x4 Linear Panel"]
["LED 2x4 Linear Panel",null,"FLED 2x4 45",null,"LED, 2x4 Panel, 45 watts",null,null,null,"",45,45,"LED 2x4 Linear Panel"]
["LED 2x4 Linear Panel",null,"FLED 2x4 46",null,"LED, 2x4 Panel, 46 watts",null,null,null,"",46,46,"LED 2x4 Linear Panel"]
["LED 2x4 Linear Panel",null,"FLED 2x4 47",null,"LED, 2x4 Panel, 47 watts",null,null,null,"",47,47,"LED 2x4 Linear Panel"]
["LED 2x4 Linear Panel",null,"FLED 2x4 48",null,"LED, 2x4 Panel, 48 watts",null,null,null,{"$f":"IF(G843=\"\",\"\",G843/12)","v":""},48,48,{"$f":"A843","v":"LED 2x4 Linear Panel"}]
["LED 2x4 Linear Panel",null,"FLED 2x4 49",null,"LED, 2x4 Panel, 49 watts",null,null,null,"",49,49,"LED 2x4 Linear Panel"]
["LED 2x4 Linear Panel",null,"FLED 2x4 50",null,"LED, 2x4 Panel, 50 watts",null,null,null,"",50,50,"LED 2x4 Linear Panel"]
["LED 2x4 Linear Panel",null,"FLED 2x4 51",null,"LED, 2x4 Panel, 51 watts",null,null,null,"",51,51,"LED 2x4 Linear Panel"]
["LED 2x4 Linear Panel",null,"FLED 2x4 52",null,"LED, 2x4 Panel, 52 watts",null,null,null,"",52,52,"LED 2x4 Linear Panel"]
["LED 2x4 Linear Panel",null,"FLED 2x4 53",null,"LED, 2x4 Panel, 53 watts",null,null,null,"",53,53,"LED 2x4 Linear Panel"]
["LED 2x4 Linear Panel",null,"FLED 2x4 54",null,"LED, 2x4 Panel, 54 watts",null,null,null,"",54,54,"LED 2x4 Linear Panel"]
["LED 2x4 Linear Panel",null,"FLED 2x4 55",null,"LED, 2x4 Panel, 55 watts",null,null,null,"",55,55,"LED 2x4 Linear Panel"]
["LED 2x4 Linear Panel",null,"FLED 2x4 56",null,"LED, 2x4 Panel, 56 watts",null,null,null,"",56,56,"LED 2x4 Linear Panel"]
["LED 2x4 Linear Panel",null,"FLED 2x4 57",null,"LED, 2x4 Panel, 57 watts",null,null,null,"",57,57,"LED 2x4 Linear Panel"]
["LED 2x4 Linear Panel",null,"FLED 2x4 58",null,"LED, 2x4 Panel, 58 watts",null,null,null,"",58,58,"LED 2x4 Linear Panel"]
["LED 2x4 Linear Panel",null,"FLED 2x4 59",null,"LED, 2x4 Panel, 59 watts",null,null,null,"",59,59,"LED 2x4 Linear Panel"]
["LED 2x4 Linear Panel",null,"FLED 2x4 60",null,"LED, 2x4 Panel, 60 watts",null,null,null,"",60,60,"LED 2x4 Linear Panel"]
["LED 2x4 Linear Panel",null,"FLED 2x4 61",null,"LED, 2x4 Panel, 61 watts",null,null,null,"",61,61,"LED 2x4 Linear Panel"]
["LED 2x4 Linear Panel",null,"FLED 2x4 62",null,"LED, 2x4 Panel, 62 watts",null,null,null,"",62,62,"LED 2x4 Linear Panel"]
["LED 2x4 Linear Panel",null,"FLED 2x4 63",null,"LED, 2x4 Panel, 63 watts",null,null,null,"",{"$f":"K858","v":63},63,"LED 2x4 Linear Panel"]
["LED 2x4 Linear Panel",null,"FLED 2x4 64",null,"LED, 2x4 Panel, 64 watts",null,null,null,"",64,64,"LED 2x4 Linear Panel"]
["LED 2x4 Linear Panel",null,"FLED 2x4 65",null,"LED, 2x4 Panel, 65 watts",null,null,null,"",65,65,"LED 2x4 Linear Panel"]
["LED 2x4 Linear Panel",null,"FLED 2x4 66",null,"LED, 2x4 Panel, 66 watts",null,null,null,"",66,66,"LED 2x4 Linear Panel"]
["LED 2x4 Linear Panel",null,"FLED 2x4 67",null,"LED, 2x4 Panel, 67 watts",null,null,null,"",67,67,"LED 2x4 Linear Panel"]
["LED 2x4 Linear Panel",null,"FLED 2x4 68",null,"LED, 2x4 Panel, 68 watts",null,null,null,"",68,68,"LED 2x4 Linear Panel"]
["LED 2x4 Linear Panel",null,"FLED 2x4 69",null,"LED, 2x4 Panel, 69 watts",null,null,null,"",69,69,"LED 2x4 Linear Panel"]
["LED 2x4 Linear Panel",null,"FLED 2x4 70",null,"LED, 2x4 Panel, 70 watts",null,null,null,"",70,70,"LED 2x4 Linear Panel"]
["LED 2x4 Linear Panel",null,"FLED 2x4 71",null,"LED, 2x4 Panel, 71 watts",null,null,null,"",71,71,"LED 2x4 Linear Panel"]
["LED 2x4 Linear Panel",null,"FLED 2x4 72",null,"LED, 2x4 Panel, 72 watts",null,null,null,"",72,72,"LED 2x4 Linear Panel"]
["LED 2x4 Linear Panel",null,"FLED 2x4 73",null,"LED, 2x4 Panel, 73 watts",null,null,null,"",73,73,"LED 2x4 Linear Panel"]
["LED 2x4 Linear Panel",null,"FLED 2x4 74",null,"LED, 2x4 Panel, 74 watts",null,null,null,"",74,74,"LED 2x4 Linear Panel"]
["LED 2x4 Linear Panel",null,"FLED 2x4 75",null,"LED, 2x4 Panel, 75 watts",null,null,null,"",75,75,"LED 2x4 Linear Panel"]
["LED 2x4 Linear Panel",null,"FLED 2x4 76",null,"LED, 2x4 Panel, 76 watts",null,null,null,"",76,76,"LED 2x4 Linear Panel"]
["LED 2x4 Linear Panel",null,"FLED 2x4 77",null,"LED, 2x4 Panel, 77 watts",null,null,null,"",77,77,"LED 2x4 Linear Panel"]
["LED 2x4 Linear Panel",null,"FLED 2x4 78",null,"LED, 2x4 Panel, 78 watts",null,null,null,"",78,78,"LED 2x4 Linear Panel"]
["LED 2x4 Linear Panel",null,"FLED 2x4 79",null,"LED, 2x4 Panel, 79 watts",null,null,null,"",79,79,"LED 2x4 Linear Panel"]
["LED 2x4 Linear Panel",null,"FLED 2x4 80",null,"LED, 2x4 Panel, 80 watts",null,null,null,"",80,80,"LED 2x4 Linear Panel"]
["LED 2x4 Linear Panel",null,"FLED 2x4 81",null,"LED, 2x4 Panel, 81 watts",null,null,null,"",81,81,"LED 2x4 Linear Panel"]
["LED 2x4 Linear Panel",null,"FLED 2x4 82",null,"LED, 2x4 Panel, 82 watts",null,null,null,"",82,82,"LED 2x4 Linear Panel"]
["LED 2x4 Linear Panel",null,"FLED 2x4 83",null,"LED, 2x4 Panel, 83 watts",null,null,null,"",83,83,"LED 2x4 Linear Panel"]
["LED 2x4 Linear Panel",null,"FLED 2x4 84",null,"LED, 2x4 Panel, 84 watts",null,null,null,"",84,84,"LED 2x4 Linear Panel"]
["LED 2x4 Linear Panel",null,"FLED 2x4 85",null,"LED, 2x4 Panel, 85 watts",null,null,null,"",85,85,"LED 2x4 Linear Panel"]
["LED 2x4 Linear Panel",null,"FLED 2x4 86",null,"LED, 2x4 Panel, 86 watts",null,null,null,"",86,86,"LED 2x4 Linear Panel"]
["LED 2x4 Linear Panel",null,"FLED 2x4 87",null,"LED, 2x4 Panel, 87 watts",null,null,null,"",87,87,"LED 2x4 Linear Panel"]
["LED 2x4 Linear Panel",null,"FLED 2x4 88",null,"LED, 2x4 Panel, 88 watts",null,null,null,"",88,88,"LED 2x4 Linear Panel"]
["LED 2x4 Linear Panel",null,"FLED 2x4 89",null,"LED, 2x4 Panel, 89 watts",null,null,null,"",89,89,"LED 2x4 Linear Panel"]
["LED 2x4 Linear Panel",null,"FLED 2x4 90",null,"LED, 2x4 Panel, 90 watts",null,null,null,"",90,90,"LED 2x4 Linear Panel"]
["LED 2x4 Linear Panel",null,"FLED 2x4 91",null,"LED, 2x4 Panel, 91 watts",null,null,null,"",91,91,"LED 2x4 Linear Panel"]
["LED 2x4 Linear Panel",null,"FLED 2x4 92",null,"LED, 2x4 Panel, 92 watts",null,null,null,"",92,92,"LED 2x4 Linear Panel"]
["LED 2x4 Linear Panel",null,"FLED 2x4 93",null,"LED, 2x4 Panel, 93 watts",null,null,null,"",93,93,"LED 2x4 Linear Panel"]
["LED 2x4 Linear Panel",null,"FLED 2x4 94",null,"LED, 2x4 Panel, 94 watts",null,null,null,"",94,94,"LED 2x4 Linear Panel"]
["LED 2x4 Linear Panel",null,"FLED 2x4 95",null,"LED, 2x4 Panel, 95 watts",null,null,null,"",{"$f":"K890","v":95},95,"LED 2x4 Linear Panel"]
["LED 2x4 Linear Panel",null,"FLED 2x4 96",null,"LED, 2x4 Panel, 96 watts",null,null,null,"",96,96,"LED 2x4 Linear Panel"]
["LED 2x4 Linear Panel",null,"FLED 2x4 97",null,"LED, 2x4 Panel, 97 watts",null,null,null,"",97,97,"LED 2x4 Linear Panel"]
["LED 2x4 Linear Panel",null,"FLED 2x4 98",null,"LED, 2x4 Panel, 98 watts",null,null,null,"",98,98,"LED 2x4 Linear Panel"]
["LED 2x4 Linear Panel",null,"FLED 2x4 99",null,"LED, 2x4 Panel, 99 watts",null,null,null,"",99,99,"LED 2x4 Linear Panel"]
["LED Fixture",null,"FLED 30",null,{"$f":"\"LED Fixture\"&\" \"&K895&\" \"&\"watts\"","v":"LED Fixture 30 watts"},null,null,null,"",null,"30","LED Fixture"]
["LED Fixture",null,"FLED 300",null,"LED Fixture 300 watts",null,null,null,"",null,"300","LED Fixture"]
["LED Fixture",null,"FLED 310",null,"LED Fixture 310 watts",null,null,null,"",null,"310","LED Fixture"]
["LED Fixture",null,"FLED 320",null,"LED Fixture 320 watts",null,null,null,"",null,"320","LED Fixture"]
["LED Fixture",null,"FLED 330",null,"LED Fixture 330 watts",null,null,null,"",null,"330","LED Fixture"]
["LED Fixture",null,"FLED 340",null,"LED Fixture 340 watts",null,null,null,"",null,"340","LED Fixture"]
["LED Fixture",null,"FLED 350",null,"LED Fixture 350 watts",null,null,null,"",null,"350","LED Fixture"]
["LED Fixture",null,"FLED 360",null,"LED Fixture 360 watts",null,null,null,"",null,"360","LED Fixture"]
["LED Fixture",null,"FLED 370",null,"LED Fixture 370 watts",null,null,null,"",null,"370","LED Fixture"]
["LED Fixture",null,"FLED 380",null,"LED Fixture 380 watts",null,null,null,"",null,"380","LED Fixture"]
["LED Fixture",null,"FLED 390",null,"LED Fixture 390 watts",null,null,null,"",null,"390","LED Fixture"]
["LED Fixture",null,"FLED 40",null,"LED Fixture 40 watts",null,null,null,"",null,"40","LED Fixture"]
["LED Fixture",null,"FLED 400",null,"LED Fixture 400 watts",null,null,null,{"$f":"IF(G907=\"\",\"\",G907/12)","v":""},null,"400",{"$f":"A907","v":"LED Fixture"}]
["LED Fixture",null,"FLED 410",null,"LED Fixture 410 watts",null,null,null,"",null,"410","LED Fixture"]
["LED Fixture",null,"FLED 420",null,"LED Fixture 420 watts",null,null,null,"",null,"420","LED Fixture"]
["LED Fixture",null,"FLED 430",null,"LED Fixture 430 watts",null,null,null,"",null,"430","LED Fixture"]
["LED Fixture",null,"FLED 440",null,"LED Fixture 440 watts",null,null,null,"",null,"440","LED Fixture"]
["LED Fixture",null,"FLED 450",null,"LED Fixture 450 watts",null,null,null,"",null,"450","LED Fixture"]
["LED Fixture",null,"FLED 460",null,"LED Fixture 460 watts",null,null,null,"",null,"460","LED Fixture"]
["LED Fixture",null,"FLED 470",null,"LED Fixture 470 watts",null,null,null,"",null,"470","LED Fixture"]
["LED Fixture",null,"FLED 480",null,"LED Fixture 480 watts",null,null,null,"",null,"480","LED Fixture"]
["LED Fixture",null,"FLED 490",null,"LED Fixture 490 watts",null,null,null,"",null,"490","LED Fixture"]
["LED Fixture",null,"FLED 50",null,"LED Fixture 50 watts",null,null,null,"",null,"50","LED Fixture"]
["LED Fixture",null,"FLED 500",null,"LED Fixture 500 watts",null,null,null,"",null,"500","LED Fixture"]
["LED Fixture",null,"FLED 510",null,"LED Fixture 510 watts",null,null,null,"",null,"510","LED Fixture"]
["LED Fixture",null,"FLED 520",null,"LED Fixture 520 watts",null,null,null,"",null,"520","LED Fixture"]
["LED Fixture",null,"FLED 530",null,"LED Fixture 530 watts",null,null,null,"",null,"530","LED Fixture"]
["LED Fixture",null,"FLED 540",null,"LED Fixture 540 watts",null,null,null,"",null,"540","LED Fixture"]
["LED Fixture",null,"FLED 550",null,"LED Fixture 550 watts",null,null,null,"",null,"550","LED Fixture"]
["LED Fixture",null,"FLED 560",null,"LED Fixture 560 watts",null,null,null,"",null,"560","LED Fixture"]
["LED Fixture",null,"FLED 570",null,"LED Fixture 570 watts",null,null,null,"",null,"570","LED Fixture"]
["LED Fixture",null,"FLED 580",null,"LED Fixture 580 watts",null,null,null,"",null,"580","LED Fixture"]
["LED Fixture",null,"FLED 590",null,{"$f":"\"LED Fixture\"&\" \"&K927&\" \"&\"watts\"","v":"LED Fixture 590 watts"},null,null,null,"",null,"590","LED Fixture"]
["LED Fixture",null,"FLED 60",null,"LED Fixture 60 watts",null,null,null,"",null,"60","LED Fixture"]
["LED Fixture",null,"FLED 600",null,"LED Fixture 600 watts",null,null,null,"",null,"600","LED Fixture"]
["LED Fixture",null,"FLED 610",null,"LED Fixture 610 watts",null,null,null,"",null,"610","LED Fixture"]
["LED Fixture",null,"FLED 620",null,"LED Fixture 620 watts",null,null,null,"",null,"620","LED Fixture"]
["LED Fixture",null,"FLED 630",null,"LED Fixture 630 watts",null,null,null,"",null,"630","LED Fixture"]
["LED Fixture",null,"FLED 640",null,"LED Fixture 640 watts",null,null,null,"",null,"640","LED Fixture"]
["LED Fixture",null,"FLED 650",null,"LED Fixture 650 watts",null,null,null,"",null,"650","LED Fixture"]
["LED Fixture",null,"FLED 660",null,"LED Fixture 660 watts",null,null,null,"",null,"660","LED Fixture"]
["LED Fixture",null,"FLED 670",null,"LED Fixture 670 watts",null,null,null,"",null,"670","LED Fixture"]
["LED Fixture",null,"FLED 680",null,"LED Fixture 680 watts",null,null,null,"",null,"680","LED Fixture"]
["LED Fixture",null,"FLED 690",null,"LED Fixture 690 watts",null,null,null,"",null,"690","LED Fixture"]
["LED Fixture",null,"FLED 70",null,"LED Fixture 70 watts",null,null,null,"",null,"70","LED Fixture"]
["LED Fixture",null,"FLED 700",null,"LED Fixture 700 watts",null,null,null,"",null,"700","LED Fixture"]
["LED Fixture",null,"FLED 710",null,"LED Fixture 710 watts",null,null,null,"",null,"710","LED Fixture"]
["LED Fixture",null,"FLED 720",null,"LED Fixture 720 watts",null,null,null,"",null,"720","LED Fixture"]
["LED Fixture",null,"FLED 730",null,"LED Fixture 730 watts",null,null,null,"",null,"730","LED Fixture"]
["LED Fixture",null,"FLED 740",null,"LED Fixture 740 watts",null,null,null,"",null,"740","LED Fixture"]
["LED Fixture",null,"FLED 750",null,"LED Fixture 750 watts",null,null,null,"",null,"750","LED Fixture"]
["LED Fixture",null,"FLED 760",null,"LED Fixture 760 watts",null,null,null,"",null,"760","LED Fixture"]
["LED Fixture",null,"FLED 770",null,"LED Fixture 770 watts",null,null,null,"",null,"770","LED Fixture"]
["LED Fixture",null,"FLED 780",null,"LED Fixture 780 watts",null,null,null,"",null,"780","LED Fixture"]
["LED Fixture",null,"FLED 790",null,"LED Fixture 790 watts",null,null,null,"",null,"790","LED Fixture"]
["LED Fixture",null,"FLED 80",null,"LED Fixture 80 watts",null,null,null,"",null,"80","LED Fixture"]
["LED Fixture",null,"FLED 800",null,"LED Fixture 800 watts",null,null,null,"",null,"800","LED Fixture"]
["LED Fixture",null,"FLED 90",null,"LED Fixture 90 watts",null,null,null,"",null,"90","LED Fixture"]
["Linear Ambient Luminaires",null,"FLED AMB 104",null,"LED, Linear Ambient Fixtures 104 watts",null,null,null,"",null,104,"Linear Ambient Luminaires"]
["Linear Ambient Luminaires",null,"FLED AMB 105",null,"LED, Linear Ambient Fixtures 105 watts",null,null,null,"",null,105,"Linear Ambient Luminaires"]
["Linear Ambient Luminaires",null,"FLED AMB 18",null,"LED, Linear Ambient Fixtures 18 watts",null,null,null,"",null,18,"Linear Ambient Luminaires"]
["Linear Ambient Luminaires",null,"FLED AMB 19",null,"LED, Linear Ambient Fixtures 19 watts",null,null,null,"",null,19,"Linear Ambient Luminaires"]
["Linear Ambient Luminaires",null,"FLED AMB 22",null,"LED, Linear Ambient Fixtures 22 watts",null,null,null,"",null,22,"Linear Ambient Luminaires"]
["Linear Ambient Luminaires",null,"FLED AMB 23",null,"LED, Linear Ambient Fixtures 23 watts",null,null,null,"",null,23,"Linear Ambient Luminaires"]
["Linear Ambient Luminaires",null,"FLED AMB 24",null,"LED, Linear Ambient Fixtures 24 watts",null,null,null,"",null,24,"Linear Ambient Luminaires"]
["Linear Ambient Luminaires",null,"FLED AMB 25",null,"LED, Linear Ambient Fixtures 25 watts",null,null,null,"",null,25,"Linear Ambient Luminaires"]
["Linear Ambient Luminaires",null,"FLED AMB 29",null,"LED, Linear Ambient Fixtures 29 watts",null,null,null,"",null,29,"Linear Ambient Luminaires"]
["Linear Ambient Luminaires",null,"FLED AMB 30",null,"LED, Linear Ambient Fixtures 30 watts",null,null,null,"",null,30,"Linear Ambient Luminaires"]
["Linear Ambient Luminaires",null,"FLED AMB 31",null,"LED, Linear Ambient Fixtures 31 watts",null,null,null,"",null,31,"Linear Ambient Luminaires"]
["Linear Ambient Luminaires",null,"FLED AMB 32",null,"LED, Linear Ambient Fixtures 32 watts",null,null,null,"",null,32,"Linear Ambient Luminaires"]
["Linear Ambient Luminaires",null,"FLED AMB 33",null,"LED, Linear Ambient Fixtures 33 watts",null,null,null,"",null,33,"Linear Ambient Luminaires"]
["Linear Ambient Luminaires",null,"FLED AMB 34",null,"LED, Linear Ambient Fixtures 34 watts",null,null,null,"",null,34,"Linear Ambient Luminaires"]
["Linear Ambient Luminaires",null,"FLED AMB 35",null,"LED, Linear Ambient Fixtures 35 watts",null,null,null,"",null,35,"Linear Ambient Luminaires"]
["Linear Ambient Luminaires",null,"FLED AMB 36",null,"LED, Linear Ambient Fixtures 36 watts",null,null,null,"",null,36,"Linear Ambient Luminaires"]
["Linear Ambient Luminaires",null,"FLED AMB 39",null,"LED, Linear Ambient Fixtures 39 watts",null,null,null,"",null,39,"Linear Ambient Luminaires"]
["Linear Ambient Luminaires",null,"FLED AMB 40",null,"LED, Linear Ambient Fixtures 40 watts",null,null,null,"",null,40,"Linear Ambient Luminaires"]
["Linear Ambient Luminaires",null,"FLED AMB 41",null,"LED, Linear Ambient Fixtures 41 watts",null,null,null,{"$f":"IF(G971=\"\",\"\",G971/12)","v":""},null,41,{"$f":"A971","v":"Linear Ambient Luminaires"}]
["Linear Ambient Luminaires",null,"FLED AMB 42",null,"LED, Linear Ambient Fixtures 42 watts",null,null,null,"",null,42,"Linear Ambient Luminaires"]
["Linear Ambient Luminaires",null,"FLED AMB 43",null,"LED, Linear Ambient Fixtures 43 watts",null,null,null,"",null,43,"Linear Ambient Luminaires"]
["Linear Ambient Luminaires",null,"FLED AMB 44",null,"LED, Linear Ambient Fixtures 44 watts",null,null,null,"",null,44,"Linear Ambient Luminaires"]
["Linear Ambient Luminaires",null,"FLED AMB 45",null,"LED, Linear Ambient Fixtures 45 watts",null,null,null,"",null,45,"Linear Ambient Luminaires"]
["Linear Ambient Luminaires",null,"FLED AMB 48",null,"LED, Linear Ambient Fixtures 48 watts",null,null,null,"",null,48,"Linear Ambient Luminaires"]
["Linear Ambient Luminaires",null,"FLED AMB 49",null,"LED, Linear Ambient Fixtures 49 watts",null,null,null,"",null,49,"Linear Ambient Luminaires"]
["Linear Ambient Luminaires",null,"FLED AMB 50",null,"LED, Linear Ambient Fixtures 50 watts",null,null,null,"",null,50,"Linear Ambient Luminaires"]
["Linear Ambient Luminaires",null,"FLED AMB 53",null,"LED, Linear Ambient Fixtures 53 watts",null,null,null,"",null,53,"Linear Ambient Luminaires"]
["Linear Ambient Luminaires",null,"FLED AMB 54",null,"LED, Linear Ambient Fixtures 54 watts",null,null,null,"",null,54,"Linear Ambient Luminaires"]
["Linear Ambient Luminaires",null,"FLED AMB 58",null,"LED, Linear Ambient Fixtures 58 watts",null,null,null,"",null,58,"Linear Ambient Luminaires"]
["Linear Ambient Luminaires",null,"FLED AMB 60",null,"LED, Linear Ambient Fixtures 60 watts",null,null,null,"",null,60,"Linear Ambient Luminaires"]
["Linear Ambient Luminaires",null,"FLED AMB 62",null,"LED, Linear Ambient Fixtures 62 watts",null,null,null,"",null,62,"Linear Ambient Luminaires"]
["Linear Ambient Luminaires",null,"FLED AMB 63",null,"LED, Linear Ambient Fixtures 63 watts",null,null,null,"",null,63,"Linear Ambient Luminaires"]
["Linear Ambient Luminaires",null,"FLED AMB 64",null,"LED, Linear Ambient Fixtures 64 watts",null,null,null,"",null,64,"Linear Ambient Luminaires"]
["Linear Ambient Luminaires",null,"FLED AMB 66",null,"LED, Linear Ambient Fixtures 66 watts",null,null,null,"",null,66,"Linear Ambient Luminaires"]
["Linear Ambient Luminaires",null,"FLED AMB 73",null,"LED, Linear Ambient Fixtures 73 watts",null,null,null,"",null,73,"Linear Ambient Luminaires"]
["Linear Ambient Luminaires",null,"FLED AMB 78",null,"LED, Linear Ambient Fixtures 78 watts",null,null,null,"",null,78,"Linear Ambient Luminaires"]
["Linear Ambient Luminaires",null,"FLED AMB 79",null,"LED, Linear Ambient Fixtures 79 watts",null,null,null,"",null,79,"Linear Ambient Luminaires"]
["Linear Ambient Luminaires",null,"FLED AMB 80",null,"LED, Linear Ambient Fixtures 80 watts",null,null,null,"",null,80,"Linear Ambient Luminaires"]
["Linear Ambient Luminaires",null,"FLED AMB 81",null,"LED, Linear Ambient Fixtures 81 watts",null,null,null,"",null,81,"Linear Ambient Luminaires"]
["Linear Ambient Luminaires",null,"FLED AMB 83",null,"LED, Linear Ambient Fixtures 83 watts",null,null,null,"",null,83,"Linear Ambient Luminaires"]
["Linear Ambient Luminaires",null,"FLED AMB 84",null,"LED, Linear Ambient Fixtures 84 watts",null,null,null,"",null,84,"Linear Ambient Luminaires"]
["Linear Ambient Luminaires",null,"FLED AMB 86",null,"LED, Linear Ambient Fixtures 86 watts",null,null,null,"",null,86,"Linear Ambient Luminaires"]
["Linear Ambient Luminaires",null,"FLED AMB 87",null,"LED, Linear Ambient Fixtures 87 watts",null,null,null,"",null,87,"Linear Ambient Luminaires"]
["Linear Ambient Luminaires",null,"FLED AMB 90",null,"LED, Linear Ambient Fixtures 90 watts",null,null,null,"",null,90,"Linear Ambient Luminaires"]
["Linear Ambient Luminaires",null,"FLED AMB 93",null,"LED, Linear Ambient Fixtures 93 watts",null,null,null,"",null,93,"Linear Ambient Luminaires"]
["Linear Ambient Luminaires",null,"FLED AMB 96",null,"LED, Linear Ambient Fixtures 96 watts",null,null,null,"",null,96,"Linear Ambient Luminaires"]
["LED High Bay ",null,"FLED HBY 106",null,"LED, High Bay Fixtures 106 watts",null,null,null,"",null,106,"LED High Bay "]
["LED High Bay ",null,"FLED HBY 108",null,"LED, High Bay Fixtures 108 watts",null,null,null,"",null,108,"LED High Bay "]
["LED High Bay ",null,"FLED HBY 109",null,"LED, High Bay Fixtures 109 watts",null,null,null,"",null,109,"LED High Bay "]
["LED High Bay ",null,"FLED HBY 112",null,"LED, High Bay Fixtures 112 watts",null,null,null,"",null,112,"LED High Bay "]
["LED High Bay ",null,"FLED HBY 113",null,"LED, High Bay Fixtures 113 watts",null,null,null,"",null,113,"LED High Bay "]
["LED High Bay ",null,"FLED HBY 114",null,"LED, High Bay Fixtures 114 watts",null,null,null,"",null,114,"LED High Bay "]
["LED High Bay ",null,"FLED HBY 115",null,"LED, High Bay Fixtures 115 watts",null,null,null,"",null,115,"LED High Bay "]
["LED High Bay ",null,"FLED HBY 117",null,"LED, High Bay Fixtures 117 watts",null,null,null,"",null,117,"LED High Bay "]
["LED High Bay ",null,"FLED HBY 118",null,"LED, High Bay Fixtures 118 watts",null,null,null,"",null,118,"LED High Bay "]
["LED High Bay ",null,"FLED HBY 119",null,"LED, High Bay Fixtures 119 watts",null,null,null,"",null,119,"LED High Bay "]
["LED High Bay ",null,"FLED HBY 120",null,"LED, High Bay Fixtures 120 watts",null,null,null,"",null,120,"LED High Bay "]
["LED High Bay ",null,"FLED HBY 121",null,"LED, High Bay Fixtures 121 watts",null,null,null,"",null,121,"LED High Bay "]
["LED High Bay ",null,"FLED HBY 122",null,"LED, High Bay Fixtures 122 watts",null,null,null,"",null,122,"LED High Bay "]
["LED High Bay ",null,"FLED HBY 123",null,"LED, High Bay Fixtures 123 watts",null,null,null,"",null,123,"LED High Bay "]
["LED High Bay ",null,"FLED HBY 124",null,"LED, High Bay Fixtures 124 watts",null,null,null,"",null,124,"LED High Bay "]
["LED High Bay ",null,"FLED HBY 125",null,"LED, High Bay Fixtures 125 watts",null,null,null,"",null,125,"LED High Bay "]
["LED High Bay ",null,"FLED HBY 126",null,"LED, High Bay Fixtures 126 watts",null,null,null,"",null,126,"LED High Bay "]
["LED High Bay ",null,"FLED HBY 127",null,"LED, High Bay Fixtures 127 watts",null,null,null,"",null,127,"LED High Bay "]
["LED High Bay ",null,"FLED HBY 128",null,"LED, High Bay Fixtures 128 watts",null,null,null,"",null,128,"LED High Bay "]
["LED High Bay ",null,"FLED HBY 129",null,"LED, High Bay Fixtures 129 watts",null,null,null,"",null,129,"LED High Bay "]
["LED High Bay ",null,"FLED HBY 130",null,"LED, High Bay Fixtures 130 watts",null,null,null,"",null,130,"LED High Bay "]
["LED High Bay ",null,"FLED HBY 131",null,"LED, High Bay Fixtures 131 watts",null,null,null,"",null,131,"LED High Bay "]
["LED High Bay ",null,"FLED HBY 132",null,"LED, High Bay Fixtures 132 watts",null,null,null,"",null,132,"LED High Bay "]
["LED High Bay ",null,"FLED HBY 133",null,"LED, High Bay Fixtures 133 watts",null,null,null,"",null,133,"LED High Bay "]
["LED High Bay ",null,"FLED HBY 134",null,"LED, High Bay Fixtures 134 watts",null,null,null,"",null,134,"LED High Bay "]
["LED High Bay ",null,"FLED HBY 135",null,"LED, High Bay Fixtures 135 watts",null,null,null,"",null,135,"LED High Bay "]
["LED High Bay ",null,"FLED HBY 136",null,"LED, High Bay Fixtures 136 watts",null,null,null,"",null,136,"LED High Bay "]
["LED High Bay ",null,"FLED HBY 136",null,"LED, High Bay Fixtures 136 watts",null,null,null,"",null,136,"LED High Bay "]
["LED High Bay ",null,"FLED HBY 137",null,"LED, High Bay Fixtures 137 watts",null,null,null,"",null,137,"LED High Bay "]
["LED High Bay ",null,"FLED HBY 138",null,"LED, High Bay Fixtures 138 watts",null,null,null,"",null,138,"LED High Bay "]
["LED High Bay ",null,"FLED HBY 140",null,"LED, High Bay Fixtures 140 watts",null,null,null,"",null,140,"LED High Bay "]
["LED High Bay ",null,"FLED HBY 141",null,"LED, High Bay Fixtures 141 watts",null,null,null,"",null,141,"LED High Bay "]
["LED High Bay ",null,"FLED HBY 142",null,"LED, High Bay Fixtures 142 watts",null,null,null,"",null,142,"LED High Bay "]
["LED High Bay ",null,"FLED HBY 143",null,"LED, High Bay Fixtures 143 watts",null,null,null,"",null,143,"LED High Bay "]
["LED High Bay ",null,"FLED HBY 144",null,"LED, High Bay Fixtures 144 watts",null,null,null,"",null,144,"LED High Bay "]
["LED High Bay ",null,"FLED HBY 144",null,"LED, High Bay Fixtures 144 watts",null,null,null,"",null,144,"LED High Bay "]
["LED High Bay ",null,"FLED HBY 145",null,"LED, High Bay Fixtures 145 watts",null,null,null,{"$f":"IF(G1035=\"\",\"\",G1035/12)","v":""},null,145,{"$f":"A1035","v":"LED High Bay "}]
["LED High Bay ",null,"FLED HBY 146",null,"LED, High Bay Fixtures 146 watts",null,null,null,"",null,146,"LED High Bay "]
["LED High Bay ",null,"FLED HBY 147",null,"LED, High Bay Fixtures 147 watts",null,null,null,"",null,147,"LED High Bay "]
["LED High Bay ",null,"FLED HBY 148",null,"LED, High Bay Fixtures 148 watts",null,null,null,"",null,148,"LED High Bay "]
["LED High Bay ",null,"FLED HBY 149",null,"LED, High Bay Fixtures 149 watts",null,null,null,"",null,149,"LED High Bay "]
["LED High Bay ",null,"FLED HBY 150",null,"LED, High Bay Fixtures 150 watts",null,null,null,"",null,150,"LED High Bay "]
["LED High Bay ",null,"FLED HBY 151",null,"LED, High Bay Fixtures 151 watts",null,null,null,"",null,151,"LED High Bay "]
["LED High Bay ",null,"FLED HBY 152",null,"LED, High Bay Fixtures 152 watts",null,null,null,"",null,152,"LED High Bay "]
["LED High Bay ",null,"FLED HBY 154",null,"LED, High Bay Fixtures 154 watts",null,null,null,"",null,154,"LED High Bay "]
["LED High Bay ",null,"FLED HBY 155",null,"LED, High Bay Fixtures 155 watts",null,null,null,"",null,155,"LED High Bay "]
["LED High Bay ",null,"FLED HBY 156",null,"LED, High Bay Fixtures 156 watts",null,null,null,"",null,156,"LED High Bay "]
["LED High Bay ",null,"FLED HBY 157",null,"LED, High Bay Fixtures 157 watts",null,null,null,"",null,157,"LED High Bay "]
["LED High Bay ",null,"FLED HBY 158",null,"LED, High Bay Fixtures 158 watts",null,null,null,"",null,158,"LED High Bay "]
["LED High Bay ",null,"FLED HBY 159",null,"LED, High Bay Fixtures 159 watts",null,null,null,"",null,159,"LED High Bay "]
["LED High Bay ",null,"FLED HBY 160",null,"LED, High Bay Fixtures 160 watts",null,null,null,"",null,160,"LED High Bay "]
["LED High Bay ",null,"FLED HBY 161",null,"LED, High Bay Fixtures 161 watts",null,null,null,"",null,161,"LED High Bay "]
["LED High Bay ",null,"FLED HBY 162",null,"LED, High Bay Fixtures 162 watts",null,null,null,"",null,162,"LED High Bay "]
["LED High Bay ",null,"FLED HBY 163",null,"LED, High Bay Fixtures 163 watts",null,null,null,"",null,163,"LED High Bay "]
["LED High Bay ",null,"FLED HBY 166",null,"LED, High Bay Fixtures 166 watts",null,null,null,"",null,166,"LED High Bay "]
["LED High Bay ",null,"FLED HBY 167",null,"LED, High Bay Fixtures 167 watts",null,null,null,"",null,167,"LED High Bay "]
["LED High Bay ",null,"FLED HBY 168",null,"LED, High Bay Fixtures 168 watts",null,null,null,"",null,168,"LED High Bay "]
["LED High Bay ",null,"FLED HBY 169",null,"LED, High Bay Fixtures 169 watts",null,null,null,"",null,169,"LED High Bay "]
["LED High Bay ",null,"FLED HBY 170",null,"LED, High Bay Fixtures 170 watts",null,null,null,"",null,170,"LED High Bay "]
["LED High Bay ",null,"FLED HBY 171",null,"LED, High Bay Fixtures 171 watts",null,null,null,"",null,171,"LED High Bay "]
["LED High Bay ",null,"FLED HBY 173",null,"LED, High Bay Fixtures 173 watts",null,null,null,"",null,173,"LED High Bay "]
["LED High Bay ",null,"FLED HBY 175",null,"LED, High Bay Fixtures 175 watts",null,null,null,"",null,175,"LED High Bay "]
["LED High Bay ",null,"FLED HBY 176",null,"LED, High Bay Fixtures 176 watts",null,null,null,"",null,176,"LED High Bay "]
["LED High Bay ",null,"FLED HBY 177",null,"LED, High Bay Fixtures 177 watts",null,null,null,"",null,177,"LED High Bay "]
["LED High Bay ",null,"FLED HBY 178",null,"LED, High Bay Fixtures 178 watts",null,null,null,"",null,178,"LED High Bay "]
["LED High Bay ",null,"FLED HBY 179",null,"LED, High Bay Fixtures 179 watts",null,null,null,"",null,179,"LED High Bay "]
["LED High Bay ",null,"FLED HBY 180",null,"LED, High Bay Fixtures 180 watts",null,null,null,"",null,180,"LED High Bay "]
["LED High Bay ",null,"FLED HBY 181",null,"LED, High Bay Fixtures 181 watts",null,null,null,"",null,181,"LED High Bay "]
["LED High Bay ",null,"FLED HBY 182",null,"LED, High Bay Fixtures 182 watts",null,null,null,"",null,182,"LED High Bay "]
["LED High Bay ",null,"FLED HBY 184",null,"LED, High Bay Fixtures 184 watts",null,null,null,"",null,184,"LED High Bay "]
["LED High Bay ",null,"FLED HBY 185",null,"LED, High Bay Fixtures 185 watts",null,null,null,"",null,185,"LED High Bay "]
["LED High Bay ",null,"FLED HBY 186",null,"LED, High Bay Fixtures 186 watts",null,null,null,"",null,186,"LED High Bay "]
["LED High Bay ",null,"FLED HBY 188",null,"LED, High Bay Fixtures 188 watts",null,null,null,"",null,188,"LED High Bay "]
["LED High Bay ",null,"FLED HBY 189",null,"LED, High Bay Fixtures 189 watts",null,null,null,"",null,189,"LED High Bay "]
["LED High Bay ",null,"FLED HBY 191",null,"LED, High Bay Fixtures 191 watts",null,null,null,"",null,191,"LED High Bay "]
["LED High Bay ",null,"FLED HBY 192",null,"LED, High Bay Fixtures 192 watts",null,null,null,"",null,192,"LED High Bay "]
["LED High Bay ",null,"FLED HBY 194",null,"LED, High Bay Fixtures 194 watts",null,null,null,"",null,194,"LED High Bay "]
["LED High Bay ",null,"FLED HBY 197",null,"LED, High Bay Fixtures 197 watts",null,null,null,"",null,197,"LED High Bay "]
["LED High Bay ",null,"FLED HBY 198",null,"LED, High Bay Fixtures 198 watts",null,null,null,"",null,198,"LED High Bay "]
["LED High Bay ",null,"FLED HBY 199",null,"LED, High Bay Fixtures 199 watts",null,null,null,"",null,199,"LED High Bay "]
["LED High Bay ",null,"FLED HBY 200",null,"LED, High Bay Fixtures 200 watts",null,null,null,"",null,200,"LED High Bay "]
["LED High Bay ",null,"FLED HBY 201",null,"LED, High Bay Fixtures 201 watts",null,null,null,"",null,201,"LED High Bay "]
["LED High Bay ",null,"FLED HBY 202",null,"LED, High Bay Fixtures 202 watts",null,null,null,"",null,202,"LED High Bay "]
["LED High Bay ",null,"FLED HBY 203",null,"LED, High Bay Fixtures 203 watts",null,null,null,"",null,203,"LED High Bay "]
["LED High Bay ",null,"FLED HBY 204",null,"LED, High Bay Fixtures 204 watts",null,null,null,"",null,204,"LED High Bay "]
["LED High Bay ",null,"FLED HBY 205",null,"LED, High Bay Fixtures 205 watts",null,null,null,"",null,205,"LED High Bay "]
["LED High Bay ",null,"FLED HBY 206",null,"LED, High Bay Fixtures 206 watts",null,null,null,"",null,206,"LED High Bay "]
["LED High Bay ",null,"FLED HBY 207",null,"LED, High Bay Fixtures 207 watts",null,null,null,"",null,207,"LED High Bay "]
["LED High Bay ",null,"FLED HBY 208",null,"LED, High Bay Fixtures 208 watts",null,null,null,"",null,208,"LED High Bay "]
["LED High Bay ",null,"FLED HBY 210",null,"LED, High Bay Fixtures 210 watts",null,null,null,"",null,210,"LED High Bay "]
["LED High Bay ",null,"FLED HBY 212",null,"LED, High Bay Fixtures 212 watts",null,null,null,"",null,212,"LED High Bay "]
["LED High Bay ",null,"FLED HBY 213",null,"LED, High Bay Fixtures 213 watts",null,null,null,"",null,213,"LED High Bay "]
["LED High Bay ",null,"FLED HBY 215",null,"LED, High Bay Fixtures 215 watts",null,null,null,"",null,215,"LED High Bay "]
["LED High Bay ",null,"FLED HBY 216",null,"LED, High Bay Fixtures 216 watts",null,null,null,"",null,216,"LED High Bay "]
["LED High Bay ",null,"FLED HBY 217",null,"LED, High Bay Fixtures 217 watts",null,null,null,"",null,217,"LED High Bay "]
["LED High Bay ",null,"FLED HBY 218",null,"LED, High Bay Fixtures 218 watts",null,null,null,"",null,218,"LED High Bay "]
["LED High Bay ",null,"FLED HBY 219",null,"LED, High Bay Fixtures 219 watts",null,null,null,"",null,219,"LED High Bay "]
["LED High Bay ",null,"FLED HBY 220",null,"LED, High Bay Fixtures 220 watts",null,null,null,"",null,220,"LED High Bay "]
["LED High Bay ",null,"FLED HBY 221",null,"LED, High Bay Fixtures 221 watts",null,null,null,"",null,221,"LED High Bay "]
["LED High Bay ",null,"FLED HBY 223",null,"LED, High Bay Fixtures 223 watts",null,null,null,"",null,223,"LED High Bay "]
["LED High Bay ",null,"FLED HBY 224",null,"LED, High Bay Fixtures 224 watts",null,null,null,{"$f":"IF(G1099=\"\",\"\",G1099/12)","v":""},null,224,{"$f":"A1099","v":"LED High Bay "}]
["LED High Bay ",null,"FLED HBY 227",null,"LED, High Bay Fixtures 227 watts",null,null,null,"",null,227,"LED High Bay "]
["LED High Bay ",null,"FLED HBY 228",null,"LED, High Bay Fixtures 228 watts",null,null,null,"",null,228,"LED High Bay "]
["LED High Bay ",null,"FLED HBY 229",null,"LED, High Bay Fixtures 229 watts",null,null,null,"",null,229,"LED High Bay "]
["LED High Bay ",null,"FLED HBY 230",null,"LED, High Bay Fixtures 230 watts",null,null,null,"",null,230,"LED High Bay "]
["LED High Bay ",null,"FLED HBY 232",null,"LED, High Bay Fixtures 232 watts",null,null,null,"",null,232,"LED High Bay "]
["LED High Bay ",null,"FLED HBY 235",null,"LED, High Bay Fixtures 235 watts",null,null,null,"",null,235,"LED High Bay "]
["LED High Bay ",null,"FLED HBY 237",null,"LED, High Bay Fixtures 237 watts",null,null,null,"",null,237,"LED High Bay "]
["LED High Bay ",null,"FLED HBY 238",null,"LED, High Bay Fixtures 238 watts",null,null,null,"",null,238,"LED High Bay "]
["LED High Bay ",null,"FLED HBY 239",null,"LED, High Bay Fixtures 239 watts",null,null,null,"",null,239,"LED High Bay "]
["LED High Bay ",null,"FLED HBY 241",null,"LED, High Bay Fixtures 241 watts",null,null,null,"",null,241,"LED High Bay "]
["LED High Bay ",null,"FLED HBY 242",null,"LED, High Bay Fixtures 242 watts",null,null,null,"",null,242,"LED High Bay "]
["LED High Bay ",null,"FLED HBY 243",null,"LED, High Bay Fixtures 243 watts",null,null,null,"",null,243,"LED High Bay "]
["LED High Bay ",null,"FLED HBY 245",null,"LED, High Bay Fixtures 245 watts",null,null,null,"",null,245,"LED High Bay "]
["LED High Bay ",null,"FLED HBY 249",null,"LED, High Bay Fixtures 249 watts",null,null,null,"",null,249,"LED High Bay "]
["LED High Bay ",null,"FLED HBY 250",null,"LED, High Bay Fixtures 250 watts",null,null,null,"",null,250,"LED High Bay "]
["LED High Bay ",null,"FLED HBY 254",null,"LED, High Bay Fixtures 254 watts",null,null,null,"",null,254,"LED High Bay "]
["LED High Bay ",null,"FLED HBY 256",null,"LED, High Bay Fixtures 256 watts",null,null,null,"",null,256,"LED High Bay "]
["LED High Bay ",null,"FLED HBY 259",null,"LED, High Bay Fixtures 259 watts",null,null,null,"",null,259,"LED High Bay "]
["LED High Bay ",null,"FLED HBY 260",null,"LED, High Bay Fixtures 260 watts",null,null,null,"",null,260,"LED High Bay "]
["LED High Bay ",null,"FLED HBY 261",null,"LED, High Bay Fixtures 261 watts",null,null,null,"",null,261,"LED High Bay "]
["LED High Bay ",null,"FLED HBY 264",null,"LED, High Bay Fixtures 264 watts",null,null,null,"",null,264,"LED High Bay "]
["LED High Bay ",null,"FLED HBY 269",null,"LED, High Bay Fixtures 269 watts",null,null,null,"",null,269,"LED High Bay "]
["LED High Bay ",null,"FLED HBY 272",null,"LED, High Bay Fixtures 272 watts",null,null,null,"",null,272,"LED High Bay "]
["LED High Bay ",null,"FLED HBY 273",null,"LED, High Bay Fixtures 273 watts",null,null,null,"",null,273,"LED High Bay "]
["LED High Bay ",null,"FLED HBY 279",null,"LED, High Bay Fixtures 279 watts",null,null,null,"",null,279,"LED High Bay "]
["LED High Bay ",null,"FLED HBY 280",null,"LED, High Bay Fixtures 280 watts",null,null,null,"",null,280,"LED High Bay "]
["LED High Bay ",null,"FLED HBY 281",null,"LED, High Bay Fixtures 281 watts",null,null,null,"",null,281,"LED High Bay "]
["LED High Bay ",null,"FLED HBY 282",null,"LED, High Bay Fixtures 282 watts",null,null,null,"",null,282,"LED High Bay "]
["LED High Bay ",null,"FLED HBY 284",null,"LED, High Bay Fixtures 284 watts",null,null,null,"",null,284,"LED High Bay "]
["LED High Bay ",null,"FLED HBY 285",null,"LED, High Bay Fixtures 285 watts",null,null,null,"",null,285,"LED High Bay "]
["LED High Bay ",null,"FLED HBY 287",null,"LED, High Bay Fixtures 287 watts",null,null,null,"",null,287,"LED High Bay "]
["LED High Bay ",null,"FLED HBY 290",null,"LED, High Bay Fixtures 290 watts",null,null,null,"",null,290,"LED High Bay "]
["LED High Bay ",null,"FLED HBY 292",null,"LED, High Bay Fixtures 292 watts",null,null,null,"",null,292,"LED High Bay "]
["LED High Bay ",null,"FLED HBY 293",null,"LED, High Bay Fixtures 293 watts",null,null,null,"",null,293,"LED High Bay "]
["LED High Bay ",null,"FLED HBY 297",null,"LED, High Bay Fixtures 297 watts",null,null,null,"",null,297,"LED High Bay "]
["LED High Bay ",null,"FLED HBY 300",null,"LED, High Bay Fixtures 300 watts",null,null,null,"",null,300,"LED High Bay "]
["LED High Bay ",null,"FLED HBY 301",null,"LED, High Bay Fixtures 301 watts",null,null,null,"",null,301,"LED High Bay "]
["LED High Bay ",null,"FLED HBY 311",null,"LED, High Bay Fixtures 311 watts",null,null,null,"",null,311,"LED High Bay "]
["LED High Bay ",null,"FLED HBY 314",null,"LED, High Bay Fixtures 314 watts",null,null,null,"",null,314,"LED High Bay "]
["LED High Bay ",null,"FLED HBY 315",null,"LED, High Bay Fixtures 315 watts",null,null,null,"",null,315,"LED High Bay "]
["LED High Bay ",null,"FLED HBY 316",null,"LED, High Bay Fixtures 316 watts",null,null,null,"",null,316,"LED High Bay "]
["LED High Bay ",null,"FLED HBY 317",null,"LED, High Bay Fixtures 317 watts",null,null,null,"",null,317,"LED High Bay "]
["LED High Bay ",null,"FLED HBY 321",null,"LED, High Bay Fixtures 321 watts",null,null,null,"",null,321,"LED High Bay "]
["LED High Bay ",null,"FLED HBY 327",null,"LED, High Bay Fixtures 327 watts",null,null,null,"",null,327,"LED High Bay "]
["LED High Bay ",null,"FLED HBY 328",null,"LED, High Bay Fixtures 328 watts",null,null,null,"",null,328,"LED High Bay "]
["LED High Bay ",null,"FLED HBY 332",null,"LED, High Bay Fixtures 332 watts",null,null,null,"",null,332,"LED High Bay "]
["LED High Bay ",null,"FLED HBY 333",null,"LED, High Bay Fixtures 333 watts",null,null,null,"",null,333,"LED High Bay "]
["LED High Bay ",null,"FLED HBY 345",null,"LED, High Bay Fixtures 345 watts",null,null,null,"",null,345,"LED High Bay "]
["LED High Bay ",null,"FLED HBY 353",null,"LED, High Bay Fixtures 353 watts",null,null,null,"",null,353,"LED High Bay "]
["LED High Bay ",null,"FLED HBY 362",null,"LED, High Bay Fixtures 362 watts",null,null,null,"",null,362,"LED High Bay "]
["LED High Bay ",null,"FLED HBY 367",null,"LED, High Bay Fixtures 367 watts",null,null,null,"",null,367,"LED High Bay "]
["LED High Bay ",null,"FLED HBY 388",null,"LED, High Bay Fixtures 388 watts",null,null,null,"",null,388,"LED High Bay "]
["LED High Bay ",null,"FLED HBY 396",null,"LED, High Bay Fixtures 396 watts",null,null,null,"",null,396,"LED High Bay "]
["LED High Bay ",null,"FLED HBY 403",null,"LED, High Bay Fixtures 403 watts",null,null,null,"",null,403,"LED High Bay "]
["LED High Bay ",null,"FLED HBY 410",null,"LED, High Bay Fixtures 410 watts",null,null,null,"",null,410,"LED High Bay "]
["LED High Bay ",null,"FLED HBY 420",null,"LED, High Bay Fixtures 420 watts",null,null,null,"",null,420,"LED High Bay "]
["LED High Bay ",null,"FLED HBY 433",null,"LED, High Bay Fixtures 433 watts",null,null,null,"",null,433,"LED High Bay "]
["LED High Bay ",null,"FLED HBY 434",null,"LED, High Bay Fixtures 434 watts",null,null,null,"",null,434,"LED High Bay "]
["LED High Bay ",null,"FLED HBY 439",null,"LED, High Bay Fixtures 439 watts",null,null,null,"",null,439,"LED High Bay "]
["LED High Bay ",null,"FLED HBY 442",null,"LED, High Bay Fixtures 442 watts",null,null,null,"",null,442,"LED High Bay "]
["LED High Bay ",null,"FLED HBY 443",null,"LED, High Bay Fixtures 443 watts",null,null,null,"",null,443,"LED High Bay "]
["LED High Bay ",null,"FLED HBY 465",null,"LED, High Bay Fixtures 465 watts",null,null,null,"",null,465,"LED High Bay "]
["LED High Bay ",null,"FLED HBY 466",null,"LED, High Bay Fixtures 466 watts",null,null,null,"",null,466,"LED High Bay "]
["LED High Bay ",null,"FLED HBY 485",null,"LED, High Bay Fixtures 485 watts",null,null,null,{"$f":"IF(G1163=\"\",\"\",G1163/12)","v":""},null,485,{"$f":"A1163","v":"LED High Bay "}]
["LED High Bay ",null,"FLED HBY 521",null,"LED, High Bay Fixtures 521 watts",null,null,null,"",null,521,"LED High Bay "]
["LED High Bay ",null,"FLED HBY 528",null,"LED, High Bay Fixtures 528 watts",null,null,null,"",null,528,"LED High Bay "]
["LED High Bay ",null,"FLED HBY 555",null,"LED, High Bay Fixtures 555 watts",null,null,null,"",null,555,"LED High Bay "]
["LED High Bay ",null,"FLED HBY 562",null,"LED, High Bay Fixtures 562 watts",null,null,null,"",null,562,"LED High Bay "]
["LED High Bay ",null,"FLED HBY 587",null,"LED, High Bay Fixtures 587 watts",null,null,null,"",null,587,"LED High Bay "]
["LED High Bay ",null,"FLED HBY 601",null,"LED, High Bay Fixtures 601 watts",null,null,null,"",null,601,"LED High Bay "]
["LED High Bay ",null,"FLED HBY 622",null,"LED, High Bay Fixtures 622 watts",null,null,null,"",null,622,"LED High Bay "]
["LED High Bay ",null,"FLED HBY 692",null,"LED, High Bay Fixtures 692 watts",null,null,null,"",null,692,"LED High Bay "]
["LED High Bay ",null,"FLED HBY 727",null,"LED, High Bay Fixtures 727 watts",null,null,null,"",null,727,"LED High Bay "]
["LED High Bay ",null,"FLED HBY 93",null,"LED, High Bay Fixtures 93 watts",null,null,null,"",null,93,"LED High Bay "]
["LED High Bay ",null,"FLED HBY 932",null,"LED, High Bay Fixtures 932 watts",null,null,null,"",null,932,"LED High Bay "]
["LED High Bay ",null,"FLED HBY 95",null,"LED, High Bay Fixtures 95 watts",null,null,null,"",null,95,"LED High Bay "]
["LED High Bay ",null,"FLED HBY 96",null,"LED, High Bay Fixtures 96 watts",null,null,null,"",null,96,"LED High Bay "]
["LED High Bay ",null,"FLED HBY 97",null,"LED, High Bay Fixtures 97 watts",null,null,null,"",null,97,"LED High Bay "]
["LED High Bay ",null,"FLED HBY 99",null,"LED, High Bay Fixtures 99 watts",null,null,null,"",null,99,"LED High Bay "]
["LED Recessed Downlights < 1000 lm",null,"FLED REC 10",null,"LED Downlights, 10 watts",null,null,null,"",null,10,"LED Recessed Downlights < 1000 lm"]
["LED Recessed Downlights >= 1000 lm",null,"FLED REC 100",null,"LED Downlights, 100 watts",null,null,null,"",null,100,"LED Recessed Downlights >= 1000 lm"]
["LED Recessed Downlights >= 1000 lm",null,"FLED REC 107",null,"LED Downlights, 107 watts",null,null,null,"",null,107,"LED Recessed Downlights >= 1000 lm"]
["LED Recessed Downlights < 1000 lm",null,"FLED REC 11",null,"LED Downlights, 11 watts",null,null,null,"",null,11,"LED Recessed Downlights < 1000 lm"]
["LED Recessed Downlights < 1000 lm",null,"FLED REC 12",null,"LED Downlights, 12 watts",null,null,null,"",null,12,"LED Recessed Downlights < 1000 lm"]
["LED Recessed Downlights >= 1000 lm",null,"FLED REC 12",null,"LED Downlights, 12 watts",null,null,null,"",null,12,"LED Recessed Downlights >= 1000 lm"]
["LED Recessed Downlights < 1000 lm",null,"FLED REC 13",null,"LED Downlights, 13 watts",null,null,null,"",null,13,"LED Recessed Downlights < 1000 lm"]
["LED Recessed Downlights >= 1000 lm",null,"FLED REC 13",null,"LED Downlights, 13 watts",null,null,null,"",null,13,"LED Recessed Downlights >= 1000 lm"]
["LED Recessed Downlights < 1000 lm",null,"FLED REC 14",null,"LED Downlights, 14 watts",null,null,null,"",null,14,"LED Recessed Downlights < 1000 lm"]
["LED Recessed Downlights >= 1000 lm",null,"FLED REC 14",null,"LED Downlights, 14 watts",null,null,null,"",null,14,"LED Recessed Downlights >= 1000 lm"]
["LED Recessed Downlights < 1000 lm",null,"FLED REC 15",null,"LED Downlights, 15 watts",null,null,null,"",null,15,"LED Recessed Downlights < 1000 lm"]
["LED Recessed Downlights >= 1000 lm",null,"FLED REC 15",null,"LED Downlights, 15 watts",null,null,null,"",null,15,"LED Recessed Downlights >= 1000 lm"]
["LED Recessed Downlights < 1000 lm",null,"FLED REC 16",null,"LED Downlights, 16 watts",null,null,null,"",null,16,"LED Recessed Downlights < 1000 lm"]
["LED Recessed Downlights >= 1000 lm",null,"FLED REC 16",null,"LED Downlights, 16 watts",null,null,null,"",null,16,"LED Recessed Downlights >= 1000 lm"]
["LED Recessed Downlights < 1000 lm",null,"FLED REC 17",null,"LED Downlights, 17 watts",null,null,null,"",null,17,"LED Recessed Downlights < 1000 lm"]
["LED Recessed Downlights >= 1000 lm",null,"FLED REC 17",null,"LED Downlights, 17 watts",null,null,null,"",null,17,"LED Recessed Downlights >= 1000 lm"]
["LED Recessed Downlights < 1000 lm",null,"FLED REC 18",null,"LED Downlights, 18 watts",null,null,null,"",null,18,"LED Recessed Downlights < 1000 lm"]
["LED Recessed Downlights >= 1000 lm",null,"FLED REC 18",null,"LED Downlights, 18 watts",null,null,null,"",null,18,"LED Recessed Downlights >= 1000 lm"]
["LED Recessed Downlights < 1000 lm",null,"FLED REC 19",null,"LED Downlights, 19 watts",null,null,null,"",null,19,"LED Recessed Downlights < 1000 lm"]
["LED Recessed Downlights >= 1000 lm",null,"FLED REC 19",null,"LED Downlights, 19 watts",null,null,null,"",null,19,"LED Recessed Downlights >= 1000 lm"]
["LED Recessed Downlights < 1000 lm",null,"FLED REC 20",null,"LED Downlights, 20 watts",null,null,null,"",null,20,"LED Recessed Downlights < 1000 lm"]
["LED Recessed Downlights >= 1000 lm",null,"FLED REC 20",null,"LED Downlights, 20 watts",null,null,null,"",null,20,"LED Recessed Downlights >= 1000 lm"]
["LED Recessed Downlights < 1000 lm",null,"FLED REC 21",null,"LED Downlights, 21 watts",null,null,null,"",null,21,"LED Recessed Downlights < 1000 lm"]
["LED Recessed Downlights >= 1000 lm",null,"FLED REC 21",null,"LED Downlights, 21 watts",null,null,null,"",null,21,"LED Recessed Downlights >= 1000 lm","FU28T8"]
["LED Recessed Downlights < 1000 lm",null,"FLED REC 22",null,"LED Downlights, 22 watts",null,null,null,"",null,22,"LED Recessed Downlights < 1000 lm","No Rec"]
["LED Recessed Downlights >= 1000 lm",null,"FLED REC 22",null,"LED Downlights, 22 watts",null,null,null,"",null,22,"LED Recessed Downlights >= 1000 lm","No Rec"]
["LED Recessed Downlights < 1000 lm",null,"FLED REC 23",null,"LED Downlights, 23 watts",null,null,null,"",null,23,"LED Recessed Downlights < 1000 lm","No Rec"]
["LED Recessed Downlights >= 1000 lm",null,"FLED REC 23",null,"LED Downlights, 23 watts",null,null,null,"",null,23,"LED Recessed Downlights >= 1000 lm","No Rec"]
["LED Recessed Downlights < 1000 lm",null,"FLED REC 24",null,"LED Downlights, 24 watts",null,null,null,"",null,24,"LED Recessed Downlights < 1000 lm","No Rec"]
["LED Recessed Downlights >= 1000 lm",null,"FLED REC 24",null,"LED Downlights, 24 watts",null,null,null,"",null,24,"LED Recessed Downlights >= 1000 lm","No Rec"]
["LED Recessed Downlights < 1000 lm",null,"FLED REC 25",null,"LED Downlights, 25 watts",null,null,null,"",null,25,"LED Recessed Downlights < 1000 lm","No Rec"]
["LED Recessed Downlights >= 1000 lm",null,"FLED REC 25",null,"LED Downlights, 25 watts",null,null,null,"",null,25,"LED Recessed Downlights >= 1000 lm","FU2LL"]
["LED Recessed Downlights >= 1000 lm",null,"FLED REC 26",null,"LED Downlights, 26 watts",null,null,null,"",null,26,"LED Recessed Downlights >= 1000 lm","FU2RILL"]
["LED Recessed Downlights >= 1000 lm",null,"FLED REC 27",null,"LED Downlights, 27 watts",null,null,null,"",null,27,"LED Recessed Downlights >= 1000 lm","No Rec"]
["LED Recessed Downlights >= 1000 lm",null,"FLED REC 28",null,"LED Downlights, 28 watts",null,null,null,"",null,28,"LED Recessed Downlights >= 1000 lm","No Rec"]
["LED Recessed Downlights >= 1000 lm",null,"FLED REC 29",null,"LED Downlights, 29 watts",null,null,null,"",null,29,"LED Recessed Downlights >= 1000 lm","No Rec"]
["LED Recessed Downlights >= 1000 lm",null,"FLED REC 30",null,"LED Downlights, 30 watts",null,null,null,"",null,30,"LED Recessed Downlights >= 1000 lm","No Rec"]
["LED Recessed Downlights >= 1000 lm",null,"FLED REC 31",null,"LED Downlights, 31 watts",null,null,null,"",null,31,"LED Recessed Downlights >= 1000 lm","FU2RILL"]
["LED Recessed Downlights >= 1000 lm",null,"FLED REC 32",null,"LED Downlights, 32 watts",null,null,null,"",null,32,"LED Recessed Downlights >= 1000 lm","No Rec"]
["LED Recessed Downlights >= 1000 lm",null,"FLED REC 33",null,"LED Downlights, 33 watts",null,null,null,"",null,33,"LED Recessed Downlights >= 1000 lm","No Rec"]
["LED Recessed Downlights >= 1000 lm",null,"FLED REC 34",null,"LED Downlights, 34 watts",null,null,null,"",null,34,"LED Recessed Downlights >= 1000 lm","No Rec"]
["LED Recessed Downlights >= 1000 lm",null,"FLED REC 35",null,"LED Downlights, 35 watts",null,null,null,"",null,35,"LED Recessed Downlights >= 1000 lm","No Rec"]
["LED Recessed Downlights >= 1000 lm",null,"FLED REC 36",null,"LED Downlights, 36 watts",null,null,null,"",null,36,"LED Recessed Downlights >= 1000 lm","No Rec"]
["LED Recessed Downlights >= 1000 lm",null,"FLED REC 38",null,"LED Downlights, 38 watts",null,null,null,"",null,38,"LED Recessed Downlights >= 1000 lm","No Rec"]
["LED Recessed Downlights >= 1000 lm",null,"FLED REC 40",null,"LED Downlights, 40 watts",null,null,null,"",null,40,"LED Recessed Downlights >= 1000 lm","No Rec"]
["LED Recessed Downlights >= 1000 lm",null,"FLED REC 42",null,"LED Downlights, 42 watts",null,null,null,"",null,42,"LED Recessed Downlights >= 1000 lm","No Rec"]
["LED Recessed Downlights >= 1000 lm",null,"FLED REC 44",null,"LED Downlights, 44 watts",null,null,null,"",null,44,"LED Recessed Downlights >= 1000 lm","FU2ILL"]
["LED Recessed Downlights >= 1000 lm",null,"FLED REC 46",null,"LED Downlights, 46 watts",null,null,null,"",null,46,"LED Recessed Downlights >= 1000 lm","FU3ILL"]
["LED Recessed Downlights >= 1000 lm",null,"FLED REC 48",null,"LED Downlights, 48 watts",null,null,null,{"$f":"IF(G1227=\"\",\"\",G1227/12)","v":""},null,48,{"$f":"A1227","v":"LED Recessed Downlights >= 1000 lm"},"No Rec"]
["LED Recessed Downlights < 1000 lm",null,"FLED REC 5",null,"LED Downlights, 5 watts",null,null,null,"",null,5,"LED Recessed Downlights < 1000 lm","No Rec"]
["LED Recessed Downlights >= 1000 lm",null,"FLED REC 50",null,"LED Downlights, 50 watts",null,null,null,"",null,50,"LED Recessed Downlights >= 1000 lm","No Rec"]
["LED Recessed Downlights >= 1000 lm",null,"FLED REC 53",null,"LED Downlights, 53 watts",null,null,null,"",null,53,"LED Recessed Downlights >= 1000 lm","No Rec"]
["LED Recessed Downlights >= 1000 lm",null,"FLED REC 54",null,"LED Downlights, 54 watts",null,null,null,"",null,54,"LED Recessed Downlights >= 1000 lm","No Rec"]
["LED Recessed Downlights < 1000 lm",null,"FLED REC 6",null,"LED Downlights, 6 watts",null,null,null,"",null,6,"LED Recessed Downlights < 1000 lm","No Rec"]
["LED Recessed Downlights >= 1000 lm",null,"FLED REC 60",null,"LED Downlights, 60 watts",null,null,null,"",null,60,"LED Recessed Downlights >= 1000 lm","No Rec"]
["LED Recessed Downlights < 1000 lm",null,"FLED REC 7",null,"LED Downlights, 7 watts",null,null,null,"",null,7,"LED Recessed Downlights < 1000 lm","No Rec"]
["LED Recessed Downlights >= 1000 lm",null,"FLED REC 70",null,"LED Downlights, 70 watts",null,null,null,"",null,70,"LED Recessed Downlights >= 1000 lm","No Rec"]
["LED Recessed Downlights < 1000 lm",null,"FLED REC 8",null,"LED Downlights, 8 watts",null,null,null,"",null,8,"LED Recessed Downlights < 1000 lm","No Rec"]
["LED Recessed Downlights >= 1000 lm",null,"FLED REC 80",null,"LED Downlights, 80 watts",null,null,null,"",null,80,"LED Recessed Downlights >= 1000 lm","No Rec"]
["LED Recessed Downlights < 1000 lm",null,"FLED REC 9",null,"LED Downlights, 9 watts",null,null,null,"",null,9,"LED Recessed Downlights < 1000 lm"]
["LED Recessed Downlights >= 1000 lm",null,"FLED REC 90",null,"LED Downlights, 90 watts",null,null,null,"",null,90,"LED Recessed Downlights >= 1000 lm"]
["LED Mounted Downlights <1000 lm",null,"FLED SMD 10",null,"LED Surface or Pendant Mounted Downlights, 10 watts",null,null,null,"",null,10,"LED Mounted Downlights <1000 lm"]
["LED Mounted Downlights <1000 lm",null,"FLED SMD 11",null,"LED Surface or Pendant Mounted Downlights, 11 watts",null,null,null,"",null,11,"LED Mounted Downlights <1000 lm"]
["LED Mounted Downlights <1000 lm",null,"FLED SMD 12",null,"LED Surface or Pendant Mounted Downlights, 12 watts",null,null,null,"",null,12,"LED Mounted Downlights <1000 lm"]
["LED Mounted Downlights <1000 lm",null,"FLED SMD 14",null,"LED Surface or Pendant Mounted Downlights, 14 watts",null,null,null,"",null,14,"LED Mounted Downlights <1000 lm"]
["LED Mounted Downlights <1000 lm",null,"FLED SMD 15",null,"LED Surface or Pendant Mounted Downlights, 15 watts",null,null,null,"",null,15,"LED Mounted Downlights <1000 lm"]
["LED Mounted Downlights <1000 lm",null,"FLED SMD 16",null,"LED Surface or Pendant Mounted Downlights, 16 watts",null,null,null,"",null,16,"LED Mounted Downlights <1000 lm"]
["LED Mounted Downlights <1000 lm",null,"FLED SMD 17",null,"LED Surface or Pendant Mounted Downlights, 17 watts",null,null,null,"",null,17,"LED Mounted Downlights <1000 lm"]
["LED Mounted Downlights <1000 lm",null,"FLED SMD 18",null,"LED Surface or Pendant Mounted Downlights, 18 watts",null,null,null,"",null,18,"LED Mounted Downlights <1000 lm"]
["LED Mounted Downlights <1000 lm",null,"FLED SMD 19",null,"LED Surface or Pendant Mounted Downlights, 19 watts",null,null,null,"",null,19,"LED Mounted Downlights <1000 lm"]
["LED Mounted Downlights <1000 lm",null,"FLED SMD 20",null,"LED Surface or Pendant Mounted Downlights, 20 watts",null,null,null,"",null,20,"LED Mounted Downlights <1000 lm"]
["LED Mounted Downlights <1000 lm",null,"FLED SMD 21",null,"LED Surface or Pendant Mounted Downlights, 21 watts",null,null,null,"",null,21,"LED Mounted Downlights <1000 lm"]
["LED Mounted Downlights <1000 lm",null,"FLED SMD 22",null,"LED Surface or Pendant Mounted Downlights, 22 watts",null,null,null,"",null,22,"LED Mounted Downlights <1000 lm"]
["LED Mounted Downlights <1000 lm",null,"FLED SMD 23",null,"LED Surface or Pendant Mounted Downlights, 23 watts",null,null,null,"",null,23,"LED Mounted Downlights <1000 lm"]
["LED Mounted Downlights >= 1000 lm",null,"FLED SMD 23",null,"LED Surface or Pendant Mounted Downlights, 23 watts",null,null,null,"",null,23,"LED Mounted Downlights >= 1000 lm"]
["LED Mounted Downlights <1000 lm",null,"FLED SMD 24",null,"LED Surface or Pendant Mounted Downlights, 24 watts",null,null,null,"",null,24,"LED Mounted Downlights <1000 lm"]
["LED Mounted Downlights <1000 lm",null,"FLED SMD 25",null,"LED Surface or Pendant Mounted Downlights, 25 watts",null,null,null,"",null,25,"LED Mounted Downlights <1000 lm"]
["LED Mounted Downlights >= 1000 lm",null,"FLED SMD 25",null,"LED Surface or Pendant Mounted Downlights, 25 watts",null,null,null,"",null,25,"LED Mounted Downlights >= 1000 lm"]
["LED Mounted Downlights <1000 lm",null,"FLED SMD 26",null,"LED Surface or Pendant Mounted Downlights, 26 watts",null,null,null,"",null,26,"LED Mounted Downlights <1000 lm"]
["LED Mounted Downlights <1000 lm",null,"FLED SMD 27",null,"LED Surface or Pendant Mounted Downlights, 27 watts",null,null,null,"",null,27,"LED Mounted Downlights <1000 lm"]
["LED Mounted Downlights >= 1000 lm",null,"FLED SMD 27",null,"LED Surface or Pendant Mounted Downlights, 27 watts",null,null,null,"",null,27,"LED Mounted Downlights >= 1000 lm"]
["LED Mounted Downlights <1000 lm",null,"FLED SMD 28",null,"LED Surface or Pendant Mounted Downlights, 28 watts",null,null,null,"",null,28,"LED Mounted Downlights <1000 lm"]
["LED Mounted Downlights >= 1000 lm",null,"FLED SMD 28",null,"LED Surface or Pendant Mounted Downlights, 28 watts",null,null,null,"",null,28,"LED Mounted Downlights >= 1000 lm"]
["LED Mounted Downlights <1000 lm",null,"FLED SMD 29",null,"LED Surface or Pendant Mounted Downlights, 29 watts",null,null,null,"",null,29,"LED Mounted Downlights <1000 lm"]
["LED Mounted Downlights >= 1000 lm",null,"FLED SMD 29",null,"LED Surface or Pendant Mounted Downlights, 29 watts",null,null,null,"",null,29,"LED Mounted Downlights >= 1000 lm"]
["LED Mounted Downlights <1000 lm",null,"FLED SMD 30",null,"LED Surface or Pendant Mounted Downlights, 30 watts",null,null,null,"",null,30,"LED Mounted Downlights <1000 lm"]
["LED Mounted Downlights >= 1000 lm",null,"FLED SMD 30",null,"LED Surface or Pendant Mounted Downlights, 30 watts",null,null,null,"",null,30,"LED Mounted Downlights >= 1000 lm"]
["LED Mounted Downlights <1000 lm",null,"FLED SMD 31",null,"LED Surface or Pendant Mounted Downlights, 31 watts",null,null,null,"",null,31,"LED Mounted Downlights <1000 lm"]
["LED Mounted Downlights >= 1000 lm",null,"FLED SMD 31",null,"LED Surface or Pendant Mounted Downlights, 31 watts",null,null,null,"",null,31,"LED Mounted Downlights >= 1000 lm"]
["LED Mounted Downlights <1000 lm",null,"FLED SMD 32",null,"LED Surface or Pendant Mounted Downlights, 32 watts",null,null,null,"",null,32,"LED Mounted Downlights <1000 lm"]
["LED Mounted Downlights >= 1000 lm",null,"FLED SMD 32",null,"LED Surface or Pendant Mounted Downlights, 32 watts",null,null,null,"",null,32,"LED Mounted Downlights >= 1000 lm"]
["LED Mounted Downlights <1000 lm",null,"FLED SMD 33",null,"LED Surface or Pendant Mounted Downlights, 33 watts",null,null,null,"",null,33,"LED Mounted Downlights <1000 lm"]
["LED Mounted Downlights >= 1000 lm",null,"FLED SMD 33",null,"LED Surface or Pendant Mounted Downlights, 33 watts",null,null,null,"",null,33,"LED Mounted Downlights >= 1000 lm"]
["LED Mounted Downlights <1000 lm",null,"FLED SMD 34",null,"LED Surface or Pendant Mounted Downlights, 34 watts",null,null,null,"",null,34,"LED Mounted Downlights <1000 lm"]
["LED Mounted Downlights >= 1000 lm",null,"FLED SMD 34",null,"LED Surface or Pendant Mounted Downlights, 34 watts",null,null,null,"",null,34,"LED Mounted Downlights >= 1000 lm"]
["LED Mounted Downlights <1000 lm",null,"FLED SMD 35",null,"LED Surface or Pendant Mounted Downlights, 35 watts",null,null,null,"",null,35,"LED Mounted Downlights <1000 lm"]
["LED Mounted Downlights >= 1000 lm",null,"FLED SMD 35",null,"LED Surface or Pendant Mounted Downlights, 35 watts",null,null,null,"",null,35,"LED Mounted Downlights >= 1000 lm"]
["LED Mounted Downlights <1000 lm",null,"FLED SMD 5",null,"LED Surface or Pendant Mounted Downlights, 5 watts",null,null,null,"",null,5,"LED Mounted Downlights <1000 lm"]
["LED Mounted Downlights <1000 lm",null,"FLED SMD 6",null,"LED Surface or Pendant Mounted Downlights, 6 watts",null,null,null,"",null,6,"LED Mounted Downlights <1000 lm"]
["LED Mounted Downlights <1000 lm",null,"FLED SMD 7",null,"LED Surface or Pendant Mounted Downlights, 7 watts",null,null,null,"",null,7,"LED Mounted Downlights <1000 lm"]
["LED Mounted Downlights <1000 lm",null,"FLED SMD 8",null,"LED Surface or Pendant Mounted Downlights, 8 watts",null,null,null,"",null,8,"LED Mounted Downlights <1000 lm"]
["LED Mounted Downlights <1000 lm",null,"FLED SMD 9",null,"LED Surface or Pendant Mounted Downlights, 9 watts",null,null,null,"",null,9,"LED Mounted Downlights <1000 lm"]
["T12","U-Tube T12","FU1EE","FU40T12/ES ","Fluorescent (1) U-Tube, ES lamp, Energy Saving Magnetic Ballast","Magnetic - ES ",null,1,"",34,43,"T12"]
["T8","U-Tube T8","FU1ILL","FU31T8/6 "," Fluorescent (1) U-Tube, T-8 lamp, Instant Start ballast ","Electronic ",null,1,"",32,31,"T8"]
["T8","U-Tube T8","FU1LL","FU31T8/6 "," Fluorescent (1) U-Tube, T-8 lamp  ","Electronic ",null,1,"",32,32,"T8"]
["T8","U-Tube T8","FU1LL-R","FU31T8/6 "," Fluorescent (1) U-Tube, T-8 lamp  RLO  ","Electronic ",null,1,"",31,27,"T8"]
["HPT8-RW","U-Tube T8","FU1SILL","FU28T8","Fluorescent (1) U-Tube, T-8 lamp, Instant Start Ballast ","Electronic",22,1,1.8333333333333333,28,31,"HPT8-RW"]
["HPT8-RW","U-Tube T8","FU1SILL-H","FU28T8","Fluorescent (1) U-Tube, T-8 lamp  HLO  ","Electronic",22,1,1.8333333333333333,28,33,"HPT8-RW"]
["HPT8-RW","U-Tube T8","FU1SILL-R","FU28T8","Fluorescent (1) U-Tube, T-8 lamp  RLO  ","Electronic",22,1,1.8333333333333333,28,23,"HPT8-RW"]
["T12","U-Tube T12","FU2EE","FU40T12/ES ","Fluorescent (2) U-Tube, ES lamp, Energy Saving Magnetic Ballast","Magnetic - ES ",null,2,"",34,72,"T12"]
["T12","U-Tube T12","FU2ES","FU40T12/ES ","Fluorescent (2) U-Tube, ES lamp, Standard Magnetic Ballast","Magnetic - Standard ",null,2,"",34,82,"T12"]
["T8","U-Tube T8","FU2ILL","FU31T8/6 "," Fluorescent (2) U-Tube, T-8 lamp, Instant Start Ballast ","Electronic ",null,2,"",32,59,"T8"]
["T8","U-Tube T8","FU2ILL/T4","FU31T8/6 "," Fluorescent (2) U-Tube, T-8 lamp, Instant Start Ballast, Tandem wired ","Electronic ",null,2,{"$f":"IF(G1291=\"\",\"\",G1291/12)","v":""},32,56,{"$f":"A1291","v":"T8"}]
["T8","U-Tube T8","FU2ILL/T4-R","FU31T8/6 "," Fluorescent (2) U-Tube, T-8 lamp, Instant Start Ballast, RLO, Tandem wired ","Electronic ",null,2,"",32,51,"T8"]
["T8","U-Tube T8","FU2ILL-H","FU31T8/6 "," Fluorescent (2) U-Tube, T-8 lamp, Instant Start HLO Ballast ","Electronic ",null,2,"",32,65,"T8"]
["T8","U-Tube T8","FU2ILL-R","FU31T8/6 "," Fluorescent (2) U-Tube, T-8 lamp, Instant Start RLO Ballast ","Electronic ",null,2,"",32,52,"T8"]
["T8","U-Tube T8","FU2LL","FU31T8/6 "," Fluorescent (2) U-Tube, T-8 lamp, Rapid Start Ballast NLO","Electronic ",null,2,"",32,60,"T8"]
["T8","U-Tube T8","FU2LL/T2","FU31T8/6 "," Fluorescent (2) U-Tube, T-8 lamp Tandem 4 lamp Ballast ","Electronic ",null,2,"",32,59,"T8"]
["T8","U-Tube T8","FU2LL-R","FU31T8/6 "," Fluorescent (2) U-Tube, T-8 lamp, Rapid Start BallastRLO  ","Electronic ",null,2,"",31,54,"T8"]
["HPT8-RW","U-Tube T8","FU2RILL","FU25T8","Fluorescent (2) U-Tube, T-8 lamp, Instant Start Ballast ","Electronic",22,2,1.8333333333333333,25,43,"HPT8-RW"]
["HPT8-RW","U-Tube T8","FU2RILL-R","FU25T8","Fluorescent (2) U-Tube, T-8 lamp  RLO  ","Electronic",22,2,1.8333333333333333,25,38,"HPT8-RW"]
["T12","U-Tube T12","FU2SE","FU40T12 ","Fluorescent (2) U-Tube, Std. lamp, Energy Saving Magnetic Ballast ","Magnetic - ES ",null,2,"",40,85,"T12"]
["HPT8-RW","U-Tube T8","FU2SILL","FU28T8","Fluorescent (2) U-Tube, T-8 lamp, Instant Start Ballast ","Electronic",22,2,1.8333333333333333,28,48,"HPT8-RW"]
["HPT8-RW","U-Tube T8","FU2SILL-H","FU28T8","Fluorescent (2) U-Tube, T-8 lamp  HLO  ","Electronic",22,2,1.8333333333333333,28,67,"HPT8-RW"]
["HPT8-RW","U-Tube T8","FU2SILL-R","FU28T8","Fluorescent (2) U-Tube, T-8 lamp  RLO  ","Electronic",22,2,1.8333333333333333,28,45,"HPT8-RW"]
["T12","U-Tube T12","FU2SS","FU40T12 ","Fluorescent (2) U-Tube, Std. lamp, Standard Magnetic Ballast ","Magnetic - Standard ",null,2,"",40,96,"T12"]
["T12","U-Tube T12","FU3EE","FU40T12/ES ","Fluorescent (3) U-Tube, ES lamp, Standard Magnetic Ballast","Magnetic - ES ",null,3,"",35,115,"T12"]
["T8","U-Tube T8","FU3ILL","FU31T8/6 "," Fluorescent (3) U-Tube, T-8 lamp, Instant Start Ballast ","Electronic ",null,3,"",32,89,"T8"]
["T8","U-Tube T8","FU3ILL-R","FU31T8/6 "," Fluorescent (3) U-Tube, T-8 lamp, Instant Start RLO Ballast ","Electronic ",null,3,"",32,78,"T8"]
["HPT8-RW","U-Tube T8","FU3RILL","FU25T8","Fluorescent (3) U-Tube, T-8 lamp, Instant Start Ballast","Electronic",22,3,1.8333333333333333,25,65,"HPT8-RW"]
["HPT8-RW","U-Tube T8","FU3RILL-R","FU25T8","Fluorescent (3) U-Tube, T-8 lamp  RLO  ","Electronic",22,3,1.8333333333333333,25,58,"HPT8-RW"]
["HPT8-RW","U-Tube T8","FU3SILL","FU28T8","Fluorescent (3) U-Tube, T-8 lamp, Instant Start Ballast","Electronic",22,3,1.8333333333333333,28,72,"HPT8-RW"]
["HPT8-RW","U-Tube T8","FU3SILL-H","FU28T8","Fluorescent (3) U-Tube, T-8 lamp  HLO  ","Electronic",22,3,1.8333333333333333,28,98,"HPT8-RW"]
["HPT8-RW","U-Tube T8","FU3SILL-R","FU28T8","Fluorescent (3) U-Tube, T-8 lamp  RLO  ","Electronic",22,3,1.8333333333333333,28,66,"HPT8-RW"]
["T8","U-Tube T8","FU4ILL-R","FU32T8"," Fluorescent (4) U-Tube, T-8 lamp, Instant Start RLO Ballast ","Electronic",null,4,"",32,104,"T8"]
["HPT8-RW","U-Tube T8","FU4SILL","FU28T8","Fluorescent (4) U-Tube, T-8 lamp, Instant Start Ballast","Electronic",22,4,{"$f":"IF(G1314=\"\",\"\",G1314/12)","v":1.8333333333333333},28,96,{"$f":"A1314","v":"HPT8-RW"}]
["HPT8-RW","U-Tube T8","FU4SILL-H","FU28T8","Fluorescent (4) U-Tube, T-8 lamp  HLO  ","Electronic",22,4,1.8333333333333333,28,127,"HPT8-RW"]
["HPT8-RW","U-Tube T8","FU4SILL-R","FU28T8","Fluorescent (4) U-Tube, T-8 lamp  RLO  ","Electronic",22,4,1.8333333333333333,28,86,"HPT8-RW"]
["Halogen Lamps",null,"H100/1","H100 ","Halogen Incandescent, (1) 100W lamp ",null,null,1,"",100,100,"Halogen Lamps"]
["Halogen Lamps",null,"H1000/1","H1000 ","Halogen Incandescent, (1) 1000W lamp ",null,null,1,"",1000,1000,"Halogen Lamps"]
["Halogen Lamps",null,"H1200/1","H1200 ","Halogen Incandescent, (1) 1200W lamp ",null,null,1,"",1200,1200,"Halogen Lamps"]
["Halogen Lamps",null,"H150/1","H150 ","Halogen Incandescent, (1) 150W lamp ",null,null,1,"",150,150,"Halogen Lamps"]
["Halogen Lamps",null,"H150/2","H150 ","Halogen Incandescent, (2) 150W lamp ",null,null,2,"",150,300,"Halogen Lamps"]
["Halogen Lamps",null,"H1500/1","H1500 ","Halogen Incandescent, (1) 1500W lamp ",null,null,1,"",1500,1500,"Halogen Lamps"]
["Halogen Lamps",null,"H200/1","H200 ","Halogen Incandescent, (1) 200W lamp ",null,null,1,"",200,200,"Halogen Lamps"]
["Halogen Lamps",null,"H250/1","H250 ","Halogen Incandescent, (1) 250W lamp ",null,null,1,"",250,250,"Halogen Lamps"]
["Halogen Lamps",null,"H300/1","H300 ","Halogen Incandescent, (1) 300W lamp ",null,null,1,"",300,300,"Halogen Lamps"]
["Halogen Lamps",null,"H35/1","H35 ","Halogen Incandescent, (1) 35W lamp ",null,null,1,"",35,35,"Halogen Lamps"]
["Halogen Lamps",null,"H350/1","H350 ","Halogen Incandescent, (1) 350W lamp ",null,null,1,"",350,350,"Halogen Lamps"]
["Halogen Lamps",null,"H40/1","H40 ","Halogen Incandescent, (1) 40W lamp ",null,null,1,"",40,40,"Halogen Lamps"]
["Halogen Lamps",null,"H400/1","H400 ","Halogen Incandescent, (1) 400W lamp ",null,null,1,"",400,400,"Halogen Lamps"]
["Halogen Lamps",null,"H42/1","H42 ","Halogen Incandescent, (1) 42W lamp ",null,null,1,"",42,42,"Halogen Lamps"]
["Halogen Lamps",null,"H425/1","H425 ","Halogen Incandescent, (1) 425W lamp ",null,null,1,"",425,425,"Halogen Lamps"]
["Halogen Lamps",null,"H45/1","H45 ","Halogen Incandescent, (1) 45W lamp ",null,null,1,"",45,45,"Halogen Lamps"]
["Halogen Lamps",null,"H45/2","H45 ","Halogen Incandescent, (2) 45W lamp ",null,null,2,"",45,90,"Halogen Lamps"]
["Halogen Lamps",null,"H50/1","H50 ","Halogen Incandescent, (1) 50W lamp ",null,null,1,"",50,50,"Halogen Lamps"]
["Halogen Lamps",null,"H50/2","H50 ","Halogen Incandescent, (2) 50W lamp ",null,null,2,"",50,100,"Halogen Lamps"]
["Halogen Lamps",null,"H500/1","H500 ","Halogen Incandescent, (1) 500W lamp ",null,null,1,"",500,500,"Halogen Lamps"]
["Halogen Lamps",null,"H52/1","H52 ","Halogen Incandescent, (1) 52W lamp ",null,null,1,"",52,52,"Halogen Lamps"]
["Halogen Lamps",null,"H55/1","H55 ","Halogen Incandescent, (1) 55W lamp ",null,null,1,"",55,55,"Halogen Lamps"]
["Halogen Lamps",null,"H55/2","H55 ","Halogen Incandescent, (2) 55W lamp ",null,null,2,"",55,110,"Halogen Lamps"]
["Halogen Lamps",null,"H60/1","H60 ","Halogen Incandescent, (1) 60W lamp ",null,null,1,"",60,60,"Halogen Lamps"]
["Halogen Lamps",null,"H72/1","H72 ","Halogen Incandescent, (1) 72W lamp ",null,null,1,"",72,72,"Halogen Lamps"]
["Halogen Lamps",null,"H75/1","H75 ","Halogen Incandescent, (1) 75W lamp ",null,null,1,"",75,75,"Halogen Lamps"]
["Halogen Lamps",null,"H75/2","H75 ","Halogen Incandescent, (2) 75W lamp ",null,null,2,"",75,150,"Halogen Lamps"]
["Halogen Lamps",null,"H750/1","H750 ","Halogen Incandescent, (1) 750W lamp ",null,null,1,"",750,750,"Halogen Lamps"]
["Halogen Lamps",null,"H90/1","H90 ","Halogen Incandescent, (1) 90W lamp ",null,null,1,"",90,90,"Halogen Lamps"]
["Halogen Lamps",null,"H90/2","H90 ","Halogen Incandescent, (2) 90W lamp ",null,null,2,"",90,180,"Halogen Lamps"]
["Halogen Lamps",null,"H900/1","H900 ","Halogen Incandescent, (1) 900W lamp ",null,null,1,"",900,900,"Halogen Lamps"]
["Halogen Lamps",null,"HLV20/1","H20/LV ","Halogen Low Voltage Incandescent, (1) 20W lamp ",null,null,1,"",20,30,{"$f":"A1348","v":"Halogen Lamps"}]
["Halogen Lamps",null,"HLV25/1","H25/LV ","Halogen Low Voltage Incandescent, (1) 25W lamp ",null,null,1,{"$f":"IF(G1349=\"\",\"\",G1349/12)","v":""},25,35,"Halogen Lamps"]
["Halogen Lamps",null,"HLV35/1","H35/LV ","Halogen Low Voltage Incandescent, (1) 35W lamp ",null,null,1,"",35,45,"Halogen Lamps"]
["Halogen Lamps",null,"HLV42/1","H42/LV ","Halogen Low Voltage Incandescent, (1) 42W lamp ",null,null,1,"",42,52,"Halogen Lamps"]
["Halogen Lamps",null,"HLV50/1","H50/LV ","Halogen Low Voltage Incandescent, (1) 50W lamp ",null,null,1,"",50,60,"Halogen Lamps"]
["Halogen Lamps",null,"HLV65/1","H65/LV ","Halogen Low Voltage Incandescent, (1) 65W lamp ",null,null,1,"",65,75,"Halogen Lamps"]
["Halogen Lamps",null,"HLV75/1","H75/LV ","Halogen Low Voltage Incandescent, (1) 75W lamp ",null,null,1,"",75,85,"Halogen Lamps"]
["High Pressure Sodium",null,"HPS100/1","HPS100 ","High Pressure Sodium, (1) 100W lamp ","CWA ",null,1,"",100,138,"High Pressure Sodium"]
["High Pressure Sodium",null,"HPS1000/1","HPS1000 ","High Pressure Sodium, (1) 1000W lamp ","CWA ",null,1,"",1000,1100,"High Pressure Sodium"]
["High Pressure Sodium",null,"HPS150/1","HPS150 ","High Pressure Sodium, (1) 150W lamp ","CWA ",null,1,"",150,188,"High Pressure Sodium"]
["High Pressure Sodium",null,"HPS200/1","HPS200 ","High Pressure Sodium, (1) 200W lamp ","CWA ",null,1,"",200,250,"High Pressure Sodium"]
["High Pressure Sodium",null,"HPS225/1","HPS225 ","High Pressure Sodium, (1) 225W lamp ","CWA ",null,1,"",225,275,"High Pressure Sodium"]
["High Pressure Sodium",null,"HPS250/1","HPS250 ","High Pressure Sodium, (1) 250W lamp ","CWA ",null,1,"",250,295,"High Pressure Sodium"]
["High Pressure Sodium",null,"HPS310/1","HPS310 ","High Pressure Sodium, (1) 310W lamp ","CWA ",null,1,"",310,365,"High Pressure Sodium"]
["High Pressure Sodium",null,"HPS35/1","HPS35 ","High Pressure Sodium, (1) 35W lamp ","CWA ",null,1,"",35,46,"High Pressure Sodium"]
["High Pressure Sodium",null,"HPS360/1","HPS360 ","High Pressure Sodium, (1) 360W lamp ","CWA ",null,1,"",360,414,"High Pressure Sodium"]
["High Pressure Sodium",null,"HPS400/1","HPS400 ","High Pressure Sodium, (1) 400W lamp ","CWA ",null,1,"",400,465,"High Pressure Sodium"]
["High Pressure Sodium",null,"HPS50/1","HPS50 ","High Pressure Sodium, (1) 50W lamp ","CWA ",null,1,"",50,66,"High Pressure Sodium"]
["High Pressure Sodium",null,"HPS600/1","HPS600 ","High Pressure Sodium, (1) 600W lamp ","CWA ",null,1,"",600,675,"High Pressure Sodium"]
["High Pressure Sodium",null,"HPS70/1","HPS70 ","High Pressure Sodium, (1) 70W lamp ","CWA ",null,1,"",70,95,"High Pressure Sodium"]
["High Pressure Sodium",null,"HPS750/1","HPS750 ","High Pressure Sodium, (1) 750W lamp ","CWA ",null,1,"",750,835,"High Pressure Sodium"]
["Incandescent",null,"I100/1","I100 ","Incandescent, (1) 100W lamp ",null,null,1,"",100,100,"Incandescent"]
["Incandescent",null,"I100/2","I100 ","Incandescent, (2) 100W lamp ",null,null,2,"",100,200,"Incandescent"]
["Incandescent",null,"I100/3","I100 ","Incandescent, (3) 100W lamp ",null,null,3,"",100,300,"Incandescent"]
["Incandescent",null,"I100/4","I100 ","Incandescent, (4) 100W lamp ",null,null,4,"",100,400,"Incandescent"]
["Incandescent",null,"I100/5","I100 ","Incandescent, (5) 100W lamp ",null,null,5,"",100,500,"Incandescent"]
["Incandescent",null,"I1000/1","I1000 ","Incandescent, (1) 1000W lamp ",null,null,1,"",1000,1000,"Incandescent"]
["Incandescent",null,"I100E/1","I100/ES ","Incandescent, (1) 100W ES lamp ",null,null,1,"",90,90,"Incandescent"]
["Incandescent",null,"I100EL/1","I100/ES/LL ","Incandescent, (1) 100W ES/LL lamp ",null,null,1,"",90,90,"Incandescent"]
["Incandescent",null,"I120/1","I120 ","Incandescent, (1) 120W lamp ",null,null,1,"",120,120,"Incandescent"]
["Incandescent",null,"I120/2","I120 ","Incandescent, (2) 120W lamp ",null,null,2,"",120,240,"Incandescent"]
["Incandescent",null,"I125/1","I125 ","Incandescent, (1) 125W lamp ",null,null,1,"",125,125,"Incandescent"]
["Incandescent",null,"I135/1","I135 ","Incandescent, (1) 135W lamp ",null,null,1,"",135,135,"Incandescent"]
["Incandescent",null,"I135/2","I135 ","Incandescent, (2) 135W lamp ",null,null,2,"",135,270,"Incandescent"]
["Incandescent",null,"I15/1","I15 ","Incandescent, (1) 15W lamp ",null,null,1,"",15,15,"Incandescent"]
["Incandescent",null,"I15/2","I15 ","Incandescent, (2) 15W lamp ",null,null,2,"",15,30,"Incandescent"]
["Incandescent",null,"I150/1","I150 ","Incandescent, (1) 150W lamp ",null,null,1,"",150,150,"Incandescent"]
["Incandescent",null,"I150/2","I150 ","Incandescent, (2) 150W lamp ",null,null,2,"",150,300,"Incandescent"]
["Incandescent",null,"I1500/1","I1500 ","Incandescent, (1) 1500W lamp ",null,null,1,"",1500,1500,"Incandescent"]
["Incandescent",null,"I150E/1","I150/ES ","Incandescent, (1) 150W ES lamp ",null,null,1,"",135,135,"Incandescent"]
["Incandescent",null,"I150EL/1","I150/ES/LL ","Incandescent, (1) 150W ES/LL lamp ",null,null,1,"",135,135,"Incandescent"]
["Incandescent",null,"I170/1","I170 ","Incandescent, (1) 170W lamp ",null,null,1,"",170,170,"Incandescent"]
["Incandescent",null,"I20/1","I20 ","Incandescent, (1) 20W lamp ",null,null,1,"",20,20,"Incandescent"]
["Incandescent",null,"I20/2","I20 ","Incandescent, (2) 20W lamp ",null,null,2,"",20,40,"Incandescent"]
["Incandescent",null,"I200/1","I200 ","Incandescent, (1) 200W lamp ",null,null,1,"",200,200,"Incandescent"]
["Incandescent",null,"I200/2","I200 ","Incandescent, (2) 200W lamp ",null,null,2,"",200,400,"Incandescent"]
["Incandescent",null,"I2000/1","I2000 ","Incandescent, (1) 2000W lamp ",null,null,1,"",2000,2000,"Incandescent"]
["Incandescent",null,"I200L/1","I200/LL ","Incandescent, (1) 200W LL lamp ",null,null,1,"",200,200,"Incandescent"]
["Incandescent",null,"I25/1","I25 ","Incandescent, (1) 25W lamp ",null,null,1,"",25,25,"Incandescent"]
["Incandescent",null,"I25/2","I25 ","Incandescent, (2) 25W lamp ",null,null,2,"",25,50,"Incandescent"]
["Incandescent",null,"I25/4","I25 ","Incandescent, (4) 25W lamp ",null,null,4,"",25,100,"Incandescent"]
["Incandescent",null,"I250/1","I250 ","Incandescent, (1) 250W lamp ",null,null,1,"",250,250,"Incandescent"]
["Incandescent",null,"I300/1","I300 ","Incandescent, (1) 300W lamp ",null,null,1,"",300,300,"Incandescent"]
["Incandescent",null,"I34/1","I34 ","Incandescent, (1) 34W lamp ",null,null,1,"",34,34,"Incandescent"]
["Incandescent",null,"I34/2","I34 ","Incandescent, (2) 34W lamp ",null,null,2,"",34,68,"Incandescent"]
["Incandescent",null,"I36/1","I36 ","Incandescent, (1) 36W lamp ",null,null,1,"",36,36,"Incandescent"]
["Incandescent",null,"I40/1","I40 ","Incandescent, (1) 40W lamp ",null,null,1,"",40,40,"Incandescent"]
["Incandescent",null,"I40/2","I40 ","Incandescent, (2) 40W lamp ",null,null,2,"",40,80,"Incandescent"]
["Incandescent",null,"I400/1","I400 ","Incandescent, (1) 400W lamp ",null,null,1,"",400,400,"Incandescent"]
["Incandescent",null,"I40E/1","I40/ES ","Incandescent, (1) 40W ES lamp ",null,null,1,"",34,34,"Incandescent"]
["Incandescent",null,"I40EL/1","I40/ES/LL ","Incandescent, (1) 40W ES/LL lamp ",null,null,1,"",34,34,"Incandescent"]
["Incandescent",null,"I42/1","I42 ","Incandescent, (1) 42W lamp ",null,null,1,"",42,42,"Incandescent"]
["Incandescent",null,"I448/1","I448 ","Incandescent, (1) 448W lamp ",null,null,1,"",448,448,"Incandescent"]
["Incandescent",null,"I45/1","I45 ","Incandescent, (1) 45W lamp ",null,null,1,"",45,45,"Incandescent"]
["Incandescent",null,"I50/1","I50 ","Incandescent, (1) 50W lamp ",null,null,1,"",50,50,{"$f":"A1412","v":"Incandescent"}]
["Incandescent",null,"I50/2","I50 ","Incandescent, (2) 50W lamp ",null,null,2,{"$f":"IF(G1413=\"\",\"\",G1413/12)","v":""},50,100,"Incandescent"]
["Incandescent",null,"I500/1","I500 ","Incandescent, (1) 500W lamp ",null,null,1,"",500,500,"Incandescent"]
["Incandescent",null,"I52/1","I52 ","Incandescent, (1) 52W lamp ",null,null,1,"",52,52,"Incandescent"]
["Incandescent",null,"I52/2","I52 ","Incandescent, (2) 52W lamp ",null,null,2,"",52,104,"Incandescent"]
["Incandescent",null,"I54/1","I54 ","Incandescent, (1) 54W lamp ",null,null,1,"",54,54,"Incandescent"]
["Incandescent",null,"I54/2","I54 ","Incandescent, (2) 54W lamp ",null,null,2,"",54,108,"Incandescent"]
["Incandescent",null,"I55/1","I55 ","Incandescent, (1) 55W lamp ",null,null,1,"",55,55,"Incandescent"]
["Incandescent",null,"I55/2","I55 ","Incandescent, (2) 55W lamp ",null,null,2,"",55,110,"Incandescent"]
["Incandescent",null,"I60/1","I60 ","Incandescent, (1) 60W lamp ",null,null,1,"",60,60,"Incandescent"]
["Incandescent",null,"I60/2","I60 ","Incandescent, (2) 60W lamp ",null,null,2,"",60,120,"Incandescent"]
["Incandescent",null,"I60/3","I60 ","Incandescent, (3) 60W lamp ",null,null,3,"",60,180,"Incandescent"]
["Incandescent",null,"I60/4","I60 ","Incandescent, (4) 60W lamp ",null,null,4,"",60,240,"Incandescent"]
["Incandescent",null,"I60/5","I60 ","Incandescent, (5) 60W lamp ",null,null,5,"",60,300,"Incandescent"]
["Incandescent",null,"I60E/1","I60/ES ","Incandescent, (1) 60W ES lamp ",null,null,1,"",52,52,"Incandescent"]
["Incandescent",null,"I60EL/1","I60/ES/LL ","Incandescent, (1) 60W ES/LL lamp ",null,null,1,"",52,52,"Incandescent"]
["Incandescent",null,"I65/1","I65 ","Incandescent, (1) 65W lamp ",null,null,1,"",65,65,"Incandescent"]
["Incandescent",null,"I65/2","I65 ","Incandescent, (2) 65W lamp ",null,null,2,"",65,130,"Incandescent"]
["Incandescent",null,"I67/1","I67 ","Incandescent, (1) 67W lamp ",null,null,1,"",67,67,"Incandescent"]
["Incandescent",null,"I67/2","I67 ","Incandescent, (2) 67W lamp ",null,null,2,"",67,134,"Incandescent"]
["Incandescent",null,"I67/3","I67 ","Incandescent, (3) 67W lamp ",null,null,3,"",67,201,"Incandescent"]
["Incandescent",null,"I69/1","I69 ","Incandescent, (1) 69W lamp ",null,null,1,"",69,69,"Incandescent"]
["Incandescent Exit",null,"I7.5/1","I7.5 ","Tungsten exit light, (1) 7.5 W lamp, used in night light application ",null,null,1,"",7.5,8,"Incandescent Exit"]
["Incandescent Exit",null,"I7.5/2","I7.5 ","Tungsten exit light, (2) 7.5 W lamp, used in night light application ",null,null,2,"",7.5,15,"Incandescent Exit"]
["Incandescent",null,"I72/1","I72 ","Incandescent, (1) 72W lamp ",null,null,1,"",72,72,"Incandescent"]
["Incandescent",null,"I75/1","I75 ","Incandescent, (1) 75W lamp ",null,null,1,"",75,75,"Incandescent"]
["Incandescent",null,"I75/2","I75 ","Incandescent, (2) 75W lamp ",null,null,2,"",75,150,"Incandescent"]
["Incandescent",null,"I75/3","I75 ","Incandescent, (3) 75W lamp ",null,null,3,"",75,225,"Incandescent"]
["Incandescent",null,"I75/4","I75 ","Incandescent, (4) 75W lamp ",null,null,4,"",75,300,"Incandescent"]
["Incandescent",null,"I750/1","I750 ","Incandescent, (1) 750W lamp ",null,null,1,"",750,750,"Incandescent"]
["Incandescent",null,"I75E/1","I75/ES ","Incandescent, (1) 75W ES lamp ",null,null,1,"",67,67,"Incandescent"]
["Incandescent",null,"I75EL/1","I75/ES/LL ","Incandescent, (1) 75W ES/LL lamp ",null,null,1,"",67,67,"Incandescent"]
["Incandescent",null,"I80/1","I80 ","Incandescent, (1) 80W lamp ",null,null,1,"",80,80,"Incandescent"]
["Incandescent",null,"I85/1","I85 ","Incandescent, (1) 85W lamp ",null,null,1,"",85,85,"Incandescent"]
["Incandescent",null,"I90/1","I90 ","Incandescent, (1) 90W lamp ",null,null,1,"",90,90,"Incandescent"]
["Incandescent",null,"I90/2","I90 ","Incandescent, (2) 90W lamp ",null,null,2,"",90,180,"Incandescent"]
["Incandescent",null,"I90/3","I90 ","Incandescent, (3) 90W lamp ",null,null,3,"",90,270,"Incandescent"]
["Incandescent",null,"I93/1","I93 ","Incandescent, (1) 93W lamp ",null,null,1,"",93,93,"Incandescent"]
["Incandescent",null,"I95/1","I95 ","Incandescent, (1) 95W lamp ",null,null,1,"",95,95,"Incandescent"]
["Incandescent",null,"I95/2","I95 ","Incandescent, (2) 95W lamp ",null,null,2,"",95,190,"Incandescent"]
["Generic LED","Lamps","ILED 10",null,{"$f":"\"LED, Replacement Lamps\"&\" \"&K1452&\" \"&\"watts\"","v":"LED, Replacement Lamps 10 watts"},null,null,null,"",null,10,"Generic LED"]
["Generic LED","Lamps","ILED 11",null,"LED, Replacement Lamps 11 watts",null,null,null,"",null,11,"Generic LED"]
["Generic LED","Lamps","ILED 12",null,"LED, Replacement Lamps 12 watts",null,null,null,"",null,12,"Generic LED"]
["Generic LED","Lamps","ILED 13",null,"LED, Replacement Lamps 13 watts",null,null,null,"",null,13,"Generic LED"]
["Generic LED","Lamps","ILED 14",null,"LED, Replacement Lamps 14 watts",null,null,null,"",null,14,"Generic LED"]
["Generic LED","Lamps","ILED 15",null,"LED, Replacement Lamps 15 watts",null,null,null,"",null,15,"Generic LED"]
["Generic LED","Lamps","ILED 16",null,"LED, Replacement Lamps 16 watts",null,null,null,"",null,16,"Generic LED"]
["Generic LED","Lamps","ILED 17",null,"LED, Replacement Lamps 17 watts",null,null,null,"",null,17,"Generic LED"]
["Generic LED","Lamps","ILED 18",null,"LED, Replacement Lamps 18 watts",null,null,null,"",null,18,"Generic LED"]
["Generic LED","Lamps","ILED 19",null,"LED, Replacement Lamps 19 watts",null,null,null,"",null,19,"Generic LED"]
["Generic LED","Lamps","ILED 2",null,"LED, Replacement Lamps 2 watts",null,null,null,"",null,2,"Generic LED"]
["Generic LED","Lamps","ILED 20",null,"LED, Replacement Lamps 20 watts",null,null,null,"",null,20,"Generic LED"]
["LED Retrofit Kits for 2x2 Luminaires",null,"ILED 2x2 RETRO 22",null,"LED, 2x2 Retrofit Kits 22 watts",null,null,null,"",null,22,"LED Retrofit Kits for 2x2 Luminaires"]
["LED Retrofit Kits for 2x2 Luminaires",null,"ILED 2x2 RETRO 23",null,"LED, 2x2 Retrofit Kits 23 watts",null,null,null,"",null,23,"LED Retrofit Kits for 2x2 Luminaires"]
["LED Retrofit Kits for 2x2 Luminaires",null,"ILED 2x2 RETRO 24",null,"LED, 2x2 Retrofit Kits 24 watts",null,null,null,"",null,24,"LED Retrofit Kits for 2x2 Luminaires"]
["LED Retrofit Kits for 2x2 Luminaires",null,"ILED 2x2 RETRO 25",null,"LED, 2x2 Retrofit Kits 25 watts",null,null,null,"",null,25,"LED Retrofit Kits for 2x2 Luminaires"]
["LED Retrofit Kits for 2x2 Luminaires",null,"ILED 2x2 RETRO 27",null,"LED, 2x2 Retrofit Kits 27 watts",null,null,null,"",null,27,"LED Retrofit Kits for 2x2 Luminaires"]
["LED Retrofit Kits for 2x2 Luminaires",null,"ILED 2x2 RETRO 28",null,"LED, 2x2 Retrofit Kits 28 watts",null,null,null,"",null,28,"LED Retrofit Kits for 2x2 Luminaires"]
["LED Retrofit Kits for 2x2 Luminaires",null,"ILED 2x2 RETRO 30",null,"LED, 2x2 Retrofit Kits 30 watts",null,null,null,"",null,30,"LED Retrofit Kits for 2x2 Luminaires"]
["LED Retrofit Kits for 2x2 Luminaires",null,"ILED 2x2 RETRO 31",null,"LED, 2x2 Retrofit Kits 31 watts",null,null,null,"",null,31,"LED Retrofit Kits for 2x2 Luminaires"]
["LED Retrofit Kits for 2x2 Luminaires",null,"ILED 2x2 RETRO 32",null,"LED, 2x2 Retrofit Kits 32 watts",null,null,null,"",null,32,"LED Retrofit Kits for 2x2 Luminaires"]
["LED Retrofit Kits for 2x2 Luminaires",null,"ILED 2x2 RETRO 33",null,"LED, 2x2 Retrofit Kits 33 watts",null,null,null,"",null,33,"LED Retrofit Kits for 2x2 Luminaires"]
["LED Retrofit Kits for 2x2 Luminaires",null,"ILED 2x2 RETRO 34",null,"LED, 2x2 Retrofit Kits 34 watts",null,null,null,"",null,34,"LED Retrofit Kits for 2x2 Luminaires"]
["LED Retrofit Kits for 2x2 Luminaires",null,"ILED 2x2 RETRO 35",null,"LED, 2x2 Retrofit Kits 35 watts",null,null,null,"",null,35,"LED Retrofit Kits for 2x2 Luminaires"]
["LED Retrofit Kits for 2x2 Luminaires",null,"ILED 2x2 RETRO 37",null,"LED, 2x2 Retrofit Kits 37 watts",null,null,null,"",null,37,"LED Retrofit Kits for 2x2 Luminaires"]
["LED Retrofit Kits for 2x2 Luminaires",null,"ILED 2x2 RETRO 38",null,"LED, 2x2 Retrofit Kits 38 watts",null,null,null,{"$f":"IF(G1477=\"\",\"\",G1477/12)","v":""},null,38,"LED Retrofit Kits for 2x2 Luminaires"]
["LED Retrofit Kits for 2x2 Luminaires",null,"ILED 2x2 RETRO 39",null,"LED, 2x2 Retrofit Kits 39 watts",null,null,null,"",null,39,"LED Retrofit Kits for 2x2 Luminaires"]
["LED Retrofit Kits for 2x2 Luminaires",null,"ILED 2x2 RETRO 42",null,"LED, 2x2 Retrofit Kits 42 watts",null,null,null,"",null,42,"LED Retrofit Kits for 2x2 Luminaires"]
["LED Retrofit Kits for 2x2 Luminaires",null,"ILED 2x2 RETRO 43",null,"LED, 2x2 Retrofit Kits 43 watts",null,null,null,"",null,43,{"$f":"A1480","v":"LED Retrofit Kits for 2x2 Luminaires"}]
["LED Retrofit Kits for 2x2 Luminaires",null,"ILED 2x2 RETRO 47",null,"LED, 2x2 Retrofit Kits 47 watts",null,null,null,"",null,47,"LED Retrofit Kits for 2x2 Luminaires"]
["LED Retrofit Kits for 2x2 Luminaires",null,"ILED 2x2 RETRO 53",null,"LED, 2x2 Retrofit Kits 53 watts",null,null,null,"",null,53,"LED Retrofit Kits for 2x2 Luminaires"]
["LED Retrofit Kits for 2x4 Luminaires",null,"ILED 2x4 RETRO 100",null,"LED, 2x4 Retrofit Kits 100 watts",null,null,null,"",null,100,"LED Retrofit Kits for 2x4 Luminaires"]
["LED Retrofit Kits for 2x4 Luminaires",null,"ILED 2x4 RETRO 106",null,"LED, 2x4 Retrofit Kits 106 watts",null,null,null,"",null,106,"LED Retrofit Kits for 2x4 Luminaires"]
["LED Retrofit Kits for 2x4 Luminaires",null,"ILED 2x4 RETRO 21",null,"LED, 2x4 Retrofit Kits 21 watts",null,null,null,"",null,21,"LED Retrofit Kits for 2x4 Luminaires"]
["LED Retrofit Kits for 2x4 Luminaires",null,"ILED 2x4 RETRO 27",null,"LED, 2x4 Retrofit Kits 27 watts",null,null,null,"",null,27,"LED Retrofit Kits for 2x4 Luminaires"]
["LED Retrofit Kits for 2x4 Luminaires",null,"ILED 2x4 RETRO 29",null,"LED, 2x4 Retrofit Kits 29 watts",null,null,null,"",null,29,"LED Retrofit Kits for 2x4 Luminaires"]
["LED Retrofit Kits for 2x4 Luminaires",null,"ILED 2x4 RETRO 30",null,"LED, 2x4 Retrofit Kits 30 watts",null,null,null,"",null,30,"LED Retrofit Kits for 2x4 Luminaires"]
["LED Retrofit Kits for 2x4 Luminaires",null,"ILED 2x4 RETRO 31",null,"LED, 2x4 Retrofit Kits 31 watts",null,null,null,"",null,31,"LED Retrofit Kits for 2x4 Luminaires"]
["LED Retrofit Kits for 2x4 Luminaires",null,"ILED 2x4 RETRO 32",null,"LED, 2x4 Retrofit Kits 32 watts",null,null,null,"",null,32,"LED Retrofit Kits for 2x4 Luminaires"]
["LED Retrofit Kits for 2x4 Luminaires",null,"ILED 2x4 RETRO 33",null,"LED, 2x4 Retrofit Kits 33 watts",null,null,null,"",null,33,"LED Retrofit Kits for 2x4 Luminaires"]
["LED Retrofit Kits for 2x4 Luminaires",null,"ILED 2x4 RETRO 34",null,"LED, 2x4 Retrofit Kits 34 watts",null,null,null,"",null,34,"LED Retrofit Kits for 2x4 Luminaires"]
["LED Retrofit Kits for 2x4 Luminaires",null,"ILED 2x4 RETRO 35",null,"LED, 2x4 Retrofit Kits 35 watts",null,null,null,"",null,35,"LED Retrofit Kits for 2x4 Luminaires"]
["LED Retrofit Kits for 2x4 Luminaires",null,"ILED 2x4 RETRO 36",null,"LED, 2x4 Retrofit Kits 36 watts",null,null,null,"",null,36,"LED Retrofit Kits for 2x4 Luminaires"]
["LED Retrofit Kits for 2x4 Luminaires",null,"ILED 2x4 RETRO 38",null,"LED, 2x4 Retrofit Kits 38 watts",null,null,null,"",null,38,"LED Retrofit Kits for 2x4 Luminaires"]
["LED Retrofit Kits for 2x4 Luminaires",null,"ILED 2x4 RETRO 39",null,"LED, 2x4 Retrofit Kits 39 watts",null,null,null,"",null,39,"LED Retrofit Kits for 2x4 Luminaires"]
["LED Retrofit Kits for 2x4 Luminaires",null,"ILED 2x4 RETRO 40",null,"LED, 2x4 Retrofit Kits 40 watts",null,null,null,"",null,40,"LED Retrofit Kits for 2x4 Luminaires"]
["LED Retrofit Kits for 2x4 Luminaires",null,"ILED 2x4 RETRO 41",null,"LED, 2x4 Retrofit Kits 41 watts",null,null,null,"",null,41,"LED Retrofit Kits for 2x4 Luminaires"]
["LED Retrofit Kits for 2x4 Luminaires",null,"ILED 2x4 RETRO 44",null,"LED, 2x4 Retrofit Kits 44 watts",null,null,null,"",null,44,"LED Retrofit Kits for 2x4 Luminaires"]
["LED Retrofit Kits for 2x4 Luminaires",null,"ILED 2x4 RETRO 45",null,"LED, 2x4 Retrofit Kits 45 watts",null,null,null,"",null,45,"LED Retrofit Kits for 2x4 Luminaires"]
["LED Retrofit Kits for 2x4 Luminaires",null,"ILED 2x4 RETRO 47",null,"LED, 2x4 Retrofit Kits 47 watts",null,null,null,"",null,47,"LED Retrofit Kits for 2x4 Luminaires"]
["LED Retrofit Kits for 2x4 Luminaires",null,"ILED 2x4 RETRO 48",null,"LED, 2x4 Retrofit Kits 48 watts",null,null,null,"",null,48,"LED Retrofit Kits for 2x4 Luminaires"]
["LED Retrofit Kits for 2x4 Luminaires",null,"ILED 2x4 RETRO 49",null,"LED, 2x4 Retrofit Kits 49 watts",null,null,null,"",null,49,"LED Retrofit Kits for 2x4 Luminaires"]
["LED Retrofit Kits for 2x4 Luminaires",null,"ILED 2x4 RETRO 50",null,"LED, 2x4 Retrofit Kits 50 watts",null,null,null,"",null,50,"LED Retrofit Kits for 2x4 Luminaires"]
["LED Retrofit Kits for 2x4 Luminaires",null,"ILED 2x4 RETRO 51",null,"LED, 2x4 Retrofit Kits 51 watts",null,null,null,"",null,51,"LED Retrofit Kits for 2x4 Luminaires"]
["LED Retrofit Kits for 2x4 Luminaires",null,"ILED 2x4 RETRO 52",null,"LED, 2x4 Retrofit Kits 52 watts",null,null,null,"",null,52,"LED Retrofit Kits for 2x4 Luminaires"]
["LED Retrofit Kits for 2x4 Luminaires",null,"ILED 2x4 RETRO 54",null,"LED, 2x4 Retrofit Kits 54 watts",null,null,null,"",null,54,"LED Retrofit Kits for 2x4 Luminaires"]
["LED Retrofit Kits for 2x4 Luminaires",null,"ILED 2x4 RETRO 55",null,"LED, 2x4 Retrofit Kits 55 watts",null,null,null,"",null,55,"LED Retrofit Kits for 2x4 Luminaires"]
["LED Retrofit Kits for 2x4 Luminaires",null,"ILED 2x4 RETRO 56",null,"LED, 2x4 Retrofit Kits 56 watts",null,null,null,"",null,56,"LED Retrofit Kits for 2x4 Luminaires"]
["LED Retrofit Kits for 2x4 Luminaires",null,"ILED 2x4 RETRO 57",null,"LED, 2x4 Retrofit Kits 57 watts",null,null,null,"",null,57,"LED Retrofit Kits for 2x4 Luminaires"]
["LED Retrofit Kits for 2x4 Luminaires",null,"ILED 2x4 RETRO 59",null,"LED, 2x4 Retrofit Kits 59 watts",null,null,null,"",null,59,"LED Retrofit Kits for 2x4 Luminaires"]
["LED Retrofit Kits for 2x4 Luminaires",null,"ILED 2x4 RETRO 60",null,"LED, 2x4 Retrofit Kits 60 watts",null,null,null,"",null,60,"LED Retrofit Kits for 2x4 Luminaires"]
["LED Retrofit Kits for 2x4 Luminaires",null,"ILED 2x4 RETRO 68",null,"LED, 2x4 Retrofit Kits 68 watts",null,null,null,"",null,68,"LED Retrofit Kits for 2x4 Luminaires"]
["LED Retrofit Kits for 2x4 Luminaires",null,"ILED 2x4 RETRO 72",null,"LED, 2x4 Retrofit Kits 72 watts",null,null,null,"",null,72,"LED Retrofit Kits for 2x4 Luminaires"]
["LED Retrofit Kits for 2x4 Luminaires",null,"ILED 2x4 RETRO 73",null,"LED, 2x4 Retrofit Kits 73 watts",null,null,null,"",null,73,"LED Retrofit Kits for 2x4 Luminaires"]
["LED Retrofit Kits for 2x4 Luminaires",null,"ILED 2x4 RETRO 83",null,"LED, 2x4 Retrofit Kits 83 watts",null,null,null,"",null,83,"LED Retrofit Kits for 2x4 Luminaires"]
["LED Retrofit Kits for 2x4 Luminaires",null,"ILED 2x4 RETRO 84",null,"LED, 2x4 Retrofit Kits 84 watts",null,null,null,"",null,84,"LED Retrofit Kits for 2x4 Luminaires"]
["Generic LED","Lamps","ILED 24",null,{"$f":"\"LED, Replacement Lamps\"&\" \"&K1518&\" \"&\"watts\"","v":"LED, Replacement Lamps 24 watts"},null,null,null,null,null,24]
["Generic LED","Lamps","ILED 30",null,{"$f":"\"LED, Replacement Lamps\"&\" \"&K1519&\" \"&\"watts\"","v":"LED, Replacement Lamps 30 watts"},null,null,null,null,null,30,"Generic LED"]
["Generic LED","Lamps","ILED 32",null,{"$f":"\"LED, Replacement Lamps\"&\" \"&K1520&\" \"&\"watts\"","v":"LED, Replacement Lamps 32 watts"},null,null,null,null,null,32]
["Generic LED","Lamps","ILED 38",null,"LED, Replacement Lamps 38 watts",null,null,null,null,null,38]
["Generic LED","Lamps","ILED 3",null,{"$f":"\"LED, Replacement Lamps\"&\" \"&K1522&\" \"&\"watts\"","v":"LED, Replacement Lamps 3 watts"},null,null,null,"",null,3,"Generic LED"]
["Generic LED","Lamps","ILED 4",null,{"$f":"\"LED, Replacement Lamps\"&\" \"&K1523&\" \"&\"watts\"","v":"LED, Replacement Lamps 4 watts"},null,null,null,"",null,4,"Generic LED"]
["LED Two Foot Linear Replacements",null,"ILED 2' REPL 5",null,"LED, Two Foot Linear Replacements 5 watts",null,null,null,5,null,5]
["LED Two Foot Linear Replacements",null,"ILED 2' REPL 6",null,"LED, Two Foot Linear Replacements 6 watts",null,null,null,6,null,6]
["LED Two Foot Linear Replacements",null,"ILED 2' REPL 7",null,"LED, Two Foot Linear Replacements 7 watts",null,null,null,7,null,7]
["LED Two Foot Linear Replacements",null,"ILED 2' REPL 8",null,"LED, Two Foot Linear Replacements 8 watts",null,null,null,8,null,8]
["LED Two Foot Linear Replacements",null,"ILED 2' REPL 9",null,"LED, Two Foot Linear Replacements 9 watts",null,null,null,9,null,9]
["LED Two Foot Linear Replacements",null,"ILED 2' REPL 10",null,"LED, Two Foot Linear Replacements 10 watts",null,null,null,10,null,10]
["LED Two Foot Linear Replacements",null,"ILED 2' REPL 11",null,"LED, Two Foot Linear Replacements 11 watts",null,null,null,11,null,11]
["LED Two Foot Linear Replacements",null,"ILED 2' REPL 12",null,"LED, Two Foot Linear Replacements 12 watts",null,null,null,12,null,12]
["LED Two Foot Linear Replacements",null,"ILED 2' REPL 13",null,"LED, Two Foot Linear Replacements 13 watts",null,null,null,13,null,13]
["LED Two Foot Linear Replacements",null,"ILED 2' REPL 14",null,"LED, Two Foot Linear Replacements 14 watts",null,null,null,14,null,14]
["LED Two Foot Linear Replacements",null,"ILED 2' REPL 15",null,"LED, Two Foot Linear Replacements 15 watts",null,null,null,15,null,15]
["LED Two Foot Linear Replacements",null,"ILED 2' REPL 16",null,"LED, Two Foot Linear Replacements 16 watts",null,null,null,16,null,16]
["LED Two Foot Linear Replacements",null,"ILED 2' REPL 17",null,"LED, Two Foot Linear Replacements 17 watts",null,null,null,17,null,17]
["LED Two Foot Linear Replacements",null,"ILED 2' REPL 18",null,"LED, Two Foot Linear Replacements 18 watts",null,null,null,18,null,18]
["LED Two Foot Linear Replacements",null,"ILED 2' REPL 19",null,"LED, Two Foot Linear Replacements 19 watts",null,null,null,19,null,19]
["LED Two Foot Linear Replacements",null,"ILED 2' REPL 20",null,"LED, Two Foot Linear Replacements 20 watts",null,null,null,20,null,20]
["LED Two Foot Linear Replacements",null,"ILED 2' REPL 21",null,"LED, Two Foot Linear Replacements 21 watts",null,null,null,21,null,21]
["LED Two Foot Linear Replacements",null,"ILED 2' REPL 22",null,"LED, Two Foot Linear Replacements 22 watts",null,null,null,22,null,22]
["LED Two Foot Linear Replacements",null,"ILED 2' REPL 23",null,"LED, Two Foot Linear Replacements 23 watts",null,null,null,23,null,23]
["LED Two Foot Linear Replacements",null,"ILED 2' REPL 24",null,"LED, Two Foot Linear Replacements 24 watts",null,null,null,24,null,24]
["LED Two Foot Linear Replacements",null,"ILED 2' REPL 25",null,"LED, Two Foot Linear Replacements 25 watts",null,null,null,25,null,25]
["LED Two Foot Linear Replacements",null,"ILED 2' REPL 26",null,"LED, Two Foot Linear Replacements 26 watts",null,null,null,26,null,26]
["LED Two Foot Linear Replacements",null,"ILED 2' REPL 27",null,"LED, Two Foot Linear Replacements 27 watts",null,null,null,27,null,27]
["LED Two Foot Linear Replacements",null,"ILED 2' REPL 28",null,"LED, Two Foot Linear Replacements 28 watts",null,null,null,28,null,28]
["LED Two Foot Linear Replacements",null,"ILED 2' REPL 29",null,"LED, Two Foot Linear Replacements 29 watts",null,null,null,29,null,29]
["LED Two Foot Linear Replacements",null,"ILED 2' REPL 30",null,"LED, Two Foot Linear Replacements 30 watts",null,null,null,30,null,30]
["LED Two Foot Linear Replacements",null,"ILED 2' REPL 36",null,"LED, Two Foot Linear Replacements 36 watts",null,null,null,36,null,36]
["LED Two Foot Linear Replacements",null,"ILED 2' REPL 42",null,"LED, Two Foot Linear Replacements 42 watts",null,null,null,42,null,42]
[]
[]
[]
["LED Four Foot Linear Replacements",null,"ILED 4' REPL 120",null,"LED, Four Foot Linear Replacements 120 watts",null,null,null,"",null,120,"LED Four Foot Linear Replacements"]
["LED Four Foot Linear Replacements",null,"ILED 4' REPL 15",null,"LED, Four Foot Linear Replacements 15 watts",null,null,null,"",null,15,"LED Four Foot Linear Replacements"]
["LED Four Foot Linear Replacements",null,"ILED 4' REPL 16",null,"LED, Four Foot Linear Replacements 16 watts",null,null,null,"",null,16,"LED Four Foot Linear Replacements"]
["LED Four Foot Linear Replacements",null,"ILED 4' REPL 17",null,"LED, Four Foot Linear Replacements 17 watts",null,null,null,"",null,17,"LED Four Foot Linear Replacements"]
["LED Four Foot Linear Replacements",null,"ILED 4' REPL 18",null,"LED, Four Foot Linear Replacements 18 watts",null,null,null,"",null,18,"LED Four Foot Linear Replacements"]
["LED Four Foot Linear Replacements",null,"ILED 4' REPL 19",null,"LED, Four Foot Linear Replacements 19 watts",null,null,null,"",null,19,"LED Four Foot Linear Replacements"]
["LED Four Foot Linear Replacements",null,"ILED 4' REPL 20",null,"LED, Four Foot Linear Replacements 20 watts",null,null,null,"",null,20,"LED Four Foot Linear Replacements"]
["LED Four Foot Linear Replacements",null,"ILED 4' REPL 21",null,"LED, Four Foot Linear Replacements 21 watts",null,null,null,"",null,21,"LED Four Foot Linear Replacements"]
["LED Four Foot Linear Replacements",null,"ILED 4' REPL 22",null,"LED, Four Foot Linear Replacements 22 watts",null,null,null,"",null,22,"LED Four Foot Linear Replacements"]
["LED Four Foot Linear Replacements",null,"ILED 4' REPL 23",null,"LED, Four Foot Linear Replacements 23 watts",null,null,null,"",null,23,"LED Four Foot Linear Replacements"]
["LED Four Foot Linear Replacements",null,"ILED 4' REPL 24",null,"LED, Four Foot Linear Replacements 24 watts",null,null,null,"",null,24,"LED Four Foot Linear Replacements"]
["LED Four Foot Linear Replacements",null,"ILED 4' REPL 25",null,"LED, Four Foot Linear Replacements 25 watts",null,null,null,"",null,25,"LED Four Foot Linear Replacements"]
["LED Four Foot Linear Replacements",null,"ILED 4' REPL 26",null,"LED, Four Foot Linear Replacements 26 watts",null,null,null,"",null,26,"LED Four Foot Linear Replacements"]
["LED Four Foot Linear Replacements",null,"ILED 4' REPL 32",null,"LED, Four Foot Linear Replacements 32 watts",null,null,null,"",null,32,"LED Four Foot Linear Replacements"]
["LED Four Foot Linear Replacements",null,"ILED 4' REPL 34",null,"LED, Four Foot Linear Replacements 34 watts",null,null,null,"",null,34,"LED Four Foot Linear Replacements"]
["LED Four Foot Linear Replacements",null,"ILED 4' REPL 36",null,"LED, Four Foot Linear Replacements 36 watts",null,null,null,"",null,36,"LED Four Foot Linear Replacements"]
["LED Four Foot Linear Replacements",null,"ILED 4' REPL 41",null,"LED, Four Foot Linear Replacements 41 watts",null,null,null,"",null,41,"LED Four Foot Linear Replacements"]
["LED Four Foot Linear Replacements",null,"ILED 4' REPL 44",null,"LED, Four Foot Linear Replacements 44 watts",null,null,null,"",null,44,"LED Four Foot Linear Replacements"]
["LED Four Foot Linear Replacements",null,"ILED 4' REPL 46",null,"LED, Four Foot Linear Replacements 46 watts",null,null,null,"",null,46,"LED Four Foot Linear Replacements"]
["LED Four Foot Linear Replacements",null,"ILED 4' REPL 72",null,"LED, Four Foot Linear Replacements 72 watts",null,null,null,"",null,72,"LED Four Foot Linear Replacements"]
["Generic LED","Lamps","ILED 5",null,{"$f":"\"LED, Replacement Lamps\"&\" \"&K1575&\" \"&\"watts\"","v":"LED, Replacement Lamps 5 watts"},null,null,null,"",null,5,"Generic LED"]
["Generic LED","Lamps","ILED 6",null,{"$f":"\"LED, Replacement Lamps\"&\" \"&K1576&\" \"&\"watts\"","v":"LED, Replacement Lamps 6 watts"},null,null,null,{"$f":"IF(G1576=\"\",\"\",G1576/12)","v":""},null,6,"Generic LED"]
["Generic LED","Lamps","ILED 7",null,{"$f":"\"LED, Replacement Lamps\"&\" \"&K1577&\" \"&\"watts\"","v":"LED, Replacement Lamps 7 watts"},null,null,null,"",null,7,"Generic LED"]
["Generic LED","Lamps","ILED 8",null,{"$f":"\"LED, Replacement Lamps\"&\" \"&K1578&\" \"&\"watts\"","v":"LED, Replacement Lamps 8 watts"},null,null,null,"",null,8,"Generic LED"]
["Generic LED","Lamps","ILED 9",null,{"$f":"\"LED, Replacement Lamps\"&\" \"&K1579&\" \"&\"watts\"","v":"LED, Replacement Lamps 9 watts"},null,null,null,"",null,9,{"$f":"A1579","v":"Generic LED"}]
["Screw In LED","Lamps","ILED A 10",null,"LED, Arbitrary Replacement Lamps 10 watts",null,null,null,"",null,10,"Screw In LED"]
["Screw In LED","Lamps","ILED A 11",null,"LED, Arbitrary Replacement Lamps 11 watts",null,null,null,"",null,11,"Screw In LED"]
["Screw In LED","Lamps","ILED A 12",null,"LED, Arbitrary Replacement Lamps 12 watts",null,null,null,"",null,12,"Screw In LED"]
["Screw In LED","Lamps","ILED A 13",null,"LED, Arbitrary Replacement Lamps 13 watts",null,null,null,"",null,13,"Screw In LED"]
["Screw In LED","Lamps","ILED A 14",null,"LED, Arbitrary Replacement Lamps 14 watts",null,null,null,"",null,14,"Screw In LED"]
["Screw In LED","Lamps","ILED A 15",null,"LED, Arbitrary Replacement Lamps 15 watts",null,null,null,"",null,15,"Screw In LED"]
["Screw In LED","Lamps","ILED A 16",null,"LED, Arbitrary Replacement Lamps 16 watts",null,null,null,"",null,16,"Screw In LED"]
["Screw In LED","Lamps","ILED A 17",null,"LED, Arbitrary Replacement Lamps 17 watts",null,null,null,"",null,17,"Screw In LED"]
["Screw In LED","Lamps","ILED A 18",null,"LED, Arbitrary Replacement Lamps 18 watts",null,null,null,"",null,18,"Screw In LED"]
["Screw In LED","Lamps","ILED A 19",null,"LED, Arbitrary Replacement Lamps 19 watts",null,null,null,"",null,19,"Screw In LED"]
["Screw In LED","Lamps","ILED A 20",null,"LED, Arbitrary Replacement Lamps 20 watts",null,null,null,"",null,20,"Screw In LED"]
["Screw In LED","Lamps","ILED A 5",null,"LED, Arbitrary Replacement Lamps 5 watts",null,null,null,"",null,5,"Screw In LED"]
["Screw In LED","Lamps","ILED A 6",null,"LED, Arbitrary Replacement Lamps 6 watts",null,null,null,"",null,6,"Screw In LED"]
["Screw In LED","Lamps","ILED A 7",null,"LED, Arbitrary Replacement Lamps 7 watts",null,null,null,"",null,7,"Screw In LED"]
["Screw In LED","Lamps","ILED A 8",null,"LED, Arbitrary Replacement Lamps 8 watts",null,null,null,"",null,8,"Screw In LED"]
["Screw In LED","Lamps","ILED A 9",null,"LED, Arbitrary Replacement Lamps 9 watts",null,null,null,"",null,9,"Screw In LED"]
["LED Lamps BR30","Lamps","ILED BR30 10",null,"LED, BR30 Replacement Lamps 10 watts",null,null,null,"",null,10,"LED Lamps BR30"]
["LED Lamps BR30","Lamps","ILED BR30 11",null,"LED, BR30 Replacement Lamps 11 watts",null,null,null,"",null,11,"LED Lamps BR30"]
["LED Lamps BR30","Lamps","ILED BR30 12",null,"LED, BR30 Replacement Lamps 12 watts",null,null,null,"",null,12,"LED Lamps BR30"]
["LED Lamps BR30","Lamps","ILED BR30 13",null,"LED, BR30 Replacement Lamps 13 watts",null,null,null,"",null,13,"LED Lamps BR30"]
["LED Lamps BR30","Lamps","ILED BR30 14",null,"LED, BR30 Replacement Lamps 14 watts",null,null,null,"",null,14,"LED Lamps BR30"]
["LED Lamps BR30","Lamps","ILED BR30 15",null,"LED, BR30 Replacement Lamps 15 watts",null,null,null,"",null,15,"LED Lamps BR30"]
["LED Lamps BR30","Lamps","ILED BR30 16",null,"LED, BR30 Replacement Lamps 16 watts",null,null,null,"",null,16,"LED Lamps BR30"]
["LED Lamps BR30","Lamps","ILED BR30 17",null,"LED, BR30 Replacement Lamps 17 watts",null,null,null,"",null,17,"LED Lamps BR30"]
["LED Lamps BR30","Lamps","ILED BR30 18",null,"LED, BR30 Replacement Lamps 18 watts",null,null,null,"",null,18,"LED Lamps BR30"]
["LED Lamps BR30","Lamps","ILED BR30 19",null,"LED, BR30 Replacement Lamps 19 watts",null,null,null,"",null,19,"LED Lamps BR30"]
["LED Lamps BR30","Lamps","ILED BR30 20",null,"LED, BR30 Replacement Lamps 20 watts",null,null,null,"",null,20,"LED Lamps BR30"]
["LED Lamps BR30","Lamps","ILED BR30 5",null,"LED, BR30 Replacement Lamps 5 watts",null,null,null,"",null,5,"LED Lamps BR30"]
["LED Lamps BR30","Lamps","ILED BR30 6",null,"LED, BR30 Replacement Lamps 6 watts",null,null,null,"",null,6,"LED Lamps BR30"]
["LED Lamps BR30","Lamps","ILED BR30 7",null,"LED, BR30 Replacement Lamps 7 watts",null,null,null,"",null,7,"LED Lamps BR30"]
["LED Lamps BR30","Lamps","ILED BR30 8",null,"LED, BR30 Replacement Lamps 8 watts",null,null,null,"",null,8,"LED Lamps BR30"]
["LED Lamps BR30","Lamps","ILED BR30 9",null,"LED, BR30 Replacement Lamps 9 watts",null,null,null,"",null,9,"LED Lamps BR30"]
["LED Lamps BR40","Lamps","ILED BR40 10",null,"LED, BR40 Replacement Lamps 10 watts",null,null,null,"",null,10,"LED Lamps BR40"]
["LED Lamps BR40","Lamps","ILED BR40 11",null,"LED, BR40 Replacement Lamps 11 watts",null,null,null,"",null,11,"LED Lamps BR40"]
["LED Lamps BR40","Lamps","ILED BR40 12",null,"LED, BR40 Replacement Lamps 12 watts",null,null,null,"",null,12,"LED Lamps BR40"]
["LED Lamps BR40","Lamps","ILED BR40 13",null,"LED, BR40 Replacement Lamps 13 watts",null,null,null,"",null,13,"LED Lamps BR40"]
["LED Lamps BR40","Lamps","ILED BR40 14",null,"LED, BR40 Replacement Lamps 14 watts",null,null,null,"",null,14,"LED Lamps BR40"]
["LED Lamps BR40","Lamps","ILED BR40 15",null,"LED, BR40 Replacement Lamps 15 watts",null,null,null,"",null,15,"LED Lamps BR40"]
["LED Lamps BR40","Lamps","ILED BR40 16",null,"LED, BR40 Replacement Lamps 16 watts",null,null,null,"",null,16,"LED Lamps BR40"]
["LED Lamps BR40","Lamps","ILED BR40 17",null,"LED, BR40 Replacement Lamps 17 watts",null,null,null,"",null,17,"LED Lamps BR40"]
["LED Lamps BR40","Lamps","ILED BR40 18",null,"LED, BR40 Replacement Lamps 18 watts",null,null,null,"",null,18,"LED Lamps BR40"]
["LED Lamps BR40","Lamps","ILED BR40 19",null,"LED, BR40 Replacement Lamps 19 watts",null,null,null,"",null,19,"LED Lamps BR40"]
["LED Lamps BR30","Lamps","ILED BR40 2",null,"LED, BR40 Replacement Lamps 2 watts",null,null,null,"",null,2,"LED Lamps BR30"]
["LED Lamps BR40","Lamps","ILED BR40 2",null,"LED, BR40 Replacement Lamps 2 watts",null,null,null,"",null,2,"LED Lamps BR40"]
["LED Lamps BR40","Lamps","ILED BR40 20",null,"LED, BR40 Replacement Lamps 20 watts",null,null,null,"",null,20,"LED Lamps BR40"]
["LED Lamps BR30","Lamps","ILED BR40 3",null,"LED, BR40 Replacement Lamps 3 watts",null,null,null,"",null,3,"LED Lamps BR30"]
["LED Lamps BR40","Lamps","ILED BR40 3",null,"LED, BR40 Replacement Lamps 3 watts",null,null,null,"",null,3,"LED Lamps BR40"]
["LED Lamps BR30","Lamps","ILED BR40 4",null,"LED, BR40 Replacement Lamps 4 watts",null,null,null,"",null,4,"LED Lamps BR30"]
["LED Lamps BR40","Lamps","ILED BR40 4",null,"LED, BR40 Replacement Lamps 4 watts",null,null,null,"",null,4,"LED Lamps BR40"]
["LED Lamps BR40","Lamps","ILED BR40 5",null,"LED, BR40 Replacement Lamps 5 watts",null,null,null,"",null,5,"LED Lamps BR40"]
["LED Lamps BR40","Lamps","ILED BR40 6",null,"LED, BR40 Replacement Lamps 6 watts",null,null,null,"",null,6,"LED Lamps BR40"]
["LED Lamps BR40","Lamps","ILED BR40 7",null,"LED, BR40 Replacement Lamps 7 watts",null,null,null,"",null,7,"LED Lamps BR40"]
["LED Lamps BR40","Lamps","ILED BR40 8",null,"LED, BR40 Replacement Lamps 8 watts",null,null,null,"",null,8,"LED Lamps BR40"]
["LED Lamps BR40","Lamps","ILED BR40 9",null,"LED, BR40 Replacement Lamps 9 watts",null,null,null,"",null,9,"LED Lamps BR40"]
["Screw In LED","Lamps","ILED C 1",null,"LED,Candle Replacement Lamps 1 watts",null,null,null,"",null,1,"Screw In LED"]
["Screw In LED","Lamps","ILED C 2",null,"LED,Candle Replacement Lamps 2 watts",null,null,null,"",null,2,"Screw In LED"]
["Screw In LED","Lamps","ILED C 3",null,"LED,Candle Replacement Lamps 3 watts",null,null,null,"",null,3,"Screw In LED"]
["Screw In LED","Lamps","ILED C 4",null,"LED,Candle Replacement Lamps 4 watts",null,null,null,"",null,4,"Screw In LED"]
["Screw In LED","Lamps","ILED C 5",null,"LED,Candle Replacement Lamps 5 watts",null,null,null,"",null,5,"Screw In LED"]
["Screw In LED","Lamps","ILED CA 1",null,"LED,Candle with Angular Tip Replacement Lamps 1 watts",null,null,null,"",null,1,"Screw In LED"]
["Screw In LED","Lamps","ILED CA 2",null,"LED,Candle with Angular Tip Replacement Lamps 2 watts",null,null,null,{"$f":"IF(G1640=\"\",\"\",G1640/12)","v":""},null,2,"Screw In LED"]
["Screw In LED","Lamps","ILED CA 3",null,"LED,Candle with Angular Tip Replacement Lamps 3 watts",null,null,null,"",null,3,"Screw In LED"]
["Screw In LED","Lamps","ILED G 10",null,"LED, Globe Replacement Lamps 10 watts",null,null,null,"",null,10,"Screw In LED"]
["Screw In LED","Lamps","ILED G 2",null,"LED, Globe Replacement Lamps 2 watts",null,null,null,"",null,2,{"$f":"A1643","v":"Screw In LED"}]
["Screw In LED","Lamps","ILED G 3",null,"LED, Globe Replacement Lamps 3 watts",null,null,null,"",null,3,"Screw In LED"]
["Screw In LED","Lamps","ILED G 4",null,"LED, Globe Replacement Lamps 4 watts",null,null,null,"",null,4,"Screw In LED"]
["Screw In LED","Lamps","ILED G 5",null,"LED, Globe Replacement Lamps 5 watts",null,null,null,"",null,5,"Screw In LED"]
["Screw In LED","Lamps","ILED G 6",null,"LED, Globe Replacement Lamps 6 watts",null,null,null,"",null,6,"Screw In LED"]
["Screw In LED","Lamps","ILED G 7",null,"LED, Globe Replacement Lamps 7 watts",null,null,null,"",null,7,"Screw In LED"]
["Screw In LED","Lamps","ILED G 8",null,"LED, Globe Replacement Lamps 8 watts",null,null,null,"",null,8,"Screw In LED"]
["Screw In LED","Lamps","ILED G 9",null,"LED, Globe Replacement Lamps 9 watts",null,null,null,"",null,9,"Screw In LED"]
["LED Lamps MR16","Lamps","ILED MR16 10",null,"LED, MR16 Replacement Lamps 10 watts",null,null,null,"",null,10,"LED Lamps MR16"]
["LED Lamps MR16","Lamps","ILED MR16 2",null,"LED, MR16 Replacement Lamps 2 watts",null,null,null,"",null,2,"LED Lamps MR16"]
["LED Lamps MR16","Lamps","ILED MR16 3",null,"LED, MR16 Replacement Lamps 3 watts",null,null,null,"",null,3,"LED Lamps MR16"]
["LED Lamps MR16","Lamps","ILED MR16 4",null,"LED, MR16 Replacement Lamps 4 watts",null,null,null,"",null,4,"LED Lamps MR16"]
["LED Lamps MR16","Lamps","ILED MR16 5",null,"LED, MR16 Replacement Lamps 5 watts",null,null,null,"",null,5,"LED Lamps MR16"]
["LED Lamps MR16","Lamps","ILED MR16 6",null,"LED, MR16 Replacement Lamps 6 watts",null,null,null,"",null,6,"LED Lamps MR16"]
["LED Lamps MR16","Lamps","ILED MR16 7",null,"LED, MR16 Replacement Lamps 7 watts",null,null,null,"",null,7,"LED Lamps MR16"]
["LED Lamps MR16","Lamps","ILED MR16 8",null,"LED, MR16 Replacement Lamps 8 watts",null,null,null,"",null,8,"LED Lamps MR16"]
["LED Lamps MR16","Lamps","ILED MR16 9",null,"LED, MR16 Replacement Lamps 9 watts",null,null,null,"",null,9,"LED Lamps MR16"]
["LED Lamps PAR20","Lamps","ILED PAR20 1",null,"LED, PAR20 Replacement Lamps 1 watts",null,null,null,"",null,1,"LED Lamps PAR20"]
["LED Lamps PAR20","Lamps","ILED PAR20 10",null,"LED, PAR20 Replacement Lamps 10 watts",null,null,null,"",null,10,"LED Lamps PAR20"]
["LED Lamps PAR20","Lamps","ILED PAR20 11",null,"LED, PAR20 Replacement Lamps 11 watts",null,null,null,"",null,11,"LED Lamps PAR20"]
["LED Lamps PAR20","Lamps","ILED PAR20 12",null,"LED, PAR20 Replacement Lamps 12 watts",null,null,null,"",null,12,"LED Lamps PAR20"]
["LED Lamps PAR20","Lamps","ILED PAR20 13",null,"LED, PAR20 Replacement Lamps 13 watts",null,null,null,"",null,13,"LED Lamps PAR20"]
["LED Lamps PAR20","Lamps","ILED PAR20 14",null,"LED, PAR20 Replacement Lamps 14 watts",null,null,null,"",null,14,"LED Lamps PAR20"]
["LED Lamps PAR20","Lamps","ILED PAR20 15",null,"LED, PAR20 Replacement Lamps 15 watts",null,null,null,"",null,15,"LED Lamps PAR20"]
["LED Lamps PAR20","Lamps","ILED PAR20 16",null,"LED, PAR20 Replacement Lamps 16 watts",null,null,null,"",null,16,"LED Lamps PAR20"]
["LED Lamps PAR20","Lamps","ILED PAR20 17",null,"LED, PAR20 Replacement Lamps 17 watts",null,null,null,"",null,17,"LED Lamps PAR20"]
["LED Lamps PAR20","Lamps","ILED PAR20 18",null,"LED, PAR20 Replacement Lamps 18 watts",null,null,null,"",null,18,"LED Lamps PAR20"]
["LED Lamps PAR20","Lamps","ILED PAR20 19",null,"LED, PAR20 Replacement Lamps 19 watts",null,null,null,"",null,19,"LED Lamps PAR20"]
["LED Lamps PAR20","Lamps","ILED PAR20 2",null,"LED, PAR20 Replacement Lamps 2 watts",null,null,null,"",null,2,"LED Lamps PAR20"]
["LED Lamps PAR20","Lamps","ILED PAR20 20",null,"LED, PAR20 Replacement Lamps 20 watts",null,null,null,"",null,20,"LED Lamps PAR20"]
["LED Lamps PAR20","Lamps","ILED PAR20 3",null,"LED, PAR20 Replacement Lamps 3 watts",null,null,null,"",null,3,"LED Lamps PAR20"]
["LED Lamps PAR20","Lamps","ILED PAR20 4",null,"LED, PAR20 Replacement Lamps 4 watts",null,null,null,"",null,4,"LED Lamps PAR20"]
["LED Lamps PAR20","Lamps","ILED PAR20 5",null,"LED, PAR20 Replacement Lamps 5 watts",null,null,null,"",null,5,"LED Lamps PAR20"]
["LED Lamps PAR20","Lamps","ILED PAR20 6",null,"LED, PAR20 Replacement Lamps 6 watts",null,null,null,"",null,6,"LED Lamps PAR20"]
["LED Lamps PAR20","Lamps","ILED PAR20 7",null,"LED, PAR20 Replacement Lamps 7 watts",null,null,null,"",null,7,"LED Lamps PAR20"]
["LED Lamps PAR20","Lamps","ILED PAR20 8",null,"LED, PAR20 Replacement Lamps 8 watts",null,null,null,"",null,8,"LED Lamps PAR20"]
["LED Lamps PAR20","Lamps","ILED PAR20 9",null,"LED, PAR20 Replacement Lamps 9 watts",null,null,null,"",null,9,"LED Lamps PAR20"]
["LED Lamps PAR30","Lamps","ILED PAR30 10",null,"LED PAR30 Replacement Lamps 10 watts",null,null,null,"",null,10,"LED Lamps PAR30"]
["LED Lamps PAR30","Lamps","ILED PAR30 11",null,"LED PAR30 Replacement Lamps 11 watts",null,null,null,"",null,11,"LED Lamps PAR30"]
["LED Lamps PAR30","Lamps","ILED PAR30 12",null,"LED PAR30 Replacement Lamps 12 watts",null,null,null,"",null,12,"LED Lamps PAR30"]
["LED Lamps PAR30","Lamps","ILED PAR30 13",null,"LED PAR30 Replacement Lamps 13 watts",null,null,null,"",null,13,"LED Lamps PAR30"]
["LED Lamps PAR30","Lamps","ILED PAR30 14",null,"LED PAR30 Replacement Lamps 14 watts",null,null,null,"",null,14,"LED Lamps PAR30"]
["LED Lamps PAR30","Lamps","ILED PAR30 15",null,"LED PAR30 Replacement Lamps 15 watts",null,null,null,"",null,15,"LED Lamps PAR30"]
["LED Lamps PAR30","Lamps","ILED PAR30 5",null,"LED PAR30 Replacement Lamps 5 watts",null,null,null,"",null,5,"LED Lamps PAR30"]
["LED Lamps PAR30","Lamps","ILED PAR30 6",null,"LED PAR30 Replacement Lamps 6 watts",null,null,null,"",null,6,"LED Lamps PAR30"]
["LED Lamps PAR30","Lamps","ILED PAR30 7",null,"LED PAR30 Replacement Lamps 7 watts",null,null,null,"",null,7,"LED Lamps PAR30"]
["LED Lamps PAR30","Lamps","ILED PAR30 8",null,"LED PAR30 Replacement Lamps 8 watts",null,null,null,"",null,8,"LED Lamps PAR30"]
["LED Lamps PAR30","Lamps","ILED PAR30 9",null,"LED PAR30 Replacement Lamps 9 watts",null,null,null,"",null,9,"LED Lamps PAR30"]
["LED Lamps PAR38","Lamps","ILED PAR38 10",null,"LED, PAR38 Replacement Lamps 10 watts",null,null,null,"",null,10,"LED Lamps PAR38"]
["LED Lamps PAR38","Lamps","ILED PAR38 11",null,"LED, PAR38 Replacement Lamps 11 watts",null,null,null,"",null,11,"LED Lamps PAR38"]
["LED Lamps PAR38","Lamps","ILED PAR38 12",null,"LED, PAR38 Replacement Lamps 12 watts",null,null,null,"",null,12,"LED Lamps PAR38"]
["LED Lamps PAR38","Lamps","ILED PAR38 13",null,"LED, PAR38 Replacement Lamps 13 watts",null,null,null,"",null,13,"LED Lamps PAR38"]
["LED Lamps PAR38","Lamps","ILED PAR38 14",null,"LED, PAR38 Replacement Lamps 14 watts",null,null,null,"",null,14,"LED Lamps PAR38"]
["LED Lamps PAR38","Lamps","ILED PAR38 15",null,"LED, PAR38 Replacement Lamps 15 watts",null,null,null,"",null,15,"LED Lamps PAR38"]
["LED Lamps PAR38","Lamps","ILED PAR38 16",null,"LED, PAR38 Replacement Lamps 16 watts",null,null,null,"",null,16,"LED Lamps PAR38"]
["LED Lamps PAR38","Lamps","ILED PAR38 17",null,"LED, PAR38 Replacement Lamps 17 watts",null,null,null,"",null,17,"LED Lamps PAR38"]
["LED Lamps PAR38","Lamps","ILED PAR38 18",null,"LED, PAR38 Replacement Lamps 18 watts",null,null,null,"",null,18,"LED Lamps PAR38"]
["LED Lamps PAR38","Lamps","ILED PAR38 19",null,"LED, PAR38 Replacement Lamps 19 watts",null,null,null,"",null,19,"LED Lamps PAR38"]
["LED Lamps PAR38","Lamps","ILED PAR38 20",null,"LED, PAR38 Replacement Lamps 20 watts",null,null,null,"",null,20,"LED Lamps PAR38"]
["LED Lamps R30","Lamps","ILED R30 10",null,"LED, R30 Replacement Lamps 10 watts",null,null,null,"",null,10,"LED Lamps R30"]
["LED Lamps R30","Lamps","ILED R30 2",null,"LED, R30 Replacement Lamps 2 watts",null,null,null,"",null,2,"LED Lamps R30"]
["LED Lamps R30","Lamps","ILED R30 3",null,"LED, R30 Replacement Lamps 3 watts",null,null,null,{"$f":"IF(G1704=\"\",\"\",G1704/12)","v":""},null,3,"LED Lamps R30"]
["LED Lamps R30","Lamps","ILED R30 4",null,"LED, R30 Replacement Lamps 4 watts",null,null,null,"",null,4,"LED Lamps R30"]
["LED Lamps R30","Lamps","ILED R30 5",null,"LED, R30 Replacement Lamps 5 watts",null,null,null,"",null,5,"LED Lamps R30"]
["LED Lamps R30","Lamps","ILED R30 6",null,"LED, R30 Replacement Lamps 6 watts",null,null,null,"",null,6,{"$f":"A1707","v":"LED Lamps R30"}]
["LED Lamps R30","Lamps","ILED R30 7",null,"LED, R30 Replacement Lamps 7 watts",null,null,null,"",null,7,"LED Lamps R30"]
["LED Lamps R30","Lamps","ILED R30 8",null,"LED, R30 Replacement Lamps 8 watts",null,null,null,"",null,8,"LED Lamps R30"]
["LED Lamps R30","Lamps","ILED R30 9",null,"LED, R30 Replacement Lamps 9 watts",null,null,null,"",null,9,"LED Lamps R30"]
["LED Track Lighting",null,"ILED TRK 10",null,"LED, Track Lighting Fixtures 10 watts",null,null,null,"",null,10,"LED Track Lighting"]
["LED Track Lighting",null,"ILED TRK 11",null,"LED, Track Lighting Fixtures 11 watts",null,null,null,"",null,11,"LED Track Lighting"]
["LED Track Lighting",null,"ILED TRK 12",null,"LED, Track Lighting Fixtures 12 watts",null,null,null,"",null,12,"LED Track Lighting"]
["LED Track Lighting",null,"ILED TRK 13",null,"LED, Track Lighting Fixtures 13 watts",null,null,null,"",null,13,"LED Track Lighting"]
["LED Track Lighting",null,"ILED TRK 14",null,"LED, Track Lighting Fixtures 14 watts",null,null,null,"",null,14,"LED Track Lighting"]
["LED Track Lighting",null,"ILED TRK 15",null,"LED, Track Lighting Fixtures 15 watts",null,null,null,"",null,15,"LED Track Lighting"]
["LED Track Lighting",null,"ILED TRK 16",null,"LED, Track Lighting Fixtures 16 watts",null,null,null,"",null,16,"LED Track Lighting"]
["LED Track Lighting",null,"ILED TRK 17",null,"LED, Track Lighting Fixtures 17 watts",null,null,null,"",null,17,"LED Track Lighting"]
["LED Track Lighting",null,"ILED TRK 18",null,"LED, Track Lighting Fixtures 18 watts",null,null,null,"",null,18,"LED Track Lighting"]
["LED Track Lighting",null,"ILED TRK 19",null,"LED, Track Lighting Fixtures 19 watts",null,null,null,"",null,19,"LED Track Lighting"]
["LED Track Lighting",null,"ILED TRK 20",null,"LED, Track Lighting Fixtures 20 watts",null,null,null,"",null,20,"LED Track Lighting"]
["LED Track Lighting",null,"ILED TRK 21",null,"LED, Track Lighting Fixtures 21 watts",null,null,null,"",null,21,"LED Track Lighting"]
["LED Track Lighting",null,"ILED TRK 22",null,"LED, Track Lighting Fixtures 22 watts",null,null,null,"",null,22,"LED Track Lighting"]
["LED Track Lighting",null,"ILED TRK 23",null,"LED, Track Lighting Fixtures 23 watts",null,null,null,"",null,23,"LED Track Lighting"]
["LED Track Lighting",null,"ILED TRK 24",null,"LED, Track Lighting Fixtures 24 watts",null,null,null,"",null,24,"LED Track Lighting"]
["LED Track Lighting",null,"ILED TRK 25",null,"LED, Track Lighting Fixtures 25 watts",null,null,null,"",null,25,"LED Track Lighting"]
["LED Track Lighting",null,"ILED TRK 26",null,"LED, Track Lighting Fixtures 26 watts",null,null,null,"",null,26,"LED Track Lighting"]
["LED Track Lighting",null,"ILED TRK 27",null,"LED, Track Lighting Fixtures 27 watts",null,null,null,"",null,27,"LED Track Lighting"]
["LED Track Lighting",null,"ILED TRK 28",null,"LED, Track Lighting Fixtures 28 watts",null,null,null,"",null,28,"LED Track Lighting"]
["LED Track Lighting",null,"ILED TRK 29",null,"LED, Track Lighting Fixtures 29 watts",null,null,null,"",null,29,"LED Track Lighting"]
["LED Track Lighting",null,"ILED TRK 30",null,"LED, Track Lighting Fixtures 30 watts",null,null,null,"",null,30,"LED Track Lighting"]
["LED Track Lighting",null,"ILED TRK 31",null,"LED, Track Lighting Fixtures 31 watts",null,null,null,"",null,31,"LED Track Lighting"]
["LED Track Lighting",null,"ILED TRK 32",null,"LED, Track Lighting Fixtures 32 watts",null,null,null,"",null,32,"LED Track Lighting"]
["LED Track Lighting",null,"ILED TRK 33",null,"LED, Track Lighting Fixtures 33 watts",null,null,null,"",null,33,"LED Track Lighting"]
["LED Track Lighting",null,"ILED TRK 34",null,"LED, Track Lighting Fixtures 34 watts",null,null,null,"",null,34,"LED Track Lighting"]
["LED Track Lighting",null,"ILED TRK 35",null,"LED, Track Lighting Fixtures 35 watts",null,null,null,"",null,35,"LED Track Lighting"]
["LED Track Lighting",null,"ILED TRK 36",null,"LED, Track Lighting Fixtures 36 watts",null,null,null,"",null,36,"LED Track Lighting"]
["LED Track Lighting",null,"ILED TRK 37",null,"LED, Track Lighting Fixtures 37 watts",null,null,null,"",null,37,"LED Track Lighting"]
["LED Track Lighting",null,"ILED TRK 38",null,"LED, Track Lighting Fixtures 38 watts",null,null,null,"",null,38,"LED Track Lighting"]
["LED Track Lighting",null,"ILED TRK 39",null,"LED, Track Lighting Fixtures 39 watts",null,null,null,"",null,39,"LED Track Lighting"]
["LED Track Lighting",null,"ILED TRK 40",null,"LED, Track Lighting Fixtures 40 watts",null,null,null,"",null,40,"LED Track Lighting"]
["LED Track Lighting",null,"ILED TRK 41",null,"LED, Track Lighting Fixtures 41 watts",null,null,null,"",null,41,"LED Track Lighting"]
["LED Track Lighting",null,"ILED TRK 42",null,"LED, Track Lighting Fixtures 42 watts",null,null,null,"",null,42,"LED Track Lighting"]
["LED Track Lighting",null,"ILED TRK 43",null,"LED, Track Lighting Fixtures 43 watts",null,null,null,"",null,43,"LED Track Lighting"]
["LED Track Lighting",null,"ILED TRK 44",null,"LED, Track Lighting Fixtures 44 watts",null,null,null,"",null,44,"LED Track Lighting"]
["LED Track Lighting",null,"ILED TRK 45",null,"LED, Track Lighting Fixtures 45 watts",null,null,null,"",null,45,"LED Track Lighting"]
["LED Track Lighting",null,"ILED TRK 46",null,"LED, Track Lighting Fixtures 46 watts",null,null,null,"",null,46,"LED Track Lighting"]
["LED Track Lighting",null,"ILED TRK 47",null,"LED, Track Lighting Fixtures 47 watts",null,null,null,"",null,47,"LED Track Lighting"]
["LED Track Lighting",null,"ILED TRK 48",null,"LED, Track Lighting Fixtures 48 watts",null,null,null,"",null,48,"LED Track Lighting"]
["LED Track Lighting",null,"ILED TRK 49",null,"LED, Track Lighting Fixtures 49 watts",null,null,null,"",null,49,"LED Track Lighting"]
["LED Track Lighting",null,"ILED TRK 5",null,"LED, Track Lighting Fixtures 5 watts",null,null,null,"",null,5,"LED Track Lighting"]
["LED Track Lighting",null,"ILED TRK 50",null,"LED, Track Lighting Fixtures 50 watts",null,null,null,"",null,50,"LED Track Lighting"]
["LED Track Lighting",null,"ILED TRK 6",null,"LED, Track Lighting Fixtures 6 watts",null,null,null,"",null,6,"LED Track Lighting"]
["LED Track Lighting",null,"ILED TRK 7",null,"LED, Track Lighting Fixtures 7 watts",null,null,null,"",null,7,"LED Track Lighting"]
["LED Track Lighting",null,"ILED TRK 8",null,"LED, Track Lighting Fixtures 8 watts",null,null,null,"",null,8,"LED Track Lighting"]
["LED Track Lighting",null,"ILED TRK 9",null,"LED, Track Lighting Fixtures 9 watts",null,null,null,"",null,9,"LED Track Lighting"]
["LED Low Bay ",null,"LBLED 100",null,"LED, Low Bay Fixtures 100 watts",null,null,null,"",null,100,"LED Low Bay "]
["LED Low Bay ",null,"LBLED 101",null,"LED, Low Bay Fixtures 101 watts",null,null,null,"",null,101,"LED Low Bay "]
["LED Low Bay ",null,"LBLED 103",null,"LED, Low Bay Fixtures 103 watts",null,null,null,"",null,103,"LED Low Bay "]
["LED Low Bay ",null,"LBLED 104",null,"LED, Low Bay Fixtures 104 watts",null,null,null,"",null,104,"LED Low Bay "]
["LED Low Bay ",null,"LBLED 116",null,"LED, Low Bay Fixtures 116 watts",null,null,null,"",null,116,"LED Low Bay "]
["LED Low Bay ",null,"LBLED 120",null,"LED, Low Bay Fixtures 120 watts",null,null,null,"",null,120,"LED Low Bay "]
["LED Low Bay ",null,"LBLED 122",null,"LED, Low Bay Fixtures 122 watts",null,null,null,"",null,122,"LED Low Bay "]
["LED Low Bay ",null,"LBLED 123",null,"LED, Low Bay Fixtures 123 watts",null,null,null,"",null,123,"LED Low Bay "]
["LED Low Bay ",null,"LBLED 124",null,"LED, Low Bay Fixtures 124 watts",null,null,null,"",null,124,"LED Low Bay "]
["LED Low Bay ",null,"LBLED 126",null,"LED, Low Bay Fixtures 126 watts",null,null,null,"",null,126,"LED Low Bay "]
["LED Low Bay ",null,"LBLED 135",null,"LED, Low Bay Fixtures 135 watts",null,null,null,"",null,135,"LED Low Bay "]
["LED Low Bay ",null,"LBLED 159",null,"LED, Low Bay Fixtures 159 watts",null,null,null,{"$f":"IF(G1768=\"\",\"\",G1768/12)","v":""},null,159,"LED Low Bay "]
["LED Low Bay ",null,"LBLED 172",null,"LED, Low Bay Fixtures 172 watts",null,null,null,"",null,172,"LED Low Bay "]
["LED Low Bay ",null,"LBLED 48",null,"LED, Low Bay Fixtures 48 watts",null,null,null,"",null,48,"LED Low Bay "]
["LED Low Bay ",null,"LBLED 50",null,"LED, Low Bay Fixtures 50 watts",null,null,null,"",null,50,{"$f":"A1771","v":"LED Low Bay "}]
["LED Low Bay ",null,"LBLED 51",null,"LED, Low Bay Fixtures 51 watts",null,null,null,"",null,51,"LED Low Bay "]
["LED Low Bay ",null,"LBLED 53",null,"LED, Low Bay Fixtures 53 watts",null,null,null,"",null,53,"LED Low Bay "]
["LED Low Bay ",null,"LBLED 54",null,"LED, Low Bay Fixtures 54 watts",null,null,null,"",null,54,"LED Low Bay "]
["LED Low Bay ",null,"LBLED 57",null,"LED, Low Bay Fixtures 57 watts",null,null,null,"",null,57,"LED Low Bay "]
["LED Low Bay ",null,"LBLED 60",null,"LED, Low Bay Fixtures 60 watts",null,null,null,"",null,60,"LED Low Bay "]
["LED Low Bay ",null,"LBLED 61",null,"LED, Low Bay Fixtures 61 watts",null,null,null,"",null,61,"LED Low Bay "]
["LED Low Bay ",null,"LBLED 62",null,"LED, Low Bay Fixtures 62 watts",null,null,null,"",null,62,"LED Low Bay "]
["LED Low Bay ",null,"LBLED 66",null,"LED, Low Bay Fixtures 66 watts",null,null,null,"",null,66,"LED Low Bay "]
["LED Low Bay ",null,"LBLED 67",null,"LED, Low Bay Fixtures 67 watts",null,null,null,"",null,67,"LED Low Bay "]
["LED Low Bay ",null,"LBLED 69",null,"LED, Low Bay Fixtures 69 watts",null,null,null,"",null,69,"LED Low Bay "]
["LED Low Bay ",null,"LBLED 70",null,"LED, Low Bay Fixtures 70 watts",null,null,null,"",null,70,"LED Low Bay "]
["LED Low Bay ",null,"LBLED 71",null,"LED, Low Bay Fixtures 71 watts",null,null,null,"",null,71,"LED Low Bay "]
["LED Low Bay ",null,"LBLED 72",null,"LED, Low Bay Fixtures 72 watts",null,null,null,"",null,72,"LED Low Bay "]
["LED Low Bay ",null,"LBLED 74",null,"LED, Low Bay Fixtures 74 watts",null,null,null,"",null,74,"LED Low Bay "]
["LED Low Bay ",null,"LBLED 75",null,"LED, Low Bay Fixtures 75 watts",null,null,null,"",null,75,"LED Low Bay "]
["LED Low Bay ",null,"LBLED 76",null,"LED, Low Bay Fixtures 76 watts",null,null,null,"",null,76,"LED Low Bay "]
["LED Low Bay ",null,"LBLED 78",null,"LED, Low Bay Fixtures 78 watts",null,null,null,"",null,78,"LED Low Bay "]
["LED Low Bay ",null,"LBLED 80",null,"LED, Low Bay Fixtures 80 watts",null,null,null,"",null,80,"LED Low Bay "]
["LED Low Bay ",null,"LBLED 81",null,"LED, Low Bay Fixtures 81 watts",null,null,null,"",null,81,"LED Low Bay "]
["LED Low Bay ",null,"LBLED 83",null,"LED, Low Bay Fixtures 83 watts",null,null,null,"",null,83,"LED Low Bay "]
["LED Low Bay ",null,"LBLED 84",null,"LED, Low Bay Fixtures 84 watts",null,null,null,"",null,84,"LED Low Bay "]
["LED Low Bay ",null,"LBLED 85",null,"LED, Low Bay Fixtures 85 watts",null,null,null,"",null,85,"LED Low Bay "]
["LED Low Bay ",null,"LBLED 93",null,"LED, Low Bay Fixtures 93 watts",null,null,null,"",null,93,"LED Low Bay "]
["LED Low Bay ",null,"LBLED 94",null,"LED, Low Bay Fixtures 94 watts",null,null,null,"",null,94,"LED Low Bay "]
["LED Low Bay ",null,"LBLED 95",null,"LED, Low Bay Fixtures 95 watts",null,null,null,"",null,95,"LED Low Bay "]
["LED Low Bay ",null,"LBLED 97",null,"LED, Low Bay Fixtures 97 watts",null,null,null,"",null,97,"LED Low Bay "]
["LED Low Bay ",null,"LBLED 98",null,"LED, Low Bay Fixtures 98 watts",null,null,null,"",null,98,"LED Low Bay "]
["LED Low Bay ",null,"LBLED 99",null,"LED, Low Bay Fixtures 99 watts",null,null,null,"",null,99,"LED Low Bay "]
["LED Interior Parking Garage Lighting Fixtures",null,"LBLED PG 100",null,"LED, Interior Parking Garage 100 watts",null,null,null,"",null,100,"LED Interior Parking Garage Lighting Fixtures"]
["LED Interior Parking Garage Lighting Fixtures",null,"LBLED PG 101",null,"LED, Interior Parking Garage 101 watts",null,null,null,"",null,101,"LED Interior Parking Garage Lighting Fixtures"]
["LED Interior Parking Garage Lighting Fixtures",null,"LBLED PG 102",null,"LED, Interior Parking Garage 102 watts",null,null,null,"",null,102,"LED Interior Parking Garage Lighting Fixtures"]
["LED Interior Parking Garage Lighting Fixtures",null,"LBLED PG 103",null,"LED, Interior Parking Garage 103 watts",null,null,null,"",null,103,"LED Interior Parking Garage Lighting Fixtures"]
["LED Interior Parking Garage Lighting Fixtures",null,"LBLED PG 104",null,"LED, Interior Parking Garage 104 watts",null,null,null,"",null,104,"LED Interior Parking Garage Lighting Fixtures"]
["LED Interior Parking Garage Lighting Fixtures",null,"LBLED PG 105",null,"LED, Interior Parking Garage 105 watts",null,null,null,"",null,105,"LED Interior Parking Garage Lighting Fixtures"]
["LED Interior Parking Garage Lighting Fixtures",null,"LBLED PG 106",null,"LED, Interior Parking Garage 106 watts",null,null,null,"",null,106,"LED Interior Parking Garage Lighting Fixtures"]
["LED Interior Parking Garage Lighting Fixtures",null,"LBLED PG 107",null,"LED, Interior Parking Garage 107 watts",null,null,null,"",null,107,"LED Interior Parking Garage Lighting Fixtures"]
["LED Interior Parking Garage Lighting Fixtures",null,"LBLED PG 108",null,"LED, Interior Parking Garage 108 watts",null,null,null,"",null,108,"LED Interior Parking Garage Lighting Fixtures"]
["LED Interior Parking Garage Lighting Fixtures",null,"LBLED PG 109",null,"LED, Interior Parking Garage 109 watts",null,null,null,"",null,109,"LED Interior Parking Garage Lighting Fixtures"]
["LED Interior Parking Garage Lighting Fixtures",null,"LBLED PG 110",null,"LED, Interior Parking Garage 110 watts",null,null,null,"",null,110,"LED Interior Parking Garage Lighting Fixtures"]
["LED Interior Parking Garage Lighting Fixtures",null,"LBLED PG 111",null,"LED, Interior Parking Garage 111 watts",null,null,null,"",null,111,"LED Interior Parking Garage Lighting Fixtures"]
["LED Interior Parking Garage Lighting Fixtures",null,"LBLED PG 112",null,"LED, Interior Parking Garage 112 watts",null,null,null,"",null,112,"LED Interior Parking Garage Lighting Fixtures"]
["LED Interior Parking Garage Lighting Fixtures",null,"LBLED PG 113",null,"LED, Interior Parking Garage 113 watts",null,null,null,"",null,113,"LED Interior Parking Garage Lighting Fixtures"]
["LED Interior Parking Garage Lighting Fixtures",null,"LBLED PG 114",null,"LED, Interior Parking Garage 114 watts",null,null,null,"",null,114,"LED Interior Parking Garage Lighting Fixtures"]
["LED Interior Parking Garage Lighting Fixtures",null,"LBLED PG 115",null,"LED, Interior Parking Garage 115 watts",null,null,null,"",null,115,"LED Interior Parking Garage Lighting Fixtures"]
["LED Interior Parking Garage Lighting Fixtures",null,"LBLED PG 116",null,"LED, Interior Parking Garage 116 watts",null,null,null,"",null,116,"LED Interior Parking Garage Lighting Fixtures"]
["LED Interior Parking Garage Lighting Fixtures",null,"LBLED PG 117",null,"LED, Interior Parking Garage 117 watts",null,null,null,"",null,117,"LED Interior Parking Garage Lighting Fixtures"]
["LED Interior Parking Garage Lighting Fixtures",null,"LBLED PG 118",null,"LED, Interior Parking Garage 118 watts",null,null,null,"",null,118,"LED Interior Parking Garage Lighting Fixtures"]
["LED Interior Parking Garage Lighting Fixtures",null,"LBLED PG 119",null,"LED, Interior Parking Garage 119 watts",null,null,null,"",null,119,"LED Interior Parking Garage Lighting Fixtures"]
["LED Interior Parking Garage Lighting Fixtures",null,"LBLED PG 120",null,"LED, Interior Parking Garage 120 watts",null,null,null,"",null,120,"LED Interior Parking Garage Lighting Fixtures"]
["LED Interior Parking Garage Lighting Fixtures",null,"LBLED PG 121",null,"LED, Interior Parking Garage 121 watts",null,null,null,"",null,121,"LED Interior Parking Garage Lighting Fixtures"]
["LED Interior Parking Garage Lighting Fixtures",null,"LBLED PG 122",null,"LED, Interior Parking Garage 122 watts",null,null,null,"",null,122,"LED Interior Parking Garage Lighting Fixtures"]
["LED Interior Parking Garage Lighting Fixtures",null,"LBLED PG 123",null,"LED, Interior Parking Garage 123 watts",null,null,null,"",null,123,"LED Interior Parking Garage Lighting Fixtures"]
["LED Interior Parking Garage Lighting Fixtures",null,"LBLED PG 124",null,"LED, Interior Parking Garage 124 watts",null,null,null,"",null,124,"LED Interior Parking Garage Lighting Fixtures"]
["LED Interior Parking Garage Lighting Fixtures",null,"LBLED PG 125",null,"LED, Interior Parking Garage 125 watts",null,null,null,"",null,125,"LED Interior Parking Garage Lighting Fixtures"]
["LED Interior Parking Garage Lighting Fixtures",null,"LBLED PG 126",null,"LED, Interior Parking Garage 126 watts",null,null,null,"",null,126,"LED Interior Parking Garage Lighting Fixtures"]
["LED Interior Parking Garage Lighting Fixtures",null,"LBLED PG 127",null,"LED, Interior Parking Garage 127 watts",null,null,null,"",null,127,"LED Interior Parking Garage Lighting Fixtures"]
["LED Interior Parking Garage Lighting Fixtures",null,"LBLED PG 128",null,"LED, Interior Parking Garage 128 watts",null,null,null,"",null,128,"LED Interior Parking Garage Lighting Fixtures"]
["LED Interior Parking Garage Lighting Fixtures",null,"LBLED PG 129",null,"LED, Interior Parking Garage 129 watts",null,null,null,"",null,129,"LED Interior Parking Garage Lighting Fixtures"]
["LED Interior Parking Garage Lighting Fixtures",null,"LBLED PG 130",null,"LED, Interior Parking Garage 130 watts",null,null,null,"",null,130,"LED Interior Parking Garage Lighting Fixtures"]
["LED Interior Parking Garage Lighting Fixtures",null,"LBLED PG 131",null,"LED, Interior Parking Garage 131 watts",null,null,null,"",null,131,"LED Interior Parking Garage Lighting Fixtures"]
["LED Interior Parking Garage Lighting Fixtures",null,"LBLED PG 132",null,"LED, Interior Parking Garage 132 watts",null,null,null,{"$f":"IF(G1832=\"\",\"\",G1832/12)","v":""},null,132,"LED Interior Parking Garage Lighting Fixtures"]
["LED Interior Parking Garage Lighting Fixtures",null,"LBLED PG 133",null,"LED, Interior Parking Garage 133 watts",null,null,null,"",null,133,"LED Interior Parking Garage Lighting Fixtures"]
["LED Interior Parking Garage Lighting Fixtures",null,"LBLED PG 134",null,"LED, Interior Parking Garage 134 watts",null,null,null,"",null,134,"LED Interior Parking Garage Lighting Fixtures"]
["LED Interior Parking Garage Lighting Fixtures",null,"LBLED PG 135",null,"LED, Interior Parking Garage 135 watts",null,null,null,"",null,135,{"$f":"A1835","v":"LED Interior Parking Garage Lighting Fixtures"}]
["LED Interior Parking Garage Lighting Fixtures",null,"LBLED PG 136",null,"LED, Interior Parking Garage 136 watts",null,null,null,"",null,136,"LED Interior Parking Garage Lighting Fixtures"]
["LED Interior Parking Garage Lighting Fixtures",null,"LBLED PG 137",null,"LED, Interior Parking Garage 137 watts",null,null,null,"",null,137,"LED Interior Parking Garage Lighting Fixtures"]
["LED Interior Parking Garage Lighting Fixtures",null,"LBLED PG 138",null,"LED, Interior Parking Garage 138 watts",null,null,null,"",null,138,"LED Interior Parking Garage Lighting Fixtures"]
["LED Interior Parking Garage Lighting Fixtures",null,"LBLED PG 139",null,"LED, Interior Parking Garage 139 watts",null,null,null,"",null,139,"LED Interior Parking Garage Lighting Fixtures"]
["LED Interior Parking Garage Lighting Fixtures",null,"LBLED PG 140",null,"LED, Interior Parking Garage 140 watts",null,null,null,"",null,140,"LED Interior Parking Garage Lighting Fixtures"]
["LED Interior Parking Garage Lighting Fixtures",null,"LBLED PG 141",null,"LED, Interior Parking Garage 141 watts",null,null,null,"",null,141,"LED Interior Parking Garage Lighting Fixtures"]
["LED Interior Parking Garage Lighting Fixtures",null,"LBLED PG 142",null,"LED, Interior Parking Garage 142 watts",null,null,null,"",null,142,"LED Interior Parking Garage Lighting Fixtures"]
["LED Interior Parking Garage Lighting Fixtures",null,"LBLED PG 143",null,"LED, Interior Parking Garage 143 watts",null,null,null,"",null,143,"LED Interior Parking Garage Lighting Fixtures"]
["LED Interior Parking Garage Lighting Fixtures",null,"LBLED PG 144",null,"LED, Interior Parking Garage 144 watts",null,null,null,"",null,144,"LED Interior Parking Garage Lighting Fixtures"]
["LED Interior Parking Garage Lighting Fixtures",null,"LBLED PG 145",null,"LED, Interior Parking Garage 145 watts",null,null,null,"",null,145,"LED Interior Parking Garage Lighting Fixtures"]
["LED Interior Parking Garage Lighting Fixtures",null,"LBLED PG 146",null,"LED, Interior Parking Garage 146 watts",null,null,null,"",null,146,"LED Interior Parking Garage Lighting Fixtures"]
["LED Interior Parking Garage Lighting Fixtures",null,"LBLED PG 147",null,"LED, Interior Parking Garage 147 watts",null,null,null,"",null,147,"LED Interior Parking Garage Lighting Fixtures"]
["LED Interior Parking Garage Lighting Fixtures",null,"LBLED PG 148",null,"LED, Interior Parking Garage 148 watts",null,null,null,"",null,148,"LED Interior Parking Garage Lighting Fixtures"]
["LED Interior Parking Garage Lighting Fixtures",null,"LBLED PG 149",null,"LED, Interior Parking Garage 149 watts",null,null,null,"",null,149,"LED Interior Parking Garage Lighting Fixtures"]
["LED Interior Parking Garage Lighting Fixtures",null,"LBLED PG 150",null,"LED, Interior Parking Garage 150 watts",null,null,null,"",null,150,"LED Interior Parking Garage Lighting Fixtures"]
["LED Interior Parking Garage Lighting Fixtures",null,"LBLED PG 151",null,"LED, Interior Parking Garage 151 watts",null,null,null,"",null,151,"LED Interior Parking Garage Lighting Fixtures"]
["LED Interior Parking Garage Lighting Fixtures",null,"LBLED PG 152",null,"LED, Interior Parking Garage 152 watts",null,null,null,"",null,152,"LED Interior Parking Garage Lighting Fixtures"]
["LED Interior Parking Garage Lighting Fixtures",null,"LBLED PG 153",null,"LED, Interior Parking Garage 153 watts",null,null,null,"",null,153,"LED Interior Parking Garage Lighting Fixtures"]
["LED Interior Parking Garage Lighting Fixtures",null,"LBLED PG 154",null,"LED, Interior Parking Garage 154 watts",null,null,null,"",null,154,"LED Interior Parking Garage Lighting Fixtures"]
["LED Interior Parking Garage Lighting Fixtures",null,"LBLED PG 155",null,"LED, Interior Parking Garage 155 watts",null,null,null,"",null,155,"LED Interior Parking Garage Lighting Fixtures"]
["LED Interior Parking Garage Lighting Fixtures",null,"LBLED PG 156",null,"LED, Interior Parking Garage 156 watts",null,null,null,"",null,156,"LED Interior Parking Garage Lighting Fixtures"]
["LED Interior Parking Garage Lighting Fixtures",null,"LBLED PG 157",null,"LED, Interior Parking Garage 157 watts",null,null,null,"",null,157,"LED Interior Parking Garage Lighting Fixtures"]
["LED Interior Parking Garage Lighting Fixtures",null,"LBLED PG 158",null,"LED, Interior Parking Garage 158 watts",null,null,null,"",null,158,"LED Interior Parking Garage Lighting Fixtures"]
["LED Interior Parking Garage Lighting Fixtures",null,"LBLED PG 159",null,"LED, Interior Parking Garage 159 watts",null,null,null,"",null,159,"LED Interior Parking Garage Lighting Fixtures"]
["LED Interior Parking Garage Lighting Fixtures",null,"LBLED PG 160",null,"LED, Interior Parking Garage 160 watts",null,null,null,"",null,160,"LED Interior Parking Garage Lighting Fixtures"]
["LED Interior Parking Garage Lighting Fixtures",null,"LBLED PG 161",null,"LED, Interior Parking Garage 161 watts",null,null,null,"",null,161,"LED Interior Parking Garage Lighting Fixtures"]
["LED Interior Parking Garage Lighting Fixtures",null,"LBLED PG 162",null,"LED, Interior Parking Garage 162 watts",null,null,null,"",null,162,"LED Interior Parking Garage Lighting Fixtures"]
["LED Interior Parking Garage Lighting Fixtures",null,"LBLED PG 163",null,"LED, Interior Parking Garage 163 watts",null,null,null,"",null,163,"LED Interior Parking Garage Lighting Fixtures"]
["LED Interior Parking Garage Lighting Fixtures",null,"LBLED PG 164",null,"LED, Interior Parking Garage 164 watts",null,null,null,"",null,164,"LED Interior Parking Garage Lighting Fixtures"]
["LED Interior Parking Garage Lighting Fixtures",null,"LBLED PG 165",null,"LED, Interior Parking Garage 165 watts",null,null,null,"",null,165,"LED Interior Parking Garage Lighting Fixtures"]
["LED Interior Parking Garage Lighting Fixtures",null,"LBLED PG 166",null,"LED, Interior Parking Garage 166 watts",null,null,null,"",null,166,"LED Interior Parking Garage Lighting Fixtures"]
["LED Interior Parking Garage Lighting Fixtures",null,"LBLED PG 167",null,"LED, Interior Parking Garage 167 watts",null,null,null,"",null,167,"LED Interior Parking Garage Lighting Fixtures"]
["LED Interior Parking Garage Lighting Fixtures",null,"LBLED PG 168",null,"LED, Interior Parking Garage 168 watts",null,null,null,"",null,168,"LED Interior Parking Garage Lighting Fixtures"]
["LED Interior Parking Garage Lighting Fixtures",null,"LBLED PG 169",null,"LED, Interior Parking Garage 169 watts",null,null,null,"",null,169,"LED Interior Parking Garage Lighting Fixtures"]
["LED Interior Parking Garage Lighting Fixtures",null,"LBLED PG 170",null,"LED, Interior Parking Garage 170 watts",null,null,null,"",null,170,"LED Interior Parking Garage Lighting Fixtures"]
["LED Interior Parking Garage Lighting Fixtures",null,"LBLED PG 171",null,"LED, Interior Parking Garage 171 watts",null,null,null,"",null,171,"LED Interior Parking Garage Lighting Fixtures"]
["LED Interior Parking Garage Lighting Fixtures",null,"LBLED PG 172",null,"LED, Interior Parking Garage 172 watts",null,null,null,"",null,172,"LED Interior Parking Garage Lighting Fixtures"]
["LED Interior Parking Garage Lighting Fixtures",null,"LBLED PG 173",null,"LED, Interior Parking Garage 173 watts",null,null,null,"",null,173,"LED Interior Parking Garage Lighting Fixtures"]
["LED Interior Parking Garage Lighting Fixtures",null,"LBLED PG 174",null,"LED, Interior Parking Garage 174 watts",null,null,null,"",null,174,"LED Interior Parking Garage Lighting Fixtures"]
["LED Interior Parking Garage Lighting Fixtures",null,"LBLED PG 175",null,"LED, Interior Parking Garage 175 watts",null,null,null,"",null,175,"LED Interior Parking Garage Lighting Fixtures"]
["LED Interior Parking Garage Lighting Fixtures",null,"LBLED PG 176",null,"LED, Interior Parking Garage 176 watts",null,null,null,"",null,176,"LED Interior Parking Garage Lighting Fixtures"]
["LED Interior Parking Garage Lighting Fixtures",null,"LBLED PG 177",null,"LED, Interior Parking Garage 177 watts",null,null,null,"",null,177,"LED Interior Parking Garage Lighting Fixtures"]
["LED Interior Parking Garage Lighting Fixtures",null,"LBLED PG 178",null,"LED, Interior Parking Garage 178 watts",null,null,null,"",null,178,"LED Interior Parking Garage Lighting Fixtures"]
["LED Interior Parking Garage Lighting Fixtures",null,"LBLED PG 179",null,"LED, Interior Parking Garage 179 watts",null,null,null,"",null,179,"LED Interior Parking Garage Lighting Fixtures"]
["LED Interior Parking Garage Lighting Fixtures",null,"LBLED PG 180",null,"LED, Interior Parking Garage 180 watts",null,null,null,"",null,180,"LED Interior Parking Garage Lighting Fixtures"]
["LED Interior Parking Garage Lighting Fixtures",null,"LBLED PG 181",null,"LED, Interior Parking Garage 181 watts",null,null,null,"",null,181,"LED Interior Parking Garage Lighting Fixtures"]
["LED Interior Parking Garage Lighting Fixtures",null,"LBLED PG 182",null,"LED, Interior Parking Garage 182 watts",null,null,null,"",null,182,"LED Interior Parking Garage Lighting Fixtures"]
["LED Interior Parking Garage Lighting Fixtures",null,"LBLED PG 183",null,"LED, Interior Parking Garage 183 watts",null,null,null,"",null,183,"LED Interior Parking Garage Lighting Fixtures"]
["LED Interior Parking Garage Lighting Fixtures",null,"LBLED PG 184",null,"LED, Interior Parking Garage 184 watts",null,null,null,"",null,184,"LED Interior Parking Garage Lighting Fixtures"]
["LED Interior Parking Garage Lighting Fixtures",null,"LBLED PG 185",null,"LED, Interior Parking Garage 185 watts",null,null,null,"",null,185,"LED Interior Parking Garage Lighting Fixtures"]
["LED Interior Parking Garage Lighting Fixtures",null,"LBLED PG 186",null,"LED, Interior Parking Garage 186 watts",null,null,null,"",null,186,"LED Interior Parking Garage Lighting Fixtures"]
["LED Interior Parking Garage Lighting Fixtures",null,"LBLED PG 187",null,"LED, Interior Parking Garage 187 watts",null,null,null,"",null,187,"LED Interior Parking Garage Lighting Fixtures"]
["LED Interior Parking Garage Lighting Fixtures",null,"LBLED PG 188",null,"LED, Interior Parking Garage 188 watts",null,null,null,"",null,188,"LED Interior Parking Garage Lighting Fixtures"]
["LED Interior Parking Garage Lighting Fixtures",null,"LBLED PG 189",null,"LED, Interior Parking Garage 189 watts",null,null,null,"",null,189,"LED Interior Parking Garage Lighting Fixtures"]
["LED Interior Parking Garage Lighting Fixtures",null,"LBLED PG 190",null,"LED, Interior Parking Garage 190 watts",null,null,null,"",null,190,"LED Interior Parking Garage Lighting Fixtures"]
["LED Interior Parking Garage Lighting Fixtures",null,"LBLED PG 191",null,"LED, Interior Parking Garage 191 watts",null,null,null,"",null,191,"LED Interior Parking Garage Lighting Fixtures"]
["LED Interior Parking Garage Lighting Fixtures",null,"LBLED PG 192",null,"LED, Interior Parking Garage 192 watts",null,null,null,"",null,192,"LED Interior Parking Garage Lighting Fixtures"]
["LED Interior Parking Garage Lighting Fixtures",null,"LBLED PG 193",null,"LED, Interior Parking Garage 193 watts",null,null,null,"",null,193,"LED Interior Parking Garage Lighting Fixtures"]
["LED Interior Parking Garage Lighting Fixtures",null,"LBLED PG 194",null,"LED, Interior Parking Garage 194 watts",null,null,null,"",null,194,"LED Interior Parking Garage Lighting Fixtures"]
["LED Interior Parking Garage Lighting Fixtures",null,"LBLED PG 195",null,"LED, Interior Parking Garage 195 watts",null,null,null,"",null,195,"LED Interior Parking Garage Lighting Fixtures"]
["LED Interior Parking Garage Lighting Fixtures",null,"LBLED PG 196",null,"LED, Interior Parking Garage 196 watts",null,null,null,{"$f":"IF(G1896=\"\",\"\",G1896/12)","v":""},null,196,"LED Interior Parking Garage Lighting Fixtures"]
["LED Interior Parking Garage Lighting Fixtures",null,"LBLED PG 197",null,"LED, Interior Parking Garage 197 watts",null,null,null,"",null,197,"LED Interior Parking Garage Lighting Fixtures"]
["LED Interior Parking Garage Lighting Fixtures",null,"LBLED PG 198",null,"LED, Interior Parking Garage 198 watts",null,null,null,"",null,198,"LED Interior Parking Garage Lighting Fixtures"]
["LED Interior Parking Garage Lighting Fixtures",null,"LBLED PG 199",null,"LED, Interior Parking Garage 199 watts",null,null,null,"",null,199,{"$f":"A1899","v":"LED Interior Parking Garage Lighting Fixtures"}]
["LED Interior Parking Garage Lighting Fixtures",null,"LBLED PG 20",null,"LED, Interior Parking Garage 20 watts",null,null,null,"",null,20,"LED Interior Parking Garage Lighting Fixtures"]
["LED Interior Parking Garage Lighting Fixtures",null,"LBLED PG 200",null,"LED, Interior Parking Garage 200 watts",null,null,null,"",null,200,"LED Interior Parking Garage Lighting Fixtures"]
["LED Interior Parking Garage Lighting Fixtures",null,"LBLED PG 201",null,"LED, Interior Parking Garage 201 watts",null,null,null,"",null,201,"LED Interior Parking Garage Lighting Fixtures"]
["LED Interior Parking Garage Lighting Fixtures",null,"LBLED PG 202",null,"LED, Interior Parking Garage 202 watts",null,null,null,"",null,202,"LED Interior Parking Garage Lighting Fixtures"]
["LED Interior Parking Garage Lighting Fixtures",null,"LBLED PG 203",null,"LED, Interior Parking Garage 203 watts",null,null,null,"",null,203,"LED Interior Parking Garage Lighting Fixtures"]
["LED Interior Parking Garage Lighting Fixtures",null,"LBLED PG 204",null,"LED, Interior Parking Garage 204 watts",null,null,null,"",null,204,"LED Interior Parking Garage Lighting Fixtures"]
["LED Interior Parking Garage Lighting Fixtures",null,"LBLED PG 205",null,"LED, Interior Parking Garage 205 watts",null,null,null,"",null,205,"LED Interior Parking Garage Lighting Fixtures"]
["LED Interior Parking Garage Lighting Fixtures",null,"LBLED PG 206",null,"LED, Interior Parking Garage 206 watts",null,null,null,"",null,206,"LED Interior Parking Garage Lighting Fixtures"]
["LED Interior Parking Garage Lighting Fixtures",null,"LBLED PG 207",null,"LED, Interior Parking Garage 207 watts",null,null,null,"",null,207,"LED Interior Parking Garage Lighting Fixtures"]
["LED Interior Parking Garage Lighting Fixtures",null,"LBLED PG 208",null,"LED, Interior Parking Garage 208 watts",null,null,null,"",null,208,"LED Interior Parking Garage Lighting Fixtures"]
["LED Interior Parking Garage Lighting Fixtures",null,"LBLED PG 209",null,"LED, Interior Parking Garage 209 watts",null,null,null,"",null,209,"LED Interior Parking Garage Lighting Fixtures"]
["LED Interior Parking Garage Lighting Fixtures",null,"LBLED PG 21",null,"LED, Interior Parking Garage 21 watts",null,null,null,"",null,21,"LED Interior Parking Garage Lighting Fixtures"]
["LED Interior Parking Garage Lighting Fixtures",null,"LBLED PG 210",null,"LED, Interior Parking Garage 210 watts",null,null,null,"",null,210,"LED Interior Parking Garage Lighting Fixtures"]
["LED Interior Parking Garage Lighting Fixtures",null,"LBLED PG 211",null,"LED, Interior Parking Garage 211 watts",null,null,null,"",null,211,"LED Interior Parking Garage Lighting Fixtures"]
["LED Interior Parking Garage Lighting Fixtures",null,"LBLED PG 212",null,"LED, Interior Parking Garage 212 watts",null,null,null,"",null,212,"LED Interior Parking Garage Lighting Fixtures"]
["LED Interior Parking Garage Lighting Fixtures",null,"LBLED PG 213",null,"LED, Interior Parking Garage 213 watts",null,null,null,"",null,213,"LED Interior Parking Garage Lighting Fixtures"]
["LED Interior Parking Garage Lighting Fixtures",null,"LBLED PG 214",null,"LED, Interior Parking Garage 214 watts",null,null,null,"",null,214,"LED Interior Parking Garage Lighting Fixtures"]
["LED Interior Parking Garage Lighting Fixtures",null,"LBLED PG 215",null,"LED, Interior Parking Garage 215 watts",null,null,null,"",null,215,"LED Interior Parking Garage Lighting Fixtures"]
["LED Interior Parking Garage Lighting Fixtures",null,"LBLED PG 216",null,"LED, Interior Parking Garage 216 watts",null,null,null,"",null,216,"LED Interior Parking Garage Lighting Fixtures"]
["LED Interior Parking Garage Lighting Fixtures",null,"LBLED PG 217",null,"LED, Interior Parking Garage 217 watts",null,null,null,"",null,217,"LED Interior Parking Garage Lighting Fixtures"]
["LED Interior Parking Garage Lighting Fixtures",null,"LBLED PG 218",null,"LED, Interior Parking Garage 218 watts",null,null,null,"",null,218,"LED Interior Parking Garage Lighting Fixtures"]
["LED Interior Parking Garage Lighting Fixtures",null,"LBLED PG 219",null,"LED, Interior Parking Garage 219 watts",null,null,null,"",null,219,"LED Interior Parking Garage Lighting Fixtures"]
["LED Interior Parking Garage Lighting Fixtures",null,"LBLED PG 22",null,"LED, Interior Parking Garage 22 watts",null,null,null,"",null,22,"LED Interior Parking Garage Lighting Fixtures"]
["LED Interior Parking Garage Lighting Fixtures",null,"LBLED PG 220",null,"LED, Interior Parking Garage 220 watts",null,null,null,"",null,220,"LED Interior Parking Garage Lighting Fixtures"]
["LED Interior Parking Garage Lighting Fixtures",null,"LBLED PG 221",null,"LED, Interior Parking Garage 221 watts",null,null,null,"",null,221,"LED Interior Parking Garage Lighting Fixtures"]
["LED Interior Parking Garage Lighting Fixtures",null,"LBLED PG 222",null,"LED, Interior Parking Garage 222 watts",null,null,null,"",null,222,"LED Interior Parking Garage Lighting Fixtures"]
["LED Interior Parking Garage Lighting Fixtures",null,"LBLED PG 223",null,"LED, Interior Parking Garage 223 watts",null,null,null,"",null,223,"LED Interior Parking Garage Lighting Fixtures"]
["LED Interior Parking Garage Lighting Fixtures",null,"LBLED PG 224",null,"LED, Interior Parking Garage 224 watts",null,null,null,"",null,224,"LED Interior Parking Garage Lighting Fixtures"]
["LED Interior Parking Garage Lighting Fixtures",null,"LBLED PG 225",null,"LED, Interior Parking Garage 225 watts",null,null,null,"",null,225,"LED Interior Parking Garage Lighting Fixtures"]
["LED Interior Parking Garage Lighting Fixtures",null,"LBLED PG 226",null,"LED, Interior Parking Garage 226 watts",null,null,null,"",null,226,"LED Interior Parking Garage Lighting Fixtures"]
["LED Interior Parking Garage Lighting Fixtures",null,"LBLED PG 227",null,"LED, Interior Parking Garage 227 watts",null,null,null,"",null,227,"LED Interior Parking Garage Lighting Fixtures"]
["LED Interior Parking Garage Lighting Fixtures",null,"LBLED PG 228",null,"LED, Interior Parking Garage 228 watts",null,null,null,"",null,228,"LED Interior Parking Garage Lighting Fixtures"]
["LED Interior Parking Garage Lighting Fixtures",null,"LBLED PG 229",null,"LED, Interior Parking Garage 229 watts",null,null,null,"",null,229,"LED Interior Parking Garage Lighting Fixtures"]
["LED Interior Parking Garage Lighting Fixtures",null,"LBLED PG 23",null,"LED, Interior Parking Garage 23 watts",null,null,null,"",null,23,"LED Interior Parking Garage Lighting Fixtures"]
["LED Interior Parking Garage Lighting Fixtures",null,"LBLED PG 230",null,"LED, Interior Parking Garage 230 watts",null,null,null,"",null,230,"LED Interior Parking Garage Lighting Fixtures"]
["LED Interior Parking Garage Lighting Fixtures",null,"LBLED PG 231",null,"LED, Interior Parking Garage 231 watts",null,null,null,"",null,231,"LED Interior Parking Garage Lighting Fixtures"]
["LED Interior Parking Garage Lighting Fixtures",null,"LBLED PG 232",null,"LED, Interior Parking Garage 232 watts",null,null,null,"",null,232,"LED Interior Parking Garage Lighting Fixtures"]
["LED Interior Parking Garage Lighting Fixtures",null,"LBLED PG 233",null,"LED, Interior Parking Garage 233 watts",null,null,null,"",null,233,"LED Interior Parking Garage Lighting Fixtures"]
["LED Interior Parking Garage Lighting Fixtures",null,"LBLED PG 234",null,"LED, Interior Parking Garage 234 watts",null,null,null,"",null,234,"LED Interior Parking Garage Lighting Fixtures"]
["LED Interior Parking Garage Lighting Fixtures",null,"LBLED PG 235",null,"LED, Interior Parking Garage 235 watts",null,null,null,"",null,235,"LED Interior Parking Garage Lighting Fixtures"]
["LED Interior Parking Garage Lighting Fixtures",null,"LBLED PG 236",null,"LED, Interior Parking Garage 236 watts",null,null,null,"",null,236,"LED Interior Parking Garage Lighting Fixtures"]
["LED Interior Parking Garage Lighting Fixtures",null,"LBLED PG 237",null,"LED, Interior Parking Garage 237 watts",null,null,null,"",null,237,"LED Interior Parking Garage Lighting Fixtures"]
["LED Interior Parking Garage Lighting Fixtures",null,"LBLED PG 238",null,"LED, Interior Parking Garage 238 watts",null,null,null,"",null,238,"LED Interior Parking Garage Lighting Fixtures"]
["LED Interior Parking Garage Lighting Fixtures",null,"LBLED PG 239",null,"LED, Interior Parking Garage 239 watts",null,null,null,"",null,239,"LED Interior Parking Garage Lighting Fixtures"]
["LED Interior Parking Garage Lighting Fixtures",null,"LBLED PG 24",null,"LED, Interior Parking Garage 24 watts",null,null,null,"",null,24,"LED Interior Parking Garage Lighting Fixtures"]
["LED Interior Parking Garage Lighting Fixtures",null,"LBLED PG 240",null,"LED, Interior Parking Garage 240 watts",null,null,null,"",null,240,"LED Interior Parking Garage Lighting Fixtures"]
["LED Interior Parking Garage Lighting Fixtures",null,"LBLED PG 241",null,"LED, Interior Parking Garage 241 watts",null,null,null,"",null,241,"LED Interior Parking Garage Lighting Fixtures"]
["LED Interior Parking Garage Lighting Fixtures",null,"LBLED PG 242",null,"LED, Interior Parking Garage 242 watts",null,null,null,"",null,242,"LED Interior Parking Garage Lighting Fixtures"]
["LED Interior Parking Garage Lighting Fixtures",null,"LBLED PG 243",null,"LED, Interior Parking Garage 243 watts",null,null,null,"",null,243,"LED Interior Parking Garage Lighting Fixtures"]
["LED Interior Parking Garage Lighting Fixtures",null,"LBLED PG 244",null,"LED, Interior Parking Garage 244 watts",null,null,null,"",null,244,"LED Interior Parking Garage Lighting Fixtures"]
["LED Interior Parking Garage Lighting Fixtures",null,"LBLED PG 245",null,"LED, Interior Parking Garage 245 watts",null,null,null,"",null,245,"LED Interior Parking Garage Lighting Fixtures"]
["LED Interior Parking Garage Lighting Fixtures",null,"LBLED PG 246",null,"LED, Interior Parking Garage 246 watts",null,null,null,"",null,246,"LED Interior Parking Garage Lighting Fixtures"]
["LED Interior Parking Garage Lighting Fixtures",null,"LBLED PG 247",null,"LED, Interior Parking Garage 247 watts",null,null,null,"",null,247,"LED Interior Parking Garage Lighting Fixtures"]
["LED Interior Parking Garage Lighting Fixtures",null,"LBLED PG 248",null,"LED, Interior Parking Garage 248 watts",null,null,null,"",null,248,"LED Interior Parking Garage Lighting Fixtures"]
["LED Interior Parking Garage Lighting Fixtures",null,"LBLED PG 249",null,"LED, Interior Parking Garage 249 watts",null,null,null,"",null,249,"LED Interior Parking Garage Lighting Fixtures"]
["LED Interior Parking Garage Lighting Fixtures",null,"LBLED PG 25",null,"LED, Interior Parking Garage 25 watts",null,null,null,"",null,25,"LED Interior Parking Garage Lighting Fixtures"]
["LED Interior Parking Garage Lighting Fixtures",null,"LBLED PG 250",null,"LED, Interior Parking Garage 250 watts",null,null,null,"",null,250,"LED Interior Parking Garage Lighting Fixtures"]
["LED Interior Parking Garage Lighting Fixtures",null,"LBLED PG 26",null,"LED, Interior Parking Garage 26 watts",null,null,null,"",null,26,"LED Interior Parking Garage Lighting Fixtures"]
["LED Interior Parking Garage Lighting Fixtures",null,"LBLED PG 27",null,"LED, Interior Parking Garage 27 watts",null,null,null,"",null,27,"LED Interior Parking Garage Lighting Fixtures"]
["LED Interior Parking Garage Lighting Fixtures",null,"LBLED PG 28",null,"LED, Interior Parking Garage 28 watts",null,null,null,"",null,28,"LED Interior Parking Garage Lighting Fixtures"]
["LED Interior Parking Garage Lighting Fixtures",null,"LBLED PG 29",null,"LED, Interior Parking Garage 29 watts",null,null,null,{"$f":"IF(G1960=\"\",\"\",G1960/12)","v":""},null,29,"LED Interior Parking Garage Lighting Fixtures"]
["LED Interior Parking Garage Lighting Fixtures",null,"LBLED PG 30",null,"LED, Interior Parking Garage 30 watts",null,null,null,"",null,30,"LED Interior Parking Garage Lighting Fixtures"]
["LED Interior Parking Garage Lighting Fixtures",null,"LBLED PG 31",null,"LED, Interior Parking Garage 31 watts",null,null,null,"",null,31,"LED Interior Parking Garage Lighting Fixtures"]
["LED Interior Parking Garage Lighting Fixtures",null,"LBLED PG 32",null,"LED, Interior Parking Garage 32 watts",null,null,null,"",null,32,{"$f":"A1963","v":"LED Interior Parking Garage Lighting Fixtures"}]
["LED Interior Parking Garage Lighting Fixtures",null,"LBLED PG 33",null,"LED, Interior Parking Garage 33 watts",null,null,null,"",null,33,"LED Interior Parking Garage Lighting Fixtures"]
["LED Interior Parking Garage Lighting Fixtures",null,"LBLED PG 34",null,"LED, Interior Parking Garage 34 watts",null,null,null,"",null,34,"LED Interior Parking Garage Lighting Fixtures"]
["LED Interior Parking Garage Lighting Fixtures",null,"LBLED PG 35",null,"LED, Interior Parking Garage 35 watts",null,null,null,"",null,35,"LED Interior Parking Garage Lighting Fixtures"]
["LED Interior Parking Garage Lighting Fixtures",null,"LBLED PG 36",null,"LED, Interior Parking Garage 36 watts",null,null,null,"",null,36,"LED Interior Parking Garage Lighting Fixtures"]
["LED Interior Parking Garage Lighting Fixtures",null,"LBLED PG 37",null,"LED, Interior Parking Garage 37 watts",null,null,null,"",null,37,"LED Interior Parking Garage Lighting Fixtures"]
["LED Interior Parking Garage Lighting Fixtures",null,"LBLED PG 38",null,"LED, Interior Parking Garage 38 watts",null,null,null,"",null,38,"LED Interior Parking Garage Lighting Fixtures"]
["LED Interior Parking Garage Lighting Fixtures",null,"LBLED PG 39",null,"LED, Interior Parking Garage 39 watts",null,null,null,"",null,39,"LED Interior Parking Garage Lighting Fixtures"]
["LED Interior Parking Garage Lighting Fixtures",null,"LBLED PG 40",null,"LED, Interior Parking Garage 40 watts",null,null,null,"",null,40,"LED Interior Parking Garage Lighting Fixtures"]
["LED Interior Parking Garage Lighting Fixtures",null,"LBLED PG 41",null,"LED, Interior Parking Garage 41 watts",null,null,null,"",null,41,"LED Interior Parking Garage Lighting Fixtures"]
["LED Interior Parking Garage Lighting Fixtures",null,"LBLED PG 42",null,"LED, Interior Parking Garage 42 watts",null,null,null,"",null,42,"LED Interior Parking Garage Lighting Fixtures"]
["LED Interior Parking Garage Lighting Fixtures",null,"LBLED PG 43",null,"LED, Interior Parking Garage 43 watts",null,null,null,"",null,43,"LED Interior Parking Garage Lighting Fixtures"]
["LED Interior Parking Garage Lighting Fixtures",null,"LBLED PG 44",null,"LED, Interior Parking Garage 44 watts",null,null,null,"",null,44,"LED Interior Parking Garage Lighting Fixtures"]
["LED Interior Parking Garage Lighting Fixtures",null,"LBLED PG 45",null,"LED, Interior Parking Garage 45 watts",null,null,null,"",null,45,"LED Interior Parking Garage Lighting Fixtures"]
["LED Interior Parking Garage Lighting Fixtures",null,"LBLED PG 46",null,"LED, Interior Parking Garage 46 watts",null,null,null,"",null,46,"LED Interior Parking Garage Lighting Fixtures"]
["LED Interior Parking Garage Lighting Fixtures",null,"LBLED PG 47",null,"LED, Interior Parking Garage 47 watts",null,null,null,"",null,47,"LED Interior Parking Garage Lighting Fixtures"]
["LED Interior Parking Garage Lighting Fixtures",null,"LBLED PG 48",null,"LED, Interior Parking Garage 48 watts",null,null,null,"",null,48,"LED Interior Parking Garage Lighting Fixtures"]
["LED Interior Parking Garage Lighting Fixtures",null,"LBLED PG 49",null,"LED, Interior Parking Garage 49 watts",null,null,null,"",null,49,"LED Interior Parking Garage Lighting Fixtures"]
["LED Interior Parking Garage Lighting Fixtures",null,"LBLED PG 50",null,"LED, Interior Parking Garage 50 watts",null,null,null,"",null,50,"LED Interior Parking Garage Lighting Fixtures"]
["LED Interior Parking Garage Lighting Fixtures",null,"LBLED PG 51",null,"LED, Interior Parking Garage 51 watts",null,null,null,"",null,51,"LED Interior Parking Garage Lighting Fixtures"]
["LED Interior Parking Garage Lighting Fixtures",null,"LBLED PG 52",null,"LED, Interior Parking Garage 52 watts",null,null,null,"",null,52,"LED Interior Parking Garage Lighting Fixtures"]
["LED Interior Parking Garage Lighting Fixtures",null,"LBLED PG 53",null,"LED, Interior Parking Garage 53 watts",null,null,null,"",null,53,"LED Interior Parking Garage Lighting Fixtures"]
["LED Interior Parking Garage Lighting Fixtures",null,"LBLED PG 54",null,"LED, Interior Parking Garage 54 watts",null,null,null,"",null,54,"LED Interior Parking Garage Lighting Fixtures"]
["LED Interior Parking Garage Lighting Fixtures",null,"LBLED PG 55",null,"LED, Interior Parking Garage 55 watts",null,null,null,"",null,55,"LED Interior Parking Garage Lighting Fixtures"]
["LED Interior Parking Garage Lighting Fixtures",null,"LBLED PG 56",null,"LED, Interior Parking Garage 56 watts",null,null,null,"",null,56,"LED Interior Parking Garage Lighting Fixtures"]
["LED Interior Parking Garage Lighting Fixtures",null,"LBLED PG 57",null,"LED, Interior Parking Garage 57 watts",null,null,null,"",null,57,"LED Interior Parking Garage Lighting Fixtures"]
["LED Interior Parking Garage Lighting Fixtures",null,"LBLED PG 58",null,"LED, Interior Parking Garage 58 watts",null,null,null,"",null,58,"LED Interior Parking Garage Lighting Fixtures"]
["LED Interior Parking Garage Lighting Fixtures",null,"LBLED PG 59",null,"LED, Interior Parking Garage 59 watts",null,null,null,"",null,59,"LED Interior Parking Garage Lighting Fixtures"]
["LED Interior Parking Garage Lighting Fixtures",null,"LBLED PG 60",null,"LED, Interior Parking Garage 60 watts",null,null,null,"",null,60,"LED Interior Parking Garage Lighting Fixtures",{"$f":"K1974/2","v":21.5}]
["LED Interior Parking Garage Lighting Fixtures",null,"LBLED PG 61",null,"LED, Interior Parking Garage 61 watts",null,null,null,"",null,61,"LED Interior Parking Garage Lighting Fixtures"]
["LED Interior Parking Garage Lighting Fixtures",null,"LBLED PG 62",null,"LED, Interior Parking Garage 62 watts",null,null,null,"",null,62,"LED Interior Parking Garage Lighting Fixtures"]
["LED Interior Parking Garage Lighting Fixtures",null,"LBLED PG 63",null,"LED, Interior Parking Garage 63 watts",null,null,null,"",null,63,"LED Interior Parking Garage Lighting Fixtures"]
["LED Interior Parking Garage Lighting Fixtures",null,"LBLED PG 64",null,"LED, Interior Parking Garage 64 watts",null,null,null,"",null,64,"LED Interior Parking Garage Lighting Fixtures"]
["LED Interior Parking Garage Lighting Fixtures",null,"LBLED PG 65",null,"LED, Interior Parking Garage 65 watts",null,null,null,"",null,65,"LED Interior Parking Garage Lighting Fixtures"]
["LED Interior Parking Garage Lighting Fixtures",null,"LBLED PG 66",null,"LED, Interior Parking Garage 66 watts",null,null,null,"",null,66,"LED Interior Parking Garage Lighting Fixtures"]
["LED Interior Parking Garage Lighting Fixtures",null,"LBLED PG 67",null,"LED, Interior Parking Garage 67 watts",null,null,null,"",null,67,"LED Interior Parking Garage Lighting Fixtures"]
["LED Interior Parking Garage Lighting Fixtures",null,"LBLED PG 68",null,"LED, Interior Parking Garage 68 watts",null,null,null,"",null,68,"LED Interior Parking Garage Lighting Fixtures"]
["LED Interior Parking Garage Lighting Fixtures",null,"LBLED PG 69",null,"LED, Interior Parking Garage 69 watts",null,null,null,"",null,69,"LED Interior Parking Garage Lighting Fixtures"]
["LED Interior Parking Garage Lighting Fixtures",null,"LBLED PG 70",null,"LED, Interior Parking Garage 70 watts",null,null,null,"",null,70,"LED Interior Parking Garage Lighting Fixtures"]
["LED Interior Parking Garage Lighting Fixtures",null,"LBLED PG 71",null,"LED, Interior Parking Garage 71 watts",null,null,null,"",null,71,"LED Interior Parking Garage Lighting Fixtures"]
["LED Interior Parking Garage Lighting Fixtures",null,"LBLED PG 72",null,"LED, Interior Parking Garage 72 watts",null,null,null,"",null,72,"LED Interior Parking Garage Lighting Fixtures"]
["LED Interior Parking Garage Lighting Fixtures",null,"LBLED PG 73",null,"LED, Interior Parking Garage 73 watts",null,null,null,"",null,73,"LED Interior Parking Garage Lighting Fixtures"]
["LED Interior Parking Garage Lighting Fixtures",null,"LBLED PG 74",null,"LED, Interior Parking Garage 74 watts",null,null,null,"",null,74,"LED Interior Parking Garage Lighting Fixtures"]
["LED Interior Parking Garage Lighting Fixtures",null,"LBLED PG 75",null,"LED, Interior Parking Garage 75 watts",null,null,null,"",null,75,"LED Interior Parking Garage Lighting Fixtures"]
["LED Interior Parking Garage Lighting Fixtures",null,"LBLED PG 76",null,"LED, Interior Parking Garage 76 watts",null,null,null,"",null,76,"LED Interior Parking Garage Lighting Fixtures"]
["LED Interior Parking Garage Lighting Fixtures",null,"LBLED PG 77",null,"LED, Interior Parking Garage 77 watts",null,null,null,"",null,77,"LED Interior Parking Garage Lighting Fixtures"]
["LED Interior Parking Garage Lighting Fixtures",null,"LBLED PG 78",null,"LED, Interior Parking Garage 78 watts",null,null,null,"",null,78,"LED Interior Parking Garage Lighting Fixtures"]
["LED Interior Parking Garage Lighting Fixtures",null,"LBLED PG 79",null,"LED, Interior Parking Garage 79 watts",null,null,null,"",null,79,"LED Interior Parking Garage Lighting Fixtures"]
["LED Interior Parking Garage Lighting Fixtures",null,"LBLED PG 80",null,"LED, Interior Parking Garage 80 watts",null,null,null,"",null,80,"LED Interior Parking Garage Lighting Fixtures"]
["LED Interior Parking Garage Lighting Fixtures",null,"LBLED PG 81",null,"LED, Interior Parking Garage 81 watts",null,null,null,"",null,81,"LED Interior Parking Garage Lighting Fixtures"]
["LED Interior Parking Garage Lighting Fixtures",null,"LBLED PG 82",null,"LED, Interior Parking Garage 82 watts",null,null,null,"",null,82,"LED Interior Parking Garage Lighting Fixtures"]
["LED Interior Parking Garage Lighting Fixtures",null,"LBLED PG 83",null,"LED, Interior Parking Garage 83 watts",null,null,null,"",null,83,"LED Interior Parking Garage Lighting Fixtures"]
["LED Interior Parking Garage Lighting Fixtures",null,"LBLED PG 84",null,"LED, Interior Parking Garage 84 watts",null,null,null,"",null,84,"LED Interior Parking Garage Lighting Fixtures"]
["LED Interior Parking Garage Lighting Fixtures",null,"LBLED PG 85",null,"LED, Interior Parking Garage 85 watts",null,null,null,"",null,85,"LED Interior Parking Garage Lighting Fixtures"]
["LED Interior Parking Garage Lighting Fixtures",null,"LBLED PG 86",null,"LED, Interior Parking Garage 86 watts",null,null,null,"",null,86,"LED Interior Parking Garage Lighting Fixtures"]
["LED Interior Parking Garage Lighting Fixtures",null,"LBLED PG 87",null,"LED, Interior Parking Garage 87 watts",null,null,null,"",null,87,"LED Interior Parking Garage Lighting Fixtures"]
["LED Interior Parking Garage Lighting Fixtures",null,"LBLED PG 88",null,"LED, Interior Parking Garage 88 watts",null,null,null,"",null,88,"LED Interior Parking Garage Lighting Fixtures"]
["LED Interior Parking Garage Lighting Fixtures",null,"LBLED PG 89",null,"LED, Interior Parking Garage 89 watts",null,null,null,"",null,89,"LED Interior Parking Garage Lighting Fixtures"]
["LED Interior Parking Garage Lighting Fixtures",null,"LBLED PG 90",null,"LED, Interior Parking Garage 90 watts",null,null,null,"",null,90,"LED Interior Parking Garage Lighting Fixtures"]
["LED Interior Parking Garage Lighting Fixtures",null,"LBLED PG 91",null,"LED, Interior Parking Garage 91 watts",null,null,null,"",null,91,"LED Interior Parking Garage Lighting Fixtures"]
["LED Interior Parking Garage Lighting Fixtures",null,"LBLED PG 92",null,"LED, Interior Parking Garage 92 watts",null,null,null,"",null,92,"LED Interior Parking Garage Lighting Fixtures"]
["LED Interior Parking Garage Lighting Fixtures",null,"LBLED PG 93",null,"LED, Interior Parking Garage 93 watts",null,null,null,{"$f":"IF(G2024=\"\",\"\",G2024/12)","v":""},null,93,"LED Interior Parking Garage Lighting Fixtures"]
["LED Interior Parking Garage Lighting Fixtures",null,"LBLED PG 94",null,"LED, Interior Parking Garage 94 watts",null,null,null,"",null,94,"LED Interior Parking Garage Lighting Fixtures"]
["LED Interior Parking Garage Lighting Fixtures",null,"LBLED PG 95",null,"LED, Interior Parking Garage 95 watts",null,null,null,"",null,95,"LED Interior Parking Garage Lighting Fixtures"]
["LED Interior Parking Garage Lighting Fixtures",null,"LBLED PG 96",null,"LED, Interior Parking Garage 96 watts",null,null,null,"",null,96,{"$f":"A2027","v":"LED Interior Parking Garage Lighting Fixtures"}]
["LED Interior Parking Garage Lighting Fixtures",null,"LBLED PG 97",null,"LED, Interior Parking Garage 97 watts",null,null,null,"",null,97,"LED Interior Parking Garage Lighting Fixtures"]
["LED Interior Parking Garage Lighting Fixtures",null,"LBLED PG 98",null,"LED, Interior Parking Garage 98 watts",null,null,null,"",null,98,"LED Interior Parking Garage Lighting Fixtures"]
["LED Interior Parking Garage Lighting Fixtures",null,"LBLED PG 99",null,"LED, Interior Parking Garage 99 watts",null,null,null,"",null,99,"LED Interior Parking Garage Lighting Fixtures"]
["Metal Halide",null,"MH100/1","MH100 ","Metal Halide, (1) 100W lamp ","CWA ",null,1,"",100,128,"Metal Halide"]
["Metal Halide",null,"MH1000/1","MH1000 ","Metal Halide, (1) 1000W lamp ","CWA ",null,1,"",1000,1080,"Metal Halide"]
["Metal Halide",null,"MH150/1","MH150 ","Metal Halide, (1) 150W lamp ","CWA ",null,1,"",150,190,"Metal Halide"]
["Metal Halide",null,"MH1500/1","MH1500 ","Metal Halide, (1) 1500W lamp ","CWA ",null,1,"",1500,1610,"Metal Halide"]
["Metal Halide",null,"MH175/1","MH175 ","Metal Halide, (1) 175W lamp ","CWA ",null,1,"",175,215,"Metal Halide"]
["Metal Halide",null,"MH1800/1","MH1800 ","Metal Halide, (1) 1800W lamp ","CWA ",null,1,"",1800,1875,"Metal Halide"]
["Metal Halide",null,"MH200/1","MH200 ","Metal Halide, (1) 200W lamp ","CWA ",null,1,"",200,232,"Metal Halide"]
["Metal Halide",null,"MH250/1","MH250 ","Metal Halide, (1) 250W lamp ","CWA ",null,1,"",250,295,"Metal Halide"]
["Metal Halide",null,"MH300/1","MH300 ","Metal Halide, (1) 300W lamp ","CWA ",null,1,"",300,342,"Metal Halide"]
["Metal Halide",null,"MH32/1","MH32 ","Metal Halide, (1) 32W lamp ","CWA ",null,1,"",32,43,"Metal Halide"]
["Metal Halide",null,"MH320/1","MH320 ","Metal Halide, (1) 320W lamp ","CWA ",null,1,"",320,365,"Metal Halide"]
["Metal Halide",null,"MH35/1","MH35 ","Metal Halide, (1) 35W lamp ","CWA ",null,1,"",35,44,"Metal Halide"]
["Metal Halide",null,"MH350/1","MH350 ","Metal Halide, (1) 350W lamp ","CWA ",null,1,"",350,400,"Metal Halide"]
["Metal Halide",null,"MH360/1","MH360 ","Metal Halide, (1) 360W lamp ","CWA ",null,1,"",360,430,"Metal Halide"]
["Metal Halide",null,"MH400/1","MH400 ","Metal Halide, (1) 400W lamp ","CWA ",null,1,"",400,458,"Metal Halide"]
["Metal Halide",null,"MH400/2","MH400 ","Metal Halide, (2) 400W lamp ","CWA ",null,2,"",400,916,"Metal Halide"]
["Metal Halide",null,"MH450/1","MH450 ","Metal Halide, (1) 450W lamp ","CWA ",null,1,"",450,508,"Metal Halide"]
["Metal Halide",null,"MH50/1","MH50 ","Metal Halide, (1) 50W lamp ","CWA ",null,1,"",50,72,"Metal Halide"]
["Metal Halide",null,"MH70/1","MH70 ","Metal Halide, (1) 70W lamp ","CWA ",null,1,"",70,95,"Metal Halide"]
["Metal Halide",null,"MH750/1","MH750 ","Metal Halide, (1) 750W lamp ","CWA ",null,1,"",750,850,"Metal Halide"]
["Metal Halide",null,"MHPS/LR/100/1","MHPS100 ","Metal Halide Pulse Start, (1) 100W lamp w/ Linear Reactor Ballast ","LR ",null,1,"",100,118,"Metal Halide"]
["Metal Halide",null,"MHPS/LR/150/1","MHPS150 ","Metal Halide Pulse Start, (1) 150W lamp w/ Linear Reactor Ballast ","LR ",null,1,"",150,170,"Metal Halide"]
["Metal Halide",null,"MHPS/LR/175/1","MHPS175 ","Metal Halide Pulse Start, (1) 175W lamp w/ Linear Reactor Ballast ","LR ",null,1,"",175,194,"Metal Halide"]
["Metal Halide",null,"MHPS/LR/200/1","MHPS200 ","Metal Halide Pulse Start, (1) 200W lamp w/ Linear Reactor Ballast ","LR ",null,1,"",200,219,"Metal Halide"]
["Metal Halide",null,"MHPS/LR/250/1","MHPS250 ","Metal Halide Pulse Start, (1) 250W lamp w/ Linear Reactor Ballast ","LR ",null,1,"",250,275,"Metal Halide"]
["Metal Halide",null,"MHPS/LR/300/1","MHPS300 ","Metal Halide Pulse Start, (1) 300W lamp w/ Linear Reactor Ballast ","LR ",null,1,"",300,324,"Metal Halide"]
["Metal Halide",null,"MHPS/LR/320/1","MHPS320 ","Metal Halide Pulse Start, (1) 320W lamp w/ Linear Reactor Ballast ","LR ",null,1,"",320,349,"Metal Halide"]
["Metal Halide",null,"MHPS/LR/350/1","MHPS350 ","Metal Halide Pulse Start, (1) 350W lamp w/ Linear Reactor Ballast ","LR ",null,1,"",350,380,"Metal Halide"]
["Metal Halide",null,"MHPS/LR/400/1","MHPS400 ","Metal Halide Pulse Start, (1) 400W lamp w/ Linear Reactor Ballast ","LR ",null,1,"",400,435,"Metal Halide"]
["Metal Halide",null,"MHPS/LR/450/1","MHPS450 ","Metal Halide Pulse Start, (1) 450W lamp w/ Linear Reactor Ballast ","LR ",null,1,"",450,485,"Metal Halide"]
["Metal Halide",null,"MHPS/LR/750/1","MHPS750 ","Metal Halide Pulse Start, (1) 750W lamp w/ Linear Reactor Ballast ","LR ",null,1,"",750,805,"Metal Halide"]
["Metal Halide",null,"MHPS/SCWA/10 0/1","MHPS100 ","Metal Halide Pulse Start, (1) 100W lamp w/ Super Constant Wattage Autotransformer Ballast ","SCWA ",null,1,"",100,128,"Metal Halide"]
["Metal Halide",null,"MHPS/SCWA/10 00/1","MHPS1000 ","Metal Halide Pulse Start, (1) 1000W lamp w/ Super Constant Wattage Autotransformer Ballast ","SCWA ",null,1,"",1000,1080,"Metal Halide"]
["Metal Halide",null,"MHPS/SCWA/15 0/1","MHPS150 ","Metal Halide Pulse Start, (1) 150W lamp w/ Super Constant Wattage Autotransformer Ballast ","SCWA ",null,1,"",150,190,"Metal Halide"]
["Metal Halide",null,"MHPS/SCWA/17 5/1","MHPS175 ","Metal Halide Pulse Start, (1) 175W lamp w/ Super Constant Wattage Autotransformer Ballast ","SCWA ",null,1,"",175,208,"Metal Halide"]
["Metal Halide",null,"MHPS/SCWA/20 0/1","MHPS200 ","Metal Halide Pulse Start, (1) 200W lamp w/ Super Constant Wattage Autotransformer Ballast ","SCWA ",null,1,"",200,232,"Metal Halide"]
["Metal Halide",null,"MHPS/SCWA/25 0/1","MHPS250 ","Metal Halide Pulse Start, (1) 250W lamp w/ Super Constant Wattage Autotransformer Ballast ","SCWA ",null,1,"",250,288,"Metal Halide"]
["Metal Halide",null,"MHPS/SCWA/30 0/1","MHPS300 ","Metal Halide Pulse Start, (1) 300W lamp w/ Super Constant Wattage Autotransformer Ballast ","SCWA ",null,1,"",300,342,"Metal Halide"]
["Metal Halide",null,"MHPS/SCWA/32 0/1","MHPS320 ","Metal Halide Pulse Start, (1) 320W lamp w/ Super Constant Wattage Autotransformer Ballast ","SCWA ",null,1,"",320,368,"Metal Halide"]
["Metal Halide",null,"MHPS/SCWA/35 0/1","MHPS350 ","Metal Halide Pulse Start, (1) 350W lamp w/ Super Constant Wattage Autotransformer Ballast ","SCWA ",null,1,"",350,400,"Metal Halide"]
["Metal Halide",null,"MHPS/SCWA/40 0/1","MHPS400 ","Metal Halide Pulse Start, (1) 400W lamp w/ Super Constant Wattage Autotransformer Ballast ","SCWA ",null,1,"",400,450,"Metal Halide"]
["Metal Halide",null,"MHPS/SCWA/45 0/1","MHPS450 ","Metal Halide Pulse Start, (1) 450W lamp w/ Super Constant Wattage Autotransformer Ballast ","SCWA ",null,1,"",450,506,"Metal Halide"]
["Metal Halide",null,"MHPS/SCWA/75 0/1","MHPS750 ","Metal Halide Pulse Start, (1) 750W lamp w/ Super Constant Wattage Autotransformer Ballast ","SCWA ",null,1,"",750,815,"Metal Halide"]
["Mercury Vapor",null,"MV100/1","MV100 ","Mercury Vapor, (1) 100W lamp ","CWA ",null,1,"",100,125,"Mercury Vapor"]
["Mercury Vapor",null,"MV1000/1","MV1000 ","Mercury Vapor, (1) 1000W lamp ","CWA ",null,1,"",1000,1075,"Mercury Vapor"]
["Mercury Vapor",null,"MV175/1","MV175 ","Mercury Vapor, (1) 175W lamp ","CWA ",null,1,"",175,205,"Mercury Vapor"]
["Mercury Vapor",null,"MV250/1","MV250 ","Mercury Vapor, (1) 250W lamp ","CWA ",null,1,"",250,290,"Mercury Vapor"]
["Mercury Vapor",null,"MV40/1","MV40 ","Mercury Vapor, (1) 40W lamp ","CWA ",null,1,"",40,50,"Mercury Vapor"]
["Mercury Vapor",null,"MV400/1","MV400 ","Mercury Vapor, (1) 400W lamp ","CWA ",null,1,"",400,455,"Mercury Vapor"]
["Mercury Vapor",null,"MV400/2","MV400 ","Mercury Vapor, (2) 400W lamp ","CWA ",null,2,"",400,910,"Mercury Vapor"]
["Mercury Vapor",null,"MV50/1","MV50 ","Mercury Vapor, (1) 50W lamp ","CWA ",null,1,"",50,74,"Mercury Vapor"]
["Mercury Vapor",null,"MV700/1","MV700 ","Mercury Vapor, (1) 700W lamp ","CWA ",null,1,"",700,780,"Mercury Vapor"]
["Mercury Vapor",null,"MV75/1","MV75 ","Mercury Vapor, (1) 75W lamp ","CWA ",null,1,"",75,93,"Mercury Vapor"]
["No Recommendation",null,"No Rec",null,"No Recommendation",null,null,null,"","--","--","No Recommendation"]
["Induction",null,"QL165/1","QL165 ","QL Induction, (1) 165W lamp ","Generator ",null,1,"",165,165,"Induction"]
["Induction",null,"QL55/1","QL55 ","QL Induction, (1) 55W lamp ","Generator ",null,1,"",55,55,"Induction"]
["Induction",null,"QL85/1","QL85 ","QL Induction, (1) 85W lamp ","Generator ",null,1,"",85,85,"Induction"]
["Refrigerated Case Lighting",null,"RLED 1",null,"LED, Refrigerated Case Lighting 1 watts",null,null,null,{"$f":"IF(G2088=\"\",\"\",G2088/12)","v":""},null,1,"Refrigerated Case Lighting"]
["Refrigerated Case Lighting",null,"RLED 10",null,"LED, Refrigerated Case Lighting 10 watts",null,null,null,"",null,10,"Refrigerated Case Lighting"]
["Refrigerated Case Lighting",null,"RLED 11",null,"LED, Refrigerated Case Lighting 11 watts",null,null,null,"",null,11,"Refrigerated Case Lighting"]
["Refrigerated Case Lighting",null,"RLED 12",null,"LED, Refrigerated Case Lighting 12 watts",null,null,null,"",null,12,{"$f":"A2091","v":"Refrigerated Case Lighting"}]
["Refrigerated Case Lighting",null,"RLED 13",null,"LED, Refrigerated Case Lighting 13 watts",null,null,null,"",null,13,"Refrigerated Case Lighting"]
["Refrigerated Case Lighting",null,"RLED 14",null,"LED, Refrigerated Case Lighting 14 watts",null,null,null,"",null,14,"Refrigerated Case Lighting"]
["Refrigerated Case Lighting",null,"RLED 15",null,"LED, Refrigerated Case Lighting 15 watts",null,null,null,"",null,15,"Refrigerated Case Lighting"]
["Refrigerated Case Lighting",null,"RLED 16",null,"LED, Refrigerated Case Lighting 16 watts",null,null,null,"",null,16,"Refrigerated Case Lighting"]
["Refrigerated Case Lighting",null,"RLED 17",null,"LED, Refrigerated Case Lighting 17 watts",null,null,null,"",null,17,"Refrigerated Case Lighting"]
["Refrigerated Case Lighting",null,"RLED 18",null,"LED, Refrigerated Case Lighting 18 watts",null,null,null,"",null,18,"Refrigerated Case Lighting"]
["Refrigerated Case Lighting",null,"RLED 19",null,"LED, Refrigerated Case Lighting 19 watts",null,null,null,"",null,19,"Refrigerated Case Lighting"]
["Refrigerated Case Lighting",null,"RLED 2",null,"LED, Refrigerated Case Lighting 2 watts",null,null,null,"",null,2,"Refrigerated Case Lighting"]
["Refrigerated Case Lighting",null,"RLED 20",null,"LED, Refrigerated Case Lighting 20 watts",null,null,null,"",null,20,"Refrigerated Case Lighting"]
["Refrigerated Case Lighting",null,"RLED 22",null,"LED, Refrigerated Case Lighting 22 watts",null,null,null,"",null,22,"Refrigerated Case Lighting"]
["Refrigerated Case Lighting",null,"RLED 23",null,"LED, Refrigerated Case Lighting 23 watts",null,null,null,"",null,23,"Refrigerated Case Lighting"]
["Refrigerated Case Lighting",null,"RLED 25",null,"LED, Refrigerated Case Lighting 25 watts",null,null,null,"",null,25,"Refrigerated Case Lighting"]
["Refrigerated Case Lighting",null,"RLED 26",null,"LED, Refrigerated Case Lighting 26 watts",null,null,null,"",null,26,"Refrigerated Case Lighting"]
["Refrigerated Case Lighting",null,"RLED 28",null,"LED, Refrigerated Case Lighting 28 watts",null,null,null,"",null,28,"Refrigerated Case Lighting"]
["Refrigerated Case Lighting",null,"RLED 29",null,"LED, Refrigerated Case Lighting 29 watts",null,null,null,"",null,29,"Refrigerated Case Lighting"]
["Refrigerated Case Lighting",null,"RLED 3",null,"LED, Refrigerated Case Lighting 3 watts",null,null,null,"",null,3,"Refrigerated Case Lighting"]
["Refrigerated Case Lighting",null,"RLED 30",null,"LED, Refrigerated Case Lighting 30 watts",null,null,null,"",null,30,"Refrigerated Case Lighting"]
["Refrigerated Case Lighting",null,"RLED 31",null,"LED, Refrigerated Case Lighting 31 watts",null,null,null,"",null,31,"Refrigerated Case Lighting"]
["Refrigerated Case Lighting",null,"RLED 32",null,"LED, Refrigerated Case Lighting 32 watts",null,null,null,"",null,32,"Refrigerated Case Lighting"]
["Refrigerated Case Lighting",null,"RLED 36",null,"LED, Refrigerated Case Lighting 36 watts",null,null,null,"",null,36,"Refrigerated Case Lighting"]
["Refrigerated Case Lighting",null,"RLED 37",null,"LED, Refrigerated Case Lighting 37 watts",null,null,null,"",null,37,"Refrigerated Case Lighting"]
["Refrigerated Case Lighting",null,"RLED 38",null,"LED, Refrigerated Case Lighting 38 watts",null,null,null,"",null,38,"Refrigerated Case Lighting"]
["Refrigerated Case Lighting",null,"RLED 4",null,"LED, Refrigerated Case Lighting 4 watts",null,null,null,"",null,4,"Refrigerated Case Lighting"]
["Refrigerated Case Lighting",null,"RLED 41",null,"LED, Refrigerated Case Lighting 41 watts",null,null,null,"",null,41,"Refrigerated Case Lighting"]
["Refrigerated Case Lighting",null,"RLED 5",null,"LED, Refrigerated Case Lighting 5 watts",null,null,null,"",null,5,"Refrigerated Case Lighting"]
["Refrigerated Case Lighting",null,"RLED 6",null,"LED, Refrigerated Case Lighting 6 watts",null,null,null,"",null,6,"Refrigerated Case Lighting"]
["Refrigerated Case Lighting",null,"RLED 7",null,"LED, Refrigerated Case Lighting 7 watts",null,null,null,"",null,7,"Refrigerated Case Lighting"]
["Refrigerated Case Lighting",null,"RLED 71",null,"LED, Refrigerated Case Lighting 71 watts",null,null,null,"",null,71,"Refrigerated Case Lighting"]
["Refrigerated Case Lighting",null,"RLED 72",null,"LED, Refrigerated Case Lighting 72 watts",null,null,null,"",null,72,"Refrigerated Case Lighting"]
["Refrigerated Case Lighting",null,"RLED 73",null,"LED, Refrigerated Case Lighting 73 watts",null,null,null,"",null,73,"Refrigerated Case Lighting"]
["Refrigerated Case Lighting",null,"RLED 74",null,"LED, Refrigerated Case Lighting 74 watts",null,null,null,"",null,74,"Refrigerated Case Lighting"]
["Refrigerated Case Lighting",null,"RLED 75",null,"LED, Refrigerated Case Lighting 75 watts",null,null,null,"",null,75,"Refrigerated Case Lighting"]
["Refrigerated Case Lighting",null,"RLED 76",null,"LED, Refrigerated Case Lighting 76 watts",null,null,null,"",null,76,"Refrigerated Case Lighting"]
["Refrigerated Case Lighting",null,"RLED 77",null,"LED, Refrigerated Case Lighting 77 watts",null,null,null,"",null,77,"Refrigerated Case Lighting"]
["Refrigerated Case Lighting",null,"RLED 78",null,"LED, Refrigerated Case Lighting 78 watts",null,null,null,"",null,78,"Refrigerated Case Lighting"]
["Refrigerated Case Lighting",null,"RLED 79",null,"LED, Refrigerated Case Lighting 79 watts",null,null,null,"",null,79,"Refrigerated Case Lighting"]
["Refrigerated Case Lighting",null,"RLED 8",null,"LED, Refrigerated Case Lighting 8 watts",null,null,null,"",null,8,"Refrigerated Case Lighting"]
["Refrigerated Case Lighting",null,"RLED 80",null,"LED, Refrigerated Case Lighting 80 watts",null,null,null,"",null,80,"Refrigerated Case Lighting"]
["Refrigerated Case Lighting",null,"RLED 9",null,"LED, Refrigerated Case Lighting 9 watts",null,null,null,"",null,9,"Refrigerated Case Lighting"]
["Custom Measure",null,"Custom",null,"Custom Measure",null,null,null,null,null,null,"Custom Measure"]

{"sheet":"AC_Calculations","index":20,"n_rows":9,"n_cols":77,"rows_kept":9,"cut":false,"hidden":true,"merged":[[2,74,3,74],[2,55,3,55],[2,56,3,56],[2,57,3,57],[2,58,3,58],[2,54,3,54],[2,52,3,52],[2,53,3,53],[2,60,3,60],[2,18,2,23],[2,43,3,43],[2,24,3,24],[2,25,3,25],[2,26,3,26],[2,46,2,49],[1,27,1,28],[2,73,3,73],[2,0,3,0],[2,2,3,2],[2,31,2,35],[2,37,2,41],[2,16,3,16],[2,44,3,44],[2,6,2,9],[2,27,3,27],[2,28,3,28],[2,11,3,11],[2,1,3,1],[2,50,3,50],[2,51,3,51],[1,50,1,60]]}
[1,"Total Number of Locations",null,null,null,null,null,null,null,null,null,null,null,null,null,null,null,null,null,null,null,null,null,null,null,null,null,{"$f":"SUM(AB5:AB19)","v":0},{"$f":"SUM(AC5:AC19)","v":{"$error":"#N/A"}},null,null,null,null,null,null,null,null,null,null,null,null,null,null,null,null,null,null,null,null,null,null,null,null,null,null,null,null,null,{"$f":"SUM(BG5:BG9)","v":{"$error":"#N/A"}},null,null,null,{"$f":"SUM(BK5:BK9)","v":{"$error":"#N/A"}},null,null,null,null,null,{"$f":"SUM(BQ5:BQ9)","v":{"$error":"#N/A"}},null,null,{"$f":"BG1*0.2","v":{"$error":"#N/A"}}]
[null,null,null,null,null,null,null,null,null,null,null,null,null,null,null,null,null,null,null,null,null,null,null,null,null,null,null,"Usage",null,{"$f":"SUM(AD5:AD9)","v":{"$error":"#N/A"}},null,null,null,null,null,null,null,null,null,null,null,null,null,null,null,null,null,null,null,null,"Proposed"]
["Line","Location","Unit Type",null,null,"Total","Existing Unit",null,null,null,"Equip","Working\nCondition?","Manufacturer","Model","Heating","Age","Recommendation",null,"Baseline",null,null,null,null,null,"Cooling kW","Cooling kWh","Heating kWh","Combined kW","Combined kWh",null,null,"Recommendation 1",null,null,null,null,null,"Recommendation 2",null,null,null,null,null,"Installation Type","Measure",null,"Existing/Baseline",null,null,null,"SEER","EER","HSPF","COP","Cooling kW","Cooling kWh","Heating kWh","Combined kW","Combined kWh",null,"Rebate*","Cooling","Cooling","Cooling","Heating","Total Combined","Cooling","Heating","Combined","Measure","Estimated ",null,null,"Rebate per Unit","Total Rebate"]
[null,null,null,"Tons","Qty","Tons","SEER","EER","HSPF","COP","Type",null,null,"Number","btu",null,null,null,"Retro SEER","Retro EER","SEER","EER","HSPF","COP",null,null,null,null,null,null,null,"SEER","EER","HSPF","COP","Rebate*",null,"SEER","EER","HSPF","COP","Rebate*",null,null,null,null,"SEER","EER","HSPF","COP",null,null,null,null,null,null,null,null,null,null,null,"kW per Unit","Total kW","kWh per Unit","kWh per Unit","kWh per Unit","Total kWh","Total kWh","Total kWh","Code","Cost"]
[1,{"$f":"OFFSET('HVAC Data Collection'!C$6,ROWS(B5:B$5)*21-21,0)","v":0},{"$f":"OFFSET('HVAC Data Collection'!K$8,ROWS(C$5:C5)*21-21,0)","v":0},{"$f":"OFFSET('HVAC Data Collection'!I$17,ROWS(D5:D$5)*21-21,0)","v":0},{"$f":"OFFSET('HVAC Data Collection'!I$6,ROWS(E5:E$5)*21-21,0)","v":0},{"$f":"E5*D5","v":0},{"$f":"OFFSET('HVAC Data Collection'!C$21,ROWS(G5:G$5)*21-21,0)","v":0},{"$f":"OFFSET('HVAC Data Collection'!E$21,ROWS(H5:H$5)*21-21,0)","v":0},{"$f":"OFFSET('HVAC Data Collection'!G$21,ROWS(I5:I$5)*21-21,0)","v":0},{"$f":"OFFSET('HVAC Data Collection'!I$21,ROWS(J5:J$5)*21-21,0)","v":0},{"$f":"OFFSET('HVAC Data Collection'!C$8,ROWS(K5:K$5)*21-21,0)","v":0},{"$f":"OFFSET('HVAC Data Collection'!#REF!,ROWS(L5:L$5)*21-21,0)","v":{"$error":"#REF!"}},{"$f":"OFFSET('HVAC Data Collection'!C$12,ROWS(M5:M$5)*21-21,0)","v":0},{"$f":"OFFSET('HVAC Data Collection'!C$14,ROWS(N5:N$5)*21-21,0)","v":0},{"$f":"OFFSET('HVAC Data Collection'!C$17,ROWS(O5:O$5)*21-21,0)","v":0},{"$f":"OFFSET('HVAC Data Collection'!L$14,ROWS(P5:P$5)*21-21,0)","v":0},{"$f":"OFFSET('HVAC Data Collection'!P$6,ROWS(Q5:Q$5)*21-21,0)","v":0},null,{"$f":"IF(C5=\"\",\"\",INDEX(AC_References!$AX$4:$AX$66,MATCH($C5,AC_References!$AW$4:$AW$66,0)))","v":{"$error":"#N/A"}},{"$f":"IF(C5=\"\",\"\",INDEX(AC_References!$AY$4:$AY$66,MATCH($C5,AC_References!$AW$4:$AW$66,0)))","v":{"$error":"#N/A"}},{"$f":"IF($C5=\"\",\"\",INDEX(AC_References!$AC$6:$AC$37,MATCH(AC_Calculations!$C5,AC_References!$R$6:$R$37,0)))","v":{"$error":"#N/A"}},{"$f":"IF($C5=\"\",\"\",IF(LEFT(C5,3)=\"Pac\",(INDEX(AC_References!$AD$6:$AD$37,MATCH(AC_Calculations!$C5,AC_References!$R$6:$R$37,0)))-(0.3*D5*12000/1000),INDEX(AC_References!$AD$6:$AD$37,MATCH(AC_Calculations!$C5,AC_References!$R$6:$R$37,0))))","v":{"$error":"#N/A"}},{"$f":"IF($C5=\"\",\"\",INDEX(AC_References!$AE$6:$AE$37,MATCH(AC_Calculations!$C5,AC_References!$R$6:$R$37,0)))","v":{"$error":"#N/A"}},{"$f":"IF(C5=\"\",\"\",IF(LEFT(C5,3)=\"Pac\",INDEX(AC_References!$AE$6:$AE$37,MATCH(C5,AC_References!$R$6:$R$37,0))-INDEX(AC_References!$AF$6:$AF$37,MATCH(AC_Calculations!C5,AC_References!$R$6:$R$37,0))*D5*12000/1000,INDEX(AC_References!$AF$6:$AF$37,MATCH(AC_Calculations!$C5,AC_References!$R$6:$R$37,0))))","v":{"$error":"#N/A"}},{"$f":"IF(E5<1,\"\",IF(V5>0,D5*12*(1/V5)*E5,D5*12*(1/U5)*E5))","v":""},{"$f":"IF(Y5=\"\",\"\",IF(U5>0,D5*12*(1/U5)*E5*AC_References!$G$21,D5*12*(1/V5)*E5*AC_References!$G$21))","v":""},{"$f":"IF(AND(W5=\"\",X5=\"\"),\"\",IF(W5>0,(D5*12)*(1/W5)*AC_References!$H$21,IF(X5>0,(D5*12)*(1/X5)*AC_References!$H$21/3.413,0)))","v":{"$error":"#N/A"}},{"$f":"Y5","v":""},{"$f":"IF(AND(Z5=\"\",AA5=\"\"),\"\",AA5+Z5)","v":{"$error":"#N/A"}},{"$f":"IF(AC5=\"\",\"\",AC5*0.2)","v":{"$error":"#N/A"}},null,{"$f":"IF($C5=\"\",\"\",INDEX(AC_References!$S$6:$S$37,MATCH($C5,AC_References!$R$6:$R$37,0)))","v":{"$error":"#N/A"}},{"$f":"IF($C5=\"\",\"\",INDEX(AC_References!$T$6:$T$37,MATCH($C5,AC_References!$R$6:$R$37,0)))","v":{"$error":"#N/A"}},{"$f":"IF($C5=\"\",\"\",INDEX(AC_References!$U$6:$U$37,MATCH($C5,AC_References!$R$6:$R$37,0)))","v":{"$error":"#N/A"}},{"$f":"IF($C5=\"\",\"\",INDEX(AC_References!$V$6:$V$37,MATCH($C5,AC_References!$R$6:$R$37,0)))","v":{"$error":"#N/A"}},{"$f":"IF($C5=\"\",\"\",INDEX(AC_References!$W$6:$W$37,MATCH($C5,AC_References!$R$6:$R$37,0)))","v":{"$error":"#N/A"}},null,{"$f":"IF($C5=\"\",\"\",INDEX(AC_References!X$6:X$37,MATCH($C5,AC_References!$R$6:$R$37,0)))","v":{"$error":"#N/A"}},{"$f":"IF($C5=\"\",\"\",INDEX(AC_References!Y$6:Y$37,MATCH($C5,AC_References!$R$6:$R$37,0)))","v":{"$error":"#N/A"}},{"$f":"IF($C5=\"\",\"\",INDEX(AC_References!Z$6:Z$37,MATCH($C5,AC_References!$R$6:$R$37,0)))","v":{"$error":"#N/A"}},{"$f":"IF($C5=\"\",\"\",INDEX(AC_References!AA$6:AA$37,MATCH($C5,AC_References!$R$6:$R$37,0)))","v":{"$error":"#N/A"}},{"$f":"IF($C5=\"\",\"\",INDEX(AC_References!AB$6:AB$37,MATCH($C5,AC_References!$R$6:$R$37,0)))","v":{"$error":"#N/A"}},null,{"$f":"IF(AND(K5=\"Room Air Conditioners\",H5<=T5,L5=\"YES\",H5>0),\"Retrofit\",IF(AND(G5<=S5,L5=\"Yes\",G5>0),\"Retrofit\",\"New/Replacement\"))","v":{"$error":"#N/A"}},{"$f":"IF(AR5=\"Retrofit\",C5&\" \"&\"Tier 0\",IF(Q5=1,C5&\" \"&\"Tier 1\",IF(Q5=2,C5&\" \"&\"Tier 2\",\"\")))","v":{"$error":"#N/A"}},null,{"$f":"IF($AR5=\"Retrofit\",G5,U5)","v":{"$error":"#N/A"}},{"$error":"#N/A"},{"$error":"#N/A"},{"$error":"#N/A"},{"$f":"IF(Q5=\"None\",AU5,IF(RIGHT(AS5,1)=\"0\",AF5,IF($Q5=1,AF5,AL5)))","v":{"$error":"#N/A"}},{"$f":"IF(Q5=\"None\",AV5,IF(RIGHT($AS5,1)=\"0\",AG5,IF($Q5=1,AG5,AM5)))","v":{"$error":"#N/A"}},{"$f":"IF(Q5=\"None\",AW5,IF(RIGHT($AS5,1)=\"0\",AH5,IF($Q5=1,AH5,AN5)))","v":{"$error":"#N/A"}},{"$f":"IF(Q5=\"None\",AX5,IF(RIGHT($AS5,1)=\"0\",AI5,IF($Q5=1,AI5,AO5)))","v":{"$error":"#N/A"}},{"$f":"IF(E5=0,\"\",IF(AZ5>0,D5*12*(1/AZ5)*E5,D5*12*(1/AY5)*E5))","v":""},{"$f":"IF(BC5=\"\",\"\",IF(AY5>0,D5*12*(1/AY5)*E5*AC_References!$G$21,D5*12*(1/AZ5)*E5*AC_References!$G$21))","v":""},{"$f":"IF(AND(BA5=\"\",BB5=\"\"),\"\",IF(BA5>0,(D5*12)*(1/BA5)*AC_References!$H$21,IF(BB5>0,(D5*12)*(1/BB5)*AC_References!$H$21/3.413,0)))","v":{"$error":"#N/A"}},{"$f":"BC5","v":""},{"$f":"IF(AND(BD5=\"\",BE5=\"\"),\"\",BE5+BD5)","v":{"$error":"#N/A"}},{"$f":"BG5*0.2","v":{"$error":"#N/A"}},{"$f":"IF(RIGHT($AS5,1)=\"0\",VLOOKUP($C5,Efficiency_Lookup,16,FALSE),IF($Q5=1,AJ5,AP5))","v":{"$error":"#N/A"}},{"$f":"IF(AS5=\"\",\"\",IF(AND(AV5>0,AZ5>0),(D5*12)*((1/AV5)-(1/AZ5)),IF(AND(AY5>0,AU5>0),(D5*12)*((1/AU5)-(1/AY5)))))","v":{"$error":"#N/A"}},{"$f":"IF(BJ5=\"\",\"\",BJ5*E5)","v":{"$error":"#N/A"}},{"$f":"IF(AS5=\"\",\"\",IF(AND(AU5>0,AY5>0),(D5*12)*((1/AU5)-(1/AY5))*AC_References!$G$21,IF(AND(AV5>0,AZ5>0),(D5*12)*((1/AV5)-(1/AZ5))*AC_References!$G$21)))","v":{"$error":"#N/A"}},{"$f":"IF(AS5=\"\",\"\",IF(AND(BA5>0,AW5>0),(D5*12)*((1/AW5)-(1/BA5))*AC_References!$H$21,IF(AND(BB5>0,AX5>0),(D5*12)*((1/AX5)-(1/BB5))*AC_References!$H$21/3.413,0)))","v":{"$error":"#N/A"}},{"$f":"IF(AS5=\"\",\"\",BL5+BM5)","v":{"$error":"#N/A"}},{"$f":"IF(AS5=\"\",\"\",IF(AND(AU5>0,AY5>0),(D5*E5*12)*((1/AU5)-(1/AY5))*AC_References!$G$21,IF(AND(AV5>0,AZ5>0),(D5*E5*12)*((1/AV5)-(1/AZ5))*AC_References!$G$21)))","v":{"$error":"#N/A"}},{"$f":"IF(AS5=\"\",\"\",IF(AND(BA5>0,AW5>0),(D5*E5*12)*((1/AW5)-(1/BA5))*AC_References!$H$21,IF(AND(BB5>0,AX5>0),(D5*E5*12)*((1/AX5)-(1/BB5))*AC_References!$H$21/3.413,0)))","v":{"$error":"#N/A"}},{"$f":"IF(AS5=\"\",\"\",BO5+BP5)","v":{"$error":"#N/A"}},{"$f":"IF(AS5=\"\",\"\",INDEX(AC_References!$AU$4:$AU$70,MATCH(AC_Calculations!AS5,AC_References!$AV$4:$AV$66,0)))","v":{"$error":"#N/A"}},{"$f":"1200*D5","v":0},{"$f":"IF(AS5=\"\",\"\",BQ5*0.2)","v":{"$error":"#N/A"}},null,{"$f":"IF(BR5=\"\",\"\",IF(AND(K5=\"Air Conditioners - Water & Evaporatively Cooled\",Q5=\"2\"),\"Ineligible\",BI5*D5))","v":{"$error":"#N/A"}},{"$f":"IF(E5=0,\"\",BV5*E5)","v":""},{"$f":"IF(Q5=\"None\",\"No Recommendation\",IF(BQ5<1,\"No Rec\",IF(BR5=\"\",\"\",INDEX(AC_References!$AV$4:$AV$67,MATCH(AC_Calculations!BR5,AC_References!$AU$4:$AU$71,0)))))","v":{"$error":"#N/A"}},{"$f":"IF(E5<1,\"\",IF(Q5=\"None\",\"No Recommendation\",INDEX(AC_References!$AZ$4:$AZ$67,MATCH(AC_Calculations!BR5,AC_References!$AU$4:$AU$70,0))))","v":""}]
[2,{"$f":"OFFSET('HVAC Data Collection'!C$6,ROWS(B$5:B6)*21-21,0)","v":0},{"$f":"OFFSET('HVAC Data Collection'!K$8,ROWS(C$5:C6)*21-21,0)","v":0},{"$f":"OFFSET('HVAC Data Collection'!I$17,ROWS(D$5:D6)*21-21,0)","v":0},{"$f":"OFFSET('HVAC Data Collection'!I$6,ROWS(E$5:E6)*21-21,0)","v":0},{"$f":"E6*D6","v":0},{"$f":"OFFSET('HVAC Data Collection'!C$21,ROWS(G$5:G6)*21-21,0)","v":0},{"$f":"OFFSET('HVAC Data Collection'!E$21,ROWS(H$5:H6)*21-21,0)","v":0},{"$f":"OFFSET('HVAC Data Collection'!G$21,ROWS(I$5:I6)*21-21,0)","v":0},{"$f":"OFFSET('HVAC Data Collection'!I$21,ROWS(J$5:J6)*21-21,0)","v":0},{"$f":"OFFSET('HVAC Data Collection'!C$8,ROWS(K$5:K6)*21-21,0)","v":0},{"$f":"OFFSET('HVAC Data Collection'!#REF!,ROWS(L$5:L6)*21-21,0)","v":{"$error":"#REF!"}},{"$f":"OFFSET('HVAC Data Collection'!C$12,ROWS(M$5:M6)*21-21,0)","v":0},{"$f":"OFFSET('HVAC Data Collection'!C$14,ROWS(N$5:N6)*21-21,0)","v":0},{"$f":"OFFSET('HVAC Data Collection'!C$17,ROWS(O$5:O6)*21-21,0)","v":0},{"$f":"OFFSET('HVAC Data Collection'!L$14,ROWS(P$5:P6)*21-21,0)","v":0},{"$f":"OFFSET('HVAC Data Collection'!P$6,ROWS(Q$5:Q6)*21-21,0)","v":0},null,{"$f":"IF(C6=\"\",\"\",INDEX(AC_References!$AX$4:$AX$66,MATCH($C6,AC_References!$AW$4:$AW$66,0)))","v":{"$error":"#N/A"}},{"$f":"IF(C6=\"\",\"\",INDEX(AC_References!$AY$4:$AY$66,MATCH($C6,AC_References!$AW$4:$AW$66,0)))","v":{"$error":"#N/A"}},{"$f":"IF($C6=\"\",\"\",INDEX(AC_References!$AC$6:$AC$37,MATCH(AC_Calculations!$C6,AC_References!$R$6:$R$37,0)))","v":{"$error":"#N/A"}},{"$f":"IF($C6=\"\",\"\",IF(LEFT(C6,3)=\"Pac\",(INDEX(AC_References!$AD$6:$AD$37,MATCH(AC_Calculations!$C6,AC_References!$R$6:$R$37,0)))-(0.3*D6*12000/1000),INDEX(AC_References!$AD$6:$AD$37,MATCH(AC_Calculations!$C6,AC_References!$R$6:$R$37,0))))","v":{"$error":"#N/A"}},{"$f":"IF($C6=\"\",\"\",INDEX(AC_References!$AE$6:$AE$37,MATCH(AC_Calculations!$C6,AC_References!$R$6:$R$37,0)))","v":{"$error":"#N/A"}},{"$f":"IF(C6=\"\",\"\",IF(LEFT(C6,3)=\"Pac\",INDEX(AC_References!$AE$6:$AE$37,MATCH(C6,AC_References!$R$6:$R$37,0))-INDEX(AC_References!$AF$6:$AF$37,MATCH(AC_Calculations!C6,AC_References!$R$6:$R$37,0))*D6*12000/1000,INDEX(AC_References!$AF$6:$AF$37,MATCH(AC_Calculations!$C6,AC_References!$R$6:$R$37,0))))","v":{"$error":"#N/A"}},{"$f":"IF(E6<1,\"\",IF(V6>0,D6*12*(1/V6)*E6,D6*12*(1/U6)*E6))","v":""},{"$f":"IF(Y6=\"\",\"\",IF(U6>0,D6*12*(1/U6)*E6*AC_References!$G$21,D6*12*(1/V6)*E6*AC_References!$G$21))","v":""},{"$f":"IF(AND(W6=\"\",X6=\"\"),\"\",IF(W6>0,(D6*12)*(1/W6)*AC_References!$H$21,IF(X6>0,(D6*12)*(1/X6)*AC_References!$H$21/3.413,0)))","v":{"$error":"#N/A"}},{"$f":"Y6","v":""},{"$f":"IF(AND(Z6=\"\",AA6=\"\"),\"\",AA6+Z6)","v":{"$error":"#N/A"}},{"$f":"IF(AC6=\"\",\"\",AC6*0.2)","v":{"$error":"#N/A"}},null,{"$f":"IF($C6=\"\",\"\",INDEX(AC_References!$S$6:$S$37,MATCH($C6,AC_References!$R$6:$R$37,0)))","v":{"$error":"#N/A"}},{"$f":"IF($C6=\"\",\"\",INDEX(AC_References!$T$6:$T$37,MATCH($C6,AC_References!$R$6:$R$37,0)))","v":{"$error":"#N/A"}},{"$f":"IF($C6=\"\",\"\",INDEX(AC_References!$U$6:$U$37,MATCH($C6,AC_References!$R$6:$R$37,0)))","v":{"$error":"#N/A"}},{"$f":"IF($C6=\"\",\"\",INDEX(AC_References!$V$6:$V$37,MATCH($C6,AC_References!$R$6:$R$37,0)))","v":{"$error":"#N/A"}},{"$f":"IF($C6=\"\",\"\",INDEX(AC_References!$W$6:$W$37,MATCH($C6,AC_References!$R$6:$R$37,0)))","v":{"$error":"#N/A"}},null,{"$f":"IF($C6=\"\",\"\",INDEX(AC_References!X$6:X$37,MATCH($C6,AC_References!$R$6:$R$37,0)))","v":{"$error":"#N/A"}},{"$f":"IF($C6=\"\",\"\",INDEX(AC_References!Y$6:Y$37,MATCH($C6,AC_References!$R$6:$R$37,0)))","v":{"$error":"#N/A"}},{"$f":"IF($C6=\"\",\"\",INDEX(AC_References!Z$6:Z$37,MATCH($C6,AC_References!$R$6:$R$37,0)))","v":{"$error":"#N/A"}},{"$f":"IF($C6=\"\",\"\",INDEX(AC_References!AA$6:AA$37,MATCH($C6,AC_References!$R$6:$R$37,0)))","v":{"$error":"#N/A"}},{"$f":"IF($C6=\"\",\"\",INDEX(AC_References!AB$6:AB$37,MATCH($C6,AC_References!$R$6:$R$37,0)))","v":{"$error":"#N/A"}},null,{"$f":"IF(AND(K6=\"Room Air Conditioners\",H6<=T6,L6=\"YES\",H6>0),\"Retrofit\",IF(AND(G6<=S6,L6=\"Yes\",G6>0),\"Retrofit\",\"New/Replacement\"))","v":{"$error":"#N/A"}},{"$f":"IF(AR6=\"Retrofit\",C6&\" \"&\"Tier 0\",IF(Q6=1,C6&\" \"&\"Tier 1\",IF(Q6=2,C6&\" \"&\"Tier 2\",\"\")))","v":{"$error":"#N/A"}},null,{"$error":"#N/A"},{"$error":"#N/A"},{"$error":"#N/A"},{"$error":"#N/A"},{"$f":"IF(Q6=\"None\",AU6,IF(RIGHT(AS6,1)=\"0\",AF6,IF($Q6=1,AF6,AL6)))","v":{"$error":"#N/A"}},{"$f":"IF(Q6=\"None\",AV6,IF(RIGHT($AS6,1)=\"0\",AG6,IF($Q6=1,AG6,AM6)))","v":{"$error":"#N/A"}},{"$f":"IF(Q6=\"None\",AW6,IF(RIGHT($AS6,1)=\"0\",AH6,IF($Q6=1,AH6,AN6)))","v":{"$error":"#N/A"}},{"$f":"IF(Q6=\"None\",AX6,IF(RIGHT($AS6,1)=\"0\",AI6,IF($Q6=1,AI6,AO6)))","v":{"$error":"#N/A"}},{"$f":"IF(E6=0,\"\",IF(AZ6>0,D6*12*(1/AZ6)*E6,D6*12*(1/AY6)*E6))","v":""},{"$f":"IF(BC6=\"\",\"\",IF(AY6>0,D6*12*(1/AY6)*E6*AC_References!$G$21,D6*12*(1/AZ6)*E6*AC_References!$G$21))","v":""},{"$f":"IF(AND(BA6=\"\",BB6=\"\"),\"\",IF(BA6>0,(D6*12)*(1/BA6)*AC_References!$H$21,IF(BB6>0,(D6*12)*(1/BB6)*AC_References!$H$21/3.413,0)))","v":{"$error":"#N/A"}},{"$f":"BC6","v":""},{"$f":"IF(AND(BD6=\"\",BE6=\"\"),\"\",BE6+BD6)","v":{"$error":"#N/A"}},{"$f":"BG6*0.2","v":{"$error":"#N/A"}},{"$f":"IF(RIGHT($AS6,1)=\"0\",VLOOKUP($C6,Efficiency_Lookup,16,FALSE),IF($Q6=1,AJ6,AP6))","v":{"$error":"#N/A"}},{"$f":"IF(AS6=\"\",\"\",IF(AND(AV6>0,AZ6>0),(D6*12)*((1/AV6)-(1/AZ6)),IF(AND(AY6>0,AU6>0),(D6*12)*((1/AU6)-(1/AY6)))))","v":{"$error":"#N/A"}},{"$f":"IF(BJ6=\"\",\"\",BJ6*E6)","v":{"$error":"#N/A"}},{"$f":"IF(AS6=\"\",\"\",IF(AND(AU6>0,AY6>0),(D6*12)*((1/AU6)-(1/AY6))*AC_References!$G$21,IF(AND(AV6>0,AZ6>0),(D6*12)*((1/AV6)-(1/AZ6))*AC_References!$G$21)))","v":{"$error":"#N/A"}},{"$f":"IF(AS6=\"\",\"\",IF(AND(BA6>0,AW6>0),(D6*12)*((1/AW6)-(1/BA6))*AC_References!$H$21,IF(AND(BB6>0,AX6>0),(D6*12)*((1/AX6)-(1/BB6))*AC_References!$H$21/3.413,0)))","v":{"$error":"#N/A"}},{"$f":"IF(AS6=\"\",\"\",BL6+BM6)","v":{"$error":"#N/A"}},{"$f":"IF(AS6=\"\",\"\",IF(AND(AU6>0,AY6>0),(D6*E6*12)*((1/AU6)-(1/AY6))*AC_References!$G$21,IF(AND(AV6>0,AZ6>0),(D6*E6*12)*((1/AV6)-(1/AZ6))*AC_References!$G$21)))","v":{"$error":"#N/A"}},{"$f":"IF(AS6=\"\",\"\",IF(AND(BA6>0,AW6>0),(D6*E6*12)*((1/AW6)-(1/BA6))*AC_References!$H$21,IF(AND(BB6>0,AX6>0),(D6*E6*12)*((1/AX6)-(1/BB6))*AC_References!$H$21/3.413,0)))","v":{"$error":"#N/A"}},{"$f":"IF(AS6=\"\",\"\",BO6+BP6)","v":{"$error":"#N/A"}},{"$f":"IF(AS6=\"\",\"\",INDEX(AC_References!$AU$4:$AU$70,MATCH(AC_Calculations!AS6,AC_References!$AV$4:$AV$66,0)))","v":{"$error":"#N/A"}},{"$f":"1200*D6","v":0},{"$f":"IF(AS6=\"\",\"\",BQ6*0.2)","v":{"$error":"#N/A"}},null,{"$f":"IF(BR6=\"\",\"\",IF(AND(K6=\"Air Conditioners - Water & Evaporatively Cooled\",Q6=\"2\"),\"Ineligible\",BI6*D6))","v":{"$error":"#N/A"}},{"$f":"IF(E6=0,\"\",BV6*E6)","v":""},{"$f":"IF(Q6=\"None\",\"No Recommendation\",IF(BQ6<1,\"No Rec\",IF(BR6=\"\",\"\",INDEX(AC_References!$AV$4:$AV$67,MATCH(AC_Calculations!BR6,AC_References!$AU$4:$AU$71,0)))))","v":{"$error":"#N/A"}},{"$f":"IF(E6<1,\"\",IF(Q6=\"None\",\"No Recommendation\",INDEX(AC_References!$AZ$4:$AZ$67,MATCH(AC_Calculations!BR6,AC_References!$AU$4:$AU$70,0))))","v":""}]
[3,{"$f":"OFFSET('HVAC Data Collection'!C$6,ROWS(B$5:B7)*21-21,0)","v":0},{"$f":"OFFSET('HVAC Data Collection'!K$8,ROWS(C$5:C7)*21-21,0)","v":0},{"$f":"OFFSET('HVAC Data Collection'!I$17,ROWS(D$5:D7)*21-21,0)","v":0},{"$f":"OFFSET('HVAC Data Collection'!I$6,ROWS(E$5:E7)*21-21,0)","v":0},0,{"$f":"OFFSET('HVAC Data Collection'!C$21,ROWS(G$5:G7)*21-21,0)","v":0},{"$f":"OFFSET('HVAC Data Collection'!E$21,ROWS(H$5:H7)*21-21,0)","v":0},{"$f":"OFFSET('HVAC Data Collection'!G$21,ROWS(I$5:I7)*21-21,0)","v":0},{"$f":"OFFSET('HVAC Data Collection'!I$21,ROWS(J$5:J7)*21-21,0)","v":0},{"$f":"OFFSET('HVAC Data Collection'!C$8,ROWS(K$5:K7)*21-21,0)","v":0},{"$f":"OFFSET('HVAC Data Collection'!#REF!,ROWS(L$5:L7)*21-21,0)","v":{"$error":"#REF!"}},{"$f":"OFFSET('HVAC Data Collection'!C$12,ROWS(M$5:M7)*21-21,0)","v":0},{"$f":"OFFSET('HVAC Data Collection'!C$14,ROWS(N$5:N7)*21-21,0)","v":"SEER"},{"$f":"OFFSET('HVAC Data Collection'!C$17,ROWS(O$5:O7)*21-21,0)","v":0},{"$f":"OFFSET('HVAC Data Collection'!L$14,ROWS(P$5:P7)*21-21,0)","v":0},{"$f":"OFFSET('HVAC Data Collection'!P$6,ROWS(Q$5:Q7)*21-21,0)","v":0},null,{"$f":"IF(C7=\"\",\"\",INDEX(AC_References!$AX$4:$AX$66,MATCH($C7,AC_References!$AW$4:$AW$66,0)))","v":{"$error":"#N/A"}},{"$f":"IF(C7=\"\",\"\",INDEX(AC_References!$AY$4:$AY$66,MATCH($C7,AC_References!$AW$4:$AW$66,0)))","v":{"$error":"#N/A"}},{"$f":"IF($C7=\"\",\"\",INDEX(AC_References!$AC$6:$AC$37,MATCH(AC_Calculations!$C7,AC_References!$R$6:$R$37,0)))","v":{"$error":"#N/A"}},{"$f":"IF($C7=\"\",\"\",IF(LEFT(C7,3)=\"Pac\",(INDEX(AC_References!$AD$6:$AD$37,MATCH(AC_Calculations!$C7,AC_References!$R$6:$R$37,0)))-(0.3*D7*12000/1000),INDEX(AC_References!$AD$6:$AD$37,MATCH(AC_Calculations!$C7,AC_References!$R$6:$R$37,0))))","v":{"$error":"#N/A"}},{"$f":"IF($C7=\"\",\"\",INDEX(AC_References!$AE$6:$AE$37,MATCH(AC_Calculations!$C7,AC_References!$R$6:$R$37,0)))","v":{"$error":"#N/A"}},{"$f":"IF(C7=\"\",\"\",IF(LEFT(C7,3)=\"Pac\",INDEX(AC_References!$AE$6:$AE$37,MATCH(C7,AC_References!$R$6:$R$37,0))-INDEX(AC_References!$AF$6:$AF$37,MATCH(AC_Calculations!C7,AC_References!$R$6:$R$37,0))*D7*12000/1000,INDEX(AC_References!$AF$6:$AF$37,MATCH(AC_Calculations!$C7,AC_References!$R$6:$R$37,0))))","v":{"$error":"#N/A"}},"",{"$f":"IF(Y7=\"\",\"\",IF(U7>0,D7*12*(1/U7)*E7*AC_References!$G$21,D7*12*(1/V7)*E7*AC_References!$G$21))","v":""},{"$f":"IF(AND(W7=\"\",X7=\"\"),\"\",IF(W7>0,(D7*12)*(1/W7)*AC_References!$H$21,IF(X7>0,(D7*12)*(1/X7)*AC_References!$H$21/3.413,0)))","v":{"$error":"#N/A"}},"",{"$error":"#N/A"},{"$error":"#N/A"},null,{"$f":"IF($C7=\"\",\"\",INDEX(AC_References!$S$6:$S$37,MATCH($C7,AC_References!$R$6:$R$37,0)))","v":{"$error":"#N/A"}},{"$f":"IF($C7=\"\",\"\",INDEX(AC_References!$T$6:$T$37,MATCH($C7,AC_References!$R$6:$R$37,0)))","v":{"$error":"#N/A"}},{"$f":"IF($C7=\"\",\"\",INDEX(AC_References!$U$6:$U$37,MATCH($C7,AC_References!$R$6:$R$37,0)))","v":{"$error":"#N/A"}},{"$f":"IF($C7=\"\",\"\",INDEX(AC_References!$V$6:$V$37,MATCH($C7,AC_References!$R$6:$R$37,0)))","v":{"$error":"#N/A"}},{"$f":"IF($C7=\"\",\"\",INDEX(AC_References!$W$6:$W$37,MATCH($C7,AC_References!$R$6:$R$37,0)))","v":{"$error":"#N/A"}},null,{"$f":"IF($C7=\"\",\"\",INDEX(AC_References!X$6:X$37,MATCH($C7,AC_References!$R$6:$R$37,0)))","v":{"$error":"#N/A"}},{"$f":"IF($C7=\"\",\"\",INDEX(AC_References!Y$6:Y$37,MATCH($C7,AC_References!$R$6:$R$37,0)))","v":{"$error":"#N/A"}},{"$f":"IF($C7=\"\",\"\",INDEX(AC_References!Z$6:Z$37,MATCH($C7,AC_References!$R$6:$R$37,0)))","v":{"$error":"#N/A"}},{"$f":"IF($C7=\"\",\"\",INDEX(AC_References!AA$6:AA$37,MATCH($C7,AC_References!$R$6:$R$37,0)))","v":{"$error":"#N/A"}},{"$f":"IF($C7=\"\",\"\",INDEX(AC_References!AB$6:AB$37,MATCH($C7,AC_References!$R$6:$R$37,0)))","v":{"$error":"#N/A"}},null,{"$error":"#N/A"},{"$error":"#N/A"},null,{"$error":"#N/A"},{"$error":"#N/A"},{"$error":"#N/A"},{"$error":"#N/A"},{"$error":"#N/A"},{"$error":"#N/A"},{"$error":"#N/A"},{"$error":"#N/A"},"",{"$f":"IF(BC7=\"\",\"\",IF(AY7>0,D7*12*(1/AY7)*E7*AC_References!$G$21,D7*12*(1/AZ7)*E7*AC_References!$G$21))","v":""},{"$f":"IF(AND(BA7=\"\",BB7=\"\"),\"\",IF(BA7>0,(D7*12)*(1/BA7)*AC_References!$H$21,IF(BB7>0,(D7*12)*(1/BB7)*AC_References!$H$21/3.413,0)))","v":{"$error":"#N/A"}},"",{"$error":"#N/A"},{"$error":"#N/A"},{"$f":"IF(RIGHT($AS7,1)=\"0\",VLOOKUP($C7,Efficiency_Lookup,16,FALSE),IF($Q7=1,AJ7,AP7))","v":{"$error":"#N/A"}},{"$error":"#N/A"},{"$error":"#N/A"},{"$f":"IF(AS7=\"\",\"\",IF(AND(AU7>0,AY7>0),(D7*12)*((1/AU7)-(1/AY7))*AC_References!$G$21,IF(AND(AV7>0,AZ7>0),(D7*12)*((1/AV7)-(1/AZ7))*AC_References!$G$21)))","v":{"$error":"#N/A"}},{"$f":"IF(AS7=\"\",\"\",IF(AND(BA7>0,AW7>0),(D7*12)*((1/AW7)-(1/BA7))*AC_References!$H$21,IF(AND(BB7>0,AX7>0),(D7*12)*((1/AX7)-(1/BB7))*AC_References!$H$21/3.413,0)))","v":{"$error":"#N/A"}},{"$f":"IF(AS7=\"\",\"\",BL7+BM7)","v":{"$error":"#N/A"}},{"$f":"IF(AS7=\"\",\"\",IF(AND(AU7>0,AY7>0),(D7*E7*12)*((1/AU7)-(1/AY7))*AC_References!$G$21,IF(AND(AV7>0,AZ7>0),(D7*E7*12)*((1/AV7)-(1/AZ7))*AC_References!$G$21)))","v":{"$error":"#N/A"}},{"$f":"IF(AS7=\"\",\"\",IF(AND(BA7>0,AW7>0),(D7*E7*12)*((1/AW7)-(1/BA7))*AC_References!$H$21,IF(AND(BB7>0,AX7>0),(D7*E7*12)*((1/AX7)-(1/BB7))*AC_References!$H$21/3.413,0)))","v":{"$error":"#N/A"}},{"$f":"IF(AS7=\"\",\"\",BO7+BP7)","v":{"$error":"#N/A"}},{"$f":"IF(AS7=\"\",\"\",INDEX(AC_References!$AU$4:$AU$70,MATCH(AC_Calculations!AS7,AC_References!$AV$4:$AV$66,0)))","v":{"$error":"#N/A"}},{"$f":"1200*D7","v":0},{"$f":"IF(AS7=\"\",\"\",BQ7*0.2)","v":{"$error":"#N/A"}},null,{"$error":"#N/A"},"",{"$f":"IF(Q7=\"None\",\"No Recommendation\",IF(BQ7<1,\"No Rec\",IF(BR7=\"\",\"\",INDEX(AC_References!$AV$4:$AV$67,MATCH(AC_Calculations!BR7,AC_References!$AU$4:$AU$71,0)))))","v":{"$error":"#N/A"}},{"$f":"IF(E7<1,\"\",IF(Q7=\"None\",\"No Recommendation\",INDEX(AC_References!$AZ$4:$AZ$67,MATCH(AC_Calculations!BR7,AC_References!$AU$4:$AU$70,0))))","v":""}]
[4,{"$f":"OFFSET('HVAC Data Collection'!C$6,ROWS(B$5:B8)*21-21,0)","v":0},{"$f":"OFFSET('HVAC Data Collection'!K$8,ROWS(C$5:C8)*21-21,0)","v":0},{"$f":"OFFSET('HVAC Data Collection'!I$17,ROWS(D$5:D8)*21-21,0)","v":0},{"$f":"OFFSET('HVAC Data Collection'!I$6,ROWS(E$5:E8)*21-21,0)","v":0},0,{"$f":"OFFSET('HVAC Data Collection'!C$21,ROWS(G$5:G8)*21-21,0)","v":0},{"$f":"OFFSET('HVAC Data Collection'!E$21,ROWS(H$5:H8)*21-21,0)","v":0},{"$f":"OFFSET('HVAC Data Collection'!G$21,ROWS(I$5:I8)*21-21,0)","v":0},{"$f":"OFFSET('HVAC Data Collection'!I$21,ROWS(J$5:J8)*21-21,0)","v":0},{"$f":"OFFSET('HVAC Data Collection'!C$8,ROWS(K$5:K8)*21-21,0)","v":0},{"$f":"OFFSET('HVAC Data Collection'!#REF!,ROWS(L$5:L8)*21-21,0)","v":{"$error":"#REF!"}},{"$f":"OFFSET('HVAC Data Collection'!C$12,ROWS(M$5:M8)*21-21,0)","v":0},{"$f":"OFFSET('HVAC Data Collection'!C$14,ROWS(N$5:N8)*21-21,0)","v":0},{"$f":"OFFSET('HVAC Data Collection'!C$17,ROWS(O$5:O8)*21-21,0)","v":0},{"$f":"OFFSET('HVAC Data Collection'!L$14,ROWS(P$5:P8)*21-21,0)","v":0},{"$f":"OFFSET('HVAC Data Collection'!P$6,ROWS(Q$5:Q8)*21-21,0)","v":0},null,{"$f":"IF(C8=\"\",\"\",INDEX(AC_References!$AX$4:$AX$66,MATCH($C8,AC_References!$AW$4:$AW$66,0)))","v":{"$error":"#N/A"}},{"$f":"IF(C8=\"\",\"\",INDEX(AC_References!$AY$4:$AY$66,MATCH($C8,AC_References!$AW$4:$AW$66,0)))","v":{"$error":"#N/A"}},{"$f":"IF($C8=\"\",\"\",INDEX(AC_References!$AC$6:$AC$37,MATCH(AC_Calculations!$C8,AC_References!$R$6:$R$37,0)))","v":{"$error":"#N/A"}},{"$f":"IF($C8=\"\",\"\",IF(LEFT(C8,3)=\"Pac\",(INDEX(AC_References!$AD$6:$AD$37,MATCH(AC_Calculations!$C8,AC_References!$R$6:$R$37,0)))-(0.3*D8*12000/1000),INDEX(AC_References!$AD$6:$AD$37,MATCH(AC_Calculations!$C8,AC_References!$R$6:$R$37,0))))","v":{"$error":"#N/A"}},{"$f":"IF($C8=\"\",\"\",INDEX(AC_References!$AE$6:$AE$37,MATCH(AC_Calculations!$C8,AC_References!$R$6:$R$37,0)))","v":{"$error":"#N/A"}},{"$f":"IF(C8=\"\",\"\",IF(LEFT(C8,3)=\"Pac\",INDEX(AC_References!$AE$6:$AE$37,MATCH(C8,AC_References!$R$6:$R$37,0))-INDEX(AC_References!$AF$6:$AF$37,MATCH(AC_Calculations!C8,AC_References!$R$6:$R$37,0))*D8*12000/1000,INDEX(AC_References!$AF$6:$AF$37,MATCH(AC_Calculations!$C8,AC_References!$R$6:$R$37,0))))","v":{"$error":"#N/A"}},"",{"$f":"IF(Y8=\"\",\"\",IF(U8>0,D8*12*(1/U8)*E8*AC_References!$G$21,D8*12*(1/V8)*E8*AC_References!$G$21))","v":""},{"$f":"IF(AND(W8=\"\",X8=\"\"),\"\",IF(W8>0,(D8*12)*(1/W8)*AC_References!$H$21,IF(X8>0,(D8*12)*(1/X8)*AC_References!$H$21/3.413,0)))","v":{"$error":"#N/A"}},"",{"$error":"#N/A"},{"$error":"#N/A"},null,{"$f":"IF($C8=\"\",\"\",INDEX(AC_References!$S$6:$S$37,MATCH($C8,AC_References!$R$6:$R$37,0)))","v":{"$error":"#N/A"}},{"$f":"IF($C8=\"\",\"\",INDEX(AC_References!$T$6:$T$37,MATCH($C8,AC_References!$R$6:$R$37,0)))","v":{"$error":"#N/A"}},{"$f":"IF($C8=\"\",\"\",INDEX(AC_References!$U$6:$U$37,MATCH($C8,AC_References!$R$6:$R$37,0)))","v":{"$error":"#N/A"}},{"$f":"IF($C8=\"\",\"\",INDEX(AC_References!$V$6:$V$37,MATCH($C8,AC_References!$R$6:$R$37,0)))","v":{"$error":"#N/A"}},{"$f":"IF($C8=\"\",\"\",INDEX(AC_References!$W$6:$W$37,MATCH($C8,AC_References!$R$6:$R$37,0)))","v":{"$error":"#N/A"}},null,{"$f":"IF($C8=\"\",\"\",INDEX(AC_References!X$6:X$37,MATCH($C8,AC_References!$R$6:$R$37,0)))","v":{"$error":"#N/A"}},{"$f":"IF($C8=\"\",\"\",INDEX(AC_References!Y$6:Y$37,MATCH($C8,AC_References!$R$6:$R$37,0)))","v":{"$error":"#N/A"}},{"$f":"IF($C8=\"\",\"\",INDEX(AC_References!Z$6:Z$37,MATCH($C8,AC_References!$R$6:$R$37,0)))","v":{"$error":"#N/A"}},{"$f":"IF($C8=\"\",\"\",INDEX(AC_References!AA$6:AA$37,MATCH($C8,AC_References!$R$6:$R$37,0)))","v":{"$error":"#N/A"}},{"$f":"IF($C8=\"\",\"\",INDEX(AC_References!AB$6:AB$37,MATCH($C8,AC_References!$R$6:$R$37,0)))","v":{"$error":"#N/A"}},null,{"$error":"#N/A"},{"$error":"#N/A"},null,{"$error":"#N/A"},{"$error":"#N/A"},{"$error":"#N/A"},{"$error":"#N/A"},{"$error":"#N/A"},{"$error":"#N/A"},{"$error":"#N/A"},{"$error":"#N/A"},"",{"$f":"IF(BC8=\"\",\"\",IF(AY8>0,D8*12*(1/AY8)*E8*AC_References!$G$21,D8*12*(1/AZ8)*E8*AC_References!$G$21))","v":""},{"$f":"IF(AND(BA8=\"\",BB8=\"\"),\"\",IF(BA8>0,(D8*12)*(1/BA8)*AC_References!$H$21,IF(BB8>0,(D8*12)*(1/BB8)*AC_References!$H$21/3.413,0)))","v":{"$error":"#N/A"}},"",{"$error":"#N/A"},{"$error":"#N/A"},{"$f":"IF(RIGHT($AS8,1)=\"0\",VLOOKUP($C8,Efficiency_Lookup,16,FALSE),IF($Q8=1,AJ8,AP8))","v":{"$error":"#N/A"}},{"$error":"#N/A"},{"$error":"#N/A"},{"$f":"IF(AS8=\"\",\"\",IF(AND(AU8>0,AY8>0),(D8*12)*((1/AU8)-(1/AY8))*AC_References!$G$21,IF(AND(AV8>0,AZ8>0),(D8*12)*((1/AV8)-(1/AZ8))*AC_References!$G$21)))","v":{"$error":"#N/A"}},{"$f":"IF(AS8=\"\",\"\",IF(AND(BA8>0,AW8>0),(D8*12)*((1/AW8)-(1/BA8))*AC_References!$H$21,IF(AND(BB8>0,AX8>0),(D8*12)*((1/AX8)-(1/BB8))*AC_References!$H$21/3.413,0)))","v":{"$error":"#N/A"}},{"$f":"IF(AS8=\"\",\"\",BL8+BM8)","v":{"$error":"#N/A"}},{"$f":"IF(AS8=\"\",\"\",IF(AND(AU8>0,AY8>0),(D8*E8*12)*((1/AU8)-(1/AY8))*AC_References!$G$21,IF(AND(AV8>0,AZ8>0),(D8*E8*12)*((1/AV8)-(1/AZ8))*AC_References!$G$21)))","v":{"$error":"#N/A"}},{"$f":"IF(AS8=\"\",\"\",IF(AND(BA8>0,AW8>0),(D8*E8*12)*((1/AW8)-(1/BA8))*AC_References!$H$21,IF(AND(BB8>0,AX8>0),(D8*E8*12)*((1/AX8)-(1/BB8))*AC_References!$H$21/3.413,0)))","v":{"$error":"#N/A"}},{"$f":"IF(AS8=\"\",\"\",BO8+BP8)","v":{"$error":"#N/A"}},{"$f":"IF(AS8=\"\",\"\",INDEX(AC_References!$AU$4:$AU$70,MATCH(AC_Calculations!AS8,AC_References!$AV$4:$AV$66,0)))","v":{"$error":"#N/A"}},{"$f":"1200*D8","v":0},{"$f":"IF(AS8=\"\",\"\",BQ8*0.2)","v":{"$error":"#N/A"}},null,{"$error":"#N/A"},"",{"$f":"IF(Q8=\"None\",\"No Recommendation\",IF(BQ8<1,\"No Rec\",IF(BR8=\"\",\"\",INDEX(AC_References!$AV$4:$AV$67,MATCH(AC_Calculations!BR8,AC_References!$AU$4:$AU$71,0)))))","v":{"$error":"#N/A"}},{"$f":"IF(E8<1,\"\",IF(Q8=\"None\",\"No Recommendation\",INDEX(AC_References!$AZ$4:$AZ$67,MATCH(AC_Calculations!BR8,AC_References!$AU$4:$AU$70,0))))","v":""}]
[5,{"$f":"OFFSET('HVAC Data Collection'!C$6,ROWS(B$5:B9)*21-21,0)","v":0},{"$f":"OFFSET('HVAC Data Collection'!K$8,ROWS(C$5:C9)*21-21,0)","v":0},{"$f":"OFFSET('HVAC Data Collection'!I$17,ROWS(D$5:D9)*21-21,0)","v":0},{"$f":"OFFSET('HVAC Data Collection'!I$6,ROWS(E$5:E9)*21-21,0)","v":0},0,{"$f":"OFFSET('HVAC Data Collection'!C$21,ROWS(G$5:G9)*21-21,0)","v":0},{"$f":"OFFSET('HVAC Data Collection'!E$21,ROWS(H$5:H9)*21-21,0)","v":0},{"$f":"OFFSET('HVAC Data Collection'!G$21,ROWS(I$5:I9)*21-21,0)","v":0},{"$f":"OFFSET('HVAC Data Collection'!I$21,ROWS(J$5:J9)*21-21,0)","v":0},{"$f":"OFFSET('HVAC Data Collection'!C$8,ROWS(K$5:K9)*21-21,0)","v":0},{"$f":"OFFSET('HVAC Data Collection'!#REF!,ROWS(L$5:L9)*21-21,0)","v":{"$error":"#REF!"}},{"$f":"OFFSET('HVAC Data Collection'!C$12,ROWS(M$5:M9)*21-21,0)","v":0},{"$f":"OFFSET('HVAC Data Collection'!C$14,ROWS(N$5:N9)*21-21,0)","v":0},{"$f":"OFFSET('HVAC Data Collection'!C$17,ROWS(O$5:O9)*21-21,0)","v":0},{"$f":"OFFSET('HVAC Data Collection'!L$14,ROWS(P$5:P9)*21-21,0)","v":0},{"$f":"OFFSET('HVAC Data Collection'!P$6,ROWS(Q$5:Q9)*21-21,0)","v":0},null,{"$f":"IF(C9=\"\",\"\",INDEX(AC_References!$AX$4:$AX$66,MATCH($C9,AC_References!$AW$4:$AW$66,0)))","v":{"$error":"#N/A"}},{"$f":"IF(C9=\"\",\"\",INDEX(AC_References!$AY$4:$AY$66,MATCH($C9,AC_References!$AW$4:$AW$66,0)))","v":{"$error":"#N/A"}},{"$f":"IF($C9=\"\",\"\",INDEX(AC_References!$AC$6:$AC$37,MATCH(AC_Calculations!$C9,AC_References!$R$6:$R$37,0)))","v":{"$error":"#N/A"}},{"$f":"IF($C9=\"\",\"\",IF(LEFT(C9,3)=\"Pac\",(INDEX(AC_References!$AD$6:$AD$37,MATCH(AC_Calculations!$C9,AC_References!$R$6:$R$37,0)))-(0.3*D9*12000/1000),INDEX(AC_References!$AD$6:$AD$37,MATCH(AC_Calculations!$C9,AC_References!$R$6:$R$37,0))))","v":{"$error":"#N/A"}},{"$f":"IF($C9=\"\",\"\",INDEX(AC_References!$AE$6:$AE$37,MATCH(AC_Calculations!$C9,AC_References!$R$6:$R$37,0)))","v":{"$error":"#N/A"}},{"$f":"IF(C9=\"\",\"\",IF(LEFT(C9,3)=\"Pac\",INDEX(AC_References!$AE$6:$AE$37,MATCH(C9,AC_References!$R$6:$R$37,0))-INDEX(AC_References!$AF$6:$AF$37,MATCH(AC_Calculations!C9,AC_References!$R$6:$R$37,0))*D9*12000/1000,INDEX(AC_References!$AF$6:$AF$37,MATCH(AC_Calculations!$C9,AC_References!$R$6:$R$37,0))))","v":{"$error":"#N/A"}},"",{"$f":"IF(Y9=\"\",\"\",IF(U9>0,D9*12*(1/U9)*E9*AC_References!$G$21,D9*12*(1/V9)*E9*AC_References!$G$21))","v":""},{"$f":"IF(AND(W9=\"\",X9=\"\"),\"\",IF(W9>0,(D9*12)*(1/W9)*AC_References!$H$21,IF(X9>0,(D9*12)*(1/X9)*AC_References!$H$21/3.413,0)))","v":{"$error":"#N/A"}},"",{"$error":"#N/A"},{"$error":"#N/A"},null,{"$f":"IF($C9=\"\",\"\",INDEX(AC_References!$S$6:$S$37,MATCH($C9,AC_References!$R$6:$R$37,0)))","v":{"$error":"#N/A"}},{"$f":"IF($C9=\"\",\"\",INDEX(AC_References!$T$6:$T$37,MATCH($C9,AC_References!$R$6:$R$37,0)))","v":{"$error":"#N/A"}},{"$f":"IF($C9=\"\",\"\",INDEX(AC_References!$U$6:$U$37,MATCH($C9,AC_References!$R$6:$R$37,0)))","v":{"$error":"#N/A"}},{"$f":"IF($C9=\"\",\"\",INDEX(AC_References!$V$6:$V$37,MATCH($C9,AC_References!$R$6:$R$37,0)))","v":{"$error":"#N/A"}},{"$f":"IF($C9=\"\",\"\",INDEX(AC_References!$W$6:$W$37,MATCH($C9,AC_References!$R$6:$R$37,0)))","v":{"$error":"#N/A"}},null,{"$f":"IF($C9=\"\",\"\",INDEX(AC_References!X$6:X$37,MATCH($C9,AC_References!$R$6:$R$37,0)))","v":{"$error":"#N/A"}},{"$f":"IF($C9=\"\",\"\",INDEX(AC_References!Y$6:Y$37,MATCH($C9,AC_References!$R$6:$R$37,0)))","v":{"$error":"#N/A"}},{"$f":"IF($C9=\"\",\"\",INDEX(AC_References!Z$6:Z$37,MATCH($C9,AC_References!$R$6:$R$37,0)))","v":{"$error":"#N/A"}},{"$f":"IF($C9=\"\",\"\",INDEX(AC_References!AA$6:AA$37,MATCH($C9,AC_References!$R$6:$R$37,0)))","v":{"$error":"#N/A"}},{"$f":"IF($C9=\"\",\"\",INDEX(AC_References!AB$6:AB$37,MATCH($C9,AC_References!$R$6:$R$37,0)))","v":{"$error":"#N/A"}},null,{"$error":"#N/A"},{"$error":"#N/A"},null,{"$error":"#N/A"},{"$error":"#N/A"},{"$error":"#N/A"},{"$error":"#N/A"},{"$error":"#N/A"},{"$error":"#N/A"},{"$error":"#N/A"},{"$error":"#N/A"},"",{"$f":"IF(BC9=\"\",\"\",IF(AY9>0,D9*12*(1/AY9)*E9*AC_References!$G$21,D9*12*(1/AZ9)*E9*AC_References!$G$21))","v":""},{"$f":"IF(AND(BA9=\"\",BB9=\"\"),\"\",IF(BA9>0,(D9*12)*(1/BA9)*AC_References!$H$21,IF(BB9>0,(D9*12)*(1/BB9)*AC_References!$H$21/3.413,0)))","v":{"$error":"#N/A"}},"",{"$error":"#N/A"},null,{"$f":"IF(RIGHT($AS9,1)=\"0\",VLOOKUP($C9,Efficiency_Lookup,16,FALSE),IF($Q9=1,AJ9,AP9))","v":{"$error":"#N/A"}},{"$error":"#N/A"},{"$error":"#N/A"},{"$f":"IF(AS9=\"\",\"\",IF(AND(AU9>0,AY9>0),(D9*12)*((1/AU9)-(1/AY9))*AC_References!$G$21,IF(AND(AV9>0,AZ9>0),(D9*12)*((1/AV9)-(1/AZ9))*AC_References!$G$21)))","v":{"$error":"#N/A"}},{"$f":"IF(AS9=\"\",\"\",IF(AND(BA9>0,AW9>0),(D9*12)*((1/AW9)-(1/BA9))*AC_References!$H$21,IF(AND(BB9>0,AX9>0),(D9*12)*((1/AX9)-(1/BB9))*AC_References!$H$21/3.413,0)))","v":{"$error":"#N/A"}},{"$f":"IF(AS9=\"\",\"\",BL9+BM9)","v":{"$error":"#N/A"}},{"$f":"IF(AS9=\"\",\"\",IF(AND(AU9>0,AY9>0),(D9*E9*12)*((1/AU9)-(1/AY9))*AC_References!$G$21,IF(AND(AV9>0,AZ9>0),(D9*E9*12)*((1/AV9)-(1/AZ9))*AC_References!$G$21)))","v":{"$error":"#N/A"}},{"$f":"IF(AS9=\"\",\"\",IF(AND(BA9>0,AW9>0),(D9*E9*12)*((1/AW9)-(1/BA9))*AC_References!$H$21,IF(AND(BB9>0,AX9>0),(D9*E9*12)*((1/AX9)-(1/BB9))*AC_References!$H$21/3.413,0)))","v":{"$error":"#N/A"}},{"$f":"IF(AS9=\"\",\"\",BO9+BP9)","v":{"$error":"#N/A"}},{"$f":"IF(AS9=\"\",\"\",INDEX(AC_References!$AU$4:$AU$70,MATCH(AC_Calculations!AS9,AC_References!$AV$4:$AV$66,0)))","v":{"$error":"#N/A"}},{"$f":"1200*D9","v":0},{"$f":"IF(AS9=\"\",\"\",BQ9*0.2)","v":{"$error":"#N/A"}},null,{"$error":"#N/A"},"",{"$f":"IF(Q9=\"None\",\"No Recommendation\",IF(BQ9<1,\"No Rec\",IF(BR9=\"\",\"\",INDEX(AC_References!$AV$4:$AV$67,MATCH(AC_Calculations!BR9,AC_References!$AU$4:$AU$71,0)))))","v":{"$error":"#N/A"}},{"$f":"IF(E9<1,\"\",IF(Q9=\"None\",\"No Recommendation\",INDEX(AC_References!$AZ$4:$AZ$67,MATCH(AC_Calculations!BR9,AC_References!$AU$4:$AU$70,0))))","v":""}]

{"sheet":"AC_Products","index":21,"n_rows":28,"n_cols":10,"rows_kept":28,"cut":false,"hidden":true,"merged":[]}
["Product Line","Class Name","Product Name",null,null,null,null,"Product Line","Class Name","Product Name"]
["Cooling - HVAC Equipment","Air Conditioners","Split A/C <65,000 Btuh",null,null,null,"Air Conditioners - Air Cooled < 5.4 Tons Single Package","Cooling - HVAC Equipment","Air Conditioners","Unitary A/C <65,000 Btuh"]
["Cooling - HVAC Equipment","Air Conditioners","Split A/C >=135,000 Btuh and <240,000 Btuh",null,null,null,"Air Conditioners - Air Cooled < 5.4 Tons Split System","Cooling - HVAC Equipment","Air Conditioners","Split A/C <65,000 Btuh"]
["Cooling - HVAC Equipment","Air Conditioners","Split A/C >=240,000 Btuh and <760,000 Btuh",null,null,null,"Air Conditioners - Air Cooled ≥ 11.25 & < 20 Tons Single Package","Cooling - HVAC Equipment","Air Conditioners","Unitary A/C >=135,000 Btuh and <240,000 Btuh"]
["Cooling - HVAC Equipment","Air Conditioners","Split A/C >=65,000 Btuh and <135,000 Btuh",null,null,null,"Air Conditioners - Air Cooled ≥ 11.25 & < 20 Tons Split System","Cooling - HVAC Equipment","Air Conditioners","Split A/C >=135,000 Btuh and <240,000 Btuh"]
["Cooling - HVAC Equipment","Air Conditioners","Split A/C >=760,000 Btuh and <3,600,000 Btuh",null,null,null,"Air Conditioners - Air Cooled ≥ 20 & < 63 Tons Single Package","Cooling - HVAC Equipment","Air Conditioners","Unitary A/C >=240,000 Btuh and <760,000 Btuh"]
["Cooling - HVAC Equipment","Air Conditioners","Unitary A/C <65,000 Btuh",null,null,null,"Air Conditioners - Air Cooled ≥ 20 & < 63 Tons Split System","Cooling - HVAC Equipment","Air Conditioners","Split A/C >=240,000 Btuh and <760,000 Btuh"]
["Cooling - HVAC Equipment","Air Conditioners","Unitary A/C >=135,000 Btuh and <240,000 Btuh",null,null,null,"Air Conditioners - Air Cooled ≥ 5.4 & < 11.25 Tons Single Package","Cooling - HVAC Equipment","Air Conditioners","Unitary A/C >=65,000 Btuh and <135,000 Btuh"]
["Cooling - HVAC Equipment","Air Conditioners","Unitary A/C >=240,000 Btuh and <760,000 Btuh",null,null,null,"Air Conditioners - Air Cooled ≥ 5.4 & < 11.25 Tons Split System","Cooling - HVAC Equipment","Air Conditioners","Split A/C >=65,000 Btuh and <135,000 Btuh"]
["Cooling - HVAC Equipment","Air Conditioners","Unitary A/C >=65,000 Btuh and <135,000 Btuh",null,null,null,"Air Conditioners - Air Cooled ≥ 63 Tons Single Package","Cooling - HVAC Equipment","Air Conditioners","Unitary A/C >=760,000 Btuh and <3,600,000 Btuh"]
["Cooling - HVAC Equipment","Air Conditioners","Unitary A/C >=760,000 Btuh and <3,600,000 Btuh",null,null,null,"Air Conditioners - Air Cooled ≥ 63 Tons Split System","Cooling - HVAC Equipment","Air Conditioners","Split A/C >=760,000 Btuh and <3,600,000 Btuh"]
["Cooling - HVAC Equipment","Chillers","Water Cooled Centrifugal Chiller",null,null,null,"Air Conditioners - Water & Evaporatively Cooled All Sizes Single Package"]
["Cooling - HVAC Equipment","Chillers","Water Cooled Chillers >= 150 Tons and <300 Tons",null,null,null,"Air Conditioners - Water & Evaporatively Cooled All Sizes Split System"]
["Cooling - HVAC Equipment","Chillers","Water Cooled Chillers >= 30 Tons and <150 Tons",null,null,null,"Air Cooled Heat Pumps < 5.4 Tons Single Package","Cooling - HVAC Equipment","Heat Pump","Unitary Heat Pump <65,000 Btuh"]
["Cooling - HVAC Equipment","Chillers","Water Cooled Chillers >= 300 Tons and <1000 Tons",null,null,null,"Air Cooled Heat Pumps < 5.4 Tons Split System","Cooling - HVAC Equipment","Heat Pump","Split Heat Pump <65,000 Btuh"]
["Cooling - HVAC Equipment","Heat Pump","Split Heat Pump <65,000 Btuh",null,null,null,"Air Cooled Heat Pumps ≥ 11.25 & < 20 Tons Single Package","Cooling - HVAC Equipment","Heat Pump","Unitary Heat Pump >=135,000 Btuh and <240,000 Btuh"]
["Cooling - HVAC Equipment","Heat Pump","Split Heat Pump >=135,000 Btuh and <240,000 Btuh",null,null,null,"Air Cooled Heat Pumps ≥ 11.25 & < 20 Tons Split System","Cooling - HVAC Equipment","Heat Pump","Split Heat Pump >=135,000 Btuh and <240,000 Btuh"]
["Cooling - HVAC Equipment","Heat Pump","Split Heat Pump >=240,000 Btuh and <760,000 Btuh",null,null,null,"Air Cooled Heat Pumps ≥ 20 & < 63 Tons Single Package","Cooling - HVAC Equipment","Heat Pump","Unitary Heat Pump >=240,000 Btuh and <760,000 Btuh"]
["Cooling - HVAC Equipment","Heat Pump","Split Heat Pump >=65,000 Btuh and <135,000 Btuh",null,null,null,"Air Cooled Heat Pumps ≥ 20 & < 63 Tons Split System","Cooling - HVAC Equipment","Heat Pump","Split Heat Pump >=240,000 Btuh and <760,000 Btuh"]
["Cooling - HVAC Equipment","Heat Pump","Split Heat Pump >=760,000 Btuh and <3,600,000 Btuh",null,null,null,"Air Cooled Heat Pumps ≥ 5.4 & < 11.25 tons Single Package","Cooling - HVAC Equipment","Heat Pump","Unitary Heat Pump >=65,000 Btuh and <135,000 Btuh"]
["Cooling - HVAC Equipment","Heat Pump","Unitary Heat Pump <65,000 Btuh",null,null,null,"Air Cooled Heat Pumps ≥ 5.4 & < 11.25 tons Split System","Cooling - HVAC Equipment","Heat Pump","Split Heat Pump >=65,000 Btuh and <135,000 Btuh"]
["Cooling - HVAC Equipment","Heat Pump","Unitary Heat Pump >=135,000 Btuh and <240,000 Btuh",null,null,null,"Ductless Mini-Split AC < 5.4 Tons All Types"]
["Cooling - HVAC Equipment","Heat Pump","Unitary Heat Pump >=240,000 Btuh and <760,000 Btuh",null,null,null,"Ductless Mini-Split Heat Pumps < 5.4 Tons All Types"]
["Cooling - HVAC Equipment","Heat Pump","Unitary Heat Pump >=65,000 Btuh and <135,000 Btuh",null,null,null,"Geothermal Heat Pumps < 11.25 Tons Closed Loop"]
["Cooling - HVAC Equipment","Heat Pump","Unitary Heat Pump >=760,000 Btuh and <3,600,000 Btuh",null,null,null,"Geothermal Heat Pumps < 11.25 Tons Direct Exchange (DX)"]
["Cooling - HVAC Equipment","Heat Pump","Water Source Heat Pump (Cooling Only)",null,null,null,"Geothermal Heat Pumps < 11.25 Tons Open Loop"]
["Cooling - HVAC Equipment","Heat Pump","Water Source Heat Pump (Cooling Only) <17,000 Btuh",null,null,null,"Room Air Conditioners < 2.5 Tons"]
["Cooling - HVAC Equipment","Heat Pump","Water Source Heat Pump (Cooling Only) >=17,000",null,null,null,"Water Source Heat Pumps < 11.25 Tons N/A"]

{"sheet":"AC_References","index":22,"n_rows":96,"n_cols":62,"rows_kept":96,"cut":false,"hidden":true,"merged":[[3,18,3,22],[3,23,3,27],[3,28,3,31],[1,49,1,50]]}
[]
[null,null,null,null,null,null,null,null,null,null,null,null,null,null,null,null,null,null,null,null,null,null,null,null,null,null,null,null,null,null,null,null,null,null,null,null,null,null,null,null,null,null,null,null,null,null,null,null,null,"Retro-Baseline"]
[null,"Equipment Type - Size Categories",null,null,null,null,null,null,null,null,null,null,null,null,null,null,null,null,null,null,null,null,null,null,null,null,null,null,null,null,null,null,null,null,null,null,null,null,null,null,null,null,null,null,null,null,"Measure code","Equipment",null,"SEER","EER","Recommendation",null,"with Tier 1 qualifying unit"]
[null,"Room Air Conditioners","Ductless Mini-Split AC","Air Conditioners - Air Cooled","Air Conditioners - Water & Evaporatively Cooled","Packaged Terminal Air Conditioners","Geothermal Heat Pumps","Ductless Mini-Split Heat Pumps","Air Cooled Heat Pumps","Packaged Terminal Heat Pumps","Water Source Heat Pumps",null,"HVAC Units",null,"Manufacturer",null,null,"Efficiency Requirements","Tier 1",null,null,null,null,"Tier 2",null,null,null,null,"Baseline",null,null,null,"Tier 0",null,"Geothermal Heat Pumps","Room Air Conditioners","Air Conditioners - Air Cooled","Air Conditioners - Water & Evaporatively Cooled","Packaged Terminal Air Conditioners","Ductless Mini-Split AC","Ductless Mini-Split Heat Pumps","Packaged Terminal Heat Pumps","Air Cooled Heat Pumps","Water Source Heat Pumps",null,null,"AC320","Air Conditioners - Air Cooled < 5.4 Tons Single Package Tier 0","Air Conditioners - Air Cooled < 5.4 Tons Single Package",10,"na","Retrofit AC  < 5.4 Tons  with High Efficiency unit",null,"with Tier 2 qualifying unit",null,"AC100",200,null,null,"",null,""]
[null,null,null,null,null,null,null,null,null,null,null,null,"Room Air Conditioners",null,"AAON, INC.",null,null,null,"SEER","EER","HSPF","COP","Rebate*","SEER","EER","HSPF","COP","Rebate*","SEER","EER","HSPF","COP","Rebate",null,null,null,null,null,null,null,null,null,null,null,null,null,"AC321","Air Conditioners - Air Cooled < 5.4 Tons Single Package Tier 1","Air Conditioners - Air Cooled < 5.4 Tons Single Package",null,null,"Replace AC < 5.4 Tons  with Tier 1 qualifying unit",null,"with High Efficiency unit",null,"AC200",600,null,null,"",null,""]
[null,"< 2.5 Tons","< 5.4 Tons","< 5.4 Tons","All Sizes","< 0.75 Tons","< 11.25 Tons","< 5.4 Tons","< 5.4 Tons","< 0.75 Tons","< 11.25 Tons",null,"Ductless Mini-Split AC",null,"AEROSYS, INC.",null,null,"Room Air Conditioners < 2.5 Tons All Types",12.5,15,null,null,0,null,null,null,null,null,null,9,null,null,200,null,"Water to Air - Closed","All Types","Split System","Split System","All Types","All Types","All Types","All Types","Split System","All Types",null,null,"AC322","Air Conditioners - Air Cooled < 5.4 Tons Single Package Tier 2","Air Conditioners - Air Cooled < 5.4 Tons Single Package",null,null,"Replace AC < 5.4 Tons  with Tier 2 qualifying unit",null,null,null,"AC201",125,null,null,"",null,""]
[null,null,null,"≥ 5.4 & < 11.25 Tons",null,"≥ 0.75 Tons & < 1 Ton",null,null,"≥ 5.4 & < 11.25 Tons","≥ 0.75 Tons & < 1 Ton",null,null,"Air Conditioners - Air Cooled",null,"AIR GREEN CORPORATION",null,null,"Packaged Terminal Air Conditioners < 0.75 Tons All Types",null,12.2,null,null,100,null,null,null,null,null,null,14,null,null,null,null,"Water to Air - Open",null,"Single Package","Single Package",null,null,null,null,"Single Package",null,null,null,"AC310","Air Conditioners - Air Cooled < 5.4 Tons Split System Tier 0","Air Conditioners - Air Cooled < 5.4 Tons Split System",10,"na","Retrofit AC  < 5.4 Tons  with High Efficiency unit",null,null,null,"AC202",230,null,null,"",null,""]
[null,null,null,"≥ 11.25 & < 20 Tons",null,"≥ 1 Ton",null,null,"≥ 11.25 & < 20 Tons","≥ 1 Ton",null,null,"Air Conditioners - Water & Evaporatively Cooled",null,"AIR-CON INTERNATIONAL, INC.",null,null,"Packaged Terminal Air Conditioners ≥ 0.75 Tons & < 1 Ton All Types",null,11.4,null,null,100,null,null,null,null,null,null,14,null,null,null,null,"Water to Water - Closed",null,null,null,null,null,null,null,null,null,null,null,"AC311","Air Conditioners - Air Cooled < 5.4 Tons Split System Tier 1","Air Conditioners - Air Cooled < 5.4 Tons Split System",null,null,"Replace AC < 5.4 Tons  with Tier 1 qualifying unit",null,null,null,"AC310",300,null,null,"",null,""]
[null,null,null,"≥ 20 & < 63 Tons",null,null,null,null,"≥ 20 & < 63 Tons",null,null,null,"Packaged Terminal Air Conditioners",null,"AIREASE",null,null,"Packaged Terminal Air Conditioners ≥ 1 Ton All Types",null,10.4,null,null,100,null,null,null,null,null,null,14,null,null,null,null,"Water to Water - Open",null,null,null,null,null,null,null,null,null,null,null,"AC312","Air Conditioners - Air Cooled < 5.4 Tons Split System Tier 2","Air Conditioners - Air Cooled < 5.4 Tons Split System",null,null,"Replace AC < 5.4 Tons  with Tier 2 qualifying unit",null,null,null,"AC311",125,null,null,"",null,""]
[null,null,null,null,null,null,null,null,null,null,null,null,"Ductless Mini-Split Heat Pumps",null,"AIRE-FLO",null,null,"Air Conditioners - Air Cooled < 5.4 Tons Single Package",14,11.6,null,null,125,15,12,null,null,230,13,11.1,null,null,300,null,"DGX",null,null,null,null,null,null,null,null,null,null,null,"AC520","Air Conditioners - Air Cooled ≥ 11.25 & < 20 Tons Single Package Tier 0","Air Conditioners - Air Cooled ≥ 11.25 & < 20 Tons Single Package",9.6999999999999993,"na","Retrofit AC  ≥ 11.25 & < 20 Tons  with High Efficiency unit",null,null,null,"AC312",230,null,null,"",null,""]
[null,null,null,null,null,null,null,null,null,null,null,null,"Air Cooled Heat Pumps",null,"AIRQUEST",null,null,"Air Conditioners - Air Cooled < 5.4 Tons Split System",14,12,null,null,125,15,12.5,null,null,230,13,11.1,null,null,300,null,null,null,null,null,null,null,null,null,null,null,null,null,"AC521","Air Conditioners - Air Cooled ≥ 11.25 & < 20 Tons Single Package Tier 1","Air Conditioners - Air Cooled ≥ 11.25 & < 20 Tons Single Package",null,null,"Replace AC ≥ 11.25 & < 20 Tons  with Tier 1 qualifying unit",null,null,null,"AC320",300,null,null,"",null,""]
[null,null,null,null,null,null,null,null,null,null,null,null,"Water Source Heat Pumps",null,"AMANA HEATING AND AIR CONDITIONING",null,null,"Air Conditioners - Air Cooled ≥ 11.25 & < 20 Tons Single Package",null,11.5,null,null,80,null,12,null,null,100,null,10.8,null,null,400,null,null,null,null,null,null,null,null,null,null,null,null,null,"AC522","Air Conditioners - Air Cooled ≥ 11.25 & < 20 Tons Single Package Tier 2","Air Conditioners - Air Cooled ≥ 11.25 & < 20 Tons Single Package",null,null,"Replace AC ≥ 11.25 & < 20 Tons  with Tier 2 qualifying unit",null,null,null,"AC321",125,null,null,"",null,""]
[null,null,null,null,null,null,null,null,null,null,null,null,"Packaged Terminal Heat Pumps",null,"AMERICAN STANDARD, INC.",null,null,"Air Conditioners - Air Cooled ≥ 11.25 & < 20 Tons Split System",null,11.5,null,null,80,null,12,null,null,100,null,10.8,null,null,400,null,null,null,null,null,null,null,null,null,null,null,null,null,"AC510","Air Conditioners - Air Cooled ≥ 11.25 & < 20 Tons Split System Tier 0","Air Conditioners - Air Cooled ≥ 11.25 & < 20 Tons Split System",9.6999999999999993,"na","Retrofit AC  ≥ 11.25 & < 20 Tons  with High Efficiency unit",null,null,null,"AC322",230,null,null,"",null,""]
[null,null,null,null,null,null,null,null,null,null,null,null,"Geothermal Heat Pumps",null,"ARCOAIRE",null,null,"Air Conditioners - Air Cooled ≥ 20 & < 63 Tons Single Package",null,10.5,null,null,50,null,10.8,null,null,90,null,9.8000000000000007,null,null,400,null,null,null,null,null,null,null,null,null,null,null,null,null,"AC511","Air Conditioners - Air Cooled ≥ 11.25 & < 20 Tons Split System Tier 1","Air Conditioners - Air Cooled ≥ 11.25 & < 20 Tons Split System",null,null,"Replace AC ≥ 11.25 & < 20 Tons  with Tier 1 qualifying unit",null,null,null,"AC410",400,null,null,"",null,""]
[null,null,null,null,null,"System Type",null,"HVAC Recs",null,null,null,null,null,null,"ARMSTRONG AIR CONDITIONING, INC.",null,null,"Air Conditioners - Air Cooled ≥ 20 & < 63 Tons Split System",null,10.5,null,null,50,null,10.8,null,null,90,null,9.8000000000000007,null,null,400,null,"Geothermal Heat Pumps","Room Air Conditioners","Air Conditioners - Air Cooled","Air Conditioners - Water & Evaporatively Cooled","Packaged Terminal Air Conditioners","Ductless Mini-Split AC","Ductless Mini-Split Heat Pumps","Packaged Terminal Heat Pumps","Air Cooled Heat Pumps","Water Source Heat Pumps",null,null,"AC512","Air Conditioners - Air Cooled ≥ 11.25 & < 20 Tons Split System Tier 2","Air Conditioners - Air Cooled ≥ 11.25 & < 20 Tons Split System",null,null,"Replace AC ≥ 11.25 & < 20 Tons  with Tier 2 qualifying unit",null,null,null,"AC411",80,null,null,"",null,""]
[null,null,null,null,null,"Split System",null,"Rec 1",null,"Yes",null,null,null,null,"BARD MANUFACTURING COMPANY",null,null,"Air Conditioners - Air Cooled ≥ 5.4 & < 11.25 Tons Single Package",null,11.5,null,null,80,null,12,null,null,110,null,11,null,null,400,null,null,null,null,null,null,null,null,null,null,null,null,null,"AC620","Air Conditioners - Air Cooled ≥ 20 & < 63 Tons Single Package Tier 0","Air Conditioners - Air Cooled ≥ 20 & < 63 Tons Single Package",9.5,"na","Retrofit AC  ≥ 20 & < 63 Tons  with High Efficiency unit",null,null,null,"AC412",110,null,null,"",null,""]
[null,null,null,null,null,"Single Package",null,"Rec 2",null,"No",null,null,null,null,"BEUTLER CORPORATION",null,null,"Air Conditioners - Air Cooled ≥ 5.4 & < 11.25 Tons Split System",null,11.5,null,null,80,null,12,null,null,110,null,11,null,null,400,null,"None",1,1,1,1,1,1,1,1,1,null,null,"AC621","Air Conditioners - Air Cooled ≥ 20 & < 63 Tons Single Package Tier 1","Air Conditioners - Air Cooled ≥ 20 & < 63 Tons Single Package",null,null,"Replace AC ≥ 20 & < 63 Tons  with Tier 1 qualifying unit",null,null,null,"AC420",400,null,null,"",null,""]
[null,null,null,null,null,null,null,null,null,null,null,null,null,null,"BROAN",null,null,"Air Conditioners - Water & Evaporatively Cooled All Sizes Single Package",null,14,null,null,40,null,12.1,null,null,0,null,12.1,null,null,"na",null,null,"None",2,2,"None",2,2,"None","None","None",null,null,"AC622","Air Conditioners - Air Cooled ≥ 20 & < 63 Tons Single Package Tier 2","Air Conditioners - Air Cooled ≥ 20 & < 63 Tons Single Package",null,null,"Replace AC ≥ 20 & < 63 Tons  with Tier 2 qualifying unit",null,null,null,"AC421",80,null,null,"",null,""]
[null,null,null,null,null,null,"Full Load Hours",null,null,null,null,null,null,null,"BRYANT",null,null,"Air Conditioners - Water & Evaporatively Cooled All Sizes Split System",null,14,null,null,40,null,12.1,null,null,0,null,12.1,null,null,"na",null,null,null,"None","None",null,"None","None",null,null,null,null,null,"AC610","Air Conditioners - Air Cooled ≥ 20 & < 63 Tons Split System Tier 0","Air Conditioners - Air Cooled ≥ 20 & < 63 Tons Split System",9.5,"na","Retrofit AC  ≥ 20 & < 63 Tons  with High Efficiency unit",null,null,null,"AC422",110,null,null,"",null,""]
[null,null,null,null,null,null,"Cooling","Heating",null,null,null,null,null,null,"CARRIER AIR CONDITIONING",null,null,"Air Cooled Heat Pumps < 5.4 Tons Single Package",14,11.6,8,null,125,15,12,8.5,null,230,13,11.1,7.7,null,"na",null,null,null,null,null,null,null,null,null,null,null,null,null,"AC611","Air Conditioners - Air Cooled ≥ 20 & < 63 Tons Split System Tier 1","Air Conditioners - Air Cooled ≥ 20 & < 63 Tons Split System",null,null,"Replace AC ≥ 20 & < 63 Tons  with Tier 1 qualifying unit",null,null,null,"AC510",400,null,null,"",null,""]
[null,null,null,null,null,null,1089,2337,null,null,null,null,null,null,"COAIRE CORPORATION",null,null,"Air Cooled Heat Pumps < 5.4 Tons Split System",14,12,8.5,null,125,15,12.5,9,null,230,13,11.1,7.7,null,"na",null,null,null,null,null,null,null,null,null,null,null,null,null,"AC612","Air Conditioners - Air Cooled ≥ 20 & < 63 Tons Split System Tier 2","Air Conditioners - Air Cooled ≥ 20 & < 63 Tons Split System",null,null,"Replace AC ≥ 20 & < 63 Tons  with Tier 2 qualifying unit",null,null,null,"AC511",80,null,null,"",null,""]
[]
[null,null,null,null,null,null,null,null,null,null,null,null,null,null,"COLEMAN, UNITARY PRODUCTS GROUP",null,null,"Air Cooled Heat Pumps ≥ 11.25 & < 20 Tons Single Package",null,11.5,null,3.2,80,"N/A","N/A","N/A","N/A","N/A",null,10.8,null,3.2,"na",null,null,null,null,null,null,null,null,null,null,null,null,null,"AC420","Air Conditioners - Air Cooled ≥ 5.4 & < 11.25 Tons Single Package Tier 0","Air Conditioners - Air Cooled ≥ 5.4 & < 11.25 Tons Single Package",10.3,"na","Retrofit AC  ≥ 5.4 & < 11.25 Tons  with High Efficiency unit",null,null,null,"AC512",110,null,null,"",null,""]
[null,null,null,null,null,null,null,null,null,null,null,null,null,null,"COMFORTMAKER",null,null,"Air Cooled Heat Pumps ≥ 11.25 & < 20 Tons Split System",null,11.5,null,3.2,80,"N/A","N/A","N/A","N/A","N/A",null,10.8,null,3.2,"na",null,null,null,null,null,null,null,null,null,null,null,null,null,"AC421","Air Conditioners - Air Cooled ≥ 5.4 & < 11.25 Tons Single Package Tier 1","Air Conditioners - Air Cooled ≥ 5.4 & < 11.25 Tons Single Package",null,null,"Replace AC ≥ 5.4 & < 11.25 Tons  with Tier 1 qualifying unit",null,null,null,"AC520",400,null,null,"",null,""]
[null,null,null,null,null,null,null,null,null,null,null,null,null,null,"CONCORD",null,null,"Air Cooled Heat Pumps ≥ 20 & < 63 Tons Single Package",null,10.5,null,3.2,50,"N/A","N/A","N/A","N/A","N/A",null,9.8000000000000007,null,3.2,"na",null,null,null,null,null,null,null,null,null,null,null,null,null,"AC422","Air Conditioners - Air Cooled ≥ 5.4 & < 11.25 Tons Single Package Tier 2","Air Conditioners - Air Cooled ≥ 5.4 & < 11.25 Tons Single Package",null,null,"Replace AC ≥ 5.4 & < 11.25 Tons  with Tier 2 qualifying unit",null,null,null,"AC521",80,null,null,"",null,""]
[null,null,null,null,null,null,null,null,null,null,null,null,null,null,"DAIKIN AC (AMERICAS), INC.",null,null,"Air Cooled Heat Pumps ≥ 20 & < 63 Tons Split System",null,10.5,null,3.2,50,"N/A","N/A","N/A","N/A","N/A",null,9.8000000000000007,null,3.2,"na",null,null,null,null,null,null,null,null,null,null,null,null,null,"AC410","Air Conditioners - Air Cooled ≥ 5.4 & < 11.25 Tons Split System Tier 0","Air Conditioners - Air Cooled ≥ 5.4 & < 11.25 Tons Split System",10.3,"na","Retrofit AC  ≥ 5.4 & < 11.25 Tons  with High Efficiency unit",null,null,null,"AC522",110,null,null,"",null,""]
[null,null,null,null,null,null,null,null,null,null,null,"Geothermal Heat Pumps",null,null,"DAY & NIGHT",null,null,"Air Cooled Heat Pumps ≥ 5.4 & < 11.25 tons Single Package",null,11.5,null,3.4,80,"N/A","N/A","N/A","N/A","N/A",null,11,null,3.3,"na",null,null,null,null,null,null,null,null,null,null,null,null,null,"AC411","Air Conditioners - Air Cooled ≥ 5.4 & < 11.25 Tons Split System Tier 1","Air Conditioners - Air Cooled ≥ 5.4 & < 11.25 Tons Split System",null,null,"Replace AC ≥ 5.4 & < 11.25 Tons  with Tier 1 qualifying unit",null,null,null,"AC610",400,null,null,"",null,""]
[null,"AC Recommendations",null,null,null,null,null,null,null,null,null,null,null,null,"DAYTON ELECTRIC MANUFACTURING COMPANY",null,null,"Air Cooled Heat Pumps ≥ 5.4 & < 11.25 tons Split System",null,11.5,null,3.4,80,"N/A","N/A","N/A","N/A","N/A",null,11,null,3.3,"na",null,null,null,null,null,null,null,null,null,null,null,null,null,"AC412","Air Conditioners - Air Cooled ≥ 5.4 & < 11.25 Tons Split System Tier 2","Air Conditioners - Air Cooled ≥ 5.4 & < 11.25 Tons Split System",null,null,"Replace AC ≥ 5.4 & < 11.25 Tons  with Tier 2 qualifying unit",null,null,null,"AC611",50,null,null,"",null,""]
[null,1,null,null,null,null,null,null,null,null,null,"< 11.25 Tons",null,null,"DIAMONDAIR, INC.",null,null,"Packaged Terminal Heat Pumps < 0.75 Tons All Types",null,12.2,null,3.5,100,null,null,null,null,null,null,14,3.7,5.1999999999999998E-2,null,null,null,null,null,null,null,null,null,null,null,null,null,null,"AC720","Air Conditioners - Air Cooled ≥ 63 Tons Single Package Tier 0","Air Conditioners - Air Cooled ≥ 63 Tons Single Package","na","na","Retrofit AC  ≥ 63 Tons  with High Efficiency unit",null,null,null,"AC612",90,null,null,"",null,""]
[null,2,null,null,null,null,null,null,null,null,null,null,null,null,"DUCANE",null,null,"Packaged Terminal Heat Pumps ≥ 0.75 Tons & < 1 Ton All Types",null,11.4,null,3.3,100,null,null,null,null,null,null,14,3.7,5.1999999999999998E-2,null,null,null,null,null,null,null,null,null,null,null,null,null,null,"AC721","Air Conditioners - Air Cooled ≥ 63 Tons Single Package Tier 1","Air Conditioners - Air Cooled ≥ 63 Tons Single Package",null,null,"Replace AC ≥ 63 Tons  with Tier 1 qualifying unit",null,null,null,"AC620",400,null,null,"",null,""]
[null,"None",null,null,null,null,null,null,null,null,null,null,null,null,"EAIR LLC",null,null,"Packaged Terminal Heat Pumps ≥ 1 Ton All Types",null,10.4,null,3.1,100,null,null,null,null,null,null,14,3.7,5.1999999999999998E-2,null,null,null,null,null,null,null,null,null,null,null,null,null,null,"AC722","Air Conditioners - Air Cooled ≥ 63 Tons Single Package Tier 2","Air Conditioners - Air Cooled ≥ 63 Tons Single Package",null,null,"Replace AC ≥ 63 Tons  with Tier 2 qualifying unit",null,null,null,"AC621",50,null,null,"",null,""]
[null,null,null,null,null,null,null,null,null,null,null,null,null,null,"ECOTEMP",null,null,"Ductless Mini-Split AC < 5.4 Tons All Types",14,12,null,null,125,15,12.5,null,null,230,13,11.1,null,null,600,null,null,null,null,null,null,null,null,null,null,null,null,null,"AC710","Air Conditioners - Air Cooled ≥ 63 Tons Split System Tier 0","Air Conditioners - Air Cooled ≥ 63 Tons Split System","na","na","Retrofit AC  ≥ 63 Tons  with High Efficiency unit",null,null,null,"AC622",90,null,null,"",null,""]
[null,null,null,null,null,null,null,null,null,null,null,null,null,null,"ELECT-AIRE",null,null,"Ductless Mini-Split Heat Pumps < 5.4 Tons All Types",14,12,8.5,null,125,15,12.5,9,null,230,13,11.1,7.7,null,600,null,null,null,null,null,null,null,null,null,null,null,null,null,"AC711","Air Conditioners - Air Cooled ≥ 63 Tons Split System Tier 1","Air Conditioners - Air Cooled ≥ 63 Tons Split System",null,null,"Replace AC ≥ 63 Tons  with Tier 1 qualifying unit",null,null,null,"AC811",40,null,null,"",null,""]
[null,null,null,null,null,null,null,null,null,null,null,null,null,null,"ENVIROMASTER INTERNATIONAL",null,null,"Geothermal Heat Pumps < 11.25 Tons Closed Loop",null,17,null,3.5,750,null,18,null,3.9,1500,null,11.6,null,3.1,2000,null,null,null,null,null,null,null,null,null,null,null,null,null,"AC712","Air Conditioners - Air Cooled ≥ 63 Tons Split System Tier 2","Air Conditioners - Air Cooled ≥ 63 Tons Split System",null,null,"Replace AC ≥ 63 Tons  with Tier 2 qualifying unit",null,null,null,"AC821",40,null,null,"",null,""]
[null,null,null,null,null,null,null,null,null,null,null,null,null,null,"EVCON, UNITARY PRODUCTS GROUP",null,null,"Geothermal Heat Pumps < 11.25 Tons Direct Exchange (DX)",null,17,null,3.5,750,null,20,null,4,1500,null,11.6,null,3.1,2000,null,null,null,null,null,null,null,null,null,null,null,null,null,"AC821","Air Conditioners - Water & Evaporatively Cooled All Sizes Single Package Tier 1","Air Conditioners - Water & Evaporatively Cooled All Sizes Single Package",null,null,"Replace Water & Evaporatively Cooled AC with Tier 1 qualifying unit",null,null,null,"HP100",600,null,null,"",null,""]
[null,null,null,null,null,null,null,null,null,null,null,null,null,null,"FRASER - JOHNSTON, UNITARY PRODUCTS GROUP",null,null,"Geothermal Heat Pumps < 11.25 Tons Open Loop",null,20,null,4.2,750,null,23,null,4.5,1500,null,11.6,null,3.1,2000,null,null,null,null,null,null,null,null,null,null,null,null,null,"AC811","Air Conditioners - Water & Evaporatively Cooled All Sizes Split System Tier 1","Air Conditioners - Water & Evaporatively Cooled All Sizes Split System",null,null,"Replace Water & Evaporatively Cooled AC with Tier 1 qualifying unit",null,null,null,"HP101",125,null,null,"",null,""]
[null,null,null,null,null,null,null,null,null,null,null,null,null,null,"FRIEDRICH AIR CONDITIONING CO.",null,null,"Water Source Heat Pumps < 11.25 Tons All Types",null,14,null,4.5999999999999996,80,"N/A","N/A","N/A","N/A","N/A",null,11.2,null,4.2,"na",null,null,null,null,null,null,null,null,null,null,null,null,null,"PTAC101","Packaged Terminal Air Conditioners < 0.75 Tons All Types Tier 1","Packaged Terminal Air Conditioners < 0.75 Tons All Types",null,null,"Replace PTAC with Tier 1 qualifying unit",null,null,null,"HP102",230,null,null,"",null,""]
[null,null,null,null,null,null,null,null,null,null,null,null,null,null,"FRIGIDAIRE",null,null,null,null,null,null,null,null,null,null,null,null,null,null,null,null,null,null,null,null,null,null,null,null,null,null,null,null,null,null,null,"PTAC201","Packaged Terminal Heat Pumps ≥ 0.75 Tons & < 1 Ton All Types Tier 1","Packaged Terminal Air Conditioners ≥ 0.75 Tons & < 1 Ton All Types",null,null,"Replace PTAC with Tier 1 qualifying unit",null,null,null,"HP211",125,null,null,"",null,""]
[null,null,null,null,null,null,null,null,null,null,null,null,null,null,"FUJITSU GENERAL AMERICA, INC.",null,null,"Packaged Terminal Air Conditioners ≥ 1 Ton All Types",null,null,null,null,null,null,null,null,null,null,null,null,null,null,null,null,null,null,null,null,null,null,null,null,null,null,null,null,"PTAC301","Packaged Terminal Air Conditioners ≥ 1 Ton All Types Tier 1","Packaged Terminal Air Conditioners ≥ 1 Ton All Types",null,null,"Replace PTAC with Tier 1 qualifying unit",null,null,null,"HP212",230,null,null,"",null,""]
[null,null,null,null,null,null,null,null,null,null,null,null,null,null,"GARRISON",null,null,null,null,null,null,null,null,null,null,null,null,null,null,null,null,null,null,null,null,null,null,null,null,null,null,null,null,null,null,null,"HP221","Air Cooled Heat Pumps < 5.4 Tons Single Package Tier 1","Air Cooled Heat Pumps < 5.4 Tons Single Package",null,null,"Replace Heat Pumps < 5.4 Tons  with Tier 1 qualifying unit",null,null,null,"HP221",125,null,null,"",null,""]
[null,null,null,null,null,null,null,null,null,null,null,null,null,null,"GD MIDEA AIR-CONDITIONING EQUIPMENT CO., LTD.",null,null,null,null,null,null,null,null,null,null,null,null,null,null,null,null,null,null,null,null,null,null,null,null,null,null,null,null,null,null,null,"HP222","Air Cooled Heat Pumps < 5.4 Tons Single Package Tier 2","Air Cooled Heat Pumps < 5.4 Tons Single Package",null,null,"Replace Heat Pumps < 5.4 Tons  with Tier 2 qualifying unit",null,null,null,"HP222",230,null,null,"",null,""]
[null,null,null,null,null,null,null,null,null,null,null,null,null,null,"GE CONSUMER & INDUSTRIAL",null,null,null,null,null,null,null,null,null,null,null,null,null,null,null,null,null,null,null,null,null,null,null,null,null,null,null,null,null,null,null,"HP211","Air Cooled Heat Pumps < 5.4 Tons Split System Tier 1","Air Cooled Heat Pumps < 5.4 Tons Split System",null,null,"Replace Heat Pumps < 5.4 Tons  with Tier 1 qualifying unit",null,null,null,"HP311",80,null,null,"",null,""]
[null,null,null,null,null,null,null,null,null,null,null,null,null,null,"GIBSON",null,null,null,null,null,null,null,null,null,null,null,null,null,null,null,null,null,null,null,null,null,null,null,null,null,null,null,null,null,null,null,"HP212","Air Cooled Heat Pumps < 5.4 Tons Split System Tier 2","Air Cooled Heat Pumps < 5.4 Tons Split System",null,null,"Replace Heat Pumps < 5.4 Tons  with Tier 2 qualifying unit",null,null,null,"HP321",80,null,null,"",null,""]
[null,null,null,null,null,null,null,null,null,null,null,null,null,null,"GOODMAN MANUFACTURING CO., LP.",null,null,null,null,null,null,null,null,null,null,null,null,null,null,null,null,null,null,null,null,null,null,null,null,null,null,null,null,null,null,null,"HP421","Air Cooled Heat Pumps ≥ 11.25 & < 20 Tons Single Package Tier 1","Air Cooled Heat Pumps ≥ 11.25 & < 20 Tons Single Package",null,null,"Replace Heat Pumps ≥ 11.25 & < 20 Tons  with Tier 1 qualifying unit",null,null,null,"HP411",80,null,null,"",null,""]
[null,null,null,null,null,null,null,null,null,null,null,null,null,null,"GRANDAIRE",null,null,null,null,null,null,null,null,null,null,null,null,null,null,null,null,null,null,null,null,null,null,null,null,null,null,null,null,null,null,null,"HP411","Air Cooled Heat Pumps ≥ 11.25 & < 20 Tons Split System Tier 1","Air Cooled Heat Pumps ≥ 11.25 & < 20 Tons Split System",null,null,"Replace Heat Pumps ≥ 11.25 & < 20 Tons  with Tier 1 qualifying unit",null,null,null,"HP421",80,null,null,"",null,""]
[null,null,null,null,null,null,null,null,null,null,null,null,null,null,"GREE ELECTRIC APPLIANCES INC. OF ZHUHAI",null,null,null,null,null,null,null,null,null,null,null,null,null,null,null,null,null,null,null,null,null,null,null,null,null,null,null,null,null,null,null,"HP521","Air Cooled Heat Pumps ≥ 20 & < 63 Tons Single Package Tier 1","Air Cooled Heat Pumps ≥ 20 & < 63 Tons Single Package",null,null,"Replace Heat Pumps ≥ 20 & < 63 Tons  with Tier 1 qualifying unit",null,null,null,"HP511",50,null,null,"",null,""]
[null,null,null,null,null,null,null,null,null,null,null,null,null,null,"GUANGDONG CHIGO AIR-CONDITIONING CO., LTD.",null,null,null,null,null,null,null,null,null,null,null,null,null,null,null,null,null,null,null,null,null,null,null,null,null,null,null,null,null,null,null,"HP511","Air Cooled Heat Pumps ≥ 20 & < 63 Tons Split System Tier 1","Air Cooled Heat Pumps ≥ 20 & < 63 Tons Split System",null,null,"Replace Heat Pumps ≥ 20 & < 63 Tons  with Tier 1 qualifying unit",null,null,null,"HP521",50,null,null,"",null,""]
[null,null,null,null,null,null,null,null,null,null,null,null,null,null,"GUARDIAN, UNITARY PRODUCTS GROUP",null,null,null,null,null,null,null,null,null,null,null,null,null,null,null,null,null,null,null,null,null,null,null,null,null,null,null,null,null,null,null,"HP321","Air Cooled Heat Pumps ≥ 5.4 & < 11.25 tons Single Package Tier 1","Air Cooled Heat Pumps ≥ 5.4 & < 11.25 tons Single Package",null,null,"Replace Heat Pumps ≥ 5.4 & < 11.25 tons  with Tier 1 qualifying unit",null,null,null,"HP601",80,null,null,"",null,""]
[null,null,null,null,null,null,null,null,null,null,null,null,null,null,"HAIER AMERICA",null,null,null,null,null,null,null,null,null,null,null,null,null,null,null,null,null,null,null,null,null,null,null,null,null,null,null,null,null,null,null,"HP311","Air Cooled Heat Pumps ≥ 5.4 & < 11.25 tons Split System Tier 1","Air Cooled Heat Pumps ≥ 5.4 & < 11.25 tons Split System",null,null,"Replace Heat Pumps ≥ 5.4 & < 11.25 tons  with Tier 1 qualifying unit",null,null,null,"PTAC101",100]
[null,null,null,null,null,null,null,null,null,null,null,null,null,null,"HEAT CONTROLLER, INC.",null,null,null,null,null,null,null,null,null,null,null,null,null,null,null,null,null,null,null,null,null,null,null,null,null,null,null,null,null,null,null,"AC200","Ductless Mini-Split AC < 5.4 Tons All Types Tier 0","Ductless Mini-Split AC < 5.4 Tons All Types","na",8,"Replace Room AC with Ductless Mini-Split",null,null,null,"PTAC201",100]
[null,null,null,null,null,null,null,null,null,null,null,null,null,null,"HEIL",null,null,null,null,null,null,null,null,null,null,null,null,null,null,null,null,null,null,null,null,null,null,null,null,null,null,null,null,null,null,null,"AC201","Ductless Mini-Split AC < 5.4 Tons All Types Tier 1","Ductless Mini-Split AC < 5.4 Tons All Types",null,null,"Replace Ductless Mini-Split AC with Tier 1 qualifying unit",null,null,null,"PTAC301",100]
[null,null,null,null,null,null,null,null,null,null,null,null,null,null,"ICP COMMERCIAL",null,null,null,null,null,null,null,null,null,null,null,null,null,null,null,null,null,null,null,null,null,null,null,null,null,null,null,null,null,null,null,"AC202","Ductless Mini-Split AC < 5.4 Tons All Types Tier 2","Ductless Mini-Split AC < 5.4 Tons All Types",null,null,"Replace Ductless Mini-Split AC with Tier 2 qualifying unit",null,null,null,"PTHP101",100]
[null,null,null,null,null,null,null,null,null,null,null,null,null,null,"INNOVAIR CORPORATION",null,null,null,null,null,null,null,null,null,null,null,null,null,null,null,null,null,null,null,null,null,null,null,null,null,null,null,null,null,null,null,"HP100","Ductless Mini-Split Heat Pumps < 5.4 Tons All Types Tier 0","Ductless Mini-Split Heat Pumps < 5.4 Tons All Types","na","na","Replace Room AC with Ductless Mini-Split ",null,null,null,"PTHP201",100]
[null,null,null,null,null,null,null,null,null,null,null,null,null,null,"INTERNATIONAL REFRIGERATION PRODUCTS, INC.",null,null,null,null,null,null,null,null,null,null,null,null,null,null,null,null,null,null,null,null,null,null,null,null,null,null,null,null,null,null,null,"HP101","Ductless Mini-Split Heat Pumps < 5.4 Tons All Types Tier 1","Ductless Mini-Split Heat Pumps < 5.4 Tons All Types",null,null,"Replace Ductless Mini-Split Heat Pumps with Tier 1 qualifying unit",null,null,null,"PTHP301",100]
[null,null,null,null,null,null,null,null,null,null,null,null,null,null,"INTERTHERM",null,null,null,null,null,null,null,null,null,null,null,null,null,null,null,null,null,null,null,null,null,null,null,null,null,null,null,null,null,null,null,"HP102","Ductless Mini-Split Heat Pumps < 5.4 Tons All Types Tier 2","Ductless Mini-Split Heat Pumps < 5.4 Tons All Types",null,null,"Replace Ductless Mini-Split Heat Pumps with Tier 2 qualifying unit",null,null,null,"None Available"]
[null,null,null,null,null,null,null,null,null,null,null,null,null,null,"JOHNSON CONTROLS, UNITARY PRODUCTS - COMMERCIAL",null,null,null,null,null,null,null,null,null,null,null,null,null,null,null,null,null,null,null,null,null,null,null,null,null,null,null,null,null,null,null,"PTHP101","Packaged Terminal Heat Pumps < 0.75 Tons All Types Tier 1","Packaged Terminal Heat Pumps < 0.75 Tons All Types",null,null,"Replace PTHP with Tier 1 qualifying unit"]
[null,null,null,null,null,null,null,null,null,null,null,null,null,null,"KEEPRITE",null,null,null,null,null,null,null,null,null,null,null,null,null,null,null,null,null,null,null,null,null,null,null,null,null,null,null,null,null,null,null,"PTHP201","Packaged Terminal Air Conditioners ≥ 0.75 Tons & < 1 Ton All Types Tier 1","Packaged Terminal Heat Pumps ≥ 0.75 Tons & < 1 Ton All Types",null,null,"Replace PTHP with Tier 1 qualifying unit"]
[null,null,null,null,null,null,null,null,null,null,null,null,null,null,"KELVINATOR",null,null,null,null,null,null,null,null,null,null,null,null,null,null,null,null,null,null,null,null,null,null,null,null,null,null,null,null,null,null,null,"PTHP301","Packaged Terminal Heat Pumps ≥ 1 Ton All Types Tier 1","Packaged Terminal Heat Pumps ≥ 1 Ton All Types",null,null,"Replace PTHP with Tier 1 qualifying unit"]
[null,null,null,null,null,null,null,null,null,null,null,null,null,null,"KENMORE",null,null,null,null,null,null,null,null,null,null,null,null,null,null,null,null,null,null,null,null,null,null,null,null,null,null,null,null,null,null,null,"GHP100","Geothermal Heat Pumps < 11.25 Tons Closed Loop Tier 0","Geothermal Heat Pumps < 11.25 Tons Water to Air - Closed","na","na","No Recommendation"]
[null,null,null,null,null,null,null,null,null,null,null,null,null,null,"KLIMAIRE PRODUCTS INC.",null,null,null,null,null,null,null,null,null,null,null,null,null,null,null,null,null,null,null,null,null,null,null,null,null,null,null,null,null,null,null,"GHP101","Geothermal Heat Pumps < 11.25 Tons Closed Loop Tier 1","Geothermal Heat Pumps < 11.25 Tons Water to Air - Open",null,null,"No Recommendation"]
[null,null,null,null,null,null,null,null,null,null,null,null,null,null,"LENNOX INDUSTRIES, INC.",null,null,null,null,null,null,null,null,null,null,null,null,null,null,null,null,null,null,null,null,null,null,null,null,null,null,null,null,null,null,null,"GHP102","Geothermal Heat Pumps < 11.25 Tons Closed Loop Tier 2","Geothermal Heat Pumps < 11.25 Tons Water to Water - Closed",null,null,"No Recommendation"]
[null,null,null,null,null,null,null,null,null,null,null,null,null,null,"LG ELECTRONICS, INC.",null,null,null,null,null,null,null,null,null,null,null,null,null,null,null,null,null,null,null,null,null,null,null,null,null,null,null,null,null,null,null,"GHP300","Geothermal Heat Pumps < 11.25 Tons Direct Exchange (DX) Tier 0","Geothermal Heat Pumps < 11.25 Tons Water to Water - Open","na","na","No Recommendation"]
[null,null,null,null,null,null,null,null,null,null,null,null,null,null,"LUXAIRE, UNITARY PRODUCTS GROUP",null,null,null,null,null,null,null,null,null,null,null,null,null,null,null,null,null,null,null,null,null,null,null,null,null,null,null,null,null,null,null,"GHP301","Geothermal Heat Pumps < 11.25 Tons Direct Exchange (DX) Tier 1","Geothermal Heat Pumps < 11.25 Tons DGX",null,null,"No Recommendation"]
[null,null,null,null,null,null,null,null,null,null,null,null,null,null,"MAMMOTH, INC.",null,null,null,null,null,null,null,null,null,null,null,null,null,null,null,null,null,null,null,null,null,null,null,null,null,null,null,null,null,null,null,"GHP302","Room Air Conditioners < 2.5 Tons All Types Tier 0","Room Air Conditioners < 2.5 Tons All Types","na",8,"Retrofit Room AC with High Efficiency unit"]
[null,null,null,null,null,null,null,null,null,null,null,null,null,null,"MARATHERM",null,null,null,null,null,null,null,null,null,null,null,null,null,null,null,null,null,null,null,null,null,null,null,null,null,null,null,null,null,null,null,"GHP200","Room Air Conditioners < 2.5 Tons All Types Tier 1","Room Air Conditioners < 2.5 Tons All Types",null,8,"Replace Room AC  with High Efficiency unit"]
[null,null,null,null,null,null,null,null,null,null,null,null,null,null,"MAYTAG",null,null,null,null,null,null,null,null,null,null,null,null,null,null,null,null,null,null,null,null,null,null,null,null,null,null,null,null,null,null,null,"GHP201","Water Source Heat Pumps < 11.25 Tons All Types Tier 1","Water Source Heat Pumps < 11.25 Tons All Types",null,null,"Replace Water Source Heat Pumps with Tier 1 qualifying unit"]
[null,null,null,null,null,null,null,null,null,null,null,null,null,null,"MCQUAY INTERNATIONAL",null,null,null,null,null,null,null,null,null,null,null,null,null,null,null,null,null,null,null,null,null,null,null,null,null,null,null,null,null,null,null,null,"No Recommendation",null,null,null,"No Recommendation"]
[null,null,null,null,null,null,null,null,null,null,null,null,null,null,"MEDALLION",null,null,null,null,null,null,null,null,null,null,null,null,null,null,null,null,null,null,null,null,null,null,null,null,null,null,null,null,null,null,null,"AC100",null,"Packaged Terminal Air Conditioners ≥ 0.75 Tons & < 1 Ton All Types"]
[null,null,null,null,null,null,null,null,null,null,null,null,null,null,"MILLER",null,null,null,null,null,null,null,null,null,null,null,null,null,null,null,null,null,null,null,null,null,null,null,null,null,null,null,null,null,null,null,"None Available","None Available"]
[null,null,null,null,null,null,null,null,null,null,null,null,null,null,"MITSUBISHI ELECTRIC AND ELECTRONICS USA, INC.",null,null,null,null,null,null,null,null,null,null,null,null,null,null,null,null,null,null,null,null,null,null,null,null,null,null,null,null,null,null,null,"HP601"]
[null,null,null,null,null,null,null,null,null,null,null,null,null,null,"NATIONAL COMFORT PRODUCTS"]
[null,null,null,null,null,null,null,null,null,null,null,null,null,null,"NORDYNE, INC."]
[null,null,null,null,null,null,null,null,null,null,null,null,null,null,"NUTONE"]
[null,null,null,null,null,null,null,null,null,null,null,null,null,null,"PANASONIC CORPORATION OF NORTH AMERICA",null,null,null,null,null,null,null,null,null,null,null,null,null,null,null,null,null,null,null,null,null,null,null,null,null,null,null,null,null,null,null,null,null,"Packaged Terminal Air Conditioners ≥ 0.75 Tons & < 1 Ton"]
[null,null,null,null,null,null,null,null,null,null,null,null,null,null,"PAYNE HEATING AND COOLING"]
[null,null,null,null,null,null,null,null,null,null,null,null,null,null,"PETRA ENGINEERING INDUSTRIES CO.",null,null,null,null,null,null,null,null,null,null,null,null,null,null,null,null,null,null,null,null,null,null,null,null,null,null,null,null,null,null,null,null,"Geothermal Heat Pumps","Water to Air - Closed",null,"< 11.25 Tons",{"$f":"AV76&\" \"&AY76&\" \"&AW76","v":"Geothermal Heat Pumps < 11.25 Tons Water to Air - Closed"}]
[null,null,null,null,null,null,null,null,null,null,null,null,null,null,"PHILCO",null,null,null,null,null,null,null,null,null,null,null,null,null,null,null,null,null,null,null,null,null,null,null,null,null,null,null,null,null,null,null,null,"Geothermal Heat Pumps","Water to Air - Open",null,"< 11.25 Tons",{"$f":"AV77&\" \"&AY77&\" \"&AW77","v":"Geothermal Heat Pumps < 11.25 Tons Water to Air - Open"}]
[null,null,null,null,null,null,null,null,null,null,null,null,null,null,"QUIETSIDE",null,null,null,null,null,null,null,null,null,null,null,null,null,null,null,null,null,null,null,null,null,null,null,null,null,null,null,null,null,null,null,null,"Geothermal Heat Pumps","Water to Water - Closed",null,"< 11.25 Tons","Geothermal Heat Pumps < 11.25 Tons Water to Water - Closed"]
[null,null,null,null,null,null,null,null,null,null,null,null,null,null,"RHEEM MANUFACTURING COMPANY",null,null,null,null,null,null,null,null,null,null,null,null,null,null,null,null,null,null,null,null,null,null,null,null,null,null,null,null,null,null,null,null,"Geothermal Heat Pumps","Water to Water - Open",null,"< 11.25 Tons","Geothermal Heat Pumps < 11.25 Tons Water to Water - Open"]
[null,null,null,null,null,null,null,null,null,null,null,null,null,null,"RICHMOND",null,null,null,null,null,null,null,null,null,null,null,null,null,null,null,null,null,null,null,null,null,null,null,null,null,null,null,null,null,null,null,null,"Geothermal Heat Pumps","DGX",null,"< 11.25 Tons","Geothermal Heat Pumps < 11.25 Tons DGX"]
[null,null,null,null,null,null,null,null,null,null,null,null,null,null,"RUUD AIR CONDITIONING DIVISION"]
[null,null,null,null,null,null,null,null,null,null,null,null,null,null,"SANYO COMMERCIAL SOLUTIONS"]
[null,null,null,null,null,null,null,null,null,null,null,null,null,null,"TAPPAN"]
[null,null,null,null,null,null,null,null,null,null,null,null,null,null,"TEMPSTAR"]
[null,null,null,null,null,null,null,null,null,null,null,null,null,null,"TEXAS FURNACE, LLC"]
[null,null,null,null,null,null,null,null,null,null,null,null,null,null,"THERMO PRODUCTS, INC."]
[null,null,null,null,null,null,null,null,null,null,null,null,null,null,"TRANE"]
[null,null,null,null,null,null,null,null,null,null,null,null,null,null,"UNITED REFRIGERATION DISTRIBUTORS, INC."]
[null,null,null,null,null,null,null,null,null,null,null,null,null,null,"V-AIRE"]
[null,null,null,null,null,null,null,null,null,null,null,null,null,null,"WEATHERKING AIR CONDITIONING DIVISION"]
[null,null,null,null,null,null,null,null,null,null,null,null,null,null,"WESTINGHOUSE"]
[null,null,null,null,null,null,null,null,null,null,null,null,null,null,"WHIRLPOOL"]
[null,null,null,null,null,null,null,null,null,null,null,null,null,null,"XENON"]
[null,null,null,null,null,null,null,null,null,null,null,null,null,null,"YMGI GROUP LLC."]
[null,null,null,null,null,null,null,null,null,null,null,null,null,null,"YORK, UNITARY PRODUCTS GROUP"]
[null,null,null,null,null,null,null,null,null,null,null,null,null,null,"OTHER"]

{"sheet":"Motors_Calculations","index":23,"n_rows":13,"n_cols":41,"rows_kept":13,"cut":false,"hidden":true,"merged":[[2,5,2,6],[2,23,2,24]]}
[1,"Total Number of Locations",null,null,null,null,null,null,null,null,null,null,null,null,null,null,null,null,null,{"$f":"SUM(T4:T96)","v":{"$error":"#VALUE!"}},{"$f":"SUM(U4:U96)","v":{"$error":"#VALUE!"}},null,null,null,null,null,null,null,null,null,null,{"$f":"SUM(AF4:AF20)","v":{"$error":"#REF!"}},{"$f":"SUM(AG4:AG20)","v":0}]
[null,null,null,null,null,null,null,null,null,null,null,null,null,null,null,null,null,null,null,null,null,{"$f":"SUM(V4:V21)","v":{"$error":"#VALUE!"}},null,null,null,null,null,null,null,null,null,null,null,{"$f":"SUM(AH4:AH21)","v":0}]
["Line","Location","Motor ID","Manufacturer","Model Number","Motor Application/Description",null,"Quantity","HP Per Motor","RPM","Type","Full Load Eff.","Annual Operating Hrs.","Has VFD?","Add VFD?","Linked\n(Final kW)","Linked\n(Final kWh)",null,"HP / RPM / Type","kW","kWh","Annual $",null,"Motor Application/Description",null,"Quantity","HP Per Motor","RPM","Type","Full Load Eff.","Annual Operating Hrs.","kW","kWh","Annual $",null,"Measure","Final kW","Final kWh"]
[1,{"$f":"OFFSET('DHW Data Collection'!C6,ROWS(B4:B$4)*19-19,0)","v":0},{"$f":"OFFSET('DHW Data Collection'!C8,ROWS(C4:C$4)*19-19,0)","v":0},{"$f":"OFFSET('DHW Data Collection'!C10,ROWS(D4:D$4)*19-19,0)","v":0},{"$f":"OFFSET('DHW Data Collection'!C12,ROWS(E4:E$4)*19-19,0)","v":0},{"$f":"OFFSET('DHW Data Collection'!#REF!,ROWS(F4:F$4)*19-19,0)","v":{"$error":"#REF!"}},{"$f":"OFFSET('DHW Data Collection'!#REF!,ROWS(G4:G$4)*19-19,0)","v":{"$error":"#REF!"}},{"$f":"OFFSET('DHW Data Collection'!I6,ROWS(H4:H$4)*19-19,0)","v":"Fuel Source:"},{"$f":"OFFSET('DHW Data Collection'!#REF!,ROWS(I4:I$4)*19-19,0)","v":{"$error":"#REF!"}},{"$f":"OFFSET('DHW Data Collection'!I8,ROWS(J4:J$4)*19-19,0)","v":"Energy Factor (EF):"},{"$f":"OFFSET('DHW Data Collection'!I10,ROWS(K4:K$4)*19-19,0)","v":"Temperature Setting:"},{"$f":"OFFSET('DHW Data Collection'!#REF!,ROWS(L4:L$4)*19-19,0)","v":{"$error":"#REF!"}},{"$f":"OFFSET('DHW Data Collection'!C17,ROWS(M4:M$4)*19-19,0)","v":{"$error":"#REF!"}},{"$f":"OFFSET('DHW Data Collection'!I12,ROWS(N4:N$4)*19-19,0)","v":0},{"$f":"OFFSET('DHW Data Collection'!#REF!,ROWS(O4:O$4)*19-19,0)","v":{"$error":"#REF!"}},{"$f":"IF($H4<1,\"\",AK4)","v":{"$error":"#REF!"}},{"$f":"IF($H4<1,\"\",AL4)","v":{"$error":"#REF!"}},null,{"$f":"IF(OR(I4=0,J4=0,K4=0),\"\",I4&\" \"&J4&\" \"&K4)","v":{"$error":"#REF!"}},{"$f":"IF(H4<1,\"\",H4*I4*0.746*0.8*1/L4)","v":{"$error":"#VALUE!"}},{"$f":"IF(H4<1,\"\",T4*M4)","v":{"$error":"#VALUE!"}},{"$f":"IF(U4=\"\",\"\",U4*0.2)","v":{"$error":"#VALUE!"}},null,{"$f":"F4","v":{"$error":"#REF!"}},{"$error":"#REF!"},"Fuel Source:",{"$error":"#REF!"},"Energy Factor (EF):","Temperature Setting:",{"$f":"IF(S4=\"\",\"\",VLOOKUP(S4,Motors_References!$K$2:$L$115,2,FALSE))","v":{"$error":"#REF!"}},{"$f":"M4","v":{"$error":"#REF!"}},{"$f":"IF(OR(Z4=0,AA4=0,AD4=\"\"),\"\",IF(L4>AD4,\"\",Z4*AA4*0.746*0.8*1/AD4))","v":{"$error":"#REF!"}},{"$f":"IF(ISERROR(AF4*AE4),\"\",IF(AND(N4=\"NO\",O4=\"YES\"),0.7*AF4*AE4,IF(AND(L4>AD4,O4=\"No\"),\"\",AF4*AE4)))","v":""},{"$f":"IF(AG4=\"\",\"\",AG4*0.2)","v":""},null,{"$f":"IF(H4=0,\"\",IF(AND(O4=\"Yes\",L4>AD4),\"Add VFD to Existing \"&AA4&\" HP Motor\",IF(AND(O4=\"No\",L4>AD4),\"No Recommendation\",IF(OR(O4=\"NO\",O4=0,N4=\"Yes\"),I4&\" \"&\"HP\"&\" \"&\"NEMA Premium Motor\",I4&\" \"&\"HP\"&\" \"&\"NEMA Premium Motor w/VFD\"))))","v":{"$error":"#REF!"}},{"$f":"IF(OR(AJ4=\"\",AJ4=\"No Recommendation\"),\"\",IF(L4>AD4,0,T4-AF4))","v":{"$error":"#REF!"}},{"$f":"IF(OR(AJ4=\"\",AJ4=\"No Recommendation\"),\"\",IF(AND(N4=\"NO\",O4=\"YES\",L4>=AD4),0.7*T4*AE4,U4-AG4))","v":{"$error":"#REF!"}},{"$f":"IF(OR(AJ4=\"No Recommendation\",AJ4=\"\"),\"\",AL4/U4)","v":{"$error":"#REF!"}},{"$f":"IF(OR(AJ4=\"\",AJ4=\"No Recommendation\"),\"\",AK4/T4)","v":{"$error":"#REF!"}},{"$f":"IF(OR(AJ4=\"\",AJ4=\"No Recommendation\"),\"\",INDEX(Motors_References!$I$3:$I$57,MATCH(Motors_Calculations!AJ4,Motors_References!$H$3:$H$57,0)))","v":{"$error":"#REF!"}}]
[null,{"$f":"OFFSET('DHW Data Collection'!C7,ROWS(B$4:B5)*19-19,0)","v":0},{"$f":"OFFSET('DHW Data Collection'!C9,ROWS(C$4:C5)*19-19,0)","v":0},{"$f":"OFFSET('DHW Data Collection'!C11,ROWS(D$4:D5)*19-19,0)","v":0},{"$f":"OFFSET('DHW Data Collection'!C13,ROWS(E$4:E5)*19-19,0)","v":0},{"$f":"OFFSET('DHW Data Collection'!C14,ROWS(F$4:F5)*19-19,0)","v":0},{"$f":"OFFSET('DHW Data Collection'!E14,ROWS(G$4:G5)*19-19,0)","v":0},{"$f":"OFFSET('DHW Data Collection'!I7,ROWS(H$4:H5)*19-19,0)","v":"Energy Factor (EF):"},{"$f":"OFFSET('DHW Data Collection'!C15,ROWS(I$4:I5)*19-19,0)","v":{"$error":"#REF!"}},{"$f":"OFFSET('DHW Data Collection'!I9,ROWS(J$4:J5)*19-19,0)","v":"Temperature Setting:"},{"$f":"OFFSET('DHW Data Collection'!I11,ROWS(K$4:K5)*19-19,0)","v":0},{"$f":"OFFSET('DHW Data Collection'!I14,ROWS(L$4:L5)*19-19,0)","v":0},{"$f":"OFFSET('DHW Data Collection'!C18,ROWS(M$4:M5)*19-19,0)","v":0},{"$f":"OFFSET('DHW Data Collection'!I13,ROWS(N$4:N5)*19-19,0)","v":0},{"$f":"OFFSET('DHW Data Collection'!I15,ROWS(O$4:O5)*19-19,0)","v":0},{"$f":"IF($H5<1,\"\",AK5)","v":{"$error":"#REF!"}},{"$f":"IF($H5<1,\"\",AL5)","v":{"$error":"#REF!"}},null,{"$f":"IF(OR(I5=0,J5=0,K5=0),\"\",I5&\" \"&J5&\" \"&K5)","v":{"$error":"#REF!"}},{"$f":"IF(H5<1,\"\",H5*I5*0.746*0.8*1/L5)","v":{"$error":"#VALUE!"}},{"$f":"IF(H5<1,\"\",T5*M5)","v":{"$error":"#VALUE!"}},{"$f":"IF(U5=\"\",\"\",U5*0.2)","v":{"$error":"#VALUE!"}},null,{"$f":"F5","v":0},{"$f":"G5","v":0},{"$f":"H5","v":"Energy Factor (EF):"},{"$f":"I5","v":{"$error":"#REF!"}},{"$f":"J5","v":"Temperature Setting:"},{"$f":"K5","v":0},{"$f":"IF(S5=\"\",\"\",VLOOKUP(S5,Motors_References!$K$2:$L$115,2,FALSE))","v":{"$error":"#REF!"}},{"$f":"M5","v":0},{"$f":"IF(OR(Z5=0,AA5=0,AD5=\"\"),\"\",IF(L5>AD5,\"\",Z5*AA5*0.746*0.8*1/AD5))","v":{"$error":"#REF!"}},{"$f":"IF(ISERROR(AF5*AE5),\"\",IF(AND(N5=\"NO\",O5=\"YES\"),0.7*AF5*AE5,IF(AND(L5>AD5,O5=\"No\"),\"\",AF5*AE5)))","v":""},{"$f":"IF(AG5=\"\",\"\",AG5*0.2)","v":""},null,{"$f":"IF(H5=0,\"\",IF(AND(O5=\"Yes\",L5>AD5),\"Add VFD to Existing \"&AA5&\" HP Motor\",IF(AND(O5=\"No\",L5>AD5),\"No Recommendation\",IF(OR(O5=\"NO\",O5=0,N5=\"Yes\"),I5&\" \"&\"HP\"&\" \"&\"NEMA Premium Motor\",I5&\" \"&\"HP\"&\" \"&\"NEMA Premium Motor w/VFD\"))))","v":{"$error":"#REF!"}},{"$f":"IF(OR(AJ5=\"\",AJ5=\"No Recommendation\"),\"\",IF(L5>AD5,0,T5-AF5))","v":{"$error":"#REF!"}},{"$f":"IF(OR(AJ5=\"\",AJ5=\"No Recommendation\"),\"\",IF(AND(N5=\"NO\",O5=\"YES\",L5>=AD5),0.7*T5*AE5,U5-AG5))","v":{"$error":"#REF!"}},{"$f":"IF(OR(AJ5=\"No Recommendation\",AJ5=\"\"),\"\",AL5/U5)","v":{"$error":"#REF!"}},{"$f":"IF(OR(AJ5=\"\",AJ5=\"No Recommendation\"),\"\",AK5/T5)","v":{"$error":"#REF!"}},{"$f":"IF(OR(AJ5=\"\",AJ5=\"No Recommendation\"),\"\",INDEX(Motors_References!$I$3:$I$57,MATCH(Motors_Calculations!AJ5,Motors_References!$H$3:$H$57,0)))","v":{"$error":"#REF!"}}]
[null,{"$f":"OFFSET('DHW Data Collection'!C8,ROWS(B$4:B6)*19-19,0)","v":0},{"$f":"OFFSET('DHW Data Collection'!C10,ROWS(C$4:C6)*19-19,0)","v":0},{"$f":"OFFSET('DHW Data Collection'!C12,ROWS(D$4:D6)*19-19,0)","v":0},{"$f":"OFFSET('DHW Data Collection'!#REF!,ROWS(E$4:E6)*19-19,0)","v":{"$error":"#REF!"}},{"$f":"OFFSET('DHW Data Collection'!#REF!,ROWS(F$4:F6)*19-19,0)","v":{"$error":"#REF!"}},{"$f":"OFFSET('DHW Data Collection'!#REF!,ROWS(G$4:G6)*19-19,0)","v":{"$error":"#REF!"}},{"$f":"OFFSET('DHW Data Collection'!I8,ROWS(H$4:H6)*19-19,0)","v":0},{"$f":"OFFSET('DHW Data Collection'!C16,ROWS(I$4:I6)*19-19,0)","v":0},{"$f":"OFFSET('DHW Data Collection'!I10,ROWS(J$4:J6)*19-19,0)","v":0},{"$f":"OFFSET('DHW Data Collection'!I12,ROWS(K$4:K6)*19-19,0)","v":0},{"$f":"OFFSET('DHW Data Collection'!#REF!,ROWS(L$4:L6)*19-19,0)","v":{"$error":"#REF!"}},{"$f":"OFFSET('DHW Data Collection'!C19,ROWS(M$4:M6)*19-19,0)","v":0},{"$f":"OFFSET('DHW Data Collection'!#REF!,ROWS(N$4:N6)*19-19,0)","v":{"$error":"#REF!"}},{"$f":"OFFSET('DHW Data Collection'!I16,ROWS(O$4:O6)*19-19,0)","v":0},"","",null,"","","","",null,{"$error":"#REF!"},{"$error":"#REF!"},0,0,0,0,{"$f":"IF(S6=\"\",\"\",VLOOKUP(S6,Motors_References!$K$2:$L$115,2,FALSE))","v":""},0,"","","",null,"","","","","",{"$f":"IF(OR(AJ6=\"\",AJ6=\"No Recommendation\"),\"\",INDEX(Motors_References!$I$3:$I$57,MATCH(Motors_Calculations!AJ6,Motors_References!$H$3:$H$57,0)))","v":""}]
[null,{"$f":"OFFSET('DHW Data Collection'!C9,ROWS(B$4:B7)*19-19,0)","v":0},{"$f":"OFFSET('DHW Data Collection'!C11,ROWS(C$4:C7)*19-19,0)","v":0},{"$f":"OFFSET('DHW Data Collection'!C13,ROWS(D$4:D7)*19-19,0)","v":0},{"$f":"OFFSET('DHW Data Collection'!C14,ROWS(E$4:E7)*19-19,0)","v":0},{"$f":"OFFSET('DHW Data Collection'!C15,ROWS(F$4:F7)*19-19,0)","v":0},{"$f":"OFFSET('DHW Data Collection'!E15,ROWS(G$4:G7)*19-19,0)","v":0},{"$f":"OFFSET('DHW Data Collection'!I9,ROWS(H$4:H7)*19-19,0)","v":0},{"$f":"OFFSET('DHW Data Collection'!C17,ROWS(I$4:I7)*19-19,0)","v":0},{"$f":"OFFSET('DHW Data Collection'!I11,ROWS(J$4:J7)*19-19,0)","v":0},{"$f":"OFFSET('DHW Data Collection'!I13,ROWS(K$4:K7)*19-19,0)","v":0},{"$f":"OFFSET('DHW Data Collection'!I15,ROWS(L$4:L7)*19-19,0)","v":0},{"$f":"OFFSET('DHW Data Collection'!C20,ROWS(M$4:M7)*19-19,0)","v":0},{"$f":"OFFSET('DHW Data Collection'!I14,ROWS(N$4:N7)*19-19,0)","v":0},{"$f":"OFFSET('DHW Data Collection'!I17,ROWS(O$4:O7)*19-19,0)","v":0},"","",null,"","","","",null,0,0,0,0,0,0,{"$f":"IF(S7=\"\",\"\",VLOOKUP(S7,Motors_References!$K$2:$L$115,2,FALSE))","v":""},0,"","","",null,"","","","","",{"$f":"IF(OR(AJ7=\"\",AJ7=\"No Recommendation\"),\"\",INDEX(Motors_References!$I$3:$I$57,MATCH(Motors_Calculations!AJ7,Motors_References!$H$3:$H$57,0)))","v":""}]
[null,{"$f":"OFFSET('DHW Data Collection'!C10,ROWS(B$4:B8)*19-19,0)","v":0},{"$f":"OFFSET('DHW Data Collection'!C12,ROWS(C$4:C8)*19-19,0)","v":0},{"$f":"OFFSET('DHW Data Collection'!#REF!,ROWS(D$4:D8)*19-19,0)","v":{"$error":"#REF!"}},{"$f":"OFFSET('DHW Data Collection'!#REF!,ROWS(E$4:E8)*19-19,0)","v":{"$error":"#REF!"}},{"$f":"OFFSET('DHW Data Collection'!C16,ROWS(F$4:F8)*19-19,0)","v":0},{"$f":"OFFSET('DHW Data Collection'!E16,ROWS(G$4:G8)*19-19,0)","v":0},{"$f":"OFFSET('DHW Data Collection'!I10,ROWS(H$4:H8)*19-19,0)","v":0},{"$f":"OFFSET('DHW Data Collection'!C18,ROWS(I$4:I8)*19-19,0)","v":0},{"$f":"OFFSET('DHW Data Collection'!I12,ROWS(J$4:J8)*19-19,0)","v":0},{"$f":"OFFSET('DHW Data Collection'!#REF!,ROWS(K$4:K8)*19-19,0)","v":{"$error":"#REF!"}},{"$f":"OFFSET('DHW Data Collection'!I16,ROWS(L$4:L8)*19-19,0)","v":0},{"$f":"OFFSET('DHW Data Collection'!C21,ROWS(M$4:M8)*19-19,0)","v":0},{"$f":"OFFSET('DHW Data Collection'!#REF!,ROWS(N$4:N8)*19-19,0)","v":{"$error":"#REF!"}},{"$f":"OFFSET('DHW Data Collection'!I18,ROWS(O$4:O8)*19-19,0)","v":0},"","",null,{"$error":"#REF!"},"","","",null,0,0,0,0,0,{"$error":"#REF!"},{"$f":"IF(S8=\"\",\"\",VLOOKUP(S8,Motors_References!$K$2:$L$115,2,FALSE))","v":{"$error":"#REF!"}},0,{"$error":"#REF!"},"","",null,"","","","","",{"$f":"IF(OR(AJ8=\"\",AJ8=\"No Recommendation\"),\"\",INDEX(Motors_References!$I$3:$I$57,MATCH(Motors_Calculations!AJ8,Motors_References!$H$3:$H$57,0)))","v":""}]
[null,{"$f":"OFFSET('DHW Data Collection'!C11,ROWS(B$4:B9)*19-19,0)","v":0},{"$f":"OFFSET('DHW Data Collection'!C13,ROWS(C$4:C9)*19-19,0)","v":0},{"$f":"OFFSET('DHW Data Collection'!C14,ROWS(D$4:D9)*19-19,0)","v":0},{"$f":"OFFSET('DHW Data Collection'!C15,ROWS(E$4:E9)*19-19,0)","v":0},{"$f":"OFFSET('DHW Data Collection'!C17,ROWS(F$4:F9)*19-19,0)","v":0},{"$f":"OFFSET('DHW Data Collection'!E17,ROWS(G$4:G9)*19-19,0)","v":0},{"$f":"OFFSET('DHW Data Collection'!I11,ROWS(H$4:H9)*19-19,0)","v":0},{"$f":"OFFSET('DHW Data Collection'!C19,ROWS(I$4:I9)*19-19,0)","v":0},{"$f":"OFFSET('DHW Data Collection'!I13,ROWS(J$4:J9)*19-19,0)","v":0},{"$f":"OFFSET('DHW Data Collection'!I14,ROWS(K$4:K9)*19-19,0)","v":0},{"$f":"OFFSET('DHW Data Collection'!I17,ROWS(L$4:L9)*19-19,0)","v":0},{"$f":"OFFSET('DHW Data Collection'!C22,ROWS(M$4:M9)*19-19,0)","v":0},{"$f":"OFFSET('DHW Data Collection'!I15,ROWS(N$4:N9)*19-19,0)","v":0},{"$f":"OFFSET('DHW Data Collection'!I19,ROWS(O$4:O9)*19-19,0)","v":0},"","",null,"","","","",null,0,0,0,0,0,0,{"$f":"IF(S9=\"\",\"\",VLOOKUP(S9,Motors_References!$K$2:$L$115,2,FALSE))","v":""},0,"","","",null,"","","","","",{"$f":"IF(OR(AJ9=\"\",AJ9=\"No Recommendation\"),\"\",INDEX(Motors_References!$I$3:$I$57,MATCH(Motors_Calculations!AJ9,Motors_References!$H$3:$H$57,0)))","v":""}]
[null,{"$f":"OFFSET('DHW Data Collection'!C12,ROWS(B$4:B10)*19-19,0)","v":0},{"$f":"OFFSET('DHW Data Collection'!#REF!,ROWS(C$4:C10)*19-19,0)","v":{"$error":"#REF!"}},{"$f":"OFFSET('DHW Data Collection'!#REF!,ROWS(D$4:D10)*19-19,0)","v":{"$error":"#REF!"}},{"$f":"OFFSET('DHW Data Collection'!C16,ROWS(E$4:E10)*19-19,0)","v":0},{"$f":"OFFSET('DHW Data Collection'!C18,ROWS(F$4:F10)*19-19,0)","v":0},{"$f":"OFFSET('DHW Data Collection'!E18,ROWS(G$4:G10)*19-19,0)","v":0},{"$f":"OFFSET('DHW Data Collection'!I12,ROWS(H$4:H10)*19-19,0)","v":0},{"$f":"OFFSET('DHW Data Collection'!C20,ROWS(I$4:I10)*19-19,0)","v":0},{"$f":"OFFSET('DHW Data Collection'!#REF!,ROWS(J$4:J10)*19-19,0)","v":{"$error":"#REF!"}},{"$f":"OFFSET('DHW Data Collection'!#REF!,ROWS(K$4:K10)*19-19,0)","v":{"$error":"#REF!"}},{"$f":"OFFSET('DHW Data Collection'!I18,ROWS(L$4:L10)*19-19,0)","v":0},{"$f":"OFFSET('DHW Data Collection'!C23,ROWS(M$4:M10)*19-19,0)","v":0},{"$f":"OFFSET('DHW Data Collection'!I16,ROWS(N$4:N10)*19-19,0)","v":0},{"$f":"OFFSET('DHW Data Collection'!I20,ROWS(O$4:O10)*19-19,0)","v":0},"","",null,{"$error":"#REF!"},"","","",null,0,0,0,0,{"$error":"#REF!"},{"$error":"#REF!"},{"$f":"IF(S10=\"\",\"\",VLOOKUP(S10,Motors_References!$K$2:$L$115,2,FALSE))","v":{"$error":"#REF!"}},0,{"$error":"#REF!"},"","",null,"","","","","",{"$f":"IF(OR(AJ10=\"\",AJ10=\"No Recommendation\"),\"\",INDEX(Motors_References!$I$3:$I$57,MATCH(Motors_Calculations!AJ10,Motors_References!$H$3:$H$57,0)))","v":""}]
[null,{"$f":"OFFSET('DHW Data Collection'!C13,ROWS(B$4:B11)*19-19,0)","v":0},{"$f":"OFFSET('DHW Data Collection'!C14,ROWS(C$4:C11)*19-19,0)","v":0},{"$f":"OFFSET('DHW Data Collection'!C15,ROWS(D$4:D11)*19-19,0)","v":0},{"$f":"OFFSET('DHW Data Collection'!C17,ROWS(E$4:E11)*19-19,0)","v":0},{"$f":"OFFSET('DHW Data Collection'!C19,ROWS(F$4:F11)*19-19,0)","v":0},{"$f":"OFFSET('DHW Data Collection'!E19,ROWS(G$4:G11)*19-19,0)","v":0},{"$f":"OFFSET('DHW Data Collection'!I13,ROWS(H$4:H11)*19-19,0)","v":0},{"$f":"OFFSET('DHW Data Collection'!C21,ROWS(I$4:I11)*19-19,0)","v":0},{"$f":"OFFSET('DHW Data Collection'!I14,ROWS(J$4:J11)*19-19,0)","v":0},{"$f":"OFFSET('DHW Data Collection'!I15,ROWS(K$4:K11)*19-19,0)","v":0},{"$f":"OFFSET('DHW Data Collection'!I19,ROWS(L$4:L11)*19-19,0)","v":0},{"$f":"OFFSET('DHW Data Collection'!C24,ROWS(M$4:M11)*19-19,0)","v":0},{"$f":"OFFSET('DHW Data Collection'!I17,ROWS(N$4:N11)*19-19,0)","v":0},{"$f":"OFFSET('DHW Data Collection'!I21,ROWS(O$4:O11)*19-19,0)","v":0},"","",null,"","","","",null,0,0,0,0,0,0,{"$f":"IF(S11=\"\",\"\",VLOOKUP(S11,Motors_References!$K$2:$L$115,2,FALSE))","v":""},0,"","","",null,"","","","","",{"$f":"IF(OR(AJ11=\"\",AJ11=\"No Recommendation\"),\"\",INDEX(Motors_References!$I$3:$I$57,MATCH(Motors_Calculations!AJ11,Motors_References!$H$3:$H$57,0)))","v":""}]
[null,{"$f":"OFFSET('DHW Data Collection'!#REF!,ROWS(B$4:B12)*19-19,0)","v":{"$error":"#REF!"}},{"$f":"OFFSET('DHW Data Collection'!#REF!,ROWS(C$4:C12)*19-19,0)","v":{"$error":"#REF!"}},{"$f":"OFFSET('DHW Data Collection'!C16,ROWS(D$4:D12)*19-19,0)","v":0},{"$f":"OFFSET('DHW Data Collection'!C18,ROWS(E$4:E12)*19-19,0)","v":0},{"$f":"OFFSET('DHW Data Collection'!C20,ROWS(F$4:F12)*19-19,0)","v":0},{"$f":"OFFSET('DHW Data Collection'!E20,ROWS(G$4:G12)*19-19,0)","v":0},{"$f":"OFFSET('DHW Data Collection'!#REF!,ROWS(H$4:H12)*19-19,0)","v":{"$error":"#REF!"}},{"$f":"OFFSET('DHW Data Collection'!C22,ROWS(I$4:I12)*19-19,0)","v":0},{"$f":"OFFSET('DHW Data Collection'!#REF!,ROWS(J$4:J12)*19-19,0)","v":{"$error":"#REF!"}},{"$f":"OFFSET('DHW Data Collection'!I16,ROWS(K$4:K12)*19-19,0)","v":0},{"$f":"OFFSET('DHW Data Collection'!I20,ROWS(L$4:L12)*19-19,0)","v":0},{"$f":"OFFSET('DHW Data Collection'!C25,ROWS(M$4:M12)*19-19,0)","v":0},{"$f":"OFFSET('DHW Data Collection'!I18,ROWS(N$4:N12)*19-19,0)","v":0},{"$f":"OFFSET('DHW Data Collection'!I22,ROWS(O$4:O12)*19-19,0)","v":0},{"$error":"#REF!"},{"$error":"#REF!"},null,{"$error":"#REF!"},{"$error":"#REF!"},{"$error":"#REF!"},{"$error":"#REF!"},null,0,0,{"$error":"#REF!"},0,{"$error":"#REF!"},0,{"$f":"IF(S12=\"\",\"\",VLOOKUP(S12,Motors_References!$K$2:$L$115,2,FALSE))","v":{"$error":"#REF!"}},0,{"$error":"#REF!"},"","",null,{"$error":"#REF!"},{"$error":"#REF!"},{"$error":"#REF!"},{"$error":"#REF!"},{"$error":"#REF!"},{"$f":"IF(OR(AJ12=\"\",AJ12=\"No Recommendation\"),\"\",INDEX(Motors_References!$I$3:$I$57,MATCH(Motors_Calculations!AJ12,Motors_References!$H$3:$H$57,0)))","v":{"$error":"#REF!"}}]
[null,{"$f":"OFFSET('DHW Data Collection'!C14,ROWS(B$4:B13)*19-19,0)","v":0},{"$f":"OFFSET('DHW Data Collection'!C15,ROWS(C$4:C13)*19-19,0)","v":0},{"$f":"OFFSET('DHW Data Collection'!C17,ROWS(D$4:D13)*19-19,0)","v":0},{"$f":"OFFSET('DHW Data Collection'!C19,ROWS(E$4:E13)*19-19,0)","v":0},{"$f":"OFFSET('DHW Data Collection'!C21,ROWS(F$4:F13)*19-19,0)","v":0},{"$f":"OFFSET('DHW Data Collection'!E21,ROWS(G$4:G13)*19-19,0)","v":0},{"$f":"OFFSET('DHW Data Collection'!I14,ROWS(H$4:H13)*19-19,0)","v":0},{"$f":"OFFSET('DHW Data Collection'!C23,ROWS(I$4:I13)*19-19,0)","v":0},{"$f":"OFFSET('DHW Data Collection'!I15,ROWS(J$4:J13)*19-19,0)","v":0},{"$f":"OFFSET('DHW Data Collection'!I17,ROWS(K$4:K13)*19-19,0)","v":0},{"$f":"OFFSET('DHW Data Collection'!I21,ROWS(L$4:L13)*19-19,0)","v":0},{"$f":"OFFSET('DHW Data Collection'!C26,ROWS(M$4:M13)*19-19,0)","v":0},{"$f":"OFFSET('DHW Data Collection'!I19,ROWS(N$4:N13)*19-19,0)","v":0},{"$f":"OFFSET('DHW Data Collection'!I23,ROWS(O$4:O13)*19-19,0)","v":0},"","",null,"","","","",null,0,0,0,0,0,0,{"$f":"IF(S13=\"\",\"\",VLOOKUP(S13,Motors_References!$K$2:$L$115,2,FALSE))","v":""},0,{"$f":"IF(OR(Z13=0,AA13=0,AD13=\"\"),\"\",IF(L13>AD13,\"\",Z13*AA13*0.746*0.8*1/AD13))","v":""},{"$f":"IF(ISERROR(AF13*AE13),\"\",IF(AND(N13=\"NO\",O13=\"YES\"),0.7*AF13*AE13,IF(AND(L13>AD13,O13=\"No\"),\"\",AF13*AE13)))","v":""},"",null,"","","","","",{"$f":"IF(OR(AJ13=\"\",AJ13=\"No Recommendation\"),\"\",INDEX(Motors_References!$I$3:$I$57,MATCH(Motors_Calculations!AJ13,Motors_References!$H$3:$H$57,0)))","v":""}]

{"sheet":"Window Data Collection","index":24,"n_rows":81,"n_cols":9,"rows_kept":81,"cut":false,"hidden":true,"merged":[[7,2,7,3],[11,2,11,3],[17,2,17,12],[18,2,18,12],[23,2,23,3],[9,2,9,3],[25,2,25,3],[41,2,41,3],[13,2,13,3],[71,2,71,3],[75,2,75,3],[27,2,27,3],[33,2,33,12],[34,2,34,12],[39,2,39,3],[43,2,43,3],[29,2,29,3],[45,2,45,3],[61,2,61,3],[50,2,50,12],[49,2,49,12],[80,2,80,12],[81,2,81,12],[55,2,55,3],[59,2,59,3],[65,2,65,12],[66,2,66,12],[57,2,57,3],[73,2,73,3],[77,2,77,3]]}
[{"$f":"Development!B3","v":"Home Energy Assessment"}]
[null,"Windows"]
[]
[]
[]
[null,{"$f":"B5+1","v":1}]
[]
[null," Location:",null,null,null,null,null,null,"Frame Type:"]
[]
[null,"Quantity:",null,null,null,null,{"$f":"INDEX('Wattage Table'!$H$3:$H$1574,MATCH('Window Data Collection'!I10,'Wattage Table'!$C$3:$C$1574,0))","v":{"$error":"#N/A"}},null,"ENERGY STAR®:"]
[]
[null,"Type:",null,null,null,null,{"$f":"_xlfn.IFNA(INDEX(Lighting_Index!$Y$3:$Y$7,MATCH('Window Data Collection'!C12,Lighting_Index!$X$3:$X$7,0)),\"\")","v":""},null,"U-Value:"]
[]
[null,"Window Insulation:",null,null,null,null,{"$f":"INDEX('Wattage Table'!$G$3:$G$2132,MATCH('Window Data Collection'!I10,'Wattage Table'!$C$2:$C$2132,0))/12","v":{"$error":"#N/A"}},null,"Existing Wattage"]
[]
[null,null,null,null,null,null,{"$f":"IF(OR(C12=\"Not Listed\",LEFT(C16,6)=\"Custom\"),\"Custom\",IF(C16=\"\",\"\",C16))","v":""},null,"Proposed Device"]
[null,null,null,null,null,null,true]
[null,"Notes:"]
[]
[]
[]
[null,{"$f":"B6+1","v":2}]
[]
[null," Location:",null,null,null,null,null,null,"Frame Type:"]
[]
[null,"Quantity:",null,null,null,null,{"$f":"INDEX('Wattage Table'!$H$3:$H$1574,MATCH('Window Data Collection'!I26,'Wattage Table'!$C$3:$C$1574,0))","v":{"$error":"#N/A"}},null,"ENERGY STAR®:"]
[]
[null,"Type:",null,null,null,null,{"$f":"_xlfn.IFNA(INDEX(Lighting_Index!$Y$3:$Y$7,MATCH('Window Data Collection'!C28,Lighting_Index!$X$3:$X$7,0)),\"\")","v":""},null,"U-Value:"]
[]
[null,"Window Insulation:",null,null,null,null,{"$f":"INDEX('Wattage Table'!$G$3:$G$2132,MATCH('Window Data Collection'!I26,'Wattage Table'!$C$2:$C$2132,0))/12","v":{"$error":"#N/A"}},null,"Existing Wattage"]
[]
[]
[null,null,null,null,null,null,false]
[null,"Notes:"]
[]
[]
[]
[{"$f":"B22+1","v":3}]
[]
[null," Location:",null,null,null,null,null,null,"Frame Type:"]
[]
[null,"Quantity:",null,null,null,null,{"$f":"INDEX('Wattage Table'!$H$3:$H$1574,MATCH('Window Data Collection'!I42,'Wattage Table'!$C$3:$C$1574,0))","v":{"$error":"#N/A"}},null,"ENERGY STAR®:"]
[]
[null,"Type:",null,null,null,null,{"$f":"_xlfn.IFNA(INDEX(Lighting_Index!$Y$3:$Y$7,MATCH('Window Data Collection'!C44,Lighting_Index!$X$3:$X$7,0)),\"\")","v":""},null,"U-Value:"]
[]
[null,"Window Insulation:",null,null,null,null,{"$f":"INDEX('Wattage Table'!$G$3:$G$2132,MATCH('Window Data Collection'!I42,'Wattage Table'!$C$2:$C$2132,0))/12","v":{"$error":"#N/A"}},null,"Existing Wattage"]
[]
[null,null,null,null,null,null,{"$f":"IF(OR(C44=\"Not Listed\",LEFT(C48,6)=\"Custom\"),\"Custom\",IF(C48=\"\",\"\",C48))","v":""}]
[null,null,null,null,null,null,false]
[null,"Notes:"]
[]
[]
[]
[{"$f":"A38+1","v":4}]
[]
[null," Location:",null,null,null,null,null,null,"Frame Type:"]
[]
[null,"Quantity:",null,null,null,null,{"$f":"INDEX('Wattage Table'!$H$3:$H$1574,MATCH('Window Data Collection'!I58,'Wattage Table'!$C$3:$C$1574,0))","v":{"$error":"#N/A"}},null,"ENERGY STAR®:"]
[]
[null,"Type:",null,null,null,null,{"$f":"_xlfn.IFNA(INDEX(Lighting_Index!$Y$3:$Y$7,MATCH('Window Data Collection'!C60,Lighting_Index!$X$3:$X$7,0)),\"\")","v":""},null,"U-Value:"]
[]
[null,"Window Insulation:",null,null,null,null,{"$f":"INDEX('Wattage Table'!$G$3:$G$2132,MATCH('Window Data Collection'!I58,'Wattage Table'!$C$2:$C$2132,0))/12","v":{"$error":"#N/A"}},null,"Existing Wattage"]
[]
[]
[null,null,null,null,null,null,false]
[null,"Notes:"]
[]
[]
[]
[]
[{"$f":"A54+1","v":5}]
[null," Location:",null,null,null,null,null,null,"Frame Type:"]
[]
[null,"Quantity:",null,null,null,null,{"$f":"INDEX('Wattage Table'!$H$3:$H$1574,MATCH('Window Data Collection'!I74,'Wattage Table'!$C$3:$C$1574,0))","v":{"$error":"#N/A"}},null,"ENERGY STAR®:"]
[]
[null,"Type:",null,null,null,null,{"$f":"_xlfn.IFNA(INDEX(Lighting_Index!$Y$3:$Y$7,MATCH('Window Data Collection'!C76,Lighting_Index!$X$3:$X$7,0)),\"\")","v":""},null,"U-Value:"]
[]
[null,"Window Insulation:",null,null,null,null,{"$f":"INDEX('Wattage Table'!$G$3:$G$2132,MATCH('Window Data Collection'!I74,'Wattage Table'!$C$2:$C$2132,0))/12","v":{"$error":"#N/A"}},null,"Existing Wattage"]
[]
[null,null,null,null,null,null,false]
[null,"Notes:"]

{"sheet":"HEA_References","index":25,"n_rows":238,"n_cols":8,"rows_kept":238,"cut":false,"hidden":true,"merged":[]}
[]
[null,null,null,null,null,null,null,"Home Data "]
[null,"Domestic Hot Water",null,null,null,null,null,"Rate Code"]
[null,null,null,null,null,null,null,180]
[null,"Heating Source",null,null,null,null,null,380]
[null,"Gas",null,null,null,null,null,580]
[null,"Oil",null,null,null,null,null,880]
[null,"Electric"]
[null,"Propane"]
[null,"Wood",null,null,null,null,null,"Orientation"]
[null,"Other",null,null,null,null,null,"North"]
[null,null,null,null,null,null,null,"Northeast"]
[null,null,null,null,null,null,null,"Northwest"]
[null,"System Type",null,null,null,null,null,"South"]
[null,"Standard",null,null,null,null,null,"Southeast"]
[null,"Indirect",null,null,null,null,null,"Southwest"]
[null,"Coil",null,null,null,null,null,"East"]
[null,"On Demand",null,null,null,null,null,"West"]
[null,"Heat Pump DHW"]
[null,"Location"]
[null,"Conditioned Space",null,null,null,null,null,"Foundation Type"]
[null,"Unconditioned Space",null,null,null,null,null,"Basement"]
[null,null,null,null,null,null,null,"Crawl Space"]
[null,null,null,null,null,null,null,"Slab"]
[null,null,null,null,null,null,null,"Combination"]
[null,"Age"]
[null,"< 5"]
[null,"10-15"]
[null,"> 15"]
[]
[]
[]
[]
[]
[]
[]
[]
[]
[null,"HVAC "]
[]
[null,"System Type",null,"Location"]
[null,"Heating",null,"Dining Room"]
[null,"Cooling",null,"Family Room"]
[null,null,null,"Living Room"]
[null,null,null,"Bedroom"]
[null,"Age",null,"Bathroom"]
[null,"< 5",null,"Hallway"]
[null,"10-15",null,"Kitchen"]
[null,"> 15",null,"Basement"]
[null,null,null,"Attic"]
[null,null,null,"Garage"]
[null,"Heating Source",null,"Office"]
[null,"Gas",null,"Other"]
[null,"Oil"]
[null,"Electric"]
[null,"Propane"]
[null,"Wood"]
[null,"Other"]
[]
[]
[]
[]
[null,"Heating Equipment Type"]
[null,"Boiler"]
[null,"Steam"]
[null,"FHA"]
[null,"Geothermal"]
[null,"Electric Resistance Baseboard"]
[null,"Air Source Heat Pump"]
[]
[]
[]
[null,"Cooling Equipment Type "]
[null,"Central AC"]
[null,"Mini-Split"]
[null,"Window AC"]
[null,"Through the Wall AC"]
[null,"Air Source Heat Pump"]
[]
[]
[]
[]
[]
[]
[null,"Lighting and Appliances"]
[]
[null,"Appliances",null,"Appliance_Location",null,"Age",null,"Lighting Quantity"]
[null,"Clothes Dryer (Heat Pump)",null,"Kitchen",null,"< 5",null,1]
[null,"Clothes Dryer (Electric)",null,"Basement",null,"10-15",null,2]
[null,"Clothes Washer",null,"Laundry Room",null,"> 15",null,3]
[null,"Dishwasher",null,"Attic",null,null,null,4]
[null,"Electric Freezer",null,"Garage",null,null,null,5]
[null,"Heat Pump Water Heater",null,"Outdoor Pool",null,null,null,6]
[null,"Tankless Water Heater",null,"Indoor Pool",null,null,null,7]
[null,"Pool Pump",null,"Other",null,null,null,8]
[null,"Pool Heater",null,null,null,null,null,9]
[null,"Pool Cover",null,null,null,null,null,10]
[null,"Oven"]
[null,"Range"]
[null,"Refrigerator"]
[null,"Refrigerator 2",null,"% of Home LED Lighting",null,"Lighting_Location",null,"Fuel Source"]
[null,null,null,"Under 20",null,"Dining Room",null,"Gas"]
[null,null,null,"20-30",null,"Family Room",null,"Oil"]
[null,null,null,"30-40",null,"Living Room",null,"Electric"]
[null,null,null,"40-50",null,"Bedroom",null,"Propane"]
[null,"Lighting",null,"50-60",null,"Bathroom",null,"Other"]
[null,"Incandescent",null,"60-70",null,"Hallway"]
[null,"Halogen",null,"70-80",null,"Kitchen"]
[null,"CFL",null,"80-90",null,"Basement"]
[null,"Flourescent",null,100,null,"Attic"]
[null,"LED",null,null,null,"Garage"]
[null,null,null,null,null,"Office"]
[null,null,null,null,null,"Other"]
[]
[]
[]
[]
[null,"Thermostats and Controls"]
[]
[null,"Cooling Thermostat Type",null,"Location"]
[null,"Programmable",null,"Dining Room"]
[null,"Learning",null,"Family Room"]
[null,"Smart Wi-Fi",null,"Living Room"]
[null,"Not Applicable ",null,"Bedroom"]
[null,null,null,"Bathroom"]
[null,null,null,"Hallway"]
[null,null,null,"Kitchen"]
[null,null,null,"Basement"]
[null,null,null,"Attic"]
[null,null,null,"Garage"]
[null,null,null,"Office"]
[null,null,null,"Other"]
[]
[]
[]
[]
[]
[null,"Air Sealing "]
[]
[]
[null,"Location"]
[null,"Dining Room"]
[null,"Family Room"]
[null,"Living Room"]
[null,"Bedroom"]
[null,"Bathroom"]
[null,"Hallway"]
[null,"Kitchen"]
[null,"Basement"]
[null,"Attic"]
[null,"Garage"]
[null,"Office"]
[null,"Other"]
[]
[]
[]
[null,"Insulation Levels"]
[]
[null,"Location",null,"Condition",null,"R Value "]
[null,"Exterior Walls",null,"Good",null,"R19"]
[null,"Rim Joist",null,"Fair",null,"R20"]
[null,"Foundation Walls",null,"Poor",null,"R21"]
[null,"Garage Ceiling/Overhang",null,"N/A",null,"R22"]
[null,"Attic ",null,null,null,"R23"]
[null,"Attic 2",null,null,null,"R24"]
[null,"Other",null,null,null,"R25"]
[null,null,null,null,null,"R26"]
[null,null,null,null,null,"R27"]
[null,null,null,null,null,"R28"]
[null,null,null,null,null,"R29"]
[null,null,null,null,null,"R30"]
[null,null,null,null,null,"R31"]
[null,null,null,null,null,"R32"]
[null,null,null,null,null,"R33"]
[null,null,null,null,null,"R34"]
[null,null,null,null,null,"R35"]
[null,null,null,null,null,"R36"]
[null,null,null,null,null,"R37"]
[null,null,null,null,null,"R38"]
[null,null,null,null,null,"R39"]
[null,null,null,null,null,"R40"]
[null,null,null,null,null,"R41"]
[null,null,null,null,null,"R42"]
[null,null,null,null,null,"R43"]
[null,null,null,null,null,"R44"]
[null,null,null,null,null,"R45"]
[null,null,null,null,null,"R46"]
[null,null,null,null,null,"R47"]
[null,null,null,null,null,"R48"]
[null,null,null,null,null,"R49"]
[]
[]
[]
[null,"Duct Sealing"]
[]
[null,"Heating - Primary Duct Location",null,"Cooling - Primary Duct Location"]
[null,"Unconditioned Attic",null,"Unconditioned Attic"]
[null,"Unconditioned Basement",null,"Unconditioned Basement"]
[null,"Conditioned Space",null,"Conditioned Space"]
[]
[]
[]
[]
[]
[]
[]
[]
[]
[]
[]
[]
[]
[]
[]
[null,"Windows"]
[]
[]
[null,"Location",null,"Type",null,"Frame Type",null,"Quantity"]
[null,"Dining Room",null,"Single Pane",null,"Vinyl",null,1]
[null,"Family Room",null,"Double Pane",null,"Wood",null,2]
[null,"Living Room",null,"Triple Pane",null,"Metal",null,3]
[null,"Bedroom",null,null,null,null,null,4]
[null,"Bathroom",null,null,null,null,null,5]
[null,"Hallway",null,null,null,null,null,6]
[null,"Kitchen",null,null,null,null,null,7]
[null,"Basement",null,null,null,null,null,8]
[null,"Attic",null,null,null,null,null,9]
[null,"Garage",null,null,null,null,null,10]
[null,"Office"]
[null,"Other"]
[]
[]
[]
[]
[null,"Window Insulation "]
[null,"Clear"]
[null,"Low-E Argon"]
[null,"Tinted"]

{"sheet":"Motors_References","index":26,"n_rows":115,"n_cols":27,"rows_kept":115,"cut":false,"hidden":true,"merged":[[44,28,44,29]]}
["motors",null,"RPM",null,"controls",null,"Motor Size (HP)",null,"VFD Rebate",null,"Motor","Efficiency"]
["Hot Water Pumps",null,1200,null,"No Control",null,null,"Add VFD to Existing Motor",null,null,"1 1200 TEFC",0.82499999999999996,null,null,null,null,null,null,null,null,"Cooling",null,"Fan",null,"Cooling Pumps","Heating Pumps","Fans"]
["Univent Fan Motors",null,1800,null,"Fan-VFD",null,1,{"$f":"G3&\" \"&\"HP\"&\" \"&\"NEMA Premium Motor w/VFD\"","v":"1 HP NEMA Premium Motor w/VFD"},null,null,"1 1800 TEFC",0.85499999999999998,null,null,null,null,null,null,null,null,"Heating",null,"Pump","Building Type","Hrs of Use","Hrs of Use","Hrs of Use"]
["Gym Ventilation Fans",null,3600,null,"Fan-Inlet Guide Vane",null,1.5,{"$f":"G4&\" \"&\"HP\"&\" \"&\"NEMA Premium Motor w/VFD\"","v":"1.5 HP NEMA Premium Motor w/VFD"},null,null,"1 3600 TEFC",0.77,null,null,null,null,null,null,null,null,null,null,null,"Auto Related",1591,1523,3261]
["Air Handler Fan",null,null,null,"Fan-Outlet Damper",null,2,"2 HP NEMA Premium Motor w/VFD",null,null,"1 1200 ODP",0.82499999999999996,null,null,null,null,null,null,null,null,null,null,null,"Bakery",1591,1523,3261]
["Elevator Motor",null,"Type",null,"Fan-Fan Curve",null,3,"3 HP NEMA Premium Motor w/VFD",null,null,"1 1800 ODP",0.85499999999999998,null,null,null,null,null,null,null,null,null,null,null,"Banks",1591,1523,3261]
["Domestic Hot Water Pumps",null,"TEFC",null,"Fan-Bypass Damper",null,1,{"$f":"\"Add VFD to Existing \"&G7&\" HP Motor\"","v":"Add VFD to Existing 1 HP Motor"},null,null,"1 3600 ODP",0.77,null,null,null,null,null,null,null,null,null,null,null,"Church",1393,2466,3720]
["Exhaust Fans",null,"ODP",null,"Pump-VFD",null,2,"Add VFD to Existing 2 HP Motor",null,null,"1.5 1200 TEFC",0.875,null,null,null,null,null,null,null,null,null,null,null,"College – Cafeteria",2088,5104,3631]
[null,null,null,null,"Pump-Discharge Valve",null,3,"Add VFD to Existing 3 HP Motor",null,null,"1.5 1800 TEFC",0.86499999999999999,null,null,null,null,null,null,null,null,null,null,null,"College - Classes/Administrative",2088,5104,3631]
[null,null,null,null,"Pump-Bypass Valve",null,4,"Add VFD to Existing 4 HP Motor",null,null,"1.5 3600 TEFC",0.84,null,null,null,null,null,null,null,null,null,null,null,"College - Dormitory",2088,5104,3631]
[null,null,null,null,null,null,5,{"$f":"\"Add VFD to Existing \"&G11&\" HP Motor\"","v":"Add VFD to Existing 5 HP Motor"},800,null,"1.5 1200 ODP",0.86499999999999999,null,null,null,null,null,null,null,null,null,null,null,"Commercial Condos",3584,5156,3719]
[null,null,null,null,null,null,7.5,{"$f":"\"Add VFD to Existing \"&G12&\" HP Motor\"","v":"Add VFD to Existing 7.5 HP Motor"},1000,null,"1.5 1800 ODP",0.86499999999999999,null,null,null,null,null,null,null,null,null,null,null,"Convenience Stores",1591,1523,3261]
[null,null,null,null,null,null,10,"Add VFD to Existing 10 HP Motor",1100,null,"1.5 3600 ODP",0.84,null,null,null,null,null,null,null,null,null,null,null,"Convention Center",1393,2466,3720]
[null,null,null,null,null,null,15,"Add VFD to Existing 15 HP Motor",1500,null,"2 1200 TEFC",0.88500000000000001,null,null,null,null,null,null,null,null,null,null,null,"Court House",1343,1952,6192]
[null,5,800,null,null,null,20,"Add VFD to Existing 20 HP Motor",1800,null,"2 1800 TEFC",0.86499999999999999,null,null,null,null,null,null,null,null,null,null,null,"Dining: Bar Lounge/Leisure",1974,2096,4155]
[null,7.5,1000,null,null,null,25,"Add VFD to Existing 25 HP Motor",2000,null,"2 3600 TEFC",0.85499999999999998,null,null,null,null,null,null,null,null,null,null,null,"Dining: Cafeteria / Fast Food",1974,2096,4155]
[null,10,1100,null,null,null,30,"Add VFD to Existing 30 HP Motor",2250,null,"2 1200 ODP",0.875,null,null,null,null,null,null,null,null,null,null,null,"Dining: Family",1974,2096,4155]
[null,15,1500,null,null,null,40,"Add VFD to Existing 40 HP Motor",2500,null,"2 1800 ODP",0.86499999999999999,null,null,null,null,null,null,null,null,null,null,null,"Entertainment",1393,2466,3720]
[null,20,1800,null,null,null,50,"Add VFD to Existing 50 HP Motor",3000,null,"2 3600 ODP",0.85499999999999998,null,null,null,null,null,null,null,null,null,null,null,"Exercise Center",1393,2466,3720]
[null,25,2000,null,null,null,60,"Add VFD to Existing 60 HP Motor",3500,null,"3 1200 TEFC",0.89500000000000002,null,null,null,null,null,null,null,null,null,null,null,"Fast Food Restaurants",1974,2096,4155]
[null,30,2250,null,null,null,75,"Add VFD to Existing 75 HP Motor",4000,null,"3 1800 TEFC",0.89500000000000002,null,null,null,null,null,null,null,null,null,null,null,"Fire Station (Unmanned)",1393,2466,3720]
[null,40,2500,null,null,null,100,"Add VFD to Existing 100 HP Motor",5000,null,"3 3600 TEFC",0.86499999999999999,null,null,null,null,null,null,null,null,null,null,null,"Food Stores",2416,2097,6389]
[null,50,3000,null,null,null,5,{"$f":"G23&\" \"&\"HP\"&\" \"&\"NEMA Premium Motor w/VFD\"","v":"5 HP NEMA Premium Motor w/VFD"},800,null,"3 1200 ODP",0.88500000000000001,null,null,null,null,null,null,null,null,null,null,null,"Gymnasium",1393,2466,3720]
[null,60,3500,null,null,null,7.5,"7.5 HP NEMA Premium Motor w/VFD",1000,null,"3 1800 ODP",0.89500000000000002,null,null,null,null,null,null,null,null,null,null,null,"Hospitals",3584,2518,8374]
[null,75,4000,null,null,null,10,"10 HP NEMA Premium Motor w/VFD",1100,null,"3 3600 ODP",0.85499999999999998,null,null,null,null,null,null,null,null,null,null,null,"Hospitals / Health Care",3584,2518,8374]
[null,100,5000,null,null,null,15,"15 HP NEMA Premium Motor w/VFD",1500,null,"5 1200 TEFC",0.89500000000000002,null,null,null,null,null,null,null,null,null,null,null,"Industrial - 1 Shift",1890,3130,5573]
[null,200,6000,null,null,null,20,"20 HP NEMA Premium Motor w/VFD",1800,null,"5 1800 TEFC",0.89500000000000002,null,null,null,null,null,null,null,null,null,null,null,"Industrial - 2 Shift",1890,3130,5573]
[null,null,null,null,null,null,25,"25 HP NEMA Premium Motor w/VFD",2000,null,"5 3600 TEFC",0.88500000000000001,null,null,null,null,null,null,null,null,null,null,null,"Industrial - 3 Shift",1890,3130,5573]
[null,null,null,null,null,null,30,"30 HP NEMA Premium Motor w/VFD",2250,null,"5 1200 ODP",0.89500000000000002,null,null,null,null,null,null,null,null,null,null,null,"Laundromats",1890,3130,5573]
[null,null,null,null,null,null,40,"40 HP NEMA Premium Motor w/VFD",2500,null,"5 1800 ODP",0.89500000000000002,null,null,null,null,null,null,null,null,null,null,null,"Library",1591,1523,3261]
[null,null,null,null,null,null,50,"50 HP NEMA Premium Motor w/VFD",3000,null,"5 3600 ODP",0.86499999999999999,null,null,null,null,null,null,null,null,null,null,null,"Light Manufacturers(1)",1890,3130,5573]
[null,null,null,null,null,null,60,"60 HP NEMA Premium Motor w/VFD",3500,null,"7.5 1200 TEFC",0.91,null,null,null,null,null,null,null,null,null,null,null,"Lodging (Hotels/Motels)",3584,5156,3719]
[null,null,null,null,null,null,75,"75 HP NEMA Premium Motor w/VFD",4000,null,"7.5 1800 TEFC",0.91700000000000004,null,null,null,null,null,null,null,null,null,null,null,"Mall Concourse",1591,1523,3261]
[null,null,null,null,null,null,100,"100 HP NEMA Premium Motor w/VFD",5000,null,"7.5 3600 TEFC",0.89500000000000002,null,null,null,null,null,null,null,null,null,null,null,"Manufacturing Facility",1890,3130,5573]
[null,null,null,null,null,null,125,"125 HP NEMA Premium Motor w/VFD",null,null,"7.5 1200 ODP",0.90200000000000002,null,null,null,null,null,null,null,null,null,null,null,"Medical Offices",1343,1952,6192]
[null,null,null,null,null,null,150,"150 HP NEMA Premium Motor w/VFD",null,null,"7.5 1800 ODP",0.91,null,null,null,null,null,null,null,null,null,null,null,"Motion Picture Theatre",1393,2466,3720]
[null,null,null,null,null,null,200,{"$f":"\"Add VFD to Existing \"&G37&\" HP Motor\"","v":"Add VFD to Existing 200 HP Motor"},6000,null,"7.5 3600 ODP",0.88500000000000001,null,null,null,null,null,null,null,null,null,null,null,"Multi-Family (Common Areas)",3584,5156,3719]
[null,null,null,null,null,null,200,{"$f":"G38&\" \"&\"HP\"&\" \"&\"NEMA Premium Motor w/VFD\"","v":"200 HP NEMA Premium Motor w/VFD"},6000,null,"10 1200 TEFC",0.91,null,null,null,null,null,null,null,null,null,null,null,"Museum",1393,2466,3720]
[null,null,null,null,null,null,1,{"$f":"G39&\" \"&\"HP\"&\" \"&\"NEMA Premium Motor\"","v":"1 HP NEMA Premium Motor"},null,null,"10 1800 TEFC",0.91700000000000004,null,null,null,null,null,null,null,null,null,null,null,"Nursing Homes",3584,2518,8374]
[null,null,null,null,null,null,1.5,{"$f":"G40&\" \"&\"HP\"&\" \"&\"NEMA Premium Motor\"","v":"1.5 HP NEMA Premium Motor"},null,null,"10 3600 TEFC",0.90200000000000002,null,null,null,null,null,null,null,null,null,null,null,"Office (General Office Types)",1343,1952,6192]
[null,null,null,null,null,null,2,"2 HP NEMA Premium Motor",null,null,"10 1200 ODP",0.91700000000000004,null,null,null,null,null,null,null,null,null,null,null,"Office/Retail",1591,1523,3261]
[null,null,null,null,null,null,3,"3 HP NEMA Premium Motor",null,null,"10 1800 ODP",0.91700000000000004,null,null,null,null,null,null,null,null,null,null,null,"Parking Garages",1819,2783,6389]
[null,null,null,null,null,null,5,"5 HP NEMA Premium Motor",null,null,"10 3600 ODP",0.89500000000000002,null,null,null,null,null,null,null,null,null,null,null,"Parking Lots",1393,2466,3720]
[null,null,null,null,null,null,7.5,"7.5 HP NEMA Premium Motor",null,null,"15 1200 TEFC",0.91700000000000004,null,null,null,null,null,null,null,null,null,null,null,"Penitentiary",3584,5156,3719]
[null,null,null,null,null,null,10,"10 HP NEMA Premium Motor",null,null,"15 1800 TEFC",0.92400000000000004,null,null,null,null,null,null,null,null,null,null,null,"Performing Arts Theatre",1393,2466,3720]
[null,null,null,null,null,null,15,"15 HP NEMA Premium Motor",null,null,"15 3600 TEFC",0.91,null,null,null,null,null,null,null,null,null,null,null,"Police / Fire Stations (24 Hr)",3584,2518,8374]
[null,null,null,null,null,null,20,"20 HP NEMA Premium Motor",null,null,"15 1200 ODP",0.91700000000000004,null,null,null,null,null,null,null,null,null,null,null,"Post Office",1343,1952,6192]
[null,null,null,null,null,null,25,"25 HP NEMA Premium Motor",null,null,"15 1800 ODP",0.93,null,null,null,null,null,null,null,null,null,null,null,"Pump Stations",1393,2466,3720]
[null,null,null,null,null,null,30,"30 HP NEMA Premium Motor",null,null,"15 3600 ODP",0.90200000000000002,null,null,null,null,null,null,null,null,null,null,null,"Refrigerated Warehouse",1819,2783,6389]
[null,null,null,null,null,null,40,"40 HP NEMA Premium Motor",null,null,"20 1200 TEFC",0.91700000000000004,null,null,null,null,null,null,null,null,null,null,null,"Religious Building",1393,2466,3720]
[null,null,null,null,null,null,50,"50 HP NEMA Premium Motor",null,null,"20 1800 TEFC",0.93,null,null,null,null,null,null,null,null,null,null,null,"Restaurants",1974,2096,4155]
[null,null,null,null,null,null,60,"60 HP NEMA Premium Motor",null,null,"20 3600 TEFC",0.91,null,null,null,null,null,null,null,null,null,null,null,"Retail",1591,1523,3261]
[null,null,null,null,null,null,75,"75 HP NEMA Premium Motor",null,null,"20 1200 ODP",0.92400000000000004,null,null,null,null,null,null,null,null,null,null,null,"School / University",2088,5104,3631]
[null,null,null,null,null,null,100,"100 HP NEMA Premium Motor",null,null,"20 1800 ODP",0.93,null,null,null,null,null,null,null,null,null,null,null,"Schools (Jr./Sr. High)",1037,3216,3699]
[null,null,null,null,null,null,125,"125 HP NEMA Premium Motor",null,null,"20 3600 ODP",0.91,null,null,null,null,null,null,null,null,null,null,null,"Schools (Preschool/Elementary)",1037,3216,3699]
[null,null,null,null,null,null,150,"150 HP NEMA Premium Motor",null,null,"25 1200 TEFC",0.93,null,null,null,null,null,null,null,null,null,null,null,"Schools (Technical/Vocational)",2088,5104,3631]
[null,null,null,null,null,null,200,"200 HP NEMA Premium Motor",null,null,"25 1800 TEFC",0.93600000000000005,null,null,null,null,null,null,null,null,null,null,null,"Small Services",1591,1523,3261]
[null,null,null,null,null,null,null,"G40&\" \"&\"HP\"&\" \"&\"NEMA Premimum Motor\"",null,null,"25 3600 TEFC",0.91700000000000004,null,null,null,null,null,null,null,null,null,null,null,"Sports Arena",1393,2466,3720]
[null,null,null,null,null,null,null,null,null,null,"25 1200 ODP",0.93,null,null,null,null,null,null,null,null,null,null,null,"Town Hall",1343,1952,6192]
[null,null,null,null,null,null,null,null,null,null,"25 1800 ODP",0.93600000000000005,null,null,null,null,null,null,null,null,null,null,null,"Transportation",1393,2466,3720]
[null,null,null,null,null,null,null,null,null,null,"25 3600 ODP",0.91700000000000004,null,null,null,null,null,null,null,null,null,null,null,"Warehouse (Not Refrigerated)",1819,2783,6389]
[null,null,null,null,null,null,null,null,null,null,"30 1200 TEFC",0.93,null,null,null,null,null,null,null,null,null,null,null,"Waste Water Treatment Plant",1890,3130,5573]
[null,null,null,null,null,null,null,null,null,null,"30 1800 TEFC",0.93600000000000005,null,null,null,null,null,null,null,null,null,null,null,"Workshop",1890,3130,5573]
[null,null,null,null,null,null,null,null,null,null,"30 3600 TEFC",0.91700000000000004,null,null,null,null,null,null,null,null,null,null,null,"Other",1393,2466,3720]
[null,null,null,null,null,null,null,null,null,null,"30 1200 ODP",0.93600000000000005]
[null,null,null,null,null,null,null,null,null,null,"30 1800 ODP",0.94099999999999995]
[null,null,null,null,null,null,null,null,null,null,"30 3600 ODP",0.91700000000000004]
[null,null,null,null,null,null,null,null,null,null,"40 1200 TEFC",0.94099999999999995]
[null,null,null,null,null,null,null,null,null,null,"40 1800 TEFC",0.94099999999999995]
[null,null,null,null,null,null,null,null,null,null,"40 3600 TEFC",0.92400000000000004]
[null,null,null,null,null,null,null,null,null,null,"40 1200 ODP",0.94099999999999995]
[null,null,null,null,null,null,null,null,null,null,"40 1800 ODP",0.94099999999999995]
[null,null,null,null,null,null,null,null,null,null,"40 3600 ODP",0.92400000000000004]
[null,null,null,null,null,null,null,null,null,null,"50 1200 TEFC",0.94099999999999995]
[null,null,null,null,null,null,null,null,null,null,"50 1800 TEFC",0.94499999999999995]
[null,null,null,null,null,null,null,null,null,null,"50 3600 TEFC",0.93]
[null,null,null,null,null,null,null,null,null,null,"50 1200 ODP",0.94099999999999995]
[null,null,null,null,null,null,null,null,null,null,"50 1800 ODP",0.94499999999999995]
[null,null,null,null,null,null,null,null,null,null,"50 3600 ODP",0.93]
[null,null,null,null,null,null,null,null,null,null,"60 1200 TEFC",0.94499999999999995]
[null,null,null,null,null,null,null,null,null,null,"60 1800 TEFC",0.95]
[null,null,null,null,null,null,null,null,null,null,"60 3600 TEFC",0.93600000000000005]
[null,null,null,null,null,null,null,null,null,null,"60 1200 ODP",0.94499999999999995]
[null,null,null,null,null,null,null,null,null,null,"60 1800 ODP",0.95]
[null,null,null,null,null,null,null,null,null,null,"60 3600 ODP",0.93600000000000005]
[null,null,null,null,null,null,null,null,null,null,"75 1200 TEFC",0.94499999999999995]
[null,null,null,null,null,null,null,null,null,null,"75 1800 TEFC",0.95399999999999996]
[null,null,null,null,null,null,null,null,null,null,"75 3600 TEFC",0.93600000000000005]
[null,null,null,null,null,null,null,null,null,null,"75 1200 ODP",0.94499999999999995]
[null,null,null,null,null,null,null,null,null,null,"75 1800 ODP",0.95]
[null,null,null,null,null,null,null,null,null,null,"75 3600 ODP",0.93600000000000005]
[null,null,null,null,null,null,null,null,null,null,"100 1200 TEFC",0.95]
[null,null,null,null,null,null,null,null,null,null,"100 1800 TEFC",0.95399999999999996]
[null,null,null,null,null,null,null,null,null,null,"100 3600 TEFC",0.94099999999999995]
[null,null,null,null,null,null,null,null,null,null,"100 1200 ODP",0.95]
[null,null,null,null,null,null,null,null,null,null,"100 1800 ODP",0.95399999999999996]
[null,null,null,null,null,null,null,null,null,null,"100 3600 ODP",0.93600000000000005]
[null,null,null,null,null,null,null,null,null,null,"125 1200 TEFC",0.95]
[null,null,null,null,null,null,null,null,null,null,"125 1800 TEFC",0.95399999999999996]
[null,null,null,null,null,null,null,null,null,null,"125 3600 TEFC",0.95]
[null,null,null,null,null,null,null,null,null,null,"125 1200 ODP",0.95]
[null,null,null,null,null,null,null,null,null,null,"125 1800 ODP",0.95399999999999996]
[null,null,null,null,null,null,null,null,null,null,"125 3600 ODP",0.94099999999999995]
[null,null,null,null,null,null,null,null,null,null,"150 1200 TEFC",0.95799999999999996]
[null,null,null,null,null,null,null,null,null,null,"150 1800 TEFC",0.95799999999999996]
[null,null,null,null,null,null,null,null,null,null,"150 3600 TEFC",0.95]
[null,null,null,null,null,null,null,null,null,null,"150 1200 ODP",0.95399999999999996]
[null,null,null,null,null,null,null,null,null,null,"150 1800 ODP",0.95799999999999996]
[null,null,null,null,null,null,null,null,null,null,"150 3600 ODP",0.94099999999999995]
[null,null,null,null,null,null,null,null,null,null,"200 1200 TEFC",0.95799999999999996]
[null,null,null,null,null,null,null,null,null,null,"200 1800 TEFC",0.96199999999999997]
[null,null,null,null,null,null,null,null,null,null,"200 3600 TEFC",0.95399999999999996]
[null,null,null,null,null,null,null,null,null,null,"200 1200 ODP",0.95399999999999996]
[null,null,null,null,null,null,null,null,null,null,"200 1800 ODP",0.95799999999999996]
[null,null,null,null,null,null,null,null,null,null,"200 3600 ODP",0.95]

{"sheet":"Motors_Products","index":27,"n_rows":10,"n_cols":4,"rows_kept":10,"cut":false,"hidden":true,"merged":[]}
[null,"Product Line","Class Name","Product Name"]
["Fan 1200","Motors & VFDs","3-Phase","3-Phase - General Purpose Motors"]
["Fan 1800","Motors & VFDs","3-Phase","3-Phase - General Purpose Motors"]
["Fan 3600","Motors & VFDs","3-Phase","3-Phase - General Purpose Motors"]
["Pump 1200","Motors & VFDs","3-Phase","3-Phase - General Purpose Motors"]
["Pump 1800","Motors & VFDs","3-Phase","3-Phase - General Purpose Motors"]
["Pump 3600","Motors & VFDs","3-Phase","3-Phase - General Purpose Motors"]
[]
[]
["Fan 1800"]

{"sheet":"Notes","index":28,"n_rows":10,"n_cols":2,"rows_kept":10,"cut":false,"hidden":true,"merged":[]}
["Create genetic LED categories - 'ILED 2', etc."]
["Use genetic LED wattages for all Incandescent"]
[]
["eliminate ballast dropdown; choose ballast for user based upon lamp type"]
[]
["T12 - magnetic"]
["T8 -"]
[]
[]
[8.2100000000000009,"Include all lamp lengths, quantities, wattages"]

{"sheet":"Health&Safety_Data","index":29,"n_rows":41,"n_cols":12,"rows_kept":41,"cut":false,"hidden":false,"merged":[[34,3,34,13],[40,3,40,13],[18,4,18,13],[3,2,4,13],[7,6,7,8],[7,11,7,13],[8,6,8,8],[9,6,9,8],[9,12,9,13],[10,12,10,13],[11,11,11,13],[25,10,25,13],[27,3,27,13],[28,3,28,13]]}
[]
[]
[null,"Health & Safety Conditions Acknowledgement"]
[null,null,"The conditions indicated below were observed during the inspection process. No guarantees are made or implied that all such \nconditions have been found."]
[]
[null,null,"Health and Safety Conditions Found:"]
[null,null,null,"Furnace/Boiler not drafting",null,null,"Gas Leak, location:",null,null,null,null,"Water flooding in basement"]
[null,null,null,"Water Heater not drafting"]
[null,null,null,"High CO level in Furnace/Boiler vent",null,null,"Notified Utility Company (Provide date/time and reference numbers)"]
[null,null,null,"High CO level in DHW vent",null,null,null,null,null,null,null,"Infestation:"]
[null,null,null,"High CO level in oven/stove",null,null,"Unvented space heater",null,null,null,null,"Other:"]
[null,null,null,"High Ambient CO level",null,null,"Unvented dryer"]
[]
[]
[null,null,null,"Flue gas spilling into conditioned space might result in elevated CO levels, which could cause illness or death"]
[null,null,null,"Prolonged elevated CO levels could cause illness or death"]
[null,null,null,"Potential explosive condition may develop"]
[null,null,null,"Molds/mildew may develop and cause illness"]
[null,null,null,"Other:"]
[]
[null,null,"Required Actions:"]
[null,null,null,"Clean/Repair Furnace/Boiler vent and/or chimney",null,null,null,null,null,"Clean oven/stove"]
[null,null,null,"Clean/Repair Water heater vent and/or chimney",null,null,null,null,null,"Remove unvented Heater"]
[null,null,null,"Have Furnace/boiler serviced to reduce CO levels",null,null,null,null,null,"Have flooding in basement corrected"]
[null,null,null,"Have Hot Water Heater serviced to reduce CO levels",null,null,null,null,null,"Get landlord to correct condition"]
[null,null,null,null,null,null,null,null,null,"Other: "]
[]
[null,null,"Notes:"]
[]
[]
[null,null,"Moisture Conditions Observed (check all that apply)"]
[null,null,null,"Inadequate Ventilation",null,null,"Mold/Mildew",null,null,"Standing Water"]
[null,null,null,"Incorrect Venting",null,null,"Condensation",null,null,"Rot"]
[]
[null,null,"Description:"]
[]
[null,null,"Other H&S Conditions Observed (check all that apply)"]
[null,null,null,"IAQ",null,null,"Sewer",null,null,"Asbestos"]
[null,null,null,"Structural",null,null,"Electrical",null,null,"Vermiculite"]
[]
[null,null,"Description:"]

{"sheet":"Other Data Collection","index":30,"n_rows":5,"n_cols":8,"rows_kept":5,"cut":false,"hidden":false,"merged":[]}
[{"$f":"Development!B3","v":"Home Energy Assessment"}]
[null,"Other Equipment"]
[]
[]
[null,"Item #","Location","Equipment Type","Description","Qty","Approx. Age (years)","Additional Information"]

{"sheet":"Cover","index":31,"n_rows":44,"n_cols":4,"rows_kept":44,"cut":false,"hidden":true,"merged":[[42,3,42,4],[43,2,43,5],[8,0,11,8]]}
[]
[]
[]
[]
[]
[]
[]
[]
["Home Performance with ENERGY STAR®\n Home Energy Assessment"]
[]
[]
[]
[]
[]
[]
[]
[]
[]
[]
[]
[]
[]
[]
[]
[]
[]
[]
[]
[]
[]
[]
[]
[]
["Conducted for:"]
[{"$f":"'Home Data'!C7","v":0}]
[{"$f":"'Home Data'!C9","v":0}]
[{"$f":"'Home Data'!C11","v":0}]
[]
[]
[]
[]
[]
[null,null,null,{"$f":"'Home Data'!C20","v":"00:00:00"}]
[null,null,{"$f":"\"Assessment by:\"&\" \"&'Home Data'!C22","v":"Assessment by: "}]

{"sheet":"Executive Summary","index":32,"n_rows":35,"n_cols":10,"rows_kept":35,"cut":false,"hidden":true,"merged":[[28,0,28,1],[29,2,29,4],[21,6,21,7],[23,10,23,11],[26,1,26,2],[26,3,26,5],[26,6,26,8],[26,9,26,10],[25,0,25,1],[25,2,25,4],[19,2,19,4],[29,10,29,11],[21,2,21,4],[23,2,23,4],[27,2,27,4],[4,1,4,8],[6,2,6,4],[8,2,8,4],[34,1,35,8],[15,2,15,4],[9,2,9,4],[10,2,10,4],[12,2,12,4],[13,2,13,4],[14,2,14,4],[21,0,21,1],[22,0,22,1],[23,0,23,1],[27,0,27,1],[29,0,29,1],[19,0,19,1]]}
[]
[]
[null,{"$f":"Development!B3","v":"Home Energy Assessment"}]
[]
[null,"Thank you for the opportunity to visit your home!  Our Home Performance with ENERGY STAR® (HPwES) partner has performed a thorough inspection of your home to test for the overall energy performance and address any concerns you may have.  This Home Energy Assessment will provide information to help you understand your energy usage as well as tips and recommendations to help you save more on your energy bill.  Be sure to take note of all the PSEG Long Island Energy Efficiency Rebates that are available to you."]
[]
[null,"Home Owner:",{"$f":"IF('Home Data'!C7=\"\",\"\",'Home Data'!C7)","v":""}]
[null,"Address:",{"$f":"IF('Home Data'!C9=\"\",\"\",'Home Data'!C9&\", \"&'Home Data'!C11)","v":""}]
[null,"E-mail:",{"$f":"IF('Home Data'!C15=\"\",\"\",'Home Data'!C15)","v":""}]
[null,"HPwES Partner:",{"$f":"IF('Home Data'!C22=\"\",\"\",'Home Data'!C22)","v":""}]
[null,"Date of Assessment:",{"$f":"IF('Home Data'!C20=\"\",\"\",'Home Data'!C20)","v":""}]
[]
[null,"Year Home Built:",{"$f":"IF('Home Data'!C28=\"\",\"\",'Home Data'!C28)","v":""}]
[null,"Number of \nOccupants:",{"$f":"IF('Home Data'!C32=\"\",\"\",'Home Data'!C32)","v":""}]
[null,"Orientation:",{"$f":"IF('Home Data'!C26=\"\",\"\",'Home Data'!C26)","v":""}]
[null,"Foundation Type:",{"$f":"IF('Home Data'!H26=\"\",\"\",'Home Data'!H26)","v":""}]
[]
[null,"I certify that the Home Energy Assessment was conducted at the address listed above. "]
[]
["Customer Account Number:\n(Print)"]
[]
["Customer Name:\n(Print)"]
[]
["Customer Email:\n(Print)",null,null,null,null,null,null,null,null,"Date:"]
[]
["Customer Signature",null,null,null,null,null,"Date:"]
[]
["Auditor Name*:\n(Print)"]
["*Auditor's Name, not Company Name"]
["Auditor Signature",null,null,null,null,null,"Date:",null,null,"Date:"]
[]
[]
[null,"PSEG Long Island website:"]
[null,"https://www.psegliny.com/saveenergyandmoney/homeefficiency/homeassessments"]
[null,"*The U.S. Department of Energy (DOE) administers the Home Performance with ENERGY STAR® (HPwES) Program and works in conjunction with the U.S. Environmental Protection Agency (EPA) to support local program sponsors. PSEG Long Island administers the HPwES Program on behalf of its sponsor, the Long Island Power Authority (LIPA)."]

{"sheet":"Health&Safety","index":33,"n_rows":42,"n_cols":17,"rows_kept":42,"cut":false,"hidden":true,"merged":[[35,4,35,17],[41,4,41,17],[4,2,5,17],[11,16,11,17],[12,15,12,17],[26,13,26,17],[28,4,28,17],[29,4,29,17],[8,8,8,10],[8,15,8,17],[9,8,9,10],[10,8,10,10],[10,16,10,17],[19,5,19,17]]}
[]
[]
[]
[null,"Health & Safety Conditions Acknowledgement"]
[null,null,"The conditions indicated below were observed during a limited inspection process. No guarantees are made or implied that all such conditions have been found."]
[]
[null,null,"Health and Safety Conditions Found:"]
[null,null,null,null,"Furnace/Boiler not drafting",null,null,null,"Gas Leak, location:",null,null,null,null,{"$f":"'Health&Safety_Data'!K7","v":0},null,"Water flooding in basement"]
[null,null,null,null,"Water Heater not drafting",null,null,null,null,null,null,null,null,null,null,{"$f":"'Health&Safety_Data'!L8","v":0}]
[null,null,null,null,"High CO level in Furnace/Boiler vent",null,null,null,"Notified Utility Company (Provide date/time and reference numbers)"]
[null,null,null,null,"High CO level in DHW vent",null,null,null,{"$f":"'Health&Safety_Data'!G10","v":0},null,null,null,null,null,null,"Infestation:"]
[null,null,null,null,"High CO level in oven/stove",null,{"$f":"'Health&Safety_Data'!F11","v":0},null,"Unvented space heater",null,null,null,null,null,null,"Other:",{"$f":"'Health&Safety_Data'!M11","v":0}]
[null,null,{"$f":"'Health&Safety_Data'!C12","v":0},null,"High Ambient CO level",null,{"$f":"'Health&Safety_Data'!F12","v":0},null,"Unvented dryer",null,null,null,null,null,null,{"$f":"'Health&Safety_Data'!L12","v":0}]
[]
[]
[null,null,null,null,"Flue gas spilling into conditioned space might result in elevated CO levels, which could cause illness or death"]
[null,null,{"$f":"'Health&Safety_Data'!C16","v":0},null,"Prolonged elevated CO levels could cause illness or death"]
[null,null,{"$f":"'Health&Safety_Data'!C17","v":0},null,"Potential explosive condition may develop"]
[null,null,null,null,"Molds/mildew may develop and cause illness"]
[null,null,null,null,"Other:"]
[]
[null,null,"Required Actions:"]
[null,null,null,null,"Clean/Repair Furnace/Boiler vent and/or chimney",null,null,null,null,null,{"$f":"'Health&Safety_Data'!I22","v":0},null,"Clean oven/stove"]
[null,null,{"$f":"'Health&Safety_Data'!C23","v":0},null,"Clean/Repair Water heater vent and/or chimney",null,null,null,null,null,null,null,"Remove unvented Heater"]
[null,null,null,null,"Have Furnace/boiler serviced to reduce CO levels",null,null,null,null,null,{"$f":"'Health&Safety_Data'!I24","v":0},null,"Have flooding in basement corrected"]
[null,null,{"$f":"'Health&Safety_Data'!C25","v":0},null,"Have Hot Water Heater serviced to reduce CO levels",null,null,null,null,null,null,null,"Get landlord to correct condition"]
[null,null,null,null,null,null,null,null,null,null,null,null,"Other: "]
[]
[null,null,"Notes:"]
[]
[]
[null,null,"Moisture Conditions Observed (check all that apply)"]
[null,null,{"$f":"'Health&Safety_Data'!C32","v":0},null,"Inadequate Ventilation",null,null,null,"Mold/Mildew",null,null,null,"Standing Water"]
[null,null,null,null,"Incorrect Venting",null,{"$f":"'Health&Safety_Data'!F33","v":0},null,"Condensation",null,null,null,"Rot"]
[]
[null,null,"Description:"]
[]
[null,null,"Other H&S Conditions Observed (check all that apply)"]
[null,null,null,null,"IAQ",null,null,null,"Sewer",null,{"$f":"'Health&Safety_Data'!I38","v":0},null,"Asbestos"]
[null,null,null,null,"Structural",null,{"$f":"'Health&Safety_Data'!F39","v":0},null,"Electrical",null,null,null,"Vermiculite"]
[]
[null,null,"Description:"]

{"sheet":"H&S Heating&AC","index":34,"n_rows":74,"n_cols":13,"rows_kept":74,"cut":false,"hidden":true,"merged":[[76,5,76,13],[67,5,67,6],[67,8,67,9],[67,11,67,12],[68,5,68,6],[68,8,68,9],[68,11,68,12],[70,7,70,9],[70,10,70,12],[71,4,71,5],[71,10,71,12],[73,3,74,13],[64,3,64,4],[64,9,64,12],[65,3,65,6],[66,5,66,6],[66,8,66,9],[66,11,66,12],[61,3,61,4],[61,9,61,12],[62,3,62,4],[62,9,62,12],[63,3,63,4],[63,9,63,12],[54,4,54,5],[54,10,54,12],[56,3,57,13],[59,2,59,13],[60,3,60,4],[60,9,60,12],[51,5,51,6],[51,8,51,9],[51,11,51,12],[53,4,53,5],[53,7,53,9],[53,10,53,12],[48,3,48,6],[49,5,49,6],[49,8,49,9],[49,11,49,12],[50,5,50,6],[50,8,50,9],[50,11,50,12],[45,3,45,4],[45,9,45,12],[46,3,46,4],[46,9,46,12],[47,3,47,4],[47,9,47,12],[38,4,38,5],[38,10,38,12],[40,3,41,13],[43,2,43,13],[44,3,44,4],[44,9,44,12],[35,5,35,6],[35,8,35,9],[35,11,35,12],[37,4,37,5],[37,7,37,9],[37,10,37,12],[32,3,32,6],[33,5,33,6],[33,8,33,9],[33,11,33,12],[34,5,34,6],[34,8,34,9],[34,11,34,12],[29,3,29,4],[29,9,29,12],[30,3,30,4],[30,9,30,12],[31,3,31,4],[31,9,31,12],[20,2,20,3],[20,4,20,5],[24,3,25,11],[27,2,27,13],[28,3,28,4],[28,9,28,12],[8,2,8,5],[13,3,13,5],[14,3,15,11],[17,2,17,5],[19,2,19,3],[19,4,19,5]]}
[]
[]
[null,"Health & Safety: Heating and Air Conditioning"]
[]
[]
[null,null,"Project Number",{"$f":"IF([1]Cert_Agreement!C4=\"\",\"\",[1]Cert_Agreement!C4)","v":""}]
[null,null,"Date",{"$f":"IF([1]Cert_Agreement!J7=\"\",\"\",[1]Cert_Agreement!J7)","v":""}]
[]
[null,null,"CAZ Pressure Diagnostics"]
[null,null,null,null,null,null,null,"Test In",null,null,"Test Out"]
[null,null,"Baseline Pressure WRTO:",null,null,null,null,null,"Pa",null,null,"Pa"]
[null,null,"Worst Case Pressure WRTO:",null,null,null,null,null,"Pa",null,null,"Pa"]
[null,null,"Pressure Difference:",null,null,null,null,null,"Pa",null,null,"Pa"]
[]
[null,null,"Notes:"]
[]
[]
[null,null,"Combustion Safety test in (Tested at worst case)"]
[null,null,null,null,null,null,null,"Test In",null,null,"Test Out"]
[null,null,"CAZ Ambient CO:",null,null,null,null,null,"ppm",null,null,"ppm"]
[null,null,"Worst Case Pressure WRTO:",null,null,null,null,null,"ppm",null,null,"ppm"]
[]
[null,null,"Gas Leak:"]
[]
[null,null,"Notes:"]
[null,null,null,null,null,null,null,null,null,null,null,null," "]
[]
[null,null,"Combustion Appliance No. 1"]
[null,null,"Location:",null,null,null,null,null,"Detail:"]
[null,null,"Type:",null,null,null,null,null,"Venting:"]
[null,null,"B.T.U.:",null,null,null,null,null,"Distribution:"]
[null,null,"Fuel:",null,null,null,null,null,"Year of Mfg.:"]
[null,null,null,"Test In",null,null,null,null,null,null,"Test Out"]
[null,null,"CO Flue:",null,"ppm",null,null,null,null,null,"ppm"]
[null,null,"CO Ambient:",null,"ppm",null,null,null,null,null,"ppm"]
[null,null,"Draft:",null,"Pa",null,null,null,null,null,"Pa"]
[]
[null,null,null,null,"Test In",null,null,null,null,null,"Test Out"]
[null,null,null,"Spillage:"]
[]
[null,null,"Notes:"]
[]
[]
[null,null,"Combustion Appliance No. 2"]
[null,null,"Location:",null,null,null,null,null,"Detail:"]
[null,null,"Type:",null,null,null,null,null,"Venting:"]
[null,null,"B.T.U.:",null,null,null,null,null,"Distribution:"]
[null,null,"Fuel:",null,null,null,null,null,"Year of Mfg.:"]
[null,null,null,"Test In",null,null,null,null,null,null,"Test Out"]
[null,null,"CO Flue:",null,"ppm",null,null,null,null,null,"ppm"]
[null,null,"CO Ambient:",null,"ppm",null,null,null,null,null,"ppm"]
[null,null,"Draft:",null,"Pa",null,null,null,null,null,"Pa"]
[]
[null,null,null,null,"Test In",null,null,null,null,null,"Test Out"]
[null,null,null,"Spillage:"]
[]
[null,null,"Notes:"]
[]
[]
[null,null,"DHW"]
[null,null,"Location:",null,null,null,null,null,"Detail:"]
[null,null,"Type:",null,null,null,null,null,"Venting:"]
[null,null,"B.T.U.:",null,null,null,null,null,"Distribution:"]
[null,null,"Fuel:",null,null,null,null,null,"Year of Mfg.:"]
[null,null,"Size(gallons):",null,null,null,null,null,"Energy Factor:"]
[null,null,null,"Test In",null,null,null,null,null,null,"Test Out"]
[null,null,"CO Flue:",null,"ppm",null,null,null,null,null,"ppm"]
[null,null,"CO Ambient:",null,"ppm",null,null,null,null,null,"ppm"]
[null,null,"Draft:",null,"Pa",null,null,null,null,null,"Pa"]
[]
[null,null,null,null,"Test In",null,null,null,null,null,"Test Out"]
[null,null,null,"Spillage:"]
[]
[null,null,"Notes:"]

{"sheet":"Development","index":35,"n_rows":234,"n_cols":5,"rows_kept":234,"cut":false,"hidden":true,"merged":[]}
[]
[null,{"$f":"B6&\" Home Energy Assessment\"","v":"2023 Home Energy Assessment"}]
[null,"Home Energy Assessment"]
[null,"1.0","Current Version (Customer Inputs, Eligibility Table)"]
[null,"1.1.2023","Current Effective Date (Eligibility Table)"]
[null,2023,"Program Year"]
[]
[null,"Date","Description","Initials","Version"]
[null,"3.23.18","Updated version number and effective date","km","draft_1.1"]
[null,"3.23.18","Corrected text on Recommendations tab from \"2lp, 1 x 4 Fluorescent, T8 to LED, 2x4 Panel, 30 watts\" to \"2lp, 1 x 4 Fluorescent, T8 to LED, 1x4 Panel, 30 watts\"","km","draft_1.1"]
[null,"3.23.18","Corrected error on Recommendations tab, rebate in column M was multiplying the rebate per unit (which was the total rebate for all units on a line) by the number of units; double counting. Rebate per unit has been changed to rebate per ton, Rebate now sums total rebate per recommendation.","km","draft_1.2"]
[null,"3.26.18","Updated \"Proposed Qty\" to \"Proposed Tons\" for HVAC on the recommendations tab","km","draft_1.3"]
[null,"3.26.18","Updated Lighting rebate amounts to be consistent with current program offering'","km","draft_1.3"]
[null,"4.10.2018","Updated Cover tab to reflect 2018","ed","draft_1.3"]
[null,"4.10.2018","Dragged formula down through Lighting Recommdentations on Recommendation tab to match updated lighting rebate values","ed","draft_1.3"]
[null,"4.11.18","Corrected measure code reference for 2lp 1x4","KM","draft_1.4"]
[null,"4.11.18","Added \"Add VFD\" to 1-4hp motors on recommendations tab","km","draft_1.4"]
[null,"4.11.18","Corrected reference error for PTACs ","km","draft_1.4"]
[null,"4.12.18","Correceted rebate calculation for AC Recommendations","KM","draft_1.5"]
[null,"4.16.18","Added Clear Inputs button to Other Data Collection tab","KM","draft_1.5"]
[null,"4.16.18","Updated Geothermal data collection to use new cataegories and not provide a recommendation","KM","draft_1.6"]
[null,"4.16.18","Corrected error in Operating cost calculation for HVAC on Project summary tab. Calc was referencing savings kWh instead of proposed kWh","KM","draft_1.7"]
[null,null,"Updated Tier 0 logic for AC recommendations to reflect new part load criteria",null,"draft_1.7"]
[null,"4.18.18","Corrected Proposed Tons calculation on recommendations tab to total up the tons/unit multiplied by  qty","KM","draft_1.8"]
[null,"4.19.18","Updated AC rebate amounts, on the AC references tab, for the >20&<63 units to be consistent with current rebate values","ED","draft_1.9"]
[null,"4.23.18","Updated protection on the Other Data Collection tab to allow for the the Clear Inputs button to function properly","KM","draft_1.10"]
[null,"5.8.18","Corrected lookup on AC Calculations tab to correctly populate values for PTAC units","KM","draft_1.1"]
[null,"5.14.18","Additional correction to PTAC and PTHP lookups","KM","draft_1.13"]
[null,"6.6.18","Corrected Existing operating costs on project summary tab for HVAC to include heating usage","KM","draft_1.14"]
[null,"6.07.18","Updated effective date to 6.7.18 and version to 1.0","ED",1]
[null,"8.31.18","Added radio buttons to Lighting Data Collection sheet to allow for Fast Track or Performance Lighting selection","KM","draft_1.15"]
[null,"8.31.18","Updated lighting references tab as well as recommendations tab to adjust rebate type based on program selection","KM","draft_1.15"]
[null,"9.6.18","Updated lighting references tab to account for the stimulus performance based number (.30, .15, .10)","ED","draft_1.16"]
[null,"9.10.18","Changed \"IF\" to \"OF\" on Exec Summary - This end use makes up roughly X% OF the facilities eletric load.","ED","draft_1.17"]
[null,"9.10.18","Exec Summary - Updated PSEG link to reflect site update ","ED","draft_1.17"]
[]
[null,"8.13.2019","Updated to \"PSEGLI Home Energy Audit Tool\" ","ED","Version1.0_Draft1"]
[null,"8.13.2019","Updated all CEP references on delveopment tap to reflect 2020 Home Energy Audit 1.1.2020","ED","Version1.0_Draft1"]
[null,"8.13.2019","Lighting and References Tab: Renamed \"Lighting References\" tab to \"Lighting and Appliances References\"","ED","Version1.0_Draft1"]
[null,"8.13.2019","Lighting and Referencces Tab: Hid all CEP references","ED","Version1.0_Draft1"]
[null,"8.13.2019","Lighting and References Tab: Added tables for Drop Downs that correspond with Appliances and Lighting Tabs - \"Appliances\", \"Appliances Location\", \"Lighting\", \"Lighting Location\" - Also added these four drop downs to the \"Name Manager\"","ED","Version1.0_Draft1"]
[null,"8.13.2019","Menu Tab: Renamed \"Facility Data\" link to \"Home Data\"","ED","Version1.0_Draft1"]
[null,"8.13.2019","Home Data Tab: Renamed \"Facility Data\" to \"Home Data\"","ED","Version1.0_Draft1"]
[null,"8.13.2019","Home Data Tab: Removed all CEP specific inputs and added any Resi Inputs based on Steve Wagner's \"2020 HPwES HEA Draft\" document","ED","Version1.0_Draft1"]
[null,"8.13.2019","Home Data Tab: Removed \"Facility Type\" pop-up","ED","Version1.0_Draft1"]
[null,"8.13.2019","Development Tab: Updated Tool name to \"Home Energy Audit Tool\"","ED","Version1.0_Draft1"]
[null,"8.13.2019","Lighting Data Collection Tab: Removed CEP specific inputs and updated to Resi inputs as per \"2020 HPwES HEA Draft\"","ED","Version1.0_Draft1"]
[null,"8.13.2019","Lighting Data Collection: Added drop downs for Lighting Type, Location, ENERGY STAR, Working fields","ED","Version1.0_Draft1"]
[null,"8.13.2019","Appliances Data Collection: Added this new tab (Copied Lighting Data collection tab)- Removed any CEP specific inputs and updated to Resi inputs as per \"2020 HPwES HEA Draft\"","ED","Version1.0_Draft1"]
[null,"8.13.2019","Appliances Data Collection: Added drop down for \"Appliance Type\", \"Location\", \"Working\" ,and \"ENERGY STAR\"","ED","Version1.0_Draft1"]
[null,"8.14.2019","AC References Tab: Hid all CEP references","ED","Version1.0_Draft2"]
[null,"8.14.2019","AC References Tab: Added drop downs for \"System Type\", \"Heating Source\", \"Age\", and \"Equipment Type\" -Also added these drop downs to \"Name Manager\" - All drop down inputs from \"2020 HPwES HEA\" draft","ED","Version1.0_Draft2"]
[null,"8.14.2019","HVAC Data Collection Tab: Removed CEP Specific Inputs and updated to Resi inputs as per \"2020 HPwES HEA Draft\"","ED","Version1.0_Draft2"]
[null,"8.14.2019","DHW Data Collection Tab: Renamed the \"Motors\" Tab to \"DHW\" Collection Tab","ED","Version1.0_Draft2"]
[null,"8.14.2019","DHW References: Added new tab for \"DHW References\"","ED","Version1.0_Draft2"]
[null,"8.14.2019","DHW References Tab: Added fields for \"Heating Source\", \"System Type\", \"Age\", \"Location\" - Also added these to Name Manager","ED","Version1.0_Draft2"]
[null,"8.14.2019","DHW Data Collection: Removed leftover CEP Inputs and updated to Resi inputs per \"2020 HPwES HEA Draft\"","ED","Version1.0_Draft2"]
[null,"8.14.2019","DHW Data Collection: Added drop downs for \"Heating Source\", \"Age\", \"System Type\", \"Location\"","ED","Version1.0_Draft2"]
[null,"8.14.2019","Thermostats and Controls Data Tab: Added new tab","ED","Version1.0_Draft2"]
[null,"8.14.2019","HEA_References Tab: Added new References Tab for ALL HEA References ","ED","Version1.0_Draft2"]
[null,"8.14.2019","HEA_References Tab: Moved all Lighting, Appliances, DHW, and HVAC References to HEA References Tab","ED","Version1.0_Draft2"]
[null,"8.15.2019","Air Sealing Data Collection Tab: Added new tab","ED","Version1.0_Draft3"]
[null,"8.15.2019","Air Sealing Data Collection Tab: Added Resi inputs per \"2020 HPwES HEA Draft\"","ED","Version1.0_Draft3"]
[null,"8.15.2019","HEA_Ref Tab: Added Location for Air Sealing, includs Drop down data and added to Name Manager","ED","Version1.0_Draft3"]
[null,"8.15.2019","Insulation Levels Data Tab: Added new tab - Added resi inputs per \"2020 HPwES HEA Draft\"","ED","Version1.0_Draft3"]
[null,"8.15.2019","Insulation Levels Tab: Added drop downs for \"Location\", \"Condition\", \"R-Value\"","ED","Version1.0_Draft3"]
[null,"8.15.2019","HEA_Ref Tab: Added Insulation Levels fields - Drop Downs for \"Location\", \"Condition\", \"R-Level\" - Added to Name Manager","ED","Version1.0_Draft3"]
[null,"8.15.2019","HEA_Ref Tab: Added \"Duct Sealing\" section - Includes drop down fields for \"Primary Duct Location\" ","ED","Version1.0_Draft3"]
[null,"8.15.2019","Duct Sealing Data Tab: Added new tab - included Resi inputs as per \"2020 HPwES HEA Draft\" document","ED","Version1.0_Draft3"]
[null,"8.15.2019","HEA Ref Tab: Added \"Windows\" Section - Includes drop down fields for \"Location\", \"Type\", , \"Quantity\",and \"Frame Type\"; also added to Name Manager","ED","Version1.0_Draft3"]
[null,"8.15.2019","Windows Tab: Added New Tab - Includes all resi inputs as per \"2020 HPwES HEA Draft\" Document","ED","Version1.0_Draft3"]
[null,"8.15.19","Menu Tab: Added and updated links for the following Tabs: Lighting, Appliances, HVAC, DHW,  Thermostats, Air Sealing, Insulation Levels, Duct Sealing, Windows","ED","Version1.0_Draft3"]
[null,"8.15.19","Name Manager: Updated the \"Data Entry\" Name's in Name Manager to account for Lighting, Appliances, HVAC, DHW, Thermostats, Air Sealing, Insulation Levels, Duct Sealing, Window - Updated all references for each item","ED","Version1.0_Draft3"]
[null,"8.15.19","VBA- Lighting Data Collection: Updated code to include all 10 of the \"Data_Entry\" Names from the Name Manager ","ED","Version1.0_Draft3"]
[null,"8.15.19","All Data Collection Tab: Updated \"Next\" and \"Back\" button links to reflect updated/new tabs","ED","Version1.0_Draft3"]
[null,"8.15.19","Development Tab: Changed \"Home Energy Audit\" to \"Home Energy Assessment\"","ED","Version1.0_Draft3"]
[null,"8.15.19","Cover Tab: Removed all CEP language and updated with Resi language","ED","Version1.0_Draft3"]
[null,"8.15.19","Exec Summary: Removed all CEP language and updated with Resi language as per the \"2020 HPwES HEA Draft\"","ED","Version1.0_Draft3"]
[null,"8.19.19","End Use Graph: Started formatting tab to reflect a summary page- added in formulas to link cells back to the data collection pages","ED","Version 1.0_Draft4"]
[null,"8.19.19","Billing Data Collection Tab: Hidden as per Steve Wagner","ED","Version 1.0_Draft6"]
[null,"8.19.19","Name Manager: Added \"HEA_Lighting_Clear\" 1-11 to Name Manager ","ED","Version 1.0_Draft6"]
[null,"8.19.19","Lighting Data Collection: Updated code on Clear Inputs button to account for \"HEA_Lighting_Clear\" 1-11 enabling Clear Inputs button to work","ED","Version 1.0_Draft6"]
[null,"8.26.19","Name Manager: Added \"HEA_APL_Clear\" 1-10 to Name Manager ","ED","Version 1.0_Draft7"]
[null,"8.26.19","Appliances Data Collection: Updated code on Clear Inputs button to account for \"HEA_APL_Clear\" 1-10","ED","Version 1.0_Draft7"]
[null,"8.26.19","Name Manager: Added \"HEA_HVAC_Clear\" 1-4 to Name Manager","ED","Version 1.0_Draft8"]
[null,"8.26.19","HVAC Data Collection Tab: Updated code on Clear Inputs buttong to account for \"HEA_HVAC_Clear\" 1-4","ED","Version 1.0_Draft8"]
[null,"8.26.19","Name Manager: Added \"HEA_DHW_Clear\" 1-2 to Name Manager","ED","Version 1.0_Draft8"]
[null,"8.26.19","DHW Data Collection Tab: Updated code on Clear Inputs button to account for \"HEA_DHW_Clear\" 1-2","ED","Version 1.0_Draft8"]
[null,"8.26.19","Name Manager: Added \"HEA_Therms_Clear\" 1-2 to Name Manager","ED","Version 1.0_Draft8"]
[null,"8.26.19","Therms Data Collection Tab: Updated code on Clear Inputs tab to account for \"HEA_Therms_Clear\"1-2","ED","Version 1.0_Draft8"]
[null,"8.26.19","Name Manager: Added \"HEA_AirSealing_Clear\" 1-2 to Name Manager","ED","Version 1.0_Draft8"]
[null,"8.26.19","Air Sealing Data Collection Tab: Update code on Clear inputs button to account for \"HEA_AirSealing_Clear\" 1-2","ED","Version 1.0_Draft8"]
[null,"8.26.19","Name Manager: Added \"HEA_Insulation_Clear\" 1-7","ED","Version 1.0_Draft8"]
[null,"8.26.19","Insulation Data Collection Tab: Updated code on clear inputs buttong to accoutn for \"HEA_Insulation_Clear\" 1-7","ED","Version 1.0_Draft8"]
[null,"8.26.19","Name Manager: Added \"HEA_Duct_Clear\" 1-4 to Name Manager","ED","Version 1.0_Draft8"]
[null,"8.26.19","Duct Collection Tab: Updated code on clear inputs tab to account for \"HEA_Duct_Clear\" 1-4","ED","Version 1.0_Draft8"]
[null,"8.26.19","Name Manager: Added \"HEA_Window_Clear\" 1-5 to Name Manager","ED","Version 1.0_Draft8"]
[null,"8.26.19","Window Data Collection Tab: Updated code on clear inputs to account for \"HEA_Window_Clear\" 1-5","ED","Version 1.0_Draft8"]
[null,"8.27.19","Name Manager: Added \"HEA_Other_Clear\" 1-17 to Name Manager","ED","Version 1.0_Draft9"]
[null,"8.27.19","Other Data Collection Tab: Updated code on clear inputs tab to account for \"HEA_Other_Clear\" 1-17","ED","Version 1.0_Draft9"]
[null,"8.27.19","HEA Ref Tab: Added all EEP appliances to the \"Appliances\" Drop Down","Ed","Version 1.0_Draft9"]
[null,"8.27.19","HEA Ref Tab: Added Fuel Source Drop down items under Appliances","ED","Version 1.0_Draft9"]
[null,"8.27.19","Name Manager: Added HEA_Appl_FuelSource to Name Manager","ED","Version 1.0_Draft9"]
[null,"8.27.19","Appliances Data Collection Tab: Added Fuel Source Field and drop down","ED","Version 1.0_Draft9"]
[null,"8.27.19","Appliances Data Collection Tab: reformatted all Data Collection sections","ED","Version 1.0_Draft9"]
[null,"8.27.19","Name Manager \"HEA_APL_Clear\" - Updated fields in Name Manager to account for new Fuel Source Drop Down","ED","Version 1.0_Draft9"]
[null,"8.27.19","HVAC Data Collection Tab: Changed \"Heating Source\" fields to \"Fuel Source\"","ED","Version 1.0_Draft9"]
[null,"8.27.19","DHW Data Collection Tab: Changed \"Heating Source\" fields to \"Fuel Source\"","ED","Version 1.0_Draft9"]
[null,"8.27.19","Air Sealing Data Collection Tab: Removed \"Location\" fields and drop downs; added \"Square Footage\" field","ED","Version 1.0_Draft9"]
[null,"8.27.19","Menu: Removed Billing Data Collection Link","ED","Version 1.0_Draft9"]
[null,"8.27.19","Next and Back Buttons: Removed Billiong Data Collection links","ED","Version 1.0_Draft9"]
[null,"8.27.19","End Use Graph: Changed name of tab to \"HEA_Summary\"","ED","Version 1.0_Draft9"]
[null,"8.27.19","HEA_Summary Tab: Continued adding summary items and linking back to proper data collection tabs","ED","Version 1.0_Draft9"]
[null,"8.27.19","Exec Summary Tab: Updated link in \"Next\" button to account for \"HEA_Summary\" Tab","ED","Version 1.0_Draft9"]
[null,"8.29.19","HEA_Summary Tab: Continued adding summary items and linking back to proper data collection tabs","ED","Version 1.0_Draft10"]
[null,"9.3.19","HEA_Summary 2 Tab: Added Summary 2 tab to split up Summary","ED","Version 1.0_Draft11"]
[null,"9.3.19","Exec Summary Tab: Formatted to meet HPwES needs - Utilized the 2020 HPwES DRAFT document for language; Added fields from \"Home Data\" tab and linked those fields to proper \"Home Data\" cells","ED","Version 1.0_Draft11"]
[null,"9.3.19","Other Data Collection Tab: Results Button - Updated code to remove \"End use Graph\" tab and include \"HEA_Summary\" and \"HEA_Summary_2\" tabs ","ED","Version 1.0_Draft11"]
[null,"9.3.19","Project Summary Tab: Changed to \"Heating and Cooling\"","ED","Version 1.0_Draft11"]
[null,"9.3.19","Summary: Heating and Cooling Tab: Removed all formatting and calcs"]
[null,"9.3.19","Summary:Heating and Coling Tab: Added photo of ASHP from PSEGLI website","ED","Version 1.0_Draft11"]
[null,"9.3.19","Summary:Heating and Cooling Tab: Added fields from HVAC Data Collection Tab and linked those fields back to HVAC Tab","ED","Version 1.0_Draft11"]
[null,"9.3.19","Summary:Heating and Cooling Tab: Added language from 2020 HPwES Draft","ED","Version 1.0_Draft11"]
[null,"9.3.19","Exec Summary Tab: Removed code that hid row 8","Ed","Version 1.0_Draft11"]
[null,"9.3.19","Summary:Lighting and Appliances Tab: Added this new tab","ED","Version 1.0_Draft11"]
[null,"9.3.19","Summary:Lighting and Appliances Tab: Added 10 sections to capture data from Lighting Data Collection","ED","Version 1.0_Draft11"]
[null,"9.3.19","Summary:Lighting and Appliances Tab: Added code to tab to hide lighting sections 5-10 unless data is populated","ED","Version 1.0_Draft11"]
[null,"9.3.19","Summary: Lighting and Appliances Tab: Added 10 sections to capture data from Appliances Data Collection","ED","Version 1.0_Draft11"]
[null,"9.3.19","Summary:Lighting and Appliances Tab: Added code to tab to hide appliance sections 5-10 unless data is populated","ED","Version 1.0_Draft11"]
[null,"9.4.19","Summary:Lighting and Appliances Tab: Added language and pictures to the tab from the 2020 HPwES Draft","ED","Version 1.0_Draft12"]
[null,"9.6.19","Summary:DHW Tab: Added DWH Tab","ED","Version 1.0_Draft13"]
[null,"9.6.19","Summary:DHW Tab: Added two sections to capute DHW Data from DHA Data Collection Tab","ED","Version 1.0_Draft13"]
[null,"9.6.19","Summary:DHW Tab: Added language and images per the 2020 HPwES draft","ED","Version 1.0_Draft13"]
[null,"9.6.19","Summary:Therm and Controls Tab: Added Therm and Controls Tab","ED","Version 1.0_Draft13"]
[null,"9.6.19","Summary:Therm and Controls Tab: Added two sections to capture Therms and Controls data from Data Collection Tab","ED","Version 1.0_Draft13"]
[null,"9.6.19","Summary:Therm and Controls Tab: Added language and images per the 2020 HPwES draft","ED","Version 1.0_Draft13"]
[null,"9.6.19","Summary:Air Sealing Tab: Added Air Sealing Tab","ED","Version 1.0_Draft13"]
[null,"9.6.19","Summary:Air Sealing Tab: Added two sections to cature Air Sealing Data from Data Collection Tab","ED","Version 1.0_Draft13"]
[null,"9.6.19","Summary:Air Sealing Tab: Added language and images per the 2020 HPwES Draft","ED","Version 1.0_Draft13"]
[null,"9.6.19","Summary:Insulation Levels Tab: Added Insulation Levels Tab ","ED","Version 1.0_Draft13"]
[null,"9.6.19","Summary:Insulation Levels Tab: Added 6 sections to captures Insulation Levels data from Data Collection Tab","ED","Version 1.0_Draft13"]
[null,"9.6.19","Summary:Insulation Levels Tab: Added language and images oer the 2020 HPwES Draft","ED","Version 1.0_Draft13"]
[null,"9.6.19","Summary:Duct Sealing Data Tab: Added new tab - included Resi inputs as per \"2020 HPwES HEA Draft\" document","ED","Version 1.0_Draft13"]
[null,"9.6.19","Summary:Duct Sealing Data Tab: Added 4 sections to capture data from data collection tab","ED","Version 1.0_Draft13"]
[null,"9.9.19","Summary: Windows: Added Windows Tab","ED","Version1.0_draft14"]
[null,"9.9.19","Summay:Windows: Added 5 sections to captures window data from data collection tab","ED","Version1.0_draft14"]
[null,"9.9.19","All Summary Tab: Added Number designation to fields - I.E. \"Window 1\"","ED","Version1.0_draft14"]
[null,"9.9.19","Summary: Windows Tab: Added Language and images per the 2020 HPwES Draft","ED","Version1.0_draft14"]
[null,"9.9.19","Other Data Collection Tab: \"Clear Inputs\" button- Updated code to align with new tabs \"HEA_Summary\" and \"HEA_Summary2\"","ED","Version1.0_draft14"]
[null,"9.9.19","All Summary Tabs: Updated links for all \"Next\" buttons to account for new summary tabs","ED","Version1.0_draft14"]
[null,"9.9.19","Other Data Collection Tab: \"Results\" button - Updated code with all new Summary Tabs to populate when \"Results\" is clicked","ED","Version1.0_draft14"]
[null,"9.11.19","HEA_Summary Tab: Linked all inputs on pageto corresponding data collection ages","ED","Version1.0_draft15"]
[null,"9.11.19","HEA_Summary Tab_2: Linked all inputs on pageto corresponding data collection ages","ED","Version1.0_draft15"]
[null,"9.11.19","Summary:Windows Tab: Linked all fields on page to corresponding data collection pages","ED","Version1.0_draft15"]
[null,"9.11.19","Summary:Duct SealingTab : Linked all fields on page to corresponding data collection pages","ED","Version1.0_draft15"]
[null,"9.11.19","Summary:Insulation Levels Tab: Linked all fields on page to corresponding data collection pages","ED","Version1.0_draft15"]
[null,"9.11.19","Summary:Air Sealing Tab: Linked all fields on page to corresponding data collection pages","ED","Version1.0_draft15"]
[null,"9.12.19","Summary: Smart Therms and Controls: Linked all fields on page to corresponding data collection page","ED","Version1.0_draft16"]
[null,"9.12.19","Summary: DHW: Linked all fields on page to corresponding data collection page","ED","Version1.0_draft16"]
[null,"9.12.19","Summary: Heating and Cooling: Linked all fields on page to corresponding data collection page","ED","Version1.0_draft16"]
[null,"9.12.19","Summary: Lighting & Appliances: Linked all fields on page to corresponding data collection page","ED","Version1.0_draft16"]
[null,"9.30.19","Menu Tab: Fixed formatting for links","ED","Version1.0_draft18"]
[null,"9.30.19","Menu Tab: Updated code for \"Results\" button to account for all new tabs","ED","Version1.0_draft18"]
[null,"9.30.19","HEA Ref Tab: Added Rate code field and drop down values","ES","Version1.0_draft18"]
[null,"9.30.19","HEA Ref Tab: Added Rate Code drop down to name manager","ED","Version1.0_draft18"]
[null,"10.01.19","Appliances Data Collection Tab: Added 10 more sections ","ED","Version1.0_draft19"]
[null,"10.01.19","Lighting Data Collection Tab: Fixed formatting for inputs","ED","Version1.0_draft19"]
[null,"10.01.19","Appliances Data Collection Tab: Fixed formatting for inputs","ED","Version1.0_draft19"]
[null,"10.01.19","HVAC Data Collection TabL Fixed Formatting for inputs","ED","Version1.0_draft19"]
[null,"10.01.19","Insulation Data Collection Tab: Fixed formatting for inputs","ED","Version1.0_draft19"]
[null,"10.18.19","HEA Summary 1 and 2 Tabs: Updated formatting to include orange boxes around inputs, similar to data collection tabs","ED","Version1.0_draft20"]
[null,"10.30.19","Hea Ref - Added two tables to name manager \"Orientation\" and \"Foundation\"","ED","Version1.0_draft23"]
[null,"10.30.19","Home Data - Added drop downs to \"Orientation\" and \"Foundation\" inputs","ED","Version1.0_draft23"]
[null,"10.30.19","Lighting Data Collection Tab: Removed drop down in quantity field; made it a manual input","ED","Version1.0_draft23"]
[null,"10.30.19","Appliances Data Collection Tab: Removed Air Purifiers, APS, Dehumidifier, Exhaust Fan, and HPWH from Appliance Drop Down","ED","Version1.0_draft23"]
[null,"10.30.19","HVAC Tab: Added ASHP to Heating and Cooling system type drop downs","ED","Version1.0_draft23"]
[null,"10.30.19","DHW Tab: Added On Demand and HPWH to system Type drop down","ED","Version1.0_draft23"]
[null,"10.30.19","Insulation Tab: Removed drop down for Recommended R Value - Now a manual Input","ED","Version1.0_draft23"]
[null,"10.30.19","Windows Tab: Removed drop down for quantity - Now a manual input","ED","Version1.0_draft23"]
[null,"10.30.19","HEA Tab: Added table for Window Insulation under Windows section - Added to Name Manager","ED","Version1.0_draft23"]
[null,"10.30.19","Windows Tab: Added a field and drop down for Window Insulation","ED","Version1.0_draft23"]
[null,"10.30.19","Windows Tab: Updated All \"Window Clear\" names in Name Manager to account for addition of new field","ED","Version1.0_draft23"]
[null,"10.30.19","HEA SUmmary 1 and 2 Tabs: Made these tabs \"Very Hidden\" - will not use these tabs unless we find they add value","ED","Version1.0_draft23"]
[null,"11.07.2019","Lighting and Appliances Tab (Summary) - Seperated the two tabs, one lighting and one appliances","ED","Version 1.0_Draft24"]
[null,"11.07.2019","Added H&S Tab from HPDI after Exec Summary","ED","Version 1.0_Draft24"]
[null,"11.13.19","Summary Tabs: Removed LMPI Header and Footer","ED","Version 1.0_Draft25"]
[null,"11.13.19","Summary Tabs: Added ES logo to top left of each page; removed \"Home Energy Assessment\" language","ED","Version 1.0_Draft25"]
[null,"11.13.19","Heating and Cool Tab: Renamed HVAC Tab; Added new photo and added additional contact methods","ED","Version 1.0_Draft25"]
[null,"11.13.19","Domestic Hot Water Tab: Renamed to DHW Tab","ED","Version 1.0_Draft25"]
[null,"11.13.19","Appliances Tab: Added more appliance photos to align with chart","ED","Version 1.0_Draft25"]
[null,"11.14.19","Updated tab order per Steve Wagner","ED","Version 1.0_Draft26"]
[null,"11.14.19","Menu : Updated tab order and links","ED","Version 1.0_Draft26"]
[null,"11.14.19","Summary Pages: Updated Links to reflect new tab order","ED","Version 1.0_Draft26"]
[null,"11.14.19","Data Colelction Pages: Updated Links to reflect new tab order","ED","Version 1.0_Draft26"]
[null,"11.14.19","Menu Page - Updated hovering text on link to reflect link name","ED","Version 1.0_Draft26"]
[null,"11.18.19","H&S Heating&Cooling Tab: Hid Tab","ED","Version 1.0_Draft27"]
[null,"11.18.19","Health &Safety Tab: Added Health&Safety Tab from HPDI workbook","ED","Version 1.0_Draft27"]
[null,"11.18.19","Updated Links and code as needed to accommodate addition of the \"Health&Safety\" Tab ","ED","Version 1.0_Draft27"]
[null,"11.18.19","Removed all LMPI Headers and Footers","ED","Version 1.0_Draft27"]
[null,"12.19.19","Drafts 28-33 were all formatting updates","ED"]
[null,"12.19.19","Instructions Tab: Added Instructions tab for partner to use to complete tool, print tool/PDF for customer, and upload to LP Portal","ED","Version 1.0_Draft 34"]
[]
[null,"1.9.20","Locked and prepped for release","ED","Version 1.0"]
[null,"10.14.21","Dev tab: updated version number, draft number and program year","AW","Version 1.0_draft3"]
[null,"10.14.21","Instructions tab: updated Energy Star logo to most recent approved ","AW","Version 1.0_draft3"]
[null,"10.14.21","Cover: updated Energy Star logo to most recent approved","AW","Version 1.0_draft3"]
[null,"10.14.21","Executive Summary: updated Energy Star logo to most recent approved","AW","Version 1.0_draft3"]
[null,"10.14.21","Health&Safety: updated Energy Star logo to most recent approved","AW","Version 1.0_draft3"]
[null,"10.14.21","Heating and Cooling: updated Energy Star logo to most recent approved","AW","Version 1.0_draft3"]
[null,"10.14.21","DHW: updated Energy Star logo to most recent approved","AW","Version 1.0_draft3"]
[null,"10.14.21","Insulation Levels: updated Energy Star logo to most recent approved","AW","Version 1.0_draft3"]
[null,"10.14.21","Air Sealing: updated Energy Star logo to most recent approved","AW","Version 1.0_draft3"]
[null,"10.14.21","Duct Sealing: updated Energy Star logo to most recent approved","AW","Version 1.0_draft3"]
[null,"10.14.21","Thermostats and Controls: updated Energy Star logo to most recent approved","AW","Version 1.0_draft3"]
[null,"10.14.21","Lighting: updated Energy Star logo to most recent approved","AW","Version 1.0_draft3"]
[null,"10.14.21","Appliances: updated Energy Star logo to most recent approved","AW","Version 1.0_draft3"]
[null,"10.25.21","Heating and Cooling: added language to row 36 from Home Comfort website.","AW","Version 1.0_draft4"]
[null,"11.19.21","PSEG LI Logo updated to most recent approved version throughout entire workbook","AW","Version 1.0_draft5"]
[null,"12.22.21","Centered PSEG Logos","ED","Version1.0 Draft6-8"]
[null,null,"Exec Summary: Added Signature Block for Customer and Auditor"]
[null,null,"Instructions Tab: Added a row informing auditor and customer that Exec Summary must be signed"]
[null,null,"Exec Summary: Added \" I certify that the Home Energy Assessment was conducted at the address listed above.\""]
[null,"1.25.22","Adjust page layout/formatting wherever necessary so that report is printable","AW","Version1.1_draft1"]
[null,"1.26.22","Exec Summary: Adjusted formatting on row 18","AW","Version1.1_draft2"]
[]
[null,"2.25.22","Exec Summary Tab: Added \"Customer Account Number\" ","ED","Version2.0_Draft1"]
[null,"3.1.22","Exec Summary Tab: Added \"Customer Email Address\"","ED","Version2.0_Draft1"]
[]
[]
[null,"10.21.22","Dev Tab: Updated Version, Date, Effective for 2023","ED","V1_D1"]
[null,null,"Results - Appliances: Removed Lawn Equipment information"]
[null,"11.8.22","All Tabs: Updated ES PYOY Logo for 2022","ED","V1_D2"]
[]
[null,"12.29.22","Locked and Final per client approval","ED","v1"]

{"sheet":"Other References (2)","index":36,"n_rows":15,"n_cols":5,"rows_kept":15,"cut":false,"hidden":true,"merged":[]}
["equip type",null,"units"]
["Computer Equipment",null,"units…",null,"Computer Equipment"]
["Surveillance Equipment",null,"kW",null,"Surveillance Equipment"]
["Floor/Ceiling Fan",null,"Btu",null,"Floor/Ceiling Fan"]
["Space Heater",null,"HP",null,"Space Heater"]
["Gas/Smoke Sensors",null,"Therms",null,"Gas/Smoke Sensors"]
["Security System",null,null,null,"Security System"]
["Kitchen Equipment",null,null,null,"Kitchen Equipment"]
["Refrigeration",null,null,null,"Refrigeration"]
["Compressed Air",null,null,null,"Compressed Air"]
["Ice Machine",null,null,null,"Ice Machine"]
["Vending Machine",null,null,null,"Vending Machine"]
["Cash Register",null,null,null,"Cash Register"]
["ATM",null,null,null,"ATM"]
["Other…",null,null,null,"Other…"]

{"sheet":"HEA_Summary","index":37,"n_rows":74,"n_cols":14,"rows_kept":74,"cut":false,"hidden":true,"merged":[[56,11,56,12],[57,11,57,12],[53,11,53,12],[3,3,3,7],[4,3,4,7],[5,3,5,7],[55,3,55,4],[56,3,56,4],[16,3,16,4],[16,6,16,7],[29,3,29,4],[30,3,30,4],[31,3,31,4],[29,6,29,7],[30,6,30,7],[31,6,31,7],[17,3,17,4],[18,3,18,4],[57,3,57,4],[38,3,38,4],[39,3,39,4],[53,3,53,4],[54,3,54,4],[37,3,37,4],[20,3,20,4],[21,3,21,4],[22,3,22,4],[20,6,20,7],[21,6,21,7],[22,6,22,7],[72,3,72,4],[73,3,73,4],[33,3,33,4],[34,3,34,4],[72,11,72,12],[73,11,73,12],[12,3,12,4],[13,3,13,4],[14,3,14,4],[12,6,12,7],[13,6,13,7],[14,6,14,7],[12,9,12,10],[13,9,13,10],[14,9,14,10],[12,12,12,13],[13,12,13,13],[14,12,14,13],[16,9,16,10],[17,9,17,10],[3,13,3,15],[4,13,4,15],[48,3,48,4],[49,3,49,4],[47,3,47,4],[35,3,35,4],[33,6,33,7],[34,6,34,7],[35,6,35,7],[33,9,33,10],[34,9,34,10],[35,9,35,10],[33,12,33,13],[34,12,34,13],[17,6,17,7],[18,6,18,7],[18,9,18,10],[16,12,16,13],[47,11,47,12],[29,9,29,10],[30,9,30,10],[31,9,31,10],[29,12,29,13],[30,12,30,13],[31,12,31,13],[17,12,17,13],[18,12,18,13],[63,11,63,12],[50,3,50,4],[35,12,35,13],[64,11,64,12],[65,11,65,12],[48,11,48,12],[49,11,49,12],[50,11,50,12],[63,3,63,4],[64,3,64,4],[65,3,65,4],[37,6,37,7],[38,6,38,7],[39,6,39,7],[54,11,54,12],[55,11,55,12]]}
[{"$f":"Development!B3","v":"Home Energy Assessment"}]
[null,{"$f":"B7","v":"Home Energy Assessment Summary"}]
[]
[null,null,"Customer Name:",{"$f":"IF('Home Data'!C7=\"\",\"\",'Home Data'!C7)","v":""},null,null,null,null,null,null,null,null,"Assessor Name:",{"$f":"IF('Home Data'!$C$22=\"\",\"\",'Home Data'!$C$22)","v":""}]
[null,null,"Customer Address:",{"$f":"IF('Home Data'!C9=\"\",\"\",'Home Data'!C9&\", \"&'Home Data'!C11)","v":""},null,null,null,null,null,null,null,null,"Date of Assessment:",{"$f":"IF('Home Data'!$C$20=\"\",\"\",'Home Data'!$C$20)","v":""}]
[null,null,"Customer E-mail:",{"$f":"IF('Home Data'!C15=\"\",\"\",'Home Data'!C15)","v":""}]
[null,"Home Energy Assessment Summary"]
[]
[null,"Lighting"]
[]
[null,"% of Home LED Lighting:",null,null,{"$f":"'Lighting Data Collection'!I5","v":0}]
[]
[null,"Type of Lighting:",null,{"$f":"IF('Lighting Data Collection'!C9=\"\",\"\",'Lighting Data Collection'!C9)","v":""},null,null,{"$f":"IF('Lighting Data Collection'!C24=\"\",\"\",'Lighting Data Collection'!C24)","v":""},null,null,{"$f":"IF('Lighting Data Collection'!C39=\"\",\"\",'Lighting Data Collection'!C39)","v":""},null,null,{"$f":"IF('Lighting Data Collection'!C54=\"\",\"\",'Lighting Data Collection'!C54)","v":""}]
[null,"Quantity:",null,{"$f":"IF('Lighting Data Collection'!J9=\"\",\"\",'Lighting Data Collection'!J9)","v":""},null,null,{"$f":"IF('Lighting Data Collection'!J24=\"\",\"\",'Lighting Data Collection'!J24)","v":""},null,null,{"$f":"IF('Lighting Data Collection'!J39=\"\",\"\",'Lighting Data Collection'!J39)","v":""},null,null,{"$f":"IF('Lighting Data Collection'!J54=\"\",\"\",'Lighting Data Collection'!J54)","v":""}]
[null,"Watts:",null,{"$f":"IF('Lighting Data Collection'!C13=\"\",\"\",'Lighting Data Collection'!C13)","v":""},null,null,{"$f":"IF('Lighting Data Collection'!C28=\"\",\"\",'Lighting Data Collection'!C28)","v":""},null,null,{"$f":"IF('Lighting Data Collection'!C43=\"\",\"\",'Lighting Data Collection'!C43)","v":""},null,null,{"$f":"IF('Lighting Data Collection'!C58=\"\",\"\",'Lighting Data Collection'!C58)","v":""}]
[]
[null,"Type of Lighting:",null,{"$f":"IF('Lighting Data Collection'!C69=\"\",\"\",'Lighting Data Collection'!C69)","v":""},null,null,{"$f":"IF('Lighting Data Collection'!C84=\"\",\"\",'Lighting Data Collection'!C84)","v":""},null,null,{"$f":"IF('Lighting Data Collection'!C99=\"\",\"\",'Lighting Data Collection'!C99)","v":""},null,null,{"$f":"IF('Lighting Data Collection'!C114=\"\",\"\",'Lighting Data Collection'!C114)","v":""}]
[null,"Quantity:",null,{"$f":"IF('Lighting Data Collection'!J69=\"\",\"\",'Lighting Data Collection'!J69)","v":""},null,null,{"$f":"IF('Lighting Data Collection'!J84=\"\",\"\",'Lighting Data Collection'!J84)","v":""},null,null,{"$f":"IF('Lighting Data Collection'!J99=\"\",\"\",'Lighting Data Collection'!J99)","v":""},null,null,{"$f":"IF('Lighting Data Collection'!J114=\"\",\"\",'Lighting Data Collection'!J114)","v":""}]
[null,"Watts:",null,{"$f":"IF('Lighting Data Collection'!C73=\"\",\"\",'Lighting Data Collection'!C73)","v":""},null,null,{"$f":"IF('Lighting Data Collection'!C88=\"\",\"\",'Lighting Data Collection'!C88)","v":""},null,null,{"$f":"IF('Lighting Data Collection'!C103=\"\",\"\",'Lighting Data Collection'!C103)","v":""},null,null,{"$f":"IF('Lighting Data Collection'!C118=\"\",\"\",'Lighting Data Collection'!C118)","v":""}]
[]
[null,"Type of Lighting:",null,{"$f":"IF('Lighting Data Collection'!C129=\"\",\"\",'Lighting Data Collection'!C129)","v":""},null,null,{"$f":"IF('Lighting Data Collection'!C144=\"\",\"\",'Lighting Data Collection'!C144)","v":""}]
[null,"Quantity:",null,{"$f":"IF('Lighting Data Collection'!J129=\"\",\"\",'Lighting Data Collection'!J129)","v":""},null,null,{"$f":"IF('Lighting Data Collection'!J144=\"\",\"\",'Lighting Data Collection'!J144)","v":""}]
[null,"Watts:",null,{"$f":"IF('Lighting Data Collection'!C133=\"\",\"\",'Lighting Data Collection'!C13)","v":""},null,null,{"$f":"IF('Lighting Data Collection'!C148=\"\",\"\",'Lighting Data Collection'!C148)","v":""}]
[]
[]
[]
[null,"Appliances"]
[]
[]
[null,"Appliance:",null,{"$f":"IF('Appliances Data Collection'!C7=\"\",\"\",'Appliances Data Collection'!C7)","v":""},null,null,{"$f":"IF('Appliances Data Collection'!C22=\"\",\"\",'Appliances Data Collection'!C22)","v":""},null,null,{"$f":"IF('Appliances Data Collection'!C37=\"\",\"\",'Appliances Data Collection'!C37)","v":""},null,null,{"$f":"IF('Appliances Data Collection'!C52=\"\",\"\",'Appliances Data Collection'!C52)","v":""}]
[null,"ENERGY STAR®:",null,{"$f":"IF('Appliances Data Collection'!C9=\"\",\"\",'Appliances Data Collection'!C9)","v":""},null,null,{"$f":"IF('Appliances Data Collection'!C24=\"\",\"\",'Appliances Data Collection'!C24)","v":""},null,null,{"$f":"IF('Appliances Data Collection'!C39=\"\",\"\",'Appliances Data Collection'!C39)","v":""},null,null,{"$f":"IF('Appliances Data Collection'!C54=\"\",\"\",'Appliances Data Collection'!C54)","v":""}]
[null,"Age:",null,{"$f":"IF('Appliances Data Collection'!J7=\"\",\"\",'Appliances Data Collection'!J7)","v":""},null,null,{"$f":"IF('Appliances Data Collection'!J22=\"\",\"\",'Appliances Data Collection'!J22)","v":""},null,null,{"$f":"IF('Appliances Data Collection'!J37=\"\",\"\",'Appliances Data Collection'!J37)","v":""},null,null,{"$f":"IF('Appliances Data Collection'!J52=\"\",\"\",'Appliances Data Collection'!J52)","v":""}]
[]
[null,"Appliance:",null,{"$f":"IF('Appliances Data Collection'!C67=\"\",\"\",'Appliances Data Collection'!C67)","v":""},null,null,{"$f":"IF('Appliances Data Collection'!C82=\"\",\"\",'Appliances Data Collection'!C82)","v":""},null,null,{"$f":"IF('Appliances Data Collection'!C97=\"\",\"\",'Appliances Data Collection'!C97)","v":""},null,null,{"$f":"IF('Appliances Data Collection'!C112=\"\",\"\",'Appliances Data Collection'!C112)","v":""}]
[null,"ENERGY STAR®:",null,{"$f":"IF('Appliances Data Collection'!C69=\"\",\"\",'Appliances Data Collection'!C69)","v":""},null,null,{"$f":"IF('Appliances Data Collection'!C84=\"\",\"\",'Appliances Data Collection'!C84)","v":""},null,null,{"$f":"IF('Appliances Data Collection'!C99=\"\",\"\",'Appliances Data Collection'!C99)","v":""},null,null,{"$f":"IF('Appliances Data Collection'!C114=\"\",\"\",'Appliances Data Collection'!C114)","v":""}]
[null,"Age:",null,{"$f":"IF('Appliances Data Collection'!J67=\"\",\"\",'Appliances Data Collection'!J67)","v":""},null,null,{"$f":"IF('Appliances Data Collection'!J82=\"\",\"\",'Appliances Data Collection'!J82)","v":""},null,null,{"$f":"IF('Appliances Data Collection'!J97=\"\",\"\",'Appliances Data Collection'!J97)","v":""},null,null,{"$f":"IF('Appliances Data Collection'!J112=\"\",\"\",'Appliances Data Collection'!J112)","v":""}]
[]
[null,"Appliance:",null,{"$f":"IF('Appliances Data Collection'!C127=\"\",\"\",'Appliances Data Collection'!C127)","v":""},null,null,{"$f":"IF('Appliances Data Collection'!C142=\"\",\"\",'Appliances Data Collection'!C142)","v":""}]
[null,"ENERGY STAR®:",null,{"$f":"IF('Appliances Data Collection'!C129=\"\",\"\",'Appliances Data Collection'!C129)","v":""},null,null,{"$f":"IF('Appliances Data Collection'!C144=\"\",\"\",'Appliances Data Collection'!C144)","v":""}]
[null,"Age:",null,{"$f":"IF('Appliances Data Collection'!J127=\"\",\"\",'Appliances Data Collection'!J127)","v":""},null,null,{"$f":"IF('Appliances Data Collection'!J142=\"\",\"\",'Appliances Data Collection'!J142)","v":""}]
[]
[]
[]
[]
[null,"HVAC"]
[]
[]
[null,null,null,"Heating Equipment 1",null,null,null,null,null,null,null,"Heating Equipment 2"]
[null,"Equipment Type:",null,{"$f":"IF('HVAC Data Collection'!C10=\"\",\"\",'HVAC Data Collection'!C10)","v":""},null,null,null,null,null,"Equipment Type:",null,{"$f":"IF('HVAC Data Collection'!C29=\"\",\"\",'HVAC Data Collection'!C29)","v":""}]
[null,"Fuel Source:",null,{"$f":"IF('HVAC Data Collection'!C14=\"\",\"\",'HVAC Data Collection'!C14)","v":""},null,null,null,null,null,"Fuel Source:",null,{"$f":"IF('HVAC Data Collection'!C33=\"\",\"\",'HVAC Data Collection'!C33)","v":""}]
[null,"Heating Capacity:",null,{"$f":"IF('HVAC Data Collection'!C17=\"\",\"\",'HVAC Data Collection'!C17)","v":""},null,null,null,null,null,"Heating Capacity:",null,{"$f":"IF('HVAC Data Collection'!C36=\"\",\"\",'HVAC Data Collection'!C36)","v":""}]
[]
[]
[null,null,null,"Cooling Equipment 1",null,null,null,null,null,null,null,"Cooling Equipment 2"]
[null,"Equipment Type:",null,{"$f":"IF('HVAC Data Collection'!C49=\"\",\"\",'HVAC Data Collection'!C49)","v":""},null,null,null,null,null,"Equipment Type:",null,{"$f":"IF('HVAC Data Collection'!C67=\"\",\"\",'HVAC Data Collection'!C67)","v":""}]
[null,"Cooling Capacity:",null,{"$f":"IF('HVAC Data Collection'!C54=\"\",\"\",'HVAC Data Collection'!C54)","v":""},null,null,null,null,null,"Cooling Capacity:",null,{"$f":"IF('HVAC Data Collection'!C72=\"\",\"\",'HVAC Data Collection'!C72)","v":""}]
[null,"SEER:",null,{"$f":"IF('HVAC Data Collection'!C58=\"\",\"\",'HVAC Data Collection'!C58)","v":""},null,null,null,null,null,"SEER:",null,{"$f":"IF('HVAC Data Collection'!C76=\"\",\"\",'HVAC Data Collection'!C76)","v":""}]
[null,"EER:",null,{"$f":"IF('HVAC Data Collection'!E58=\"\",\"\",'HVAC Data Collection'!E58)","v":""},null,null,null,null,null,"EER:",null,{"$f":"IF('HVAC Data Collection'!E76=\"\",\"\",'HVAC Data Collection'!E76)","v":""}]
[]
[]
[null,"Domestic Hot Water"]
[]
[]
[null,"System Type:",null,{"$f":"IF('DHW Data Collection'!C8=\"\",\"\",'DHW Data Collection'!C8)","v":""},null,null,null,null,null,"System Type:",null,{"$f":"IF('DHW Data Collection'!C26=\"\",\"\",'DHW Data Collection'!C26)","v":""}]
[null,"Fuel Source:",null,{"$f":"IF('DHW Data Collection'!J6=\"\",\"\",'DHW Data Collection'!J6)","v":""},null,null,null,null,null,"Fuel Source:",null,{"$f":"IF('DHW Data Collection'!J24=\"\",\"\",'DHW Data Collection'!J24)","v":""}]
[null,"Temperature Setting:",null,{"$f":"IF('DHW Data Collection'!J10=\"\",\"\",'DHW Data Collection'!J10)","v":""},null,null,null,null,null,"Temperature Setting:",null,{"$f":"IF('DHW Data Collection'!J28=\"\",\"\",'DHW Data Collection'!J28)","v":""}]
[]
[]
[]
[null,"Thermostats and Controls"]
[]
[]
[null,"Location:",null,{"$f":"IF('Thermostats and Controls Data '!C6=\"\",\"\",'Thermostats and Controls Data '!C6)","v":""},null,null,null,null,null,"Location:",null,{"$f":"IF('Thermostats and Controls Data '!C24=\"\",\"\",'Thermostats and Controls Data '!C24)","v":""}]
[null,"Cooling Therm Type:",null,{"$f":"IF('Thermostats and Controls Data '!J6=\"\",\"\",'Thermostats and Controls Data '!J6)","v":""},null,null,null,null,null,"Cooling Therm Type:",null,{"$f":"IF('Thermostats and Controls Data '!J24=\"\",\"\",'Thermostats and Controls Data '!J24)","v":""}]

{"sheet":"HEA_Summary_2","index":38,"n_rows":63,"n_cols":14,"rows_kept":63,"cut":false,"hidden":true,"merged":[[40,3,40,4],[40,11,40,12],[37,11,37,12],[38,3,38,4],[38,11,38,12],[39,3,39,4],[39,11,39,12],[50,11,50,12],[56,11,56,12],[55,3,55,4],[50,3,50,4],[47,11,47,12],[48,11,48,12],[49,11,49,12],[53,11,53,12],[54,11,54,12],[55,11,55,12],[53,3,53,4],[54,3,54,4],[49,3,49,4],[47,3,47,4],[48,3,48,4],[59,3,59,4],[60,3,60,4],[61,3,61,4],[62,3,62,4],[56,3,56,4],[35,3,35,4],[35,11,35,12],[21,3,21,4],[22,3,22,4],[12,3,12,4],[12,11,12,12],[18,3,18,4],[19,3,19,4],[32,11,32,12],[33,3,33,4],[33,11,33,12],[34,3,34,4],[34,11,34,12],[18,11,18,12],[19,11,19,12],[21,11,21,12],[11,3,11,4],[11,11,11,12],[25,3,25,4],[24,3,24,4],[3,13,3,14],[4,13,4,14],[3,3,3,7],[4,3,4,7],[5,3,5,7],[22,11,22,12],[24,11,24,12],[25,11,25,12]]}
[{"$f":"Development!B3","v":"Home Energy Assessment"}]
[null,{"$f":"B7","v":"Home Energy Assessment Summary"}]
[]
[null,null,"Customer Name:",{"$f":"IF('Home Data'!C7=\"\",\"\",'Home Data'!C7)","v":""},null,null,null,null,null,null,null,null,"Assessor Name:",{"$f":"IF('Home Data'!$C$22=\"\",\"\",'Home Data'!$C$22)","v":""}]
[null,null,"Customer Address:",{"$f":"IF('Home Data'!C9=\"\",\"\",'Home Data'!C9&\", \"&'Home Data'!C11)","v":""},null,null,null,null,null,null,null,null,"Date of Assessment:",{"$f":"IF('Home Data'!$C$20=\"\",\"\",'Home Data'!$C$20)","v":""}]
[null,null,"Customer E-mail:",{"$f":"IF('Home Data'!C15=\"\",\"\",'Home Data'!C15)","v":""}]
[null,"Home Energy Assessment Summary"]
[]
[null,"Air Sealing"]
[]
[]
[null,"Square Footage:",null,{"$f":"IF('Air Sealing Data Collection'!C6=\"\",\"\",'Air Sealing Data Collection'!C6)","v":""},null,null,null,null,null,"Square Footage:",null,{"$f":"IF('Air Sealing Data Collection'!C24=\"\",\"\",'Air Sealing Data Collection'!C24)","v":""}]
[null,"Blower Door Reading:",null,{"$f":"IF('Air Sealing Data Collection'!J6=\"\",\"\",'Air Sealing Data Collection'!J6)","v":""},null,null,null,null,null,"Blower Door Reading:",null,{"$f":"IF('Air Sealing Data Collection'!J24=\"\",\"\",'Air Sealing Data Collection'!J24)","v":""}]
[]
[]
[null,"Insulation Levels"]
[]
[]
[null,"Location :",null,{"$f":"IF('Insulation Levels Data Collec'!C7=\"\",\"\",'Insulation Levels Data Collec'!C7)","v":""},null,null,null,null,null,"Location :",null,{"$f":"IF('Insulation Levels Data Collec'!C22=\"\",\"\",'Insulation Levels Data Collec'!C22)","v":""}]
[null,"Recommended R Value:",null,{"$f":"IF('Insulation Levels Data Collec'!J9=\"\",\"\",'Insulation Levels Data Collec'!J9)","v":""},null,null,null,null,null,"Recommended R Value:",null,{"$f":"IF('Insulation Levels Data Collec'!J24=\"\",\"\",'Insulation Levels Data Collec'!J24)","v":""}]
[]
[null,"Location :",null,{"$f":"IF('Insulation Levels Data Collec'!C37=\"\",\"\",'Insulation Levels Data Collec'!C37)","v":""},null,null,null,null,null,"Location :",null,{"$f":"IF('Insulation Levels Data Collec'!C52=\"\",\"\",'Insulation Levels Data Collec'!C52)","v":""}]
[null,"Recommended R Value:",null,{"$f":"IF('Insulation Levels Data Collec'!J39=\"\",\"\",'Insulation Levels Data Collec'!J39)","v":""},null,null,null,null,null,"Recommended R Value:",null,{"$f":"IF('Insulation Levels Data Collec'!J54=\"\",\"\",'Insulation Levels Data Collec'!J54)","v":""}]
[]
[null,"Location :",null,{"$f":"IF('Insulation Levels Data Collec'!C67=\"\",\"\",'Insulation Levels Data Collec'!C67)","v":""},null,null,null,null,null,"Location :",null,{"$f":"IF('Insulation Levels Data Collec'!C82=\"\",\"\",'Insulation Levels Data Collec'!C82)","v":""}]
[null,"Recommended R Value:",null,{"$f":"IF('Insulation Levels Data Collec'!J69=\"\",\"\",'Insulation Levels Data Collec'!J69)","v":""},null,null,null,null,null,"Recommended R Value:",null,{"$f":"IF('Insulation Levels Data Collec'!J84=\"\",\"\",'Insulation Levels Data Collec'!J84)","v":""}]
[]
[]
[]
[]
[null,"Duct Sealing"]
[]
[null,null,null,"Heating System 1",null,null,null,null,null,null,null,"Cooling System 1"]
[null,"Existing Ductwork :",null,{"$f":"IF('Duct Sealing Data Collection'!C10=\"\",\"\",'Duct Sealing Data Collection'!C10)","v":""},null,null,null,null,null,"Existing Ductwork :",null,{"$f":"IF('Duct Sealing Data Collection'!C42=\"\",\"\",'Duct Sealing Data Collection'!C42)","v":""}]
[null,"Location:",null,{"$f":"IF('Duct Sealing Data Collection'!C8=\"\",\"\",'Duct Sealing Data Collection'!C8)","v":""},null,null,null,null,null,"Location:",null,{"$f":"IF('Duct Sealing Data Collection'!C40=\"\",\"\",'Duct Sealing Data Collection'!C40)","v":""}]
[null,"Total Ductwork Length:",null,{"$f":"IF('Duct Sealing Data Collection'!J8=\"\",\"\",'Duct Sealing Data Collection'!J8)","v":""},null,null,null,null,null,"Total Ductwork Length:",null,{"$f":"IF('Duct Sealing Data Collection'!J40=\"\",\"\",'Duct Sealing Data Collection'!J40)","v":""}]
[]
[null,null,null,"Heating System 2",null,null,null,null,null,null,null,"Cooling System 2 "]
[null,"Existing Ductwork :",null,{"$f":"IF('Duct Sealing Data Collection'!C26=\"\",\"\",'Duct Sealing Data Collection'!C26)","v":""},null,null,null,null,null,"Existing Ductwork :",null,{"$f":"IF('Duct Sealing Data Collection'!C58=\"\",\"\",'Duct Sealing Data Collection'!C58)","v":""}]
[null,"Location:",null,{"$f":"IF('Duct Sealing Data Collection'!C24=\"\",\"\",'Duct Sealing Data Collection'!C24)","v":""},null,null,null,null,null,"Location:",null,{"$f":"IF('Duct Sealing Data Collection'!C56=\"\",\"\",'Duct Sealing Data Collection'!C56)","v":""}]
[null,"Total Ductwork Length:",null,{"$f":"IF('Duct Sealing Data Collection'!J24=\"\",\"\",'Duct Sealing Data Collection'!J24)","v":""},null,null,null,null,null,"Total Ductwork Length:",null,{"$f":"IF('Duct Sealing Data Collection'!J56=\"\",\"\",'Duct Sealing Data Collection'!J56)","v":""}]
[]
[]
[]
[null,"Windows"]
[]
[]
[null,"Location:",null,{"$f":"IF('Window Data Collection'!C8=\"\",\"\",'Window Data Collection'!C8)","v":""},null,null,null,null,null,"Location:",null,{"$f":"IF('Window Data Collection'!C24=\"\",\"\",'Window Data Collection'!C24)","v":""}]
[null,"Quantity:",null,{"$f":"IF('Window Data Collection'!C10=\"\",\"\",'Window Data Collection'!C10)","v":""},null,null,null,null,null,"Quantity:",null,{"$f":"IF('Window Data Collection'!C26=\"\",\"\",'Window Data Collection'!C26)","v":""}]
[null,"Type :",null,{"$f":"IF('Window Data Collection'!C12=\"\",\"\",'Window Data Collection'!C12)","v":""},null,null,null,null,null,"Type :",null,{"$f":"IF('Window Data Collection'!C28=\"\",\"\",'Window Data Collection'!C28)","v":""}]
[null,"ENERGY STAR®:",null,{"$f":"IF('Window Data Collection'!J10=\"\",\"\",'Window Data Collection'!J10)","v":""},null,null,null,null,null,"ENERGY STAR®:",null,{"$f":"IF('Window Data Collection'!J26=\"\",\"\",'Window Data Collection'!J26)","v":""}]
[]
[]
[null,"Location:",null,{"$f":"IF('Window Data Collection'!C40=\"\",\"\",'Window Data Collection'!C40)","v":""},null,null,null,null,null,"Location:",null,{"$f":"IF('Window Data Collection'!C56=\"\",\"\",'Window Data Collection'!C56)","v":""}]
[null,"Quantity:",null,{"$f":"IF('Window Data Collection'!C42=\"\",\"\",'Window Data Collection'!C42)","v":""},null,null,null,null,null,"Quantity:",null,{"$f":"IF('Window Data Collection'!C58=\"\",\"\",'Window Data Collection'!C58)","v":""}]
[null,"Type :",null,{"$f":"IF('Window Data Collection'!C44=\"\",\"\",'Window Data Collection'!C44)","v":""},null,null,null,null,null,"Type :",null,{"$f":"IF('Window Data Collection'!C60=\"\",\"\",'Window Data Collection'!C60)","v":""}]
[null,"ENERGY STAR®:",null,{"$f":"IF('Window Data Collection'!J42=\"\",\"\",'Window Data Collection'!J42)","v":""},null,null,null,null,null,"ENERGY STAR®:",null,{"$f":"IF('Window Data Collection'!J58=\"\",\"\",'Window Data Collection'!J58)","v":""}]
[]
[]
[null,"Location:",null,{"$f":"IF('Window Data Collection'!C72=\"\",\"\",'Window Data Collection'!C72)","v":""}]
[null,"Quantity:",null,{"$f":"IF('Window Data Collection'!C74=\"\",\"\",'Window Data Collection'!C74)","v":""}]
[null,"Type :",null,{"$f":"IF('Window Data Collection'!C76=\"\",\"\",'Window Data Collection'!C76)","v":""}]
[null,"ENERGY STAR®:",null,{"$f":"IF('Window Data Collection'!J74=\"\",\"\",'Window Data Collection'!J74)","v":""}]

{"sheet":"Heating and Cooling","index":39,"n_rows":42,"n_cols":14,"rows_kept":42,"cut":false,"hidden":true,"merged":[[4,3,4,7],[5,3,5,7],[6,3,6,7],[4,12,4,13],[5,12,5,13],[28,2,31,13],[32,2,35,13],[37,2,38,13],[8,10,8,11],[10,8,10,13],[19,8,19,13],[10,2,10,5],[19,2,19,5]]}
[]
[]
[]
[null,null,"Assessment Results"]
[null,null,"Customer Name:",{"$f":"IF('Home Data'!C7=\"\",\"\",'Home Data'!C7)","v":""},null,null,null,null,null,null,null,"Assessor Name:",{"$f":"IF('Home Data'!$C$22=\"\",\"\",'Home Data'!$C$22)","v":""}]
[null,null,"Customer Address:",{"$f":"IF('Home Data'!C9=\"\",\"\",'Home Data'!C9&\", \"&'Home Data'!C11)","v":""},null,null,null,null,null,null,null,"Date of Assessment:",{"$f":"IF('Home Data'!$C$20=\"\",\"\",'Home Data'!$C$20)","v":""}]
[null,null,"Customer E-mail:",{"$f":"IF('Home Data'!C15=\"\",\"\",'Home Data'!C15)","v":""}]
[]
[null,null,"Heating and Cooling Equipment"]
[]
[null,null,"Heating System 1",null,null,null,null,null,"Heating System 2"]
[null,null,"Equipment Type:",{"$f":"IF('HVAC Data Collection'!C10=\"\",\"\",'HVAC Data Collection'!C10)","v":""},"Quantity:",{"$f":"IF('HVAC Data Collection'!K8=\"\",\"\",'HVAC Data Collection'!K8)","v":""},null,null,null,null,"Equipment Type:",{"$f":"IF('HVAC Data Collection'!C29=\"\",\"\",'HVAC Data Collection'!C29)","v":""},"Quantity:",{"$f":"IF('HVAC Data Collection'!K27=\"\",\"\",'HVAC Data Collection'!K27)","v":""}]
[null,null,"Age:",{"$f":"IF('HVAC Data Collection'!C12=\"\",\"\",'HVAC Data Collection'!C12)","v":""},"Working:",{"$f":"IF('HVAC Data Collection'!K10=\"\",\"\",'HVAC Data Collection'!K10)","v":""},null,null,null,null,"Age:",{"$f":"IF('HVAC Data Collection'!C31=\"\",\"\",'HVAC Data Collection'!C31)","v":""},"Working:",{"$f":"IF('HVAC Data Collection'!K29=\"\",\"\",'HVAC Data Collection'!K29)","v":""}]
[null,null,"Fuel Source:",{"$f":"IF('HVAC Data Collection'!C14=\"\",\"\",'HVAC Data Collection'!C14)","v":""},"% of Heating Load:",{"$f":"IF('HVAC Data Collection'!K12=\"\",\"\",'HVAC Data Collection'!K12)","v":""},null,null,null,null,"Fuel Source:",{"$f":"IF('HVAC Data Collection'!C33=\"\",\"\",'HVAC Data Collection'!C33)","v":""},"% of Heating Load:",{"$f":"IF('HVAC Data Collection'!K31=\"\",\"\",'HVAC Data Collection'!K31)","v":""}]
[null,null,"Heating Capacity:",{"$f":"IF('HVAC Data Collection'!C17=\"\",\"\",'HVAC Data Collection'!C17)","v":""},null,null,null,null,null,null,"Heating Capacity:",{"$f":"IF('HVAC Data Collection'!C36=\"\",\"\",'HVAC Data Collection'!C36)","v":""}]
[null,null,"Efficiency:",{"$f":"IF('HVAC Data Collection'!C19=\"\",\"\",'HVAC Data Collection'!C19)","v":""},null,null,null,null,null,null,"Efficiency:",{"$f":"IF('HVAC Data Collection'!C38=\"\",\"\",'HVAC Data Collection'!C38)","v":""}]
[]
[]
[]
[null,null,"Cooling System 1",null,null,null,null,null,"Cooling System 2"]
[null,null,"Equipment Type:",{"$f":"IF('HVAC Data Collection'!C49=\"\",\"\",'HVAC Data Collection'!C49)","v":""},"Quantity:",{"$f":"IF('HVAC Data Collection'!K47=\"\",\"\",'HVAC Data Collection'!K47)","v":""},null,null,null,null,"Equipment Type:",{"$f":"IF('HVAC Data Collection'!C67=\"\",\"\",'HVAC Data Collection'!C67)","v":""},"Quantity:",{"$f":"IF('HVAC Data Collection'!K65=\"\",\"\",'HVAC Data Collection'!K65)","v":""}]
[null,null,"Age:",{"$f":"IF('HVAC Data Collection'!C51=\"\",\"\",'HVAC Data Collection'!C51)","v":""},"Working:",{"$f":"IF('HVAC Data Collection'!K49=\"\",\"\",'HVAC Data Collection'!K49)","v":""},null,null,null,null,"Age:",{"$f":"IF('HVAC Data Collection'!C69=\"\",\"\",'HVAC Data Collection'!C69)","v":""},"Working:",{"$f":"IF('HVAC Data Collection'!K67=\"\",\"\",'HVAC Data Collection'!K67)","v":""}]
[null,null,"Cooling Capacity:",{"$f":"IF('HVAC Data Collection'!C54=\"\",\"\",'HVAC Data Collection'!C54)","v":""},"% of Cooling Load ",{"$f":"IF('HVAC Data Collection'!K51=\"\",\"\",'HVAC Data Collection'!K51)","v":""},null,null,null,null,"Cooling Capacity:",{"$f":"IF('HVAC Data Collection'!C72=\"\",\"\",'HVAC Data Collection'!C72)","v":""},"% of Cooling Load ",{"$f":"IF('HVAC Data Collection'!K69=\"\",\"\",'HVAC Data Collection'!K69)","v":""}]
[null,null,"SEER:",{"$f":"IF('HVAC Data Collection'!C58=\"\",\"\",'HVAC Data Collection'!C58)","v":""},null,null,null,null,null,null,"SEER:",{"$f":"IF('HVAC Data Collection'!C76=\"\",\"\",'HVAC Data Collection'!C76)","v":""}]
[null,null,"EER:",{"$f":"IF('HVAC Data Collection'!E58=\"\",\"\",'HVAC Data Collection'!E58)","v":""},null,null,null,null,null,null,"EER:",{"$f":"IF('HVAC Data Collection'!E76=\"\",\"\",'HVAC Data Collection'!E76)","v":""}]
[]
[]
[null,null,"Did you know?"]
[null,null,"An evaluation of your home's heating and cooling systems is an important component of a home energy assessment. Properly sized heating and cooling equipment is designed to provide heating and cooling, comfortably and efficiently, to a home. HVAC systems that are not selected properly are often oversized. Resultantly, oversized equipment means energy waste, short cycling, reduced equipment life, maintenance issues, air quality issues, and home discomfort. If you are interested in replacing your HVAC system(s), be sure to choose an ENERGY STAR model and have the system sized and installed by a professional. A list of participating contractors can be found on the PSEG Long Island website (see link below)."]
[]
[]
[]
[null,null,"Heat pumps are like air conditioning systems that work in reverse. During the warmer months, the heat pump is used in cooling mode and moves heat from inside the home to outside. During the cooler months, the heat pump is used in heating mode and moves heat from the outside air to inside the home. Yes. You read that correctly; Even the cold winter air contains a certain amount of heat that can be used to warm your home. Unlike typical air conditioning systems and heating systems, a heat pump can provide both heating and cooling from one single unit. From systems that require no duct work to renewable geothermal energy, you can choose the system that's right for you. Heat pumps come in a wide variety of sizes to cover the needs of most any home. There are partial-home and whole-home solutions for residents, and each earns different rebates. You can choose a ducted system that utilizes your existing ductwork or a ductless system if you have baseboard heating. Heat pumps are sized and configured to specific spaces, capacity needs and comfort preferences."]
[]
[]
[]
[]
[null,null,"PSEG Long Island offers robust rebates on a variety of compact systems to fit any space. Count on PSEG Long Island to help make your energy efficiency upgrade a fast, easy, and affordable experience. For more information on Heat Pump technology and available rebates, please visit our website or contact us:"]
[]
[null,null,"Website:","www.psegliny.com/saveenergyandmoney/homeefficiency/homecomfort/airsource"]
[null,null,"Phone:","1-800-692-2626"]
[null,null,"Email:","HomecomfortLI@pseg.com"]

{"sheet":"DHW","index":40,"n_rows":29,"n_cols":13,"rows_kept":29,"cut":false,"hidden":true,"merged":[[27,1,27,13],[20,1,23,12],[24,1,24,12],[4,2,4,5],[4,11,4,12],[5,2,5,5],[5,11,5,12],[6,2,6,5],[8,8,8,9],[10,1,10,4],[19,1,19,2],[10,7,10,12]]}
[]
[]
[]
[null,"Assessment Results"]
[null,"Customer Name:",{"$f":"IF('Home Data'!C7=\"\",\"\",'Home Data'!C7)","v":""},null,null,null,null,null,null,"Assessor Name:",null,{"$f":"IF('Home Data'!$C$22=\"\",\"\",'Home Data'!$C$22)","v":""}]
[null,"Customer Address:",{"$f":"IF('Home Data'!C9=\"\",\"\",'Home Data'!C9&\", \"&'Home Data'!C11)","v":""},null,null,null,null,null,null,"Date of Assessment:",null,{"$f":"IF('Home Data'!$C$20=\"\",\"\",'Home Data'!$C$20)","v":""}]
[null,"Customer E-mail:",{"$f":"IF('Home Data'!C15=\"\",\"\",'Home Data'!C15)","v":""}]
[]
[null,"Domestic Hot Water"]
[]
[null,"Domestic Hot Water 1",null,null,null,null,null,"Domestic Hot Water 2"]
[null,"Location:",{"$f":"IF('DHW Data Collection'!C6=\"\",\"\",'DHW Data Collection'!C6)","v":""},"Fuel Source:",{"$f":"IF('DHW Data Collection'!J6=\"\",\"\",'DHW Data Collection'!J6)","v":""},null,null,null,"Location:",{"$f":"IF('DHW Data Collection'!C24=\"\",\"\",'DHW Data Collection'!C24)","v":""},null,"Fuel Source:",{"$f":"IF('DHW Data Collection'!J24=\"\",\"\",'DHW Data Collection'!J24)","v":""}]
[null,"System Type:",{"$f":"IF('DHW Data Collection'!C8=\"\",\"\",'DHW Data Collection'!C8)","v":""},"Energy Factor (EF):",{"$f":"IF('DHW Data Collection'!J8=\"\",\"\",'DHW Data Collection'!J8)","v":""},null,null,null,"System Type:",{"$f":"IF('DHW Data Collection'!C26=\"\",\"\",'DHW Data Collection'!C26)","v":""},null,"Energy Factor (EF):",{"$f":"IF('DHW Data Collection'!J26=\"\",\"\",'DHW Data Collection'!J26)","v":""}]
[null,"Age:",{"$f":"IF('DHW Data Collection'!C10=\"\",\"\",'DHW Data Collection'!C10)","v":""},"Temperature Setting:",{"$f":"IF('DHW Data Collection'!J10=\"\",\"\",'DHW Data Collection'!J10)","v":""},null,null,null,"Age:",{"$f":"IF('DHW Data Collection'!C28=\"\",\"\",'DHW Data Collection'!C28)","v":""},null,"Temperature Setting:",{"$f":"IF('DHW Data Collection'!J28=\"\",\"\",'DHW Data Collection'!J28)","v":""}]
[]
[]
[]
[]
[]
[null,"Did you know?"]
[null,"Heating water typically accounts for about 15% of a home’s energy use and high efficiency units can use 10 to 25% less energy than standard models, though your energy savings from installing high efficient ENERGY STAR systems will depend on several factors including family size, system location, and appliances. You can make some simple changes to reduce the energy consumed by your water heater by reducing the thermostat setting to 120-125°F. You can also save water and energy by installing low-flow high efficiency showerheads and faucet aerators. "]
[]
[]
[]
[null,"For more information about other Energy Conservation Measures and Water Conversation Measures, please visit our online marketplace found here:"]
[null,"www.energyfederation.org/psegliny/water-conservation-1.html"]
[]
[null,"For more information about ENERGY STAR Heat Pump Water Heaters, electric Tankless Water Heaters, and available rebates, please visit our Energy Efficient Products website found here:"]
[null,"www.psegliny.com/saveenergyandmoney/energystarrebates"]

{"sheet":"Insulation Levels","index":41,"n_rows":37,"n_cols":11,"rows_kept":37,"cut":false,"hidden":true,"merged":[[36,1,36,10],[30,1,30,2],[31,1,33,10],[34,1,34,10],[4,2,4,4],[4,9,4,10],[5,2,5,4],[5,9,5,10],[6,2,6,4],[8,7,8,8],[24,1,24,4],[10,7,10,12],[17,7,17,12],[24,7,24,12],[10,1,10,5],[17,1,17,5]]}
[]
[]
[]
[null,"Assessment Results"]
[null,"Customer Name:",{"$f":"IF('Home Data'!C7=\"\",\"\",'Home Data'!C7)","v":""},null,null,null,null,null,"Assessor Name:",{"$f":"IF('Home Data'!$C$22=\"\",\"\",'Home Data'!$C$22)","v":""}]
[null,"Customer Address:",{"$f":"IF('Home Data'!C9=\"\",\"\",'Home Data'!C9&\", \"&'Home Data'!C11)","v":""},null,null,null,null,null,"Date of Assessment:",{"$f":"IF('Home Data'!$C$20=\"\",\"\",'Home Data'!$C$20)","v":""}]
[null,"Customer E-mail:",{"$f":"IF('Home Data'!C15=\"\",\"\",'Home Data'!C15)","v":""}]
[]
[null,"Insulation Levels"]
[]
[null,"Insulation 1",null,null,null,null,null,"Insulation 2"]
[null,"Location: ",{"$f":"IF('Insulation Levels Data Collec'!C7=\"\",\"\",'Insulation Levels Data Collec'!C7)","v":""},null,null,null,null,"Location: ",{"$f":"IF('Insulation Levels Data Collec'!C22=\"\",\"\",'Insulation Levels Data Collec'!C22)","v":""}]
[null,"Area (Sq. Ft): ",{"$f":"IF('Insulation Levels Data Collec'!C9=\"\",\"\",'Insulation Levels Data Collec'!C9)","v":""},"Existing \nR Value: ",{"$f":"IF('Insulation Levels Data Collec'!J7=\"\",\"\",'Insulation Levels Data Collec'!J7)","v":""},null,null,"Area (Sq. Ft): ",{"$f":"IF('Insulation Levels Data Collec'!C24=\"\",\"\",'Insulation Levels Data Collec'!C24)","v":""},"Existing \nR Value: ",{"$f":"IF('Insulation Levels Data Collec'!J22=\"\",\"\",'Insulation Levels Data Collec'!J22)","v":""}]
[null,"Condition: ",{"$f":"IF('Insulation Levels Data Collec'!C11=\"\",\"\",'Insulation Levels Data Collec'!C11)","v":""},"Recommended\nR Value: ",{"$f":"IF('Insulation Levels Data Collec'!J9=\"\",\"\",'Insulation Levels Data Collec'!J9)","v":""},null,null,"Condition: ",{"$f":"IF('Insulation Levels Data Collec'!C26=\"\",\"\",'Insulation Levels Data Collec'!C26)","v":""},"Recommended\nR Value: ",{"$f":"IF('Insulation Levels Data Collec'!J24=\"\",\"\",'Insulation Levels Data Collec'!J24)","v":""}]
[]
[]
[]
[null,"Insulation 3",null,null,null,null,null,"Insulation 4"]
[null,"Location: ",{"$f":"IF('Insulation Levels Data Collec'!C37=\"\",\"\",'Insulation Levels Data Collec'!C37)","v":""},null,null,null,null,"Location: ",{"$f":"IF('Insulation Levels Data Collec'!C52=\"\",\"\",'Insulation Levels Data Collec'!C52)","v":""}]
[null,"Area (Sq. Ft): ",{"$f":"IF('Insulation Levels Data Collec'!C39=\"\",\"\",'Insulation Levels Data Collec'!C39)","v":""},"Existing\nR Value: ",{"$f":"IF('Insulation Levels Data Collec'!J37=\"\",\"\",'Insulation Levels Data Collec'!J37)","v":""},null,null,"Area (Sq. Ft): ",{"$f":"IF('Insulation Levels Data Collec'!C54=\"\",\"\",'Insulation Levels Data Collec'!C54)","v":""},"Existing \nR Value: ",{"$f":"IF('Insulation Levels Data Collec'!J52=\"\",\"\",'Insulation Levels Data Collec'!J52)","v":""}]
[null,"Condition: ",{"$f":"IF('Insulation Levels Data Collec'!C41=\"\",\"\",'Insulation Levels Data Collec'!C41)","v":""},"Recommended R Value: ",{"$f":"IF('Insulation Levels Data Collec'!J39=\"\",\"\",'Insulation Levels Data Collec'!J39)","v":""},null,null,"Condition: ",{"$f":"IF('Insulation Levels Data Collec'!C56=\"\",\"\",'Insulation Levels Data Collec'!C56)","v":""},"Recommended R Value: ",{"$f":"IF('Insulation Levels Data Collec'!J54=\"\",\"\",'Insulation Levels Data Collec'!J54)","v":""}]
[]
[]
[]
[null,"Insulation 5",null,null,null,null,null,"Insulation 6"]
[null,"Location: ",{"$f":"IF('Insulation Levels Data Collec'!C67=\"\",\"\",'Insulation Levels Data Collec'!C67)","v":""},null,null,null,null,"Location: ",{"$f":"IF('Insulation Levels Data Collec'!C82=\"\",\"\",'Insulation Levels Data Collec'!C82)","v":""}]
[null,"Area (Sq. Ft): ",{"$f":"IF('Insulation Levels Data Collec'!C69=\"\",\"\",'Insulation Levels Data Collec'!C69)","v":""},"Existing\nR Value: ",{"$f":"IF('Insulation Levels Data Collec'!J67=\"\",\"\",'Insulation Levels Data Collec'!J67)","v":""},null,null,"Area (Sq. Ft): ",{"$f":"IF('Insulation Levels Data Collec'!C84=\"\",\"\",'Insulation Levels Data Collec'!C84)","v":""},"Existing \nR Value: ",{"$f":"IF('Insulation Levels Data Collec'!J82=\"\",\"\",'Insulation Levels Data Collec'!J82)","v":""}]
[null,"Condition: ",{"$f":"IF('Insulation Levels Data Collec'!C71=\"\",\"\",'Insulation Levels Data Collec'!C71)","v":""},"Recommended R Value: ",{"$f":"IF('Insulation Levels Data Collec'!J69=\"\",\"\",'Insulation Levels Data Collec'!J69)","v":""},null,null,"Condition: ",{"$f":"IF('Insulation Levels Data Collec'!C86=\"\",\"\",'Insulation Levels Data Collec'!C86)","v":""},"Recommended R Value: ",{"$f":"IF('Insulation Levels Data Collec'!J84=\"\",\"\",'Insulation Levels Data Collec'!J84)","v":""}]
[]
[]
[null,"Did you know?"]
[null,"Insulation is your primary defense against losing heating or cooling through your home’s thermal envelope (i.e. walls and roofs). It is almost always the first priority in terms of practical cost-effective improvements to a home. The effectiveness of insulation is based on its “R-Value”, the standard measure of thermal resistance. A higher R-Value results in slower heat loss/gain, lower energy bills, and a more comfortable home.  Installing the correct amount of insulation is key to reducing heating and cooling costs. "]
[]
[]
[null,"Think of insulation as a sweater for your home, and air sealing as a wind breaker. Installing these two measures together is required to receive PSEG Long Island rebates and ensures your home is operating efficiently and comfortably."]
[]
[null,"Talk to your Home Performance with ENERGY STAR contractor today to find out more about the rebates available for insulation!"]

{"sheet":"Air_Sealing ","index":42,"n_rows":26,"n_cols":12,"rows_kept":26,"cut":false,"hidden":true,"merged":[[25,1,25,12],[4,2,4,5],[4,10,4,11],[5,2,5,5],[5,10,5,11],[6,2,6,5],[8,8,8,9],[16,1,16,2],[12,4,12,5],[13,4,13,5],[12,11,12,12],[13,11,13,12],[11,1,11,5],[11,8,11,12],[17,1,21,12],[22,1,22,12]]}
[]
[]
[]
[null,"Assessment Results"]
[null,"Customer Name:",{"$f":"IF('Home Data'!C7=\"\",\"\",'Home Data'!C7)","v":""},null,null,null,null,null,null,"Assessor Name:",{"$f":"IF('Home Data'!$C$22=\"\",\"\",'Home Data'!$C$22)","v":""}]
[null,"Customer Address:",{"$f":"IF('Home Data'!C9=\"\",\"\",'Home Data'!C9&\", \"&'Home Data'!C11)","v":""},null,null,null,null,null,null,"Date of Assessment:",{"$f":"IF('Home Data'!$C$20=\"\",\"\",'Home Data'!$C$20)","v":""}]
[null,"Customer E-mail:",{"$f":"IF('Home Data'!C15=\"\",\"\",'Home Data'!C15)","v":""}]
[]
[null,"Air Sealing"]
[]
[]
[null,"Air Sealing 1",null,null,null,null,null,null,"Air Sealing 2"]
[null,"Square Footage:",{"$f":"IF('Air Sealing Data Collection'!C6=\"\",\"\",'Air Sealing Data Collection'!C6)","v":""},"Calculated BAS - CFM50: ",{"$f":"IF('Air Sealing Data Collection'!C10=\"\",\"\",'Air Sealing Data Collection'!C10)","v":""},null,null,null,"Square Footage:",{"$f":"IF('Air Sealing Data Collection'!C24=\"\",\"\",'Air Sealing Data Collection'!C24)","v":""},"Calculated BAS - CFM50: ",{"$f":"IF('Air Sealing Data Collection'!C28=\"\",\"\",'Air Sealing Data Collection'!C28)","v":""}]
[null,"Conditioned Air Volume",{"$f":"IF('Air Sealing Data Collection'!C8=\"\",\"\",'Air Sealing Data Collection'!C8)","v":""},"Blower Door Reading - CFM50 Pre:",{"$f":"IF('Air Sealing Data Collection'!J6=\"\",\"\",'Air Sealing Data Collection'!J6)","v":""},null,null,null,"Conditioned Air Volume",{"$f":"IF('Air Sealing Data Collection'!C26=\"\",\"\",'Air Sealing Data Collection'!C26)","v":""},"Blower Door Reading - CFM50 Pre:",{"$f":"IF('Air Sealing Data Collection'!J24=\"\",\"\",'Air Sealing Data Collection'!J24)","v":""}]
[]
[]
[null,"Did you know?"]
[null,"Air sealing is the next defense against heat loss/gain through the leaks in the envelope of the home. A home that is both tight and well ventilated provides the best comfort and energy efficiency. Air sealing improvements can greatly benefit a home, and a ventilation strategy will keep both the building and its occupants healthy and safe. Our partner measured your current building leakage and the minimum airflow standard to be sure that you get enough fresh air if you decide to follow through with implementing weatherization improvements."]
[]
[]
[]
[]
[null,"For more information about measures to help your home with ventilation and sealing improvements, please visit our Energy Efficient Products website to discover available appliance rebates:"]
[null,"www.psegliny.com/saveenergyandmoney/energystarrebates"]
[]
[null,"Talk to your Home Performance with ENERGY STAR contractor today to find out more about the rebates available for Air Sealing!"]

{"sheet":"Duct Sealing","index":43,"n_rows":27,"n_cols":12,"rows_kept":27,"cut":false,"hidden":true,"merged":[[24,1,25,11],[17,1,17,4],[8,8,8,9],[23,1,23,2],[4,2,4,5],[4,10,4,11],[5,2,5,5],[5,10,5,11],[6,2,6,5],[10,1,10,5],[10,8,10,12],[17,8,17,12]]}
[]
[]
[]
[null,"Assessment Results"]
[null,"Customer Name:",{"$f":"IF('Home Data'!C7=\"\",\"\",'Home Data'!C7)","v":""},null,null,null,null,null,null,"Assessor Name:",{"$f":"IF('Home Data'!$C$22=\"\",\"\",'Home Data'!$C$22)","v":""}]
[null,"Customer Address:",{"$f":"IF('Home Data'!C9=\"\",\"\",'Home Data'!C9&\", \"&'Home Data'!C11)","v":""},null,null,null,null,null,null,"Date of Assessment:",{"$f":"IF('Home Data'!$C$20=\"\",\"\",'Home Data'!$C$20)","v":""}]
[null,"Customer E-mail:",{"$f":"IF('Home Data'!C15=\"\",\"\",'Home Data'!C15)","v":""}]
[]
[null,"Duct Sealing"]
[]
[null,"Heating System 1",null,null,null,null,null,null,"Heating System 2"]
[null,"Primary Duct\nLocation: ",{"$f":"IF('Duct Sealing Data Collection'!C8=\"\",\"\",'Duct Sealing Data Collection'!C8)","v":""},null,null,null,null,null,"Primary Duct \nLocation: ",{"$f":"IF('Duct Sealing Data Collection'!C24=\"\",\"\",'Duct Sealing Data Collection'!C24)","v":""}]
[null,"Existing Ductwork Insulation: ",{"$f":"IF('Duct Sealing Data Collection'!C10=\"\",\"\",'Duct Sealing Data Collection'!C10)","v":""},"Total Ductwork Length(ft):",{"$f":"IF('Duct Sealing Data Collection'!J8=\"\",\"\",'Duct Sealing Data Collection'!J8)","v":""},null,null,null,"Existing Ductwork\n Insulation: ",{"$f":"IF('Duct Sealing Data Collection'!C26=\"\",\"\",'Duct Sealing Data Collection'!C26)","v":""},"Total Ductwork Length(ft):",{"$f":"IF('Duct Sealing Data Collection'!J24=\"\",\"\",'Duct Sealing Data Collection'!J24)","v":""}]
[null,"Existing Ductwork Sealed: ",{"$f":"IF('Duct Sealing Data Collection'!C12=\"\",\"\",'Duct Sealing Data Collection'!C12)","v":""},"Length of Ductwork(ft):",{"$f":"IF('Duct Sealing Data Collection'!J10=\"\",\"\",'Duct Sealing Data Collection'!J10)","v":""},null,null,null,"Existing Ductwork Sealed: ",{"$f":"IF('Duct Sealing Data Collection'!C28=\"\",\"\",'Duct Sealing Data Collection'!C28)","v":""},"Length of Ductwork(ft):",{"$f":"IF('Duct Sealing Data Collection'!J26=\"\",\"\",'Duct Sealing Data Collection'!J26)","v":""}]
[]
[]
[]
[null,"Cooling System 1",null,null,null,null,null,null,"Cooling  System  2"]
[null,"Primary Duct\nLocation: ",{"$f":"IF('Duct Sealing Data Collection'!C40=\"\",\"\",'Duct Sealing Data Collection'!C40)","v":""},null,null,null,null,null,"Primary Duct \nLocation: ",{"$f":"IF('Duct Sealing Data Collection'!C56=\"\",\"\",'Duct Sealing Data Collection'!C56)","v":""}]
[null,"Existing Ductwork Insulation: ",{"$f":"IF('Duct Sealing Data Collection'!C42=\"\",\"\",'Duct Sealing Data Collection'!C42)","v":""},"Total Ductwork Length(ft): ",{"$f":"IF('Duct Sealing Data Collection'!J40=\"\",\"\",'Duct Sealing Data Collection'!J40)","v":""},null,null,null,"Existing Ductwork Insulation: ",{"$f":"IF('Duct Sealing Data Collection'!C58=\"\",\"\",'Duct Sealing Data Collection'!C58)","v":""},"Total Ductwork Length(ft): ",{"$f":"IF('Duct Sealing Data Collection'!J56=\"\",\"\",'Duct Sealing Data Collection'!J56)","v":""}]
[null,"Existing Ductwork Sealed: ",{"$f":"IF('Duct Sealing Data Collection'!C44=\"\",\"\",'Duct Sealing Data Collection'!C44)","v":""},"Length of Ductwork(ft): ",{"$f":"IF('Duct Sealing Data Collection'!J42=\"\",\"\",'Duct Sealing Data Collection'!J42)","v":""},null,null,null,"Existing Ductwork Sealed: ",{"$f":"IF('Duct Sealing Data Collection'!C60=\"\",\"\",'Duct Sealing Data Collection'!C60)","v":""},"Length of Ductwork(ft): ",{"$f":"IF('Duct Sealing Data Collection'!J58=\"\",\"\",'Duct Sealing Data Collection'!J58)","v":""}]
[]
[]
[null,"Did you know?"]
[null,"In homes with forced hot air heating or cooling systems, ductwork is used to distribute air throughout the home. In a typical home, about 20% of air that moves through the ductwork is lost due to leaks and poorly sealed connections.  The result is higher utility bills and difficulty keeping your house comfortable. Exposed ductwork in unconditioned areas like attics, basements, crawlspaces and garages should be repaired with duct sealant. In addition, insulating these ducts that run through unconditioned spaces that get hot in the summer and cold in the winter can save significant energy as well."]
[]
[null,"Talk to your Home Performance with ENERGY STAR contractor today to find out more about the rebates available for Duct Sealing!"]

{"sheet":"Thermostats and Controls","index":44,"n_rows":30,"n_cols":11,"rows_kept":30,"cut":false,"hidden":true,"merged":[[8,7,8,8],[10,1,10,4],[17,1,17,2],[4,2,4,4],[4,9,4,10],[5,2,5,4],[5,9,5,10],[6,2,6,4],[10,7,10,11],[29,1,29,3],[27,1,27,9],[28,1,28,10],[18,1,19,10],[22,1,23,10],[24,1,26,10],[20,2,21,10]]}
[]
[]
[]
[null,"Assessment Results"]
[null,"Customer Name:",{"$f":"IF('Home Data'!C7=\"\",\"\",'Home Data'!C7)","v":""},null,null,null,null,null,"Assessor Name:",{"$f":"IF('Home Data'!$C$22=\"\",\"\",'Home Data'!$C$22)","v":""}]
[null,"Customer Address:",{"$f":"IF('Home Data'!C9=\"\",\"\",'Home Data'!C9&\", \"&'Home Data'!C11)","v":""},null,null,null,null,null,"Date of Assessment:",{"$f":"IF('Home Data'!$C$20=\"\",\"\",'Home Data'!$C$20)","v":""}]
[null,"Customer E-mail:",{"$f":"IF('Home Data'!C15=\"\",\"\",'Home Data'!C15)","v":""}]
[]
[null,"Thermostats and Controls"]
[]
[null,"Thermostats and Controls 1",null,null,null,null,null,"Themostats and Controls 2"]
[null,"Location:",{"$f":"IF('Thermostats and Controls Data '!C6=\"\",\"\",'Thermostats and Controls Data '!C6)","v":""},"\nThermostat Type: ",{"$f":"IF('Thermostats and Controls Data '!J6=\"\",\"\",'Thermostats and Controls Data '!J6)","v":""},null,null,"Location: ",{"$f":"IF('Thermostats and Controls Data '!C24=\"\",\"\",'Thermostats and Controls Data '!C24)","v":""},"\nThermostat Type: ",{"$f":"IF('Thermostats and Controls Data '!J24=\"\",\"\",'Thermostats and Controls Data '!J24)","v":""}]
[null,"Heating Set \nPoint - High: ",{"$f":"IF('Thermostats and Controls Data '!C8=\"\",\"\",'Thermostats and Controls Data '!C8)","v":""},"Cooling Set \nPoint - High: ",{"$f":"IF('Thermostats and Controls Data '!J8=\"\",\"\",'Thermostats and Controls Data '!J8)","v":""},null,null,"Heating Set \nPoint - High: ",{"$f":"IF('Thermostats and Controls Data '!C26=\"\",\"\",'Thermostats and Controls Data '!C26)","v":""},"Cooling Set \nPoint - High: ",{"$f":"IF('Thermostats and Controls Data '!J26=\"\",\"\",'Thermostats and Controls Data '!J26)","v":""}]
[null,"Heating Set \nPoint - Low: ",{"$f":"IF('Thermostats and Controls Data '!C10=\"\",\"\",'Thermostats and Controls Data '!C10)","v":""},"Cooling Set \nPoint - Low: ",{"$f":"IF('Thermostats and Controls Data '!J10=\"\",\"\",'Thermostats and Controls Data '!J10)","v":""},null,null,"Heating Set \nPoint - Low: ",{"$f":"IF('Thermostats and Controls Data '!C28=\"\",\"\",'Thermostats and Controls Data '!C28)","v":""},"Cooling Set \nPoint - Low: ",{"$f":"IF('Thermostats and Controls Data '!J28=\"\",\"\",'Thermostats and Controls Data '!J28)","v":""}]
[]
[]
[]
[null,"Did you know?"]
[null,"A smart thermostat is a Wi-Fi enabled device that automatically adjusts heating and cooling temperatures in your home for optimal performance. While system designs may vary, common smart thermostat features include:"]
[]
[null,null,"•\t    Ability to learn your temperature preferences and establish a schedule that automatically adjusts to energy-saving temperatures                                                                                                 \n\n•\t    Learning Thermostats learn when you will be home or awake and make sure the house is a comfortable temperature\n\n•\t    Wi-Fi enabled thermostats allow you to control your home’s heating and cooling remotely through your smartphone\n\n•\t    ENERGY STAR certified smart thermostats quickly enter a low-power standby mode when inactive\n\n•\t    Smart thermostats provide equipment use and temperature data you can track and manage"]
[]
[null,"Choose an ENERGY STAR certified smart thermostat for your home to reduce your energy bills, enhance your comfort and control temperatures based on your preferences and lifestyle. You can receive an additional rebate if you have a central air conditioning system or air source heat pump and install a qualifying smart thermostat that allows PSEG Long Island to make minor, short-term adjustments to your system that reduce power use during periods of high demand for electricity. This can reduce strain on the electric system and save you money. In most cases, you won’t even notice adjustments to the central air conditioning system and you’ll always have ultimate control. "]
[]
[null,"Already have a smart thermostat? Join PSEG Long Island's Smart Savers Program and save money while reducing the strain on the electric system. For more information please visit:"]
[]
[]
[null,"https://www.psegliny.com/saveenergyandmoney/energystarrebates/smartsavers"]
[null,"For more information about Smart Thermostats and available rebates, please visit our online marketplace found here:"]
[null,"http://www.energyfederation.org/psegliny/"]

{"sheet":"Lighting","index":45,"n_rows":55,"n_cols":11,"rows_kept":55,"cut":false,"hidden":true,"merged":[[54,1,55,11],[50,1,51,11],[52,1,52,11],[8,7,8,8],[4,2,4,5],[5,2,5,5],[6,2,6,5],[4,9,4,10],[5,9,5,10]]}
[]
[]
[]
[null,"Assessment Results"]
[null,"Customer Name:",{"$f":"IF('Home Data'!C7=\"\",\"\",'Home Data'!C7)","v":""},null,null,null,null,null,"Assessor Name:",{"$f":"IF('Home Data'!$C$22=\"\",\"\",'Home Data'!$C$22)","v":""}]
[null,"Customer Address:",{"$f":"IF('Home Data'!C9=\"\",\"\",'Home Data'!C9&\", \"&'Home Data'!C11)","v":""},null,null,null,null,null,"Date of Assessment:",{"$f":"IF('Home Data'!$C$20=\"\",\"\",'Home Data'!$C$20)","v":""}]
[null,"Customer E-mail:",{"$f":"IF('Home Data'!C15=\"\",\"\",'Home Data'!C15)","v":""}]
[]
[null,"Lighting "]
[]
[null,"Lighting Type:",{"$f":"IF('Lighting Data Collection'!C9=\"\",\"\",'Lighting Data Collection'!C9)","v":""},"Quantity:",{"$f":"IF('Lighting Data Collection'!J9=\"\",\"\",'Lighting Data Collection'!J9)","v":""},null,null,"Lighting Type:",{"$f":"IF('Lighting Data Collection'!C24=\"\",\"\",'Lighting Data Collection'!C24)","v":""},"Quantity:",{"$f":"IF('Lighting Data Collection'!J24=\"\",\"\",'Lighting Data Collection'!J24)","v":""}]
[null,"ENERGY STAR:",{"$f":"IF('Lighting Data Collection'!C11=\"\",\"\",'Lighting Data Collection'!C11)","v":""},"Location:",{"$f":"IF('Lighting Data Collection'!J11=\"\",\"\",'Lighting Data Collection'!J11)","v":""},null,null,"ENERGY STAR:",{"$f":"IF('Lighting Data Collection'!C26=\"\",\"\",'Lighting Data Collection'!C26)","v":""},"Location:",{"$f":"IF('Lighting Data Collection'!J26=\"\",\"\",'Lighting Data Collection'!J26)","v":""}]
[null,"Watts:",{"$f":"IF('Lighting Data Collection'!C13=\"\",\"\",'Lighting Data Collection'!C13)","v":""},"Working:",{"$f":"IF('Lighting Data Collection'!J13=\"\",\"\",'Lighting Data Collection'!J13)","v":""},null,null,"Watts:",{"$f":"IF('Lighting Data Collection'!C28=\"\",\"\",'Lighting Data Collection'!C28)","v":""},"Working:",{"$f":"IF('Lighting Data Collection'!J28=\"\",\"\",'Lighting Data Collection'!J28)","v":""}]
[]
[]
[null,"Lighting Type:",{"$f":"IF('Lighting Data Collection'!C39=\"\",\"\",'Lighting Data Collection'!C39)","v":""},"Quantity:",{"$f":"IF('Lighting Data Collection'!J39=\"\",\"\",'Lighting Data Collection'!J39)","v":""},null,null,"Lighting Type:",{"$f":"IF('Lighting Data Collection'!C54=\"\",\"\",'Lighting Data Collection'!C54)","v":""},"Quantity:",{"$f":"IF('Lighting Data Collection'!J54=\"\",\"\",'Lighting Data Collection'!J54)","v":""}]
[null,"ENERGY STAR:",{"$f":"IF('Lighting Data Collection'!C41=\"\",\"\",'Lighting Data Collection'!C41)","v":""},"Location:",{"$f":"IF('Lighting Data Collection'!J41=\"\",\"\",'Lighting Data Collection'!J41)","v":""},null,null,"ENERGY STAR:",{"$f":"IF('Lighting Data Collection'!C56=\"\",\"\",'Lighting Data Collection'!C56)","v":""},"Location:",{"$f":"IF('Lighting Data Collection'!J56=\"\",\"\",'Lighting Data Collection'!J56)","v":""}]
[null,"Watts:",{"$f":"IF('Lighting Data Collection'!C43=\"\",\"\",'Lighting Data Collection'!C43)","v":""},"Working:",{"$f":"IF('Lighting Data Collection'!J43=\"\",\"\",'Lighting Data Collection'!J43)","v":""},null,null,"Watts:",{"$f":"IF('Lighting Data Collection'!C58=\"\",\"\",'Lighting Data Collection'!C58)","v":""},"Working:",{"$f":"IF('Lighting Data Collection'!J58=\"\",\"\",'Lighting Data Collection'!J58)","v":""}]
[]
[]
[null,"Lighting Type:",{"$f":"IF('Lighting Data Collection'!C69=\"\",\"\",'Lighting Data Collection'!C69)","v":""},"Quantity:",{"$f":"IF('Lighting Data Collection'!J69=\"\",\"\",'Lighting Data Collection'!J69)","v":""},null,null,"Lighting Type:",{"$f":"IF('Lighting Data Collection'!C84=\"\",\"\",'Lighting Data Collection'!C84)","v":""},"Quantity:",{"$f":"IF('Lighting Data Collection'!J84=\"\",\"\",'Lighting Data Collection'!J84)","v":""}]
[null,"ENERGY STAR:",{"$f":"IF('Lighting Data Collection'!C71=\"\",\"\",'Lighting Data Collection'!C71)","v":""},"Location:",{"$f":"IF('Lighting Data Collection'!J71=\"\",\"\",'Lighting Data Collection'!J71)","v":""},null,null,"ENERGY STAR:",{"$f":"IF('Lighting Data Collection'!C86=\"\",\"\",'Lighting Data Collection'!C86)","v":""},"Location:",{"$f":"IF('Lighting Data Collection'!J86=\"\",\"\",'Lighting Data Collection'!J86)","v":""}]
[null,"Watts:",{"$f":"IF('Lighting Data Collection'!C73=\"\",\"\",'Lighting Data Collection'!C73)","v":""},"Working:",{"$f":"IF('Lighting Data Collection'!J73=\"\",\"\",'Lighting Data Collection'!J73)","v":""},null,null,"Watts:",{"$f":"IF('Lighting Data Collection'!C88=\"\",\"\",'Lighting Data Collection'!C88)","v":""},"Working:",{"$f":"IF('Lighting Data Collection'!J88=\"\",\"\",'Lighting Data Collection'!J88)","v":""}]
[]
[]
[null,"Lighting Type:",{"$f":"IF('Lighting Data Collection'!C99=\"\",\"\",'Lighting Data Collection'!C99)","v":""},"Quantity:",{"$f":"IF('Lighting Data Collection'!J99=\"\",\"\",'Lighting Data Collection'!J99)","v":""},null,null,"Lighting Type:",{"$f":"IF('Lighting Data Collection'!C114=\"\",\"\",'Lighting Data Collection'!C114)","v":""},"Quantity:",{"$f":"IF('Lighting Data Collection'!J114=\"\",\"\",'Lighting Data Collection'!J114)","v":""}]
[null,"ENERGY STAR:",{"$f":"IF('Lighting Data Collection'!C101=\"\",\"\",'Lighting Data Collection'!C101)","v":""},"Location:",{"$f":"IF('Lighting Data Collection'!J101=\"\",\"\",'Lighting Data Collection'!J101)","v":""},null,null,"ENERGY STAR:",{"$f":"IF('Lighting Data Collection'!C116=\"\",\"\",'Lighting Data Collection'!C116)","v":""},"Location:",{"$f":"IF('Lighting Data Collection'!J116=\"\",\"\",'Lighting Data Collection'!J116)","v":""}]
[null,"Watts:",{"$f":"IF('Lighting Data Collection'!C103=\"\",\"\",'Lighting Data Collection'!C103)","v":""},"Working:",{"$f":"IF('Lighting Data Collection'!J103=\"\",\"\",'Lighting Data Collection'!J103)","v":""},null,null,"Watts:",{"$f":"IF('Lighting Data Collection'!C118=\"\",\"\",'Lighting Data Collection'!C118)","v":""},"Working:",{"$f":"IF('Lighting Data Collection'!J118=\"\",\"\",'Lighting Data Collection'!J118)","v":""}]
[]
[]
[null,"Lighting Type:",{"$f":"IF('Lighting Data Collection'!C129=\"\",\"\",'Lighting Data Collection'!C129)","v":""},"Quantity:",{"$f":"IF('Lighting Data Collection'!J129=\"\",\"\",'Lighting Data Collection'!J129)","v":""},null,null,"Lighting Type:",{"$f":"IF('Lighting Data Collection'!C144=\"\",\"\",'Lighting Data Collection'!C144)","v":""},"Quantity:",{"$f":"IF('Lighting Data Collection'!J144=\"\",\"\",'Lighting Data Collection'!J144)","v":""}]
[null,"ENERGY STAR:",{"$f":"IF('Lighting Data Collection'!C131=\"\",\"\",'Lighting Data Collection'!C131)","v":""},"Location:",{"$f":"IF('Lighting Data Collection'!J131=\"\",\"\",'Lighting Data Collection'!J131)","v":""},null,null,"ENERGY STAR:",{"$f":"IF('Lighting Data Collection'!C146=\"\",\"\",'Lighting Data Collection'!C146)","v":""},"Location:",{"$f":"IF('Lighting Data Collection'!J146=\"\",\"\",'Lighting Data Collection'!J146)","v":""}]
[null,"Watts:",{"$f":"IF('Lighting Data Collection'!C133=\"\",\"\",'Lighting Data Collection'!C133)","v":""},"Working:",{"$f":"IF('Lighting Data Collection'!J133=\"\",\"\",'Lighting Data Collection'!J133)","v":""},null,null,"Watts:",{"$f":"IF('Lighting Data Collection'!C148=\"\",\"\",'Lighting Data Collection'!C148)","v":""},"Working:",{"$f":"IF('Lighting Data Collection'!J148=\"\",\"\",'Lighting Data Collection'!J148)","v":""}]
[]
[]
[null,"Appliance Type:",{"$f":"IF('Appliances Data Collection'!C67=\"\",\"\",'Appliances Data Collection'!C67)","v":""},"Age:",{"$f":"IF('Appliances Data Collection'!J67=\"\",\"\",'Appliances Data Collection'!J67)","v":""},null,null,"Appliance Type:",{"$f":"IF('Appliances Data Collection'!C82=\"\",\"\",'Appliances Data Collection'!C82)","v":""},"Age:",{"$f":"IF('Appliances Data Collection'!J82=\"\",\"\",'Appliances Data Collection'!J82)","v":""}]
[null,"ENERGY STAR®:",{"$f":"IF('Appliances Data Collection'!C69=\"\",\"\",'Appliances Data Collection'!C69)","v":""},"Working:",{"$f":"IF('Appliances Data Collection'!J69=\"\",\"\",'Appliances Data Collection'!J69)","v":""},null,null,"ENERGY STAR®:",{"$f":"IF('Appliances Data Collection'!C84=\"\",\"\",'Appliances Data Collection'!C84)","v":""},"Working:",{"$f":"IF('Appliances Data Collection'!J84=\"\",\"\",'Appliances Data Collection'!J84)","v":""}]
[null,"Location:",{"$f":"IF('Appliances Data Collection'!C71=\"\",\"\",'Appliances Data Collection'!C71)","v":""},"Fuel Source:",{"$f":"IF('Appliances Data Collection'!J71=\"\",\"\",'Appliances Data Collection'!J71)","v":""},null,null,"Location:",{"$f":"IF('Appliances Data Collection'!C86=\"\",\"\",'Appliances Data Collection'!C86)","v":""},"Fuel Source:",{"$f":"IF('Appliances Data Collection'!J86=\"\",\"\",'Appliances Data Collection'!J86)","v":""}]
[]
[null,"Appliance Type:",{"$f":"IF('Appliances Data Collection'!C97=\"\",\"\",'Appliances Data Collection'!C97)","v":""},"Age:",{"$f":"IF('Appliances Data Collection'!J97=\"\",\"\",'Appliances Data Collection'!J97)","v":""},null,null,"Appliance Type:",{"$f":"IF('Appliances Data Collection'!C112=\"\",\"\",'Appliances Data Collection'!C112)","v":""},"Age:",{"$f":"IF('Appliances Data Collection'!J112=\"\",\"\",'Appliances Data Collection'!J112)","v":""}]
[null,"ENERGY STAR®:",{"$f":"IF('Appliances Data Collection'!C99=\"\",\"\",'Appliances Data Collection'!C99)","v":""},"Working:",{"$f":"IF('Appliances Data Collection'!J99=\"\",\"\",'Appliances Data Collection'!J99)","v":""},null,null,"ENERGY STAR®:",{"$f":"IF('Appliances Data Collection'!C114=\"\",\"\",'Appliances Data Collection'!C114)","v":""},"Working:",{"$f":"IF('Appliances Data Collection'!J114=\"\",\"\",'Appliances Data Collection'!J114)","v":""}]
[null,"Location:",{"$f":"IF('Appliances Data Collection'!C101=\"\",\"\",'Appliances Data Collection'!C101)","v":""},"Fuel Source:",{"$f":"IF('Appliances Data Collection'!J101=\"\",\"\",'Appliances Data Collection'!J101)","v":""},null,null,"Location:",{"$f":"IF('Appliances Data Collection'!C116=\"\",\"\",'Appliances Data Collection'!C116)","v":""},"Fuel Source:",{"$f":"IF('Appliances Data Collection'!J116=\"\",\"\",'Appliances Data Collection'!J116)","v":""}]
[]
[]
[null,"Appliance Type:",{"$f":"IF('Appliances Data Collection'!C127=\"\",\"\",'Appliances Data Collection'!C127)","v":""},"Age:",{"$f":"IF('Appliances Data Collection'!J127=\"\",\"\",'Appliances Data Collection'!J127)","v":""},null,null,"Appliance Type:",{"$f":"IF('Appliances Data Collection'!C142=\"\",\"\",'Appliances Data Collection'!C142)","v":""},"Age:",{"$f":"IF('Appliances Data Collection'!J142=\"\",\"\",'Appliances Data Collection'!J142)","v":""}]
[null,"ENERGY STAR®:",{"$f":"IF('Appliances Data Collection'!C129=\"\",\"\",'Appliances Data Collection'!C129)","v":""},"Working:",{"$f":"IF('Appliances Data Collection'!J129=\"\",\"\",'Appliances Data Collection'!J129)","v":""},null,null,"ENERGY STAR®:",{"$f":"IF('Appliances Data Collection'!C144=\"\",\"\",'Appliances Data Collection'!C144)","v":""},"Working:",{"$f":"IF('Appliances Data Collection'!J144=\"\",\"\",'Appliances Data Collection'!J144)","v":""}]
[null,"Location:",{"$f":"IF('Appliances Data Collection'!C131=\"\",\"\",'Appliances Data Collection'!C131)","v":""},"Fuel Source:",{"$f":"IF('Appliances Data Collection'!J131=\"\",\"\",'Appliances Data Collection'!J131)","v":""},null,null,"Location:",{"$f":"IF('Appliances Data Collection'!C146=\"\",\"\",'Appliances Data Collection'!C146)","v":""},"Fuel Source:",{"$f":"IF('Appliances Data Collection'!J146=\"\",\"\",'Appliances Data Collection'!J146)","v":""}]
[]
[]
[null,"Did you know?"]
[null,"PSEG Long Island offers rebates for a variety of ENERGY STAR household appliances and lighting, pool equipment, and lawn equipment. The full list of available rebates and appliances/equipment can be found on our website:"]
[]
[null,"www.psegliny.com/saveenergyandmoney/energystarrebates"]
[]
[null,"ENERGY STAR LED Lighting - ENERGY STAR certified bulbs use 75% less energy than incandescent bulbs and last 10 to 25 times longer. Switching to more efficient bulbs and fixtures, like ENERGY STAR certified LEDs, is one of the easiest ways to save energy and money."]

{"sheet":"Appliances","index":46,"n_rows":45,"n_cols":12,"rows_kept":45,"cut":false,"hidden":true,"merged":[[8,8,8,9],[4,2,4,7],[4,10,4,11],[5,2,5,7],[5,10,5,11],[6,2,6,7],[36,1,37,11],[38,1,38,12],[40,1,41,12],[42,1,43,12],[44,1,44,12]]}
[]
[]
[]
[null,"Assessment Results"]
[null,"Customer Name:",{"$f":"IF('Home Data'!C7=\"\",\"\",'Home Data'!C7)","v":""},null,null,null,null,null,null,"Assessor Name:",{"$f":"IF('Home Data'!$C$22=\"\",\"\",'Home Data'!$C$22)","v":""}]
[null,"Customer Address:",{"$f":"IF('Home Data'!C9=\"\",\"\",'Home Data'!C9&\", \"&'Home Data'!C11)","v":""},null,null,null,null,null,null,"Date of Assessment:",{"$f":"IF('Home Data'!$C$20=\"\",\"\",'Home Data'!$C$20)","v":""}]
[null,"Customer E-mail:",{"$f":"IF('Home Data'!C15=\"\",\"\",'Home Data'!C15)","v":""}]
[]
[null,"Appliances"]
[]
[null,"Appliance Type:",{"$f":"IF('Appliances Data Collection'!C7=\"\",\"\",'Appliances Data Collection'!C7)","v":""},"Age:",{"$f":"IF('Appliances Data Collection'!J7=\"\",\"\",'Appliances Data Collection'!J7)","v":""},null,null,null,"Appliance Type:",{"$f":"IF('Appliances Data Collection'!C22=\"\",\"\",'Appliances Data Collection'!C22)","v":""},"Age:",{"$f":"IF('Appliances Data Collection'!J22=\"\",\"\",'Appliances Data Collection'!J22)","v":""}]
[null,"ENERGY STAR:",{"$f":"IF('Appliances Data Collection'!C9=\"\",\"\",'Appliances Data Collection'!C9)","v":""},"Working:",{"$f":"IF('Appliances Data Collection'!J9=\"\",\"\",'Appliances Data Collection'!J9)","v":""},null,null,null,"ENERGY STAR:",{"$f":"IF('Appliances Data Collection'!C24=\"\",\"\",'Appliances Data Collection'!C24)","v":""},"Working:",{"$f":"IF('Appliances Data Collection'!J24=\"\",\"\",'Appliances Data Collection'!J24)","v":""}]
[null,"Location:",{"$f":"IF('Appliances Data Collection'!C11=\"\",\"\",'Appliances Data Collection'!C11)","v":""},"Fuel Source:",{"$f":"IF('Appliances Data Collection'!J11=\"\",\"\",'Appliances Data Collection'!J11)","v":""},null,null,null,"Location:",{"$f":"IF('Appliances Data Collection'!C26=\"\",\"\",'Appliances Data Collection'!C26)","v":""},"Fuel Source:",{"$f":"IF('Appliances Data Collection'!J26=\"\",\"\",'Appliances Data Collection'!J26)","v":""}]
[]
[]
[null,"Appliance Type:",{"$f":"IF('Appliances Data Collection'!C37=\"\",\"\",'Appliances Data Collection'!C37)","v":""},"Age:",{"$f":"IF('Appliances Data Collection'!J37=\"\",\"\",'Appliances Data Collection'!J37)","v":""},null,null,null,"Appliance Type:",{"$f":"IF('Appliances Data Collection'!C52=\"\",\"\",'Appliances Data Collection'!C52)","v":""},"Age:",{"$f":"IF('Appliances Data Collection'!J52=\"\",\"\",'Appliances Data Collection'!J52)","v":""}]
[null,"ENERGY STAR:",{"$f":"IF('Appliances Data Collection'!C39=\"\",\"\",'Appliances Data Collection'!C39)","v":""},"Working:",{"$f":"IF('Appliances Data Collection'!J39=\"\",\"\",'Appliances Data Collection'!J39)","v":""},null,null,null,"ENERGY STAR:",{"$f":"IF('Appliances Data Collection'!C54=\"\",\"\",'Appliances Data Collection'!C54)","v":""},"Working:",{"$f":"IF('Appliances Data Collection'!J54=\"\",\"\",'Appliances Data Collection'!J54)","v":""}]
[null,"Location:",{"$f":"IF('Appliances Data Collection'!C41=\"\",\"\",'Appliances Data Collection'!C41)","v":""},"Fuel Source:",{"$f":"IF('Appliances Data Collection'!J41=\"\",\"\",'Appliances Data Collection'!J41)","v":""},null,null,null,"Location:",{"$f":"IF('Appliances Data Collection'!C56=\"\",\"\",'Appliances Data Collection'!C56)","v":""},"Fuel Source:",{"$f":"IF('Appliances Data Collection'!J56=\"\",\"\",'Appliances Data Collection'!J56)","v":""}]
[]
[]
[null,"Appliance Type:",{"$f":"IF('Appliances Data Collection'!C67=\"\",\"\",'Appliances Data Collection'!C67)","v":""},"Age:",{"$f":"IF('Appliances Data Collection'!J67=\"\",\"\",'Appliances Data Collection'!J67)","v":""},null,null,null,"Appliance Type:",{"$f":"IF('Appliances Data Collection'!C82=\"\",\"\",'Appliances Data Collection'!C82)","v":""},"Age:",{"$f":"IF('Appliances Data Collection'!J82=\"\",\"\",'Appliances Data Collection'!J82)","v":""}]
[null,"ENERGY STAR:",{"$f":"IF('Appliances Data Collection'!C69=\"\",\"\",'Appliances Data Collection'!C69)","v":""},"Working:",{"$f":"IF('Appliances Data Collection'!J69=\"\",\"\",'Appliances Data Collection'!J69)","v":""},null,null,null,"ENERGY STAR:",{"$f":"IF('Appliances Data Collection'!C84=\"\",\"\",'Appliances Data Collection'!C84)","v":""},"Working:",{"$f":"IF('Appliances Data Collection'!J84=\"\",\"\",'Appliances Data Collection'!J84)","v":""}]
[null,"Location:",{"$f":"IF('Appliances Data Collection'!C71=\"\",\"\",'Appliances Data Collection'!C71)","v":""},"Fuel Source:",{"$f":"IF('Appliances Data Collection'!J71=\"\",\"\",'Appliances Data Collection'!J71)","v":""},null,null,null,"Location:",{"$f":"IF('Appliances Data Collection'!C86=\"\",\"\",'Appliances Data Collection'!C86)","v":""},"Fuel Source:",{"$f":"IF('Appliances Data Collection'!J86=\"\",\"\",'Appliances Data Collection'!J86)","v":""}]
[]
[]
[null,"Appliance Type:",{"$f":"IF('Appliances Data Collection'!C97=\"\",\"\",'Appliances Data Collection'!C97)","v":""},"Age:",{"$f":"IF('Appliances Data Collection'!J97=\"\",\"\",'Appliances Data Collection'!J97)","v":""},null,null,null,"Appliance Type:",{"$f":"IF('Appliances Data Collection'!C112=\"\",\"\",'Appliances Data Collection'!C112)","v":""},"Age:",{"$f":"IF('Appliances Data Collection'!J112=\"\",\"\",'Appliances Data Collection'!J112)","v":""}]
[null,"ENERGY STAR:",{"$f":"IF('Appliances Data Collection'!C99=\"\",\"\",'Appliances Data Collection'!C99)","v":""},"Working:",{"$f":"IF('Appliances Data Collection'!J99=\"\",\"\",'Appliances Data Collection'!J99)","v":""},null,null,null,"ENERGY STAR:",{"$f":"IF('Appliances Data Collection'!C114=\"\",\"\",'Appliances Data Collection'!C114)","v":""},"Working:",{"$f":"IF('Appliances Data Collection'!J114=\"\",\"\",'Appliances Data Collection'!J114)","v":""}]
[null,"Location:",{"$f":"IF('Appliances Data Collection'!C101=\"\",\"\",'Appliances Data Collection'!C101)","v":""},"Fuel Source:",{"$f":"IF('Appliances Data Collection'!J101=\"\",\"\",'Appliances Data Collection'!J101)","v":""},null,null,null,"Location:",{"$f":"IF('Appliances Data Collection'!C116=\"\",\"\",'Appliances Data Collection'!C116)","v":""},"Fuel Source:",{"$f":"IF('Appliances Data Collection'!J116=\"\",\"\",'Appliances Data Collection'!J116)","v":""}]
[]
[]
[null,"Appliance Type:",{"$f":"IF('Appliances Data Collection'!C127=\"\",\"\",'Appliances Data Collection'!C127)","v":""},"Age:",{"$f":"IF('Appliances Data Collection'!J127=\"\",\"\",'Appliances Data Collection'!J127)","v":""},null,null,null,"Appliance Type:",{"$f":"IF('Appliances Data Collection'!C142=\"\",\"\",'Appliances Data Collection'!C142)","v":""},"Age:",{"$f":"IF('Appliances Data Collection'!J142=\"\",\"\",'Appliances Data Collection'!J142)","v":""}]
[null,"ENERGY STAR:",{"$f":"IF('Appliances Data Collection'!C129=\"\",\"\",'Appliances Data Collection'!C129)","v":""},"Working:",{"$f":"IF('Appliances Data Collection'!J129=\"\",\"\",'Appliances Data Collection'!J129)","v":""},null,null,null,"ENERGY STAR:",{"$f":"IF('Appliances Data Collection'!C144=\"\",\"\",'Appliances Data Collection'!C144)","v":""},"Working:",{"$f":"IF('Appliances Data Collection'!J144=\"\",\"\",'Appliances Data Collection'!J144)","v":""}]
[null,"Location:",{"$f":"IF('Appliances Data Collection'!C131=\"\",\"\",'Appliances Data Collection'!C131)","v":""},"Fuel Source:",{"$f":"IF('Appliances Data Collection'!J131=\"\",\"\",'Appliances Data Collection'!J131)","v":""},null,null,null,"Location:",{"$f":"IF('Appliances Data Collection'!C146=\"\",\"\",'Appliances Data Collection'!C146)","v":""},"Fuel Source:",{"$f":"IF('Appliances Data Collection'!J146=\"\",\"\",'Appliances Data Collection'!J146)","v":""}]
[]
[]
[null,"Did you know?"]
[null,"PSEG Long Island offers rebates for a variety of ENERGY STAR household appliances and lighting, ENERGY STAR pool equipment, and lawn equipment. The full list of available rebates and appliances/equipment can be found on our website:"]
[]
[null,"https://www.psegliny.com/saveenergyandmoney/energystarrebates"]
[]
[null,"ENERGY STAR Appliances –  Every appliance comes with two price tags: the purchase price and the cost of operating the product. ENERGY STAR certified appliances, such as heat pump water heaters, clothes washers, and clothes dryers to help consumers save money on operating costs by reducing energy use without sacrificing performance."]
[]
[null,"Heat Pump Pool Heaters – An energy efficient heat pump pool heater can maximize your energy savings and typically last longer than gas pool heaters. Heat pump pool heaters normally have much lower operating costs because of their higher efficiencies."]
[]
[null,"Smart Strips – Eliminate phantom energy users with this savvy strip. Now you can control the power to devices automatically when the primary device (like a TV set) is off."]

{"sheet":"Development Tab","index":47,"n_rows":12,"n_cols":13,"rows_kept":12,"cut":false,"hidden":true,"merged":[[4,1,4,10],[7,1,7,10],[10,1,10,10]]}
["Program Year",2021]
["Version","1.0_Draft1"]
[]
[]
["Date","Edits",null,null,null,null,null,null,null,null,null,"Version","Initials"]
["10.21.20","Updated all Partner of the year images from 2019 to 2020",null,null,null,null,null,null,null,null,null,"Version1.0_Draft1","ED"]
["10.21.20","Results-Appliances Tab: Removed image of dishwashers and replaced with heat pump water heater",null,null,null,null,null,null,null,null,null,"Version1.0_Draft1","ED"]
["10.21.20","Results-Appliances Tab: Removed dishwasers from appliances paragraph and replaced with heat pump water heater",null,null,null,null,null,null,null,null,null,"Version1.0_Draft1","ED"]
["10.21.20","Results-Appliances Tab: Added \"ENERGY STAR Windows\" to appliances paragraph",null,null,null,null,null,null,null,null,null,"Version1.0_Draft1","ED"]
["10.21.20","HEA References Tab: Under Appliances table added Tankless Water Heater and Heat Pump Water Heater ",null,null,null,null,null,null,null,null,null,"Version1.0_Draft1","ED"]
["10.21.20","Hea References Tab: Updated \"HEA_Appl\" named manager to include new range that accounts for Tankless Water Heater and HPWH",null,null,null,null,null,null,null,null,null,"Version1.0_Draft1","ED"]
["10.21.20","Therms and Controls Tab: Updated website link for marketplace",null,null,null,null,null,null,null,null,null,"Version1.0_Draft1","ED"]

{"sheet":"Windows","index":48,"n_rows":36,"n_cols":11,"rows_kept":36,"cut":false,"hidden":true,"merged":[[18,1,18,3],[23,1,23,2],[24,1,27,10],[8,1,8,3],[8,6,8,8],[13,1,13,3],[13,6,13,8],[6,7,6,8],[2,3,2,6],[2,10,2,11],[3,3,3,6],[3,10,3,11],[4,3,4,6]]}
[{"$f":"Development!B3","v":"Home Energy Assessment"}]
[null,"Assessment Results"]
[null,"Customer Name:",null,{"$f":"IF('Home Data'!C7=\"\",\"\",'Home Data'!C7)","v":""},null,null,null,null,null,"Assessor Name:",{"$f":"IF('Home Data'!$C$22=\"\",\"\",'Home Data'!$C$22)","v":""}]
[null,"Customer Address:",null,{"$f":"IF('Home Data'!C9=\"\",\"\",'Home Data'!C9&\", \"&'Home Data'!C11)","v":""},null,null,null,null,null,"Date of Assessment:",{"$f":"IF('Home Data'!$C$20=\"\",\"\",'Home Data'!$C$20)","v":""}]
[null,"Customer E-mail:",null,{"$f":"IF('Home Data'!C15=\"\",\"\",'Home Data'!C15)","v":""}]
[]
[null,"Windows"]
[]
[null,"Window 1",null,null,null,null,"Window 2"]
[null,"Location:",{"$f":"IF('Window Data Collection'!C8=\"\",\"\",'Window Data Collection'!C8)","v":""},"Frame Type:",{"$f":"IF('Window Data Collection'!J8=\"\",\"\",'Window Data Collection'!J8)","v":""},null,"Location:",{"$f":"IF('Window Data Collection'!C24=\"\",\"\",'Window Data Collection'!C24)","v":""},"Frame Type:",{"$f":"IF('Window Data Collection'!J24=\"\",\"\",'Window Data Collection'!J24)","v":""}]
[null,"Quantity:",{"$f":"IF('Window Data Collection'!C10=\"\",\"\",'Window Data Collection'!C10)","v":""},"ENERGY STAR®:",{"$f":"IF('Window Data Collection'!J10=\"\",\"\",'Window Data Collection'!J10)","v":""},null,"Quantity:",{"$f":"IF('Window Data Collection'!C26=\"\",\"\",'Window Data Collection'!C26)","v":""},"ENERGY STAR®:",{"$f":"IF('Window Data Collection'!J26=\"\",\"\",'Window Data Collection'!J26)","v":""}]
[null,"Type:",{"$f":"IF('Window Data Collection'!C12=\"\",\"\",'Window Data Collection'!C12)","v":""},"U-Value:",{"$f":"IF('Window Data Collection'!J12=\"\",\"\",'Window Data Collection'!J12)","v":""},null,"Type:",{"$f":"IF('Window Data Collection'!C28=\"\",\"\",'Window Data Collection'!C28)","v":""},"U-Value:",{"$f":"IF('Window Data Collection'!J28=\"\",\"\",'Window Data Collection'!J28)","v":""}]
[]
[null,"Window 3",null,null,null,null,"Window 4"]
[null,"Location:",{"$f":"IF('Window Data Collection'!C40=\"\",\"\",'Window Data Collection'!C40)","v":""},"Frame Type:",{"$f":"IF('Window Data Collection'!J40=\"\",\"\",'Window Data Collection'!J40)","v":""},null,"Location:",{"$f":"IF('Window Data Collection'!C56=\"\",\"\",'Window Data Collection'!C56)","v":""},"Frame Type:",{"$f":"IF('Window Data Collection'!J56=\"\",\"\",'Window Data Collection'!J56)","v":""}]
[null,"Quantity:",{"$f":"IF('Window Data Collection'!C42=\"\",\"\",'Window Data Collection'!C42)","v":""},"ENERGY STAR®:",{"$f":"IF('Window Data Collection'!J42=\"\",\"\",'Window Data Collection'!J42)","v":""},null,"Quantity:",{"$f":"IF('Window Data Collection'!C58=\"\",\"\",'Window Data Collection'!C58)","v":""},"ENERGY STAR®:",{"$f":"IF('Window Data Collection'!J58=\"\",\"\",'Window Data Collection'!J58)","v":""}]
[null,"Type:",{"$f":"IF('Window Data Collection'!C44=\"\",\"\",'Window Data Collection'!C44)","v":""},"U-Value:",{"$f":"IF('Window Data Collection'!J44=\"\",\"\",'Window Data Collection'!J44)","v":""},null,"Type:",{"$f":"IF('Window Data Collection'!C60=\"\",\"\",'Window Data Collection'!C60)","v":""},"U-Value:",{"$f":"IF('Window Data Collection'!J60=\"\",\"\",'Window Data Collection'!J60)","v":""}]
[]
[null,"Window 5"]
[null,"Location:",{"$f":"IF('Window Data Collection'!C72=\"\",\"\",'Window Data Collection'!C72)","v":""},"Frame Type:",{"$f":"IF('Window Data Collection'!J72=\"\",\"\",'Window Data Collection'!J72)","v":""}]
[null,"Quantity:",{"$f":"IF('Window Data Collection'!C74=\"\",\"\",'Window Data Collection'!C74)","v":""},"ENERGY STAR®:",{"$f":"IF('Window Data Collection'!J74=\"\",\"\",'Window Data Collection'!J74)","v":""}]
[null,"Type:",{"$f":"IF('Window Data Collection'!C76=\"\",\"\",'Window Data Collection'!C76)","v":""},"U-Value:",{"$f":"IF('Window Data Collection'!J76=\"\",\"\",'Window Data Collection'!J76)","v":""}]
[]
[null,"Did you know?"]
[null,"Windows can present weak points in the thermal boundary of your home.  If you have single pane windows you may want to consider installing storm windows or insulated double pane glass.  ENERGY STAR qualified windows demonstrate superior energy performance and can save on utility bills.  Consumers should use the National Fenestration Ratings Council sticker as a resource to compare window performance with the information listed below:"]
[]
[]
[]
[null,null,"·       U-Factor measures the rate of heat transfer and tells you how well the window insulates"]
[null,null,null,"o\tThe lower the U-factor, the better the window insulates"]
[null,null,"·       Solar Heat Gain Coefficient (SHGC) measures the fraction of solar energy transmitted and tells you how well the product blocks heat caused by sunlight"]
[null,null,null,"o\tSHGC is measured on a scale of 0 to 1; The lower the SHGC, the less solar heat the window transmits"]
[null,null,"·       Air Leakage (AL) measures the rate at which air passes through joints in the window"]
[null,null,null,"o\tThe lower the AL value, the less air leakage"]
[null,null,"·       Visible Transmittance (VT) measures the amount of light the window lets through"]
[null,null,null,"oVT is measured on a scale of 0 to 1; The higher the VT, the more light you see"]

{"sheet":"Recommendations","index":49,"n_rows":5,"n_cols":5,"rows_kept":5,"cut":false,"hidden":true,"merged":[]}
[{"$f":"'Heating and Cooling'!#REF!","v":{"$error":"#REF!"}}]
[null,null,"Energy Efficiency Programs"]
[]
[]
[null,null,null,null,"Add information about other RESI and CEP Programs here - no rebates just information"]

{"sheet":"Energy Savers","index":50,"n_rows":39,"n_cols":1,"rows_kept":39,"cut":false,"hidden":true,"merged":[[31,0,31,8],[33,0,33,8],[34,0,34,8],[35,0,35,8],[15,0,15,8],[25,0,25,8],[26,0,26,8],[28,0,28,8],[29,0,29,8],[18,0,18,8],[19,0,19,8],[21,0,21,8],[8,0,8,8],[9,0,9,8],[3,0,3,8],[4,0,4,8],[5,0,5,8],[6,0,6,8],[7,0,7,8],[10,0,10,8],[11,0,11,8],[43,0,43,7],[40,0,40,8],[42,0,42,8],[39,0,39,7],[41,0,41,7],[22,0,22,8],[36,0,36,8],[23,0,23,8],[12,0,12,8],[13,0,13,8],[16,0,16,8],[37,0,37,8],[38,0,38,8],[14,0,14,7]]}
[{"$f":"'Lock Unlock'!A17","v":"Electric Energy Assessment"}]
["Energy Savers"]
[]
["Lighting and Appropriate Controls"]
["Lighting typically accounts for 25 to 30% of all energy consumed in commercial buildings. Upgraded lighting systems can improve lighting quality and increase occupant comfort and productivity.  Comprehensive lighting upgrades can also create opportunities to improve the efficiency of electrical distribution and HVAC systems by reducing these loads.   PSEG Long Island provides rebates on lighting equipment that generally cover approximately 70% of the installed cost of the equipment.  "]
["The best ways to save with commercial lighting upgrades are to:  "]
["                Design light quantity and quality for the task and occupants’ needs."]
["                Maximize lamp and ballast efficiency."]
["                Use automatic controls to turn lights off or dim lights in unoccupied spaces."]
["                Establish a maintenance schedule for group re-lamping and fixture cleaning."]
[]
["Typically, 70 to 80% of the electrical energy consumed by lighting doesn't actually provide light; instead it heats the space - increasing the amount of energy needed to both illuminate and to cool the space. Upgrading to energy efficient lighting can significantly reduce electrical and cooling loads by eliminating heat generated by the lighting system, an inefficient and expensive form of heating. The electrical load of lighting systems in commercial spaces typically range from 1 Watt per square foot (W/SF) or less for efficient lighting to more than 2 W/SF for older systems.  Lighting upgrades will reduce both the connected electrical load (kW) and energy consumption (kWh) of lighting equipment. Proven technologies provide equal, or improved, light output with reduced electrical input and better color rendition. "]
["Lighting controls such as occupancy sensors and computer-based lighting-management systems can also significantly reduce operating hours and costs by turning off lighting when spaces are unoccupied. \n"]
["Standard occupancy sensors will turn the lighting system off automatically if a room remains vacant for a set time.  Occupancy sensors can save an estimated $0.05 to $0.20 per square foot (ft2) per year, with payback periods from as little as six months, depending upon the sensor type.  Lighting sensors are a relatively inexpensive investment, provide substantial energy savings, and are easy to use.  "]
["Daylight dimming controls utilize photosensors that respond to ambient light levels to reduce the light output of controlled fixtures.  These fixtures are fitted with components that are dim by adjusting the power to the controlled fixture in response to input signal from the photosensor.  A professionally designed daylighting-controlled system has significant potential for lighting energy reduction, often close to 50%, depending upon the attributes of the space.  Prime candidates for daylight dimming controls include hallways, stairwells, lobbies, offices, conference rooms, and other high occupancy spaces with large window glazing or skylight surface areas and substantial incident natural light.  In addition to potential lighting power reductions of 25-50%, daylight dimming contributes to more even light levels, less eye strain due to over-lighting, reduction in cooling load as a result and an improved light quality."]
["For spaces with multiple work areas, a computer-based lighting management system is another viable option. These systems turn lights on and off at designated times and allow for overrides when necessary."]
["HVAC Systems and Controls"]
[]
["On average, HVAC systems account for 52% of a facilities annual energy consumption. The most cost-effective ways to enhance HVAC performance are through HVAC controls and system upgrades."]
["Replacing outdated, inefficient rooftop air conditioning units is one of the most cost-effective and accessible means of reducing annual energy consumption. Due to continued development in the technologies of compressors, condensing units, and refrigerants, efficiency ratings of currently manufactured A/C systems are often 15% better (or higher) when compared to 10-15 year old equipment.   (The higher the EER on the equipment, the more efficient it is.)  Although the initial cost of installation may be significant, high-efficiency A/C systems should always be considered when old equipment is being replaced, or should be replaced, due to high maintenance costs.  PSEG Long Island rebates are designed to make up for the difference between standard and inefficient equipment.  The useful life of a rooftop A/C unit is generally between 12 and 18 years, but depending on the condition and efficiency of existing equipment, early replacement may prove to be a more cost-effective solution than waiting until existing systems fail.  Not only is the risk of operating the facility without AC mitigated, but also rebates are generally higher for replacing existing equipment that is still working.  Once the equipment fails, the retrofit rebates are no longer available."]
[]
["Programmable thermostats automatically  adjust temperature to preset levels. Installation is simple  and the investment can pay for itself quickly for a space that does not require 24/7 heating or cooling. An Energy Star–rated programmable thermostat costs about $19 more than a standard model, saves an estimated $150 per year, and has a payback period of about one month."]
["In addition to energy savings opportunities related to an increase in efficiency, further reduction in cooling demand can be achieved by installing economizers on new or existing A/C systems. Economizers provide “free” cooling by using controllable dampers that bring outside air to cool the space when the outdoor temperature or enthalpy is below the building’s return air conditions. Although they require operation by a well calibrated and maintained control system, economizers have impressive energy-saving capability."]
["Operations and Maintenance"]
[]
["Building owners can save 5 to 20 percent annually by implementing operations and maintenance best practices. This reduces the risk of early equipment failure and unscheduled downtime. Schedule regular system checks and replace air-conditioner filters, clean condenser coils, and check gaskets in refrigeration units. Establish service level agreements with outside maintenance contractors requiring these checks, or train on-site facility management staff.  "]
["Energy Teams"]
[]
["Establishing an energy team at your business to be responsible for developing projects and pushing an efficiency agenda can ensure that your company’s stated energy-savings goals become a reality. An energy team should include representatives from accounting, operations, and upper management.  At each meeting, the team identifies new projects and assigns each member a task. Tasks may include estimating potential energy savings, getting bids from contractors, developing behavior modification programs that will help reduce energy, or investigating new technologies."]
["Commissioning"]
[]
["Geared towards larger facilities, Commissioning can be done to ensure that your existing equipment is performing as efficiently as possible. As buildings age, their performance can degrade and their use or occupancy patterns often change. Unless a building’s systems have been periodically updated, they may no longer perform as designed or meet the needs of their occupants. Commissioning addresses these problems by systematically investigating the O&M of building whole to suit current needs. Commissioning yields an average whole-building energy savings of 15 percent with a simple payback of less than nine months."]
[]
["Install ENERGY STAR® Rated Plug Loads we asked for specific language to be added there that doesn’t appear to have been included"]
["Appliances/Plug Loads are an often overlooked source of inefficiency in small and large commercial facilities.  Depending on the type of facility in question, plug loads can account for 5 to 20% or more of the total facility electric consumption.  By installing high efficiency plug loads or replacing outdated equipment with appliances with the ENERGY STAR® label, considerable savings can be realized for relatively little cost."]
[]
["In order for a product to qualify for the ENERGY STAR® label, it must meet specific requirements related to build quality, reliability and efficiency.  Products are generally 20% more efficient than non-ENERGY STAR® and may be as much as 65% more efficient."]
[]
["Consider ENERGY STAR® rated plug loads when purchasing new equipment or replacing existing, outdated refrigerators, water coolers, computers, monitors, televisions etc.  For more information, visit http://www.energystar.gov/."]

{"sheet":"Energy Efficient Practices ","index":51,"n_rows":35,"n_cols":1,"rows_kept":35,"cut":false,"hidden":true,"merged":[[24,0,24,7],[29,0,29,7],[34,0,34,7],[27,0,27,7],[31,0,31,7],[4,0,4,7],[10,0,10,7],[22,0,22,7],[16,0,16,7],[7,0,7,7],[13,0,13,7],[19,0,19,7]]}
[{"$f":"'Lock Unlock'!A17","v":"Electric Energy Assessment"}]
["Energy Efficient Practices"]
[]
[]
["In addition to the quantifiable savings estimated in the Recommendations section of this report, performance of a facility’s electrical systems can be significantly improved through application of low or no-cost efficiency strategies.  By employing certain behavior and operational adjustments as well as performing routine maintenance on building systems, equipment lifetime can be extended, occupant comfort, health and safety can be improved and annual energy, operation and maintenance costs can be reduced.  The recommendations below are provided as a framework for developing a whole building maintenance plan that is customized to your facility.  Consult with qualified equipment specialists for details on proper maintenance and system operation."]
[]
["Reduce Air Leakage"]
["Air leakage, or infiltration, occurs when outside air enters a building uncontrollably through cracks and openings.  Properly air sealing such cracks and openings can significantly reduce cooling costs, improve building durability, and create a healthier indoor environment.  This includes caulking or installing weatherstripping around leaky doors and windows allowing for better control of indoor air quality through controlled ventilation."]
[]
["Close Doors and Windows"]
["Ensure doors and windows are closed in conditioned spaces.  Leaving doors and windows open leads to a significant increase in heat transfer between conditioned spaces and outside air.  Reducing a facility’s ACH can lead to increased occupant comfort as well as significant cooling savings, especially when combined with proper HVAC controls and adequate ventilation."]
[]
["Use Window Treatments/Coverings"]
["A substantial amount of heat gain can occur through uncovered or untreated windows, especially older single pane windows and east or west-facing windows.  Treatments such as high-reflectivity films or covering windows with shades or shutters can reduce solar heat gain and, consequently, cooling load.  "]
[]
["Perform Proper Lighting Maintenance"]
["In order to sustain optimal lighting levels, lighting fixtures should undergo routine maintenance.  Light levels decrease over time due to lamp aging, lamp and ballast failure, and buildup of dirt and dust on lamps, fixtures and reflective surfaces. Together, these factors can reduce total illumination by 20% - 60% or more, while operating fixtures continue drawing full power.  To limit this reduction, lamps, reflectors and diffusers should be thoroughly cleaned of dirt, dust, oil and smoke film buildup approximately every 6 – 12 months."]
[]
["Develop a Lighting Maintenance Schedule"]
["In addition to routine fixture cleaning, development of a maintenance schedule can both ensure maintenance is performed regularly and can reduce the overall cost of fixture re-lamping and re-ballasting.  By re-lamping and re-ballasting fixtures in groups, lighting levels are better maintained and the number of site visits by a lighting technician or contractor can be minimized, decreasing the overall cost of maintenance."]
[]
["Turn Off Lights in Unoccupied Spaces"]
["Lighting is one of the largest segments of a facility’s total annual energy consumption.  By turning off lights in unoccupied areas, lighting load can be reduced significantly, resulting in noticeable decreases in monthly electric bills.  In addition, the reduction in heat rejection from these lights will result in reduced cooling load and increased occupant comfort.  "]
["Use Fans to Reduce Cooling Load"]
["Utilizing ceiling fans to supplement cooling is a low cost strategy to reduce cooling load considerably.  Thermostat settings can be increased by 4°F with no change in overall occupant comfort when the wind chill effect of moving air is employed for cooling."]
[]
["Practice Proper Use of Programmable Thermostats"]
["Ensure programmable thermostats are correctly set back.  By employing proper set back temperatures and schedules, facility cooling costs can be reduced dramatically during periods of low or no occupancy.  As such, thermostats should be programmed for a setback of 5-10 degrees during low occupancy hours.  Cooling load can be reduced further by increasing the facility’s occupied setpoint temperature.  In general, during the cooling season, thermostats should be set as high as possible without sacrificing occupant comfort."]
["Clean Evaporator/Condenser Coils on AC Systems"]
["Dirty evaporators and condensers cause a restriction to air flow; thus, for optimal performance, evaporator and condenser fan operation should encounter minimum resistance.   Through regularly cleaning of coils, fans run more efficiently, reducing cooling load and increasing occupant comfort."]
["Clean and/or Replace AC/Heat Pump Filters"]
["Air filters work to reduce the amount of indoor air pollution and increase occupant comfort.  Over time, filters become less and less effective as particulate buildup increases.  In addition to health concerns related to clogged filters, filters that have reached saturation also restrict air flow through the facility’s air conditioning or heat pump system, increasing the load on the system and decreasing occupant comfort levels.  Filters should be checked monthly and cleaned or replaced when appropriate."]
["  "]
["Check for and Seal Duct Leakage"]
["Duct leakage in commercial buildings typically accounts for 5 to 25 percent of the supply airflow.  In the case of rooftop air handlers, duct leakage can occur to the outside of the building, significantly increasing cooling costs.  By sealing sources of leakage, cooling consumption can be reduced significantly, depending on the severity of air leakage."]

{"sheet":"Lighting_Inventory","index":52,"n_rows":25,"n_cols":6,"rows_kept":25,"cut":false,"hidden":true,"merged":[]}
[{"$f":"'Lock Unlock'!A17","v":"Electric Energy Assessment"}]
["Lighting Inventory"]
["Location","Number of Fixtures",null,"Fixture Description","Fixture Wattage","Operating Hours"]
[{"$f":"'Lighting Calcs'!B3","v":""},{"$f":"IF('Lighting Calcs'!C3=\"\",\"\",'Lighting Calcs'!C3)","v":0},{"$f":"IF('Lighting Calcs'!G3=\"\",\"\",'Lighting Calcs'!G3)","v":"Working:"},{"$f":"IF(C4=\"\",\"\",INDEX('Wattage Table'!$E$3:$E$2131,MATCH(Lighting_Inventory!C4,Device_Code,0)))","v":{"$error":"#N/A"}},{"$f":"IF(C4=\"\",\"\",INDEX('Wattage Table'!$K$3:$K$2131,MATCH(Lighting_Inventory!C4,Device_Code,0)))","v":{"$error":"#N/A"}},{"$f":"IF(D4=\"\",\"\",IF(OtherOperHours=\"\",AnnualOperHours,OtherOperHours))","v":{"$error":"#N/A"}}]
[{"$f":"'Lighting Calcs'!B4","v":""},{"$f":"IF('Lighting Calcs'!C4=\"\",\"\",'Lighting Calcs'!C4)","v":0},{"$f":"IF('Lighting Calcs'!G4=\"\",\"\",'Lighting Calcs'!G4)","v":"Working:"},{"$f":"IF(C5=\"\",\"\",INDEX('Wattage Table'!$E$3:$E$2131,MATCH(Lighting_Inventory!C5,Device_Code,0)))","v":{"$error":"#N/A"}},{"$f":"IF(C5=\"\",\"\",INDEX('Wattage Table'!$K$3:$K$2131,MATCH(Lighting_Inventory!C5,Device_Code,0)))","v":{"$error":"#N/A"}},{"$error":"#N/A"}]
[{"$f":"'Lighting Calcs'!B5","v":""},{"$f":"IF('Lighting Calcs'!C5=\"\",\"\",'Lighting Calcs'!C5)","v":0},{"$f":"IF('Lighting Calcs'!G5=\"\",\"\",'Lighting Calcs'!G5)","v":"Working:"},{"$f":"IF(C6=\"\",\"\",INDEX('Wattage Table'!$E$3:$E$2131,MATCH(Lighting_Inventory!C6,Device_Code,0)))","v":{"$error":"#N/A"}},{"$f":"IF(C6=\"\",\"\",INDEX('Wattage Table'!$K$3:$K$2131,MATCH(Lighting_Inventory!C6,Device_Code,0)))","v":{"$error":"#N/A"}},{"$error":"#N/A"}]
[{"$f":"'Lighting Calcs'!B6","v":""},{"$f":"IF('Lighting Calcs'!C6=\"\",\"\",'Lighting Calcs'!C6)","v":0},{"$f":"IF('Lighting Calcs'!G6=\"\",\"\",'Lighting Calcs'!G6)","v":"Working:"},{"$f":"IF(C7=\"\",\"\",INDEX('Wattage Table'!$E$3:$E$2131,MATCH(Lighting_Inventory!C7,Device_Code,0)))","v":{"$error":"#N/A"}},{"$f":"IF(C7=\"\",\"\",INDEX('Wattage Table'!$K$3:$K$2131,MATCH(Lighting_Inventory!C7,Device_Code,0)))","v":{"$error":"#N/A"}},{"$error":"#N/A"}]
[{"$f":"'Lighting Calcs'!B7","v":""},{"$f":"IF('Lighting Calcs'!C7=\"\",\"\",'Lighting Calcs'!C7)","v":0},{"$f":"IF('Lighting Calcs'!G7=\"\",\"\",'Lighting Calcs'!G7)","v":"Working:"},{"$f":"IF(C8=\"\",\"\",INDEX('Wattage Table'!$E$3:$E$2131,MATCH(Lighting_Inventory!C8,Device_Code,0)))","v":{"$error":"#N/A"}},{"$f":"IF(C8=\"\",\"\",INDEX('Wattage Table'!$K$3:$K$2131,MATCH(Lighting_Inventory!C8,Device_Code,0)))","v":{"$error":"#N/A"}},{"$error":"#N/A"}]
[{"$f":"'Lighting Calcs'!B8","v":""},{"$f":"IF('Lighting Calcs'!C8=\"\",\"\",'Lighting Calcs'!C8)","v":0},{"$f":"IF('Lighting Calcs'!G8=\"\",\"\",'Lighting Calcs'!G8)","v":"Working:"},{"$f":"IF(C9=\"\",\"\",INDEX('Wattage Table'!$E$3:$E$2131,MATCH(Lighting_Inventory!C9,Device_Code,0)))","v":{"$error":"#N/A"}},{"$f":"IF(C9=\"\",\"\",INDEX('Wattage Table'!$K$3:$K$2131,MATCH(Lighting_Inventory!C9,Device_Code,0)))","v":{"$error":"#N/A"}},{"$error":"#N/A"}]
[{"$f":"'Lighting Calcs'!B9","v":""},{"$f":"IF('Lighting Calcs'!C9=\"\",\"\",'Lighting Calcs'!C9)","v":0},{"$f":"IF('Lighting Calcs'!G9=\"\",\"\",'Lighting Calcs'!G9)","v":"Working:"},{"$f":"IF(C10=\"\",\"\",INDEX('Wattage Table'!$E$3:$E$2131,MATCH(Lighting_Inventory!C10,Device_Code,0)))","v":{"$error":"#N/A"}},{"$f":"IF(C10=\"\",\"\",INDEX('Wattage Table'!$K$3:$K$2131,MATCH(Lighting_Inventory!C10,Device_Code,0)))","v":{"$error":"#N/A"}},{"$error":"#N/A"}]
[{"$f":"'Lighting Calcs'!B10","v":""},{"$f":"IF('Lighting Calcs'!C10=\"\",\"\",'Lighting Calcs'!C10)","v":0},{"$f":"IF('Lighting Calcs'!G10=\"\",\"\",'Lighting Calcs'!G10)","v":"Working:"},{"$f":"IF(C11=\"\",\"\",INDEX('Wattage Table'!$E$3:$E$2131,MATCH(Lighting_Inventory!C11,Device_Code,0)))","v":{"$error":"#N/A"}},{"$f":"IF(C11=\"\",\"\",INDEX('Wattage Table'!$K$3:$K$2131,MATCH(Lighting_Inventory!C11,Device_Code,0)))","v":{"$error":"#N/A"}},{"$error":"#N/A"}]
[{"$f":"'Lighting Calcs'!B11","v":""},{"$f":"IF('Lighting Calcs'!C11=\"\",\"\",'Lighting Calcs'!C11)","v":0},{"$f":"IF('Lighting Calcs'!G11=\"\",\"\",'Lighting Calcs'!G11)","v":"Working:"},{"$f":"IF(C12=\"\",\"\",INDEX('Wattage Table'!$E$3:$E$2131,MATCH(Lighting_Inventory!C12,Device_Code,0)))","v":{"$error":"#N/A"}},{"$f":"IF(C12=\"\",\"\",INDEX('Wattage Table'!$K$3:$K$2131,MATCH(Lighting_Inventory!C12,Device_Code,0)))","v":{"$error":"#N/A"}},{"$error":"#N/A"}]
[{"$f":"'Lighting Calcs'!B12","v":""},{"$f":"IF('Lighting Calcs'!C12=\"\",\"\",'Lighting Calcs'!C12)","v":0},{"$f":"IF('Lighting Calcs'!G12=\"\",\"\",'Lighting Calcs'!G12)","v":"Working:"},{"$f":"IF(C13=\"\",\"\",INDEX('Wattage Table'!$E$3:$E$2131,MATCH(Lighting_Inventory!C13,Device_Code,0)))","v":{"$error":"#N/A"}},{"$f":"IF(C13=\"\",\"\",INDEX('Wattage Table'!$K$3:$K$2131,MATCH(Lighting_Inventory!C13,Device_Code,0)))","v":{"$error":"#N/A"}},{"$error":"#N/A"}]
[{"$f":"'Lighting Calcs'!B13","v":""},{"$f":"IF('Lighting Calcs'!C13=\"\",\"\",'Lighting Calcs'!C13)","v":0},{"$f":"IF('Lighting Calcs'!G13=\"\",\"\",'Lighting Calcs'!G13)","v":0},{"$f":"IF(C14=\"\",\"\",INDEX('Wattage Table'!$E$3:$E$2131,MATCH(Lighting_Inventory!C14,Device_Code,0)))","v":{"$error":"#N/A"}},{"$f":"IF(C14=\"\",\"\",INDEX('Wattage Table'!$K$3:$K$2131,MATCH(Lighting_Inventory!C14,Device_Code,0)))","v":{"$error":"#N/A"}},{"$error":"#N/A"}]
[{"$f":"'Lighting Calcs'!B14","v":""},{"$f":"IF('Lighting Calcs'!C14=\"\",\"\",'Lighting Calcs'!C14)","v":0},{"$f":"IF('Lighting Calcs'!G14=\"\",\"\",'Lighting Calcs'!G14)","v":0},{"$f":"IF(C15=\"\",\"\",INDEX('Wattage Table'!$E$3:$E$2131,MATCH(Lighting_Inventory!C15,Device_Code,0)))","v":{"$error":"#N/A"}},{"$f":"IF(C15=\"\",\"\",INDEX('Wattage Table'!$K$3:$K$2131,MATCH(Lighting_Inventory!C15,Device_Code,0)))","v":{"$error":"#N/A"}},{"$error":"#N/A"}]
[{"$f":"'Lighting Calcs'!B15","v":""},{"$f":"IF('Lighting Calcs'!C15=\"\",\"\",'Lighting Calcs'!C15)","v":0},{"$f":"IF('Lighting Calcs'!G15=\"\",\"\",'Lighting Calcs'!G15)","v":0},{"$f":"IF(C16=\"\",\"\",INDEX('Wattage Table'!$E$3:$E$2131,MATCH(Lighting_Inventory!C16,Device_Code,0)))","v":{"$error":"#N/A"}},{"$f":"IF(C16=\"\",\"\",INDEX('Wattage Table'!$K$3:$K$2131,MATCH(Lighting_Inventory!C16,Device_Code,0)))","v":{"$error":"#N/A"}},{"$error":"#N/A"}]
[{"$f":"'Lighting Calcs'!B16","v":""},{"$f":"IF('Lighting Calcs'!C16=\"\",\"\",'Lighting Calcs'!C16)","v":0},{"$f":"IF('Lighting Calcs'!G16=\"\",\"\",'Lighting Calcs'!G16)","v":0},{"$f":"IF(C17=\"\",\"\",INDEX('Wattage Table'!$E$3:$E$2131,MATCH(Lighting_Inventory!C17,Device_Code,0)))","v":{"$error":"#N/A"}},{"$f":"IF(C17=\"\",\"\",INDEX('Wattage Table'!$K$3:$K$2131,MATCH(Lighting_Inventory!C17,Device_Code,0)))","v":{"$error":"#N/A"}},{"$error":"#N/A"}]
[{"$f":"'Lighting Calcs'!B17","v":""},{"$f":"IF('Lighting Calcs'!C17=\"\",\"\",'Lighting Calcs'!C17)","v":0},{"$f":"IF('Lighting Calcs'!G17=\"\",\"\",'Lighting Calcs'!G17)","v":0},{"$f":"IF(C18=\"\",\"\",INDEX('Wattage Table'!$E$3:$E$2131,MATCH(Lighting_Inventory!C18,Device_Code,0)))","v":{"$error":"#N/A"}},{"$f":"IF(C18=\"\",\"\",INDEX('Wattage Table'!$K$3:$K$2131,MATCH(Lighting_Inventory!C18,Device_Code,0)))","v":{"$error":"#N/A"}},{"$error":"#N/A"}]
[{"$f":"'Lighting Calcs'!B18","v":""},{"$f":"IF('Lighting Calcs'!C18=\"\",\"\",'Lighting Calcs'!C18)","v":0},{"$f":"IF('Lighting Calcs'!G18=\"\",\"\",'Lighting Calcs'!G18)","v":0},{"$f":"IF(C19=\"\",\"\",INDEX('Wattage Table'!$E$3:$E$2131,MATCH(Lighting_Inventory!C19,Device_Code,0)))","v":{"$error":"#N/A"}},{"$f":"IF(C19=\"\",\"\",INDEX('Wattage Table'!$K$3:$K$2131,MATCH(Lighting_Inventory!C19,Device_Code,0)))","v":{"$error":"#N/A"}},{"$error":"#N/A"}]
[{"$f":"'Lighting Calcs'!B19","v":""},{"$f":"IF('Lighting Calcs'!C19=\"\",\"\",'Lighting Calcs'!C19)","v":0},{"$f":"IF('Lighting Calcs'!G19=\"\",\"\",'Lighting Calcs'!G19)","v":0},{"$f":"IF(C20=\"\",\"\",INDEX('Wattage Table'!$E$3:$E$2131,MATCH(Lighting_Inventory!C20,Device_Code,0)))","v":{"$error":"#N/A"}},{"$f":"IF(C20=\"\",\"\",INDEX('Wattage Table'!$K$3:$K$2131,MATCH(Lighting_Inventory!C20,Device_Code,0)))","v":{"$error":"#N/A"}},{"$error":"#N/A"}]
[{"$f":"'Lighting Calcs'!B20","v":""},{"$f":"IF('Lighting Calcs'!C20=\"\",\"\",'Lighting Calcs'!C20)","v":0},{"$f":"IF('Lighting Calcs'!G20=\"\",\"\",'Lighting Calcs'!G20)","v":0},{"$f":"IF(C21=\"\",\"\",INDEX('Wattage Table'!$E$3:$E$2131,MATCH(Lighting_Inventory!C21,Device_Code,0)))","v":{"$error":"#N/A"}},{"$f":"IF(C21=\"\",\"\",INDEX('Wattage Table'!$K$3:$K$2131,MATCH(Lighting_Inventory!C21,Device_Code,0)))","v":{"$error":"#N/A"}},{"$error":"#N/A"}]
[{"$f":"'Lighting Calcs'!B21","v":""},{"$f":"IF('Lighting Calcs'!C21=\"\",\"\",'Lighting Calcs'!C21)","v":0},{"$f":"IF('Lighting Calcs'!G21=\"\",\"\",'Lighting Calcs'!G21)","v":0},{"$f":"IF(C22=\"\",\"\",INDEX('Wattage Table'!$E$3:$E$2131,MATCH(Lighting_Inventory!C22,Device_Code,0)))","v":{"$error":"#N/A"}},{"$f":"IF(C22=\"\",\"\",INDEX('Wattage Table'!$K$3:$K$2131,MATCH(Lighting_Inventory!C22,Device_Code,0)))","v":{"$error":"#N/A"}},{"$error":"#N/A"}]
[{"$f":"'Lighting Calcs'!B22","v":""},{"$f":"IF('Lighting Calcs'!C22=\"\",\"\",'Lighting Calcs'!C22)","v":0},{"$f":"IF('Lighting Calcs'!G22=\"\",\"\",'Lighting Calcs'!G22)","v":0},{"$f":"IF(C23=\"\",\"\",INDEX('Wattage Table'!$E$3:$E$2131,MATCH(Lighting_Inventory!C23,Device_Code,0)))","v":{"$error":"#N/A"}},{"$f":"IF(C23=\"\",\"\",INDEX('Wattage Table'!$K$3:$K$2131,MATCH(Lighting_Inventory!C23,Device_Code,0)))","v":{"$error":"#N/A"}},{"$error":"#N/A"}]
[{"$f":"'Lighting Calcs'!B23","v":""},{"$f":"IF('Lighting Calcs'!C23=\"\",\"\",'Lighting Calcs'!C23)","v":0},{"$f":"IF('Lighting Calcs'!G23=\"\",\"\",'Lighting Calcs'!G23)","v":0},{"$f":"IF(C24=\"\",\"\",INDEX('Wattage Table'!$E$3:$E$2131,MATCH(Lighting_Inventory!C24,Device_Code,0)))","v":{"$error":"#N/A"}},{"$f":"IF(C24=\"\",\"\",INDEX('Wattage Table'!$K$3:$K$2131,MATCH(Lighting_Inventory!C24,Device_Code,0)))","v":{"$error":"#N/A"}},{"$error":"#N/A"}]
[{"$f":"'Lighting Calcs'!B24","v":""},{"$f":"IF('Lighting Calcs'!C24=\"\",\"\",'Lighting Calcs'!C24)","v":0},{"$f":"IF('Lighting Calcs'!G24=\"\",\"\",'Lighting Calcs'!G24)","v":0},{"$f":"IF(C25=\"\",\"\",INDEX('Wattage Table'!$E$3:$E$2131,MATCH(Lighting_Inventory!C25,Device_Code,0)))","v":{"$error":"#N/A"}},{"$f":"IF(C25=\"\",\"\",INDEX('Wattage Table'!$K$3:$K$2131,MATCH(Lighting_Inventory!C25,Device_Code,0)))","v":{"$error":"#N/A"}},{"$error":"#N/A"}]

{"sheet":"Air Conditioning Inventory","index":53,"n_rows":8,"n_cols":10,"rows_kept":8,"cut":false,"hidden":true,"merged":[]}
[null,{"$f":"'Lock Unlock'!A17","v":"Electric Energy Assessment"}]
[null,"Air Conditioning Inventory"]
[null,"Location","Quantity","System Description","Tons","Manufacturer","Model Number","SEER","EER","System Age"]
[null,{"$f":"IF(AC_Calculations!B5=\"\",\"\",AC_Calculations!B5)","v":0},{"$f":"IF(AC_Calculations!E5<1,\"\",AC_Calculations!E5)","v":""},{"$f":"IF(AC_Calculations!C5=\"\",\"\",AC_Calculations!C5)","v":0},{"$f":"IF(AC_Calculations!D5=\"\",\"\",AC_Calculations!D5)","v":0},{"$f":"IF(AC_Calculations!M5=\"\",\"\",AC_Calculations!M5)","v":0},{"$f":"IF(AC_Calculations!N5=\"\",\"\",AC_Calculations!N5)","v":0},{"$f":"IF(AC_Calculations!G5=\"\",\"\",AC_Calculations!G5)","v":0},{"$f":"IF(AC_Calculations!H5=\"\",\"\",AC_Calculations!H5)","v":0},{"$f":"IF(AC_Calculations!P5<=1,\"\",AC_Calculations!P5)","v":""}]
[null,{"$f":"IF(AC_Calculations!B6=\"\",\"\",AC_Calculations!B6)","v":0},{"$f":"IF(AC_Calculations!E6<1,\"\",AC_Calculations!E6)","v":""},{"$f":"IF(AC_Calculations!C6=\"\",\"\",AC_Calculations!C6)","v":0},{"$f":"IF(AC_Calculations!D6=\"\",\"\",AC_Calculations!D6)","v":0},{"$f":"IF(AC_Calculations!M6=\"\",\"\",AC_Calculations!M6)","v":0},{"$f":"IF(AC_Calculations!N6=\"\",\"\",AC_Calculations!N6)","v":0},null,null,{"$f":"IF(AC_Calculations!P6<=1,\"\",AC_Calculations!P6)","v":""}]
[null,{"$f":"IF(AC_Calculations!B7=\"\",\"\",AC_Calculations!B7)","v":0},{"$f":"IF(AC_Calculations!E7<1,\"\",AC_Calculations!E7)","v":""},{"$f":"IF(AC_Calculations!C7=\"\",\"\",AC_Calculations!C7)","v":0},{"$f":"IF(AC_Calculations!D7=\"\",\"\",AC_Calculations!D7)","v":0},{"$f":"IF(AC_Calculations!M7=\"\",\"\",AC_Calculations!M7)","v":0},{"$f":"IF(AC_Calculations!N7=\"\",\"\",AC_Calculations!N7)","v":"SEER"},null,null,{"$f":"IF(AC_Calculations!P7<=1,\"\",AC_Calculations!P7)","v":""}]
[null,{"$f":"IF(AC_Calculations!B8=\"\",\"\",AC_Calculations!B8)","v":0},{"$f":"IF(AC_Calculations!E8<1,\"\",AC_Calculations!E8)","v":""},{"$f":"IF(AC_Calculations!C8=\"\",\"\",AC_Calculations!C8)","v":0},{"$f":"IF(AC_Calculations!D8=\"\",\"\",AC_Calculations!D8)","v":0},{"$f":"IF(AC_Calculations!M8=\"\",\"\",AC_Calculations!M8)","v":0},{"$f":"IF(AC_Calculations!N8=\"\",\"\",AC_Calculations!N8)","v":0},null,null,{"$f":"IF(AC_Calculations!P8<=1,\"\",AC_Calculations!P8)","v":""}]
[null,{"$f":"IF(AC_Calculations!B9=\"\",\"\",AC_Calculations!B9)","v":0},{"$f":"IF(AC_Calculations!E9<1,\"\",AC_Calculations!E9)","v":""},{"$f":"IF(AC_Calculations!C9=\"\",\"\",AC_Calculations!C9)","v":0},{"$f":"IF(AC_Calculations!D9=\"\",\"\",AC_Calculations!D9)","v":0},{"$f":"IF(AC_Calculations!M9=\"\",\"\",AC_Calculations!M9)","v":0},{"$f":"IF(AC_Calculations!N9=\"\",\"\",AC_Calculations!N9)","v":0},null,null,{"$f":"IF(AC_Calculations!P9<=1,\"\",AC_Calculations!P9)","v":""}]

{"sheet":"Motor Inventory","index":54,"n_rows":101,"n_cols":13,"rows_kept":101,"cut":false,"hidden":true,"merged":[[2,4,2,5]]}
[{"$f":"'Lock Unlock'!A17","v":"Electric Energy Assessment"}]
["Motor Inventory"]
["Location","Motor ID","Manufacturer","Model Number","Application/Description",null,"Quantity","HP Per Motor","Efficiency","RPM",null,"Type","Has VFD?"]
[{"$f":"IF(Motors_Calculations!#REF!=\"\",\"\",Motors_Calculations!#REF!)","v":{"$error":"#REF!"}},{"$f":"IF(Motors_Calculations!C4=\"\",\"\",Motors_Calculations!C4)","v":0},{"$f":"IF(Motors_Calculations!D4=\"\",\"\",Motors_Calculations!D4)","v":0},{"$f":"IF(Motors_Calculations!E4=\"\",\"\",Motors_Calculations!E4)","v":0},{"$f":"IF(Motors_Calculations!F4=\"\",\"\",Motors_Calculations!F4)","v":{"$error":"#REF!"}},{"$f":"IF(Motors_Calculations!G4=\"\",\"\",Motors_Calculations!G4)","v":{"$error":"#REF!"}},{"$f":"IF(Motors_Calculations!H4=\"\",\"\",Motors_Calculations!H4)","v":"Fuel Source:"},{"$f":"IF(Motors_Calculations!I4=\"\",\"\",Motors_Calculations!I4)","v":{"$error":"#REF!"}},{"$f":"IF(Motors_Calculations!L4=\"\",\"\",Motors_Calculations!L4)","v":{"$error":"#REF!"}},{"$f":"IF(Motors_Calculations!J4=\"\",\"\",Motors_Calculations!J4)","v":"Energy Factor (EF):"},{"$f":"IF(OR(E4=\"\",J4=\"\"),\"\",E4&\" \"&J4)","v":{"$error":"#REF!"}},{"$f":"IF(Motors_Calculations!K4=\"\",\"\",Motors_Calculations!K4)","v":"Temperature Setting:"},{"$f":"IF(Motors_Calculations!N4=\"\",\"\",Motors_Calculations!N4)","v":0}]
[{"$f":"IF(Motors_Calculations!B4=\"\",\"\",Motors_Calculations!B4)","v":0},{"$f":"IF(Motors_Calculations!C5=\"\",\"\",Motors_Calculations!C5)","v":0},{"$f":"IF(Motors_Calculations!D5=\"\",\"\",Motors_Calculations!D5)","v":0},{"$f":"IF(Motors_Calculations!E5=\"\",\"\",Motors_Calculations!E5)","v":0},{"$f":"IF(Motors_Calculations!F5=\"\",\"\",Motors_Calculations!F5)","v":0},{"$f":"IF(Motors_Calculations!G5=\"\",\"\",Motors_Calculations!G5)","v":0},{"$f":"IF(Motors_Calculations!H5=\"\",\"\",Motors_Calculations!H5)","v":"Energy Factor (EF):"},{"$f":"IF(Motors_Calculations!I5=\"\",\"\",Motors_Calculations!I5)","v":{"$error":"#REF!"}},{"$f":"IF(Motors_Calculations!L5=\"\",\"\",Motors_Calculations!L5)","v":0},{"$f":"IF(Motors_Calculations!J5=\"\",\"\",Motors_Calculations!J5)","v":"Temperature Setting:"},{"$f":"IF(OR(E5=\"\",J5=\"\"),\"\",E5&\" \"&J5)","v":"0 Temperature Setting:"},{"$f":"IF(Motors_Calculations!K5=\"\",\"\",Motors_Calculations!K5)","v":0},{"$f":"IF(Motors_Calculations!N5=\"\",\"\",Motors_Calculations!N5)","v":0}]
[{"$f":"IF(Motors_Calculations!B6=\"\",\"\",Motors_Calculations!B6)","v":0},{"$f":"IF(Motors_Calculations!C6=\"\",\"\",Motors_Calculations!C6)","v":0},{"$f":"IF(Motors_Calculations!D6=\"\",\"\",Motors_Calculations!D6)","v":0},{"$f":"IF(Motors_Calculations!E6=\"\",\"\",Motors_Calculations!E6)","v":{"$error":"#REF!"}},{"$f":"IF(Motors_Calculations!F6=\"\",\"\",Motors_Calculations!F6)","v":{"$error":"#REF!"}},{"$f":"IF(Motors_Calculations!G6=\"\",\"\",Motors_Calculations!G6)","v":{"$error":"#REF!"}},{"$f":"IF(Motors_Calculations!H6=\"\",\"\",Motors_Calculations!H6)","v":0},{"$f":"IF(Motors_Calculations!I6=\"\",\"\",Motors_Calculations!I6)","v":0},{"$f":"IF(Motors_Calculations!L6=\"\",\"\",Motors_Calculations!L6)","v":{"$error":"#REF!"}},{"$f":"IF(Motors_Calculations!J6=\"\",\"\",Motors_Calculations!J6)","v":0},{"$error":"#REF!"},{"$f":"IF(Motors_Calculations!K6=\"\",\"\",Motors_Calculations!K6)","v":0},{"$f":"IF(Motors_Calculations!N6=\"\",\"\",Motors_Calculations!N6)","v":{"$error":"#REF!"}}]
[{"$f":"IF(Motors_Calculations!B7=\"\",\"\",Motors_Calculations!B7)","v":0},{"$f":"IF(Motors_Calculations!C7=\"\",\"\",Motors_Calculations!C7)","v":0},{"$f":"IF(Motors_Calculations!D7=\"\",\"\",Motors_Calculations!D7)","v":0},{"$f":"IF(Motors_Calculations!E7=\"\",\"\",Motors_Calculations!E7)","v":0},{"$f":"IF(Motors_Calculations!F7=\"\",\"\",Motors_Calculations!F7)","v":0},{"$f":"IF(Motors_Calculations!G7=\"\",\"\",Motors_Calculations!G7)","v":0},{"$f":"IF(Motors_Calculations!H7=\"\",\"\",Motors_Calculations!H7)","v":0},{"$f":"IF(Motors_Calculations!I7=\"\",\"\",Motors_Calculations!I7)","v":0},{"$f":"IF(Motors_Calculations!L7=\"\",\"\",Motors_Calculations!L7)","v":0},{"$f":"IF(Motors_Calculations!J7=\"\",\"\",Motors_Calculations!J7)","v":0},"0 0",{"$f":"IF(Motors_Calculations!K7=\"\",\"\",Motors_Calculations!K7)","v":0},{"$f":"IF(Motors_Calculations!N7=\"\",\"\",Motors_Calculations!N7)","v":0}]
[{"$f":"IF(Motors_Calculations!B8=\"\",\"\",Motors_Calculations!B8)","v":0},{"$f":"IF(Motors_Calculations!C8=\"\",\"\",Motors_Calculations!C8)","v":0},{"$f":"IF(Motors_Calculations!D8=\"\",\"\",Motors_Calculations!D8)","v":{"$error":"#REF!"}},{"$f":"IF(Motors_Calculations!E8=\"\",\"\",Motors_Calculations!E8)","v":{"$error":"#REF!"}},{"$f":"IF(Motors_Calculations!F8=\"\",\"\",Motors_Calculations!F8)","v":0},{"$f":"IF(Motors_Calculations!G8=\"\",\"\",Motors_Calculations!G8)","v":0},{"$f":"IF(Motors_Calculations!H8=\"\",\"\",Motors_Calculations!H8)","v":0},{"$f":"IF(Motors_Calculations!I8=\"\",\"\",Motors_Calculations!I8)","v":0},{"$f":"IF(Motors_Calculations!L8=\"\",\"\",Motors_Calculations!L8)","v":0},{"$f":"IF(Motors_Calculations!J8=\"\",\"\",Motors_Calculations!J8)","v":0},"0 0",{"$f":"IF(Motors_Calculations!K8=\"\",\"\",Motors_Calculations!K8)","v":{"$error":"#REF!"}},{"$f":"IF(Motors_Calculations!N8=\"\",\"\",Motors_Calculations!N8)","v":{"$error":"#REF!"}}]
[{"$f":"IF(Motors_Calculations!B9=\"\",\"\",Motors_Calculations!B9)","v":0},{"$f":"IF(Motors_Calculations!C9=\"\",\"\",Motors_Calculations!C9)","v":0},{"$f":"IF(Motors_Calculations!D9=\"\",\"\",Motors_Calculations!D9)","v":0},{"$f":"IF(Motors_Calculations!E9=\"\",\"\",Motors_Calculations!E9)","v":0},{"$f":"IF(Motors_Calculations!F9=\"\",\"\",Motors_Calculations!F9)","v":0},{"$f":"IF(Motors_Calculations!G9=\"\",\"\",Motors_Calculations!G9)","v":0},{"$f":"IF(Motors_Calculations!H9=\"\",\"\",Motors_Calculations!H9)","v":0},{"$f":"IF(Motors_Calculations!I9=\"\",\"\",Motors_Calculations!I9)","v":0},{"$f":"IF(Motors_Calculations!L9=\"\",\"\",Motors_Calculations!L9)","v":0},{"$f":"IF(Motors_Calculations!J9=\"\",\"\",Motors_Calculations!J9)","v":0},"0 0",{"$f":"IF(Motors_Calculations!K9=\"\",\"\",Motors_Calculations!K9)","v":0},{"$f":"IF(Motors_Calculations!N9=\"\",\"\",Motors_Calculations!N9)","v":0}]
[{"$f":"IF(Motors_Calculations!B10=\"\",\"\",Motors_Calculations!B10)","v":0},{"$f":"IF(Motors_Calculations!C10=\"\",\"\",Motors_Calculations!C10)","v":{"$error":"#REF!"}},{"$f":"IF(Motors_Calculations!D10=\"\",\"\",Motors_Calculations!D10)","v":{"$error":"#REF!"}},{"$f":"IF(Motors_Calculations!E10=\"\",\"\",Motors_Calculations!E10)","v":0},{"$f":"IF(Motors_Calculations!F10=\"\",\"\",Motors_Calculations!F10)","v":0},{"$f":"IF(Motors_Calculations!G10=\"\",\"\",Motors_Calculations!G10)","v":0},{"$f":"IF(Motors_Calculations!H10=\"\",\"\",Motors_Calculations!H10)","v":0},{"$f":"IF(Motors_Calculations!I10=\"\",\"\",Motors_Calculations!I10)","v":0},{"$f":"IF(Motors_Calculations!L10=\"\",\"\",Motors_Calculations!L10)","v":0},{"$f":"IF(Motors_Calculations!J10=\"\",\"\",Motors_Calculations!J10)","v":{"$error":"#REF!"}},{"$error":"#REF!"},{"$f":"IF(Motors_Calculations!K10=\"\",\"\",Motors_Calculations!K10)","v":{"$error":"#REF!"}},{"$f":"IF(Motors_Calculations!N10=\"\",\"\",Motors_Calculations!N10)","v":0}]
[{"$f":"IF(Motors_Calculations!B11=\"\",\"\",Motors_Calculations!B11)","v":0},{"$f":"IF(Motors_Calculations!C11=\"\",\"\",Motors_Calculations!C11)","v":0},{"$f":"IF(Motors_Calculations!D11=\"\",\"\",Motors_Calculations!D11)","v":0},{"$f":"IF(Motors_Calculations!E11=\"\",\"\",Motors_Calculations!E11)","v":0},{"$f":"IF(Motors_Calculations!F11=\"\",\"\",Motors_Calculations!F11)","v":0},{"$f":"IF(Motors_Calculations!G11=\"\",\"\",Motors_Calculations!G11)","v":0},{"$f":"IF(Motors_Calculations!H11=\"\",\"\",Motors_Calculations!H11)","v":0},{"$f":"IF(Motors_Calculations!I11=\"\",\"\",Motors_Calculations!I11)","v":0},{"$f":"IF(Motors_Calculations!L11=\"\",\"\",Motors_Calculations!L11)","v":0},{"$f":"IF(Motors_Calculations!J11=\"\",\"\",Motors_Calculations!J11)","v":0},"0 0",{"$f":"IF(Motors_Calculations!K11=\"\",\"\",Motors_Calculations!K11)","v":0},{"$f":"IF(Motors_Calculations!N11=\"\",\"\",Motors_Calculations!N11)","v":0}]
[{"$f":"IF(Motors_Calculations!B12=\"\",\"\",Motors_Calculations!B12)","v":{"$error":"#REF!"}},{"$f":"IF(Motors_Calculations!C12=\"\",\"\",Motors_Calculations!C12)","v":{"$error":"#REF!"}},{"$f":"IF(Motors_Calculations!D12=\"\",\"\",Motors_Calculations!D12)","v":0},{"$f":"IF(Motors_Calculations!E12=\"\",\"\",Motors_Calculations!E12)","v":0},{"$f":"IF(Motors_Calculations!F12=\"\",\"\",Motors_Calculations!F12)","v":0},{"$f":"IF(Motors_Calculations!G12=\"\",\"\",Motors_Calculations!G12)","v":0},{"$f":"IF(Motors_Calculations!H12=\"\",\"\",Motors_Calculations!H12)","v":{"$error":"#REF!"}},{"$f":"IF(Motors_Calculations!I12=\"\",\"\",Motors_Calculations!I12)","v":0},{"$f":"IF(Motors_Calculations!L12=\"\",\"\",Motors_Calculations!L12)","v":0},{"$f":"IF(Motors_Calculations!J12=\"\",\"\",Motors_Calculations!J12)","v":{"$error":"#REF!"}},{"$error":"#REF!"},{"$f":"IF(Motors_Calculations!K12=\"\",\"\",Motors_Calculations!K12)","v":0},{"$f":"IF(Motors_Calculations!N12=\"\",\"\",Motors_Calculations!N12)","v":0}]
[{"$f":"IF(Motors_Calculations!B13=\"\",\"\",Motors_Calculations!B13)","v":0},{"$f":"IF(Motors_Calculations!C13=\"\",\"\",Motors_Calculations!C13)","v":0},{"$f":"IF(Motors_Calculations!D13=\"\",\"\",Motors_Calculations!D13)","v":0},{"$f":"IF(Motors_Calculations!E13=\"\",\"\",Motors_Calculations!E13)","v":0},{"$f":"IF(Motors_Calculations!F13=\"\",\"\",Motors_Calculations!F13)","v":0},{"$f":"IF(Motors_Calculations!G13=\"\",\"\",Motors_Calculations!G13)","v":0},{"$f":"IF(Motors_Calculations!H13=\"\",\"\",Motors_Calculations!H13)","v":0},{"$f":"IF(Motors_Calculations!I13=\"\",\"\",Motors_Calculations!I13)","v":0},{"$f":"IF(Motors_Calculations!L13=\"\",\"\",Motors_Calculations!L13)","v":0},{"$f":"IF(Motors_Calculations!J13=\"\",\"\",Motors_Calculations!J13)","v":0},"0 0",{"$f":"IF(Motors_Calculations!K13=\"\",\"\",Motors_Calculations!K13)","v":0},{"$f":"IF(Motors_Calculations!N13=\"\",\"\",Motors_Calculations!N13)","v":0}]
[{"$f":"IF(Motors_Calculations!B14=\"\",\"\",Motors_Calculations!B14)","v":""},{"$f":"IF(Motors_Calculations!C14=\"\",\"\",Motors_Calculations!C14)","v":""},{"$f":"IF(Motors_Calculations!D14=\"\",\"\",Motors_Calculations!D14)","v":""},{"$f":"IF(Motors_Calculations!E14=\"\",\"\",Motors_Calculations!E14)","v":""},{"$f":"IF(Motors_Calculations!F14=\"\",\"\",Motors_Calculations!F14)","v":""},{"$f":"IF(Motors_Calculations!G14=\"\",\"\",Motors_Calculations!G14)","v":""},{"$f":"IF(Motors_Calculations!H14=\"\",\"\",Motors_Calculations!H14)","v":""},{"$f":"IF(Motors_Calculations!I14=\"\",\"\",Motors_Calculations!I14)","v":""},{"$f":"IF(Motors_Calculations!L14=\"\",\"\",Motors_Calculations!L14)","v":""},{"$f":"IF(Motors_Calculations!J14=\"\",\"\",Motors_Calculations!J14)","v":""},"",{"$f":"IF(Motors_Calculations!K14=\"\",\"\",Motors_Calculations!K14)","v":""},{"$f":"IF(Motors_Calculations!N14=\"\",\"\",Motors_Calculations!N14)","v":""}]
[{"$f":"IF(Motors_Calculations!B15=\"\",\"\",Motors_Calculations!B15)","v":""},{"$f":"IF(Motors_Calculations!C15=\"\",\"\",Motors_Calculations!C15)","v":""},{"$f":"IF(Motors_Calculations!D15=\"\",\"\",Motors_Calculations!D15)","v":""},{"$f":"IF(Motors_Calculations!E15=\"\",\"\",Motors_Calculations!E15)","v":""},{"$f":"IF(Motors_Calculations!F15=\"\",\"\",Motors_Calculations!F15)","v":""},{"$f":"IF(Motors_Calculations!G15=\"\",\"\",Motors_Calculations!G15)","v":""},{"$f":"IF(Motors_Calculations!H15=\"\",\"\",Motors_Calculations!H15)","v":""},{"$f":"IF(Motors_Calculations!I15=\"\",\"\",Motors_Calculations!I15)","v":""},{"$f":"IF(Motors_Calculations!L15=\"\",\"\",Motors_Calculations!L15)","v":""},{"$f":"IF(Motors_Calculations!J15=\"\",\"\",Motors_Calculations!J15)","v":""},"",{"$f":"IF(Motors_Calculations!K15=\"\",\"\",Motors_Calculations!K15)","v":""},{"$f":"IF(Motors_Calculations!N15=\"\",\"\",Motors_Calculations!N15)","v":""}]
[{"$f":"IF(Motors_Calculations!B16=\"\",\"\",Motors_Calculations!B16)","v":""},{"$f":"IF(Motors_Calculations!C16=\"\",\"\",Motors_Calculations!C16)","v":""},{"$f":"IF(Motors_Calculations!D16=\"\",\"\",Motors_Calculations!D16)","v":""},{"$f":"IF(Motors_Calculations!E16=\"\",\"\",Motors_Calculations!E16)","v":""},{"$f":"IF(Motors_Calculations!F16=\"\",\"\",Motors_Calculations!F16)","v":""},{"$f":"IF(Motors_Calculations!G16=\"\",\"\",Motors_Calculations!G16)","v":""},{"$f":"IF(Motors_Calculations!H16=\"\",\"\",Motors_Calculations!H16)","v":""},{"$f":"IF(Motors_Calculations!I16=\"\",\"\",Motors_Calculations!I16)","v":""},{"$f":"IF(Motors_Calculations!L16=\"\",\"\",Motors_Calculations!L16)","v":""},{"$f":"IF(Motors_Calculations!J16=\"\",\"\",Motors_Calculations!J16)","v":""},"",{"$f":"IF(Motors_Calculations!K16=\"\",\"\",Motors_Calculations!K16)","v":""},{"$f":"IF(Motors_Calculations!N16=\"\",\"\",Motors_Calculations!N16)","v":""}]
[{"$f":"IF(Motors_Calculations!B17=\"\",\"\",Motors_Calculations!B17)","v":""},{"$f":"IF(Motors_Calculations!C17=\"\",\"\",Motors_Calculations!C17)","v":""},{"$f":"IF(Motors_Calculations!D17=\"\",\"\",Motors_Calculations!D17)","v":""},{"$f":"IF(Motors_Calculations!E17=\"\",\"\",Motors_Calculations!E17)","v":""},{"$f":"IF(Motors_Calculations!F17=\"\",\"\",Motors_Calculations!F17)","v":""},{"$f":"IF(Motors_Calculations!G17=\"\",\"\",Motors_Calculations!G17)","v":""},{"$f":"IF(Motors_Calculations!H17=\"\",\"\",Motors_Calculations!H17)","v":""},{"$f":"IF(Motors_Calculations!I17=\"\",\"\",Motors_Calculations!I17)","v":""},{"$f":"IF(Motors_Calculations!L17=\"\",\"\",Motors_Calculations!L17)","v":""},{"$f":"IF(Motors_Calculations!J17=\"\",\"\",Motors_Calculations!J17)","v":""},"",{"$f":"IF(Motors_Calculations!K17=\"\",\"\",Motors_Calculations!K17)","v":""},{"$f":"IF(Motors_Calculations!N17=\"\",\"\",Motors_Calculations!N17)","v":""}]
[{"$f":"IF(Motors_Calculations!B18=\"\",\"\",Motors_Calculations!B18)","v":""},{"$f":"IF(Motors_Calculations!C18=\"\",\"\",Motors_Calculations!C18)","v":""},{"$f":"IF(Motors_Calculations!D18=\"\",\"\",Motors_Calculations!D18)","v":""},{"$f":"IF(Motors_Calculations!E18=\"\",\"\",Motors_Calculations!E18)","v":""},{"$f":"IF(Motors_Calculations!F18=\"\",\"\",Motors_Calculations!F18)","v":""},{"$f":"IF(Motors_Calculations!G18=\"\",\"\",Motors_Calculations!G18)","v":""},{"$f":"IF(Motors_Calculations!H18=\"\",\"\",Motors_Calculations!H18)","v":""},{"$f":"IF(Motors_Calculations!I18=\"\",\"\",Motors_Calculations!I18)","v":""},{"$f":"IF(Motors_Calculations!L18=\"\",\"\",Motors_Calculations!L18)","v":""},{"$f":"IF(Motors_Calculations!J18=\"\",\"\",Motors_Calculations!J18)","v":""},"",{"$f":"IF(Motors_Calculations!K18=\"\",\"\",Motors_Calculations!K18)","v":""},{"$f":"IF(Motors_Calculations!N18=\"\",\"\",Motors_Calculations!N18)","v":""}]
[{"$f":"IF(Motors_Calculations!B19=\"\",\"\",Motors_Calculations!B19)","v":""},{"$f":"IF(Motors_Calculations!C19=\"\",\"\",Motors_Calculations!C19)","v":""},{"$f":"IF(Motors_Calculations!D19=\"\",\"\",Motors_Calculations!D19)","v":""},{"$f":"IF(Motors_Calculations!E19=\"\",\"\",Motors_Calculations!E19)","v":""},{"$f":"IF(Motors_Calculations!F19=\"\",\"\",Motors_Calculations!F19)","v":""},{"$f":"IF(Motors_Calculations!G19=\"\",\"\",Motors_Calculations!G19)","v":""},{"$f":"IF(Motors_Calculations!H19=\"\",\"\",Motors_Calculations!H19)","v":""},{"$f":"IF(Motors_Calculations!I19=\"\",\"\",Motors_Calculations!I19)","v":""},{"$f":"IF(Motors_Calculations!L19=\"\",\"\",Motors_Calculations!L19)","v":""},{"$f":"IF(Motors_Calculations!J19=\"\",\"\",Motors_Calculations!J19)","v":""},"",{"$f":"IF(Motors_Calculations!K19=\"\",\"\",Motors_Calculations!K19)","v":""},{"$f":"IF(Motors_Calculations!N19=\"\",\"\",Motors_Calculations!N19)","v":""}]
[{"$f":"IF(Motors_Calculations!B20=\"\",\"\",Motors_Calculations!B20)","v":""},{"$f":"IF(Motors_Calculations!C20=\"\",\"\",Motors_Calculations!C20)","v":""},{"$f":"IF(Motors_Calculations!D20=\"\",\"\",Motors_Calculations!D20)","v":""},{"$f":"IF(Motors_Calculations!E20=\"\",\"\",Motors_Calculations!E20)","v":""},{"$f":"IF(Motors_Calculations!F20=\"\",\"\",Motors_Calculations!F20)","v":""},{"$f":"IF(Motors_Calculations!G20=\"\",\"\",Motors_Calculations!G20)","v":""},{"$f":"IF(Motors_Calculations!H20=\"\",\"\",Motors_Calculations!H20)","v":""},{"$f":"IF(Motors_Calculations!I20=\"\",\"\",Motors_Calculations!I20)","v":""},{"$f":"IF(Motors_Calculations!L20=\"\",\"\",Motors_Calculations!L20)","v":""},{"$f":"IF(Motors_Calculations!J20=\"\",\"\",Motors_Calculations!J20)","v":""},"",{"$f":"IF(Motors_Calculations!K20=\"\",\"\",Motors_Calculations!K20)","v":""},{"$f":"IF(Motors_Calculations!N20=\"\",\"\",Motors_Calculations!N20)","v":""}]
[{"$f":"IF(Motors_Calculations!B21=\"\",\"\",Motors_Calculations!B21)","v":""},{"$f":"IF(Motors_Calculations!C21=\"\",\"\",Motors_Calculations!C21)","v":""},{"$f":"IF(Motors_Calculations!D21=\"\",\"\",Motors_Calculations!D21)","v":""},{"$f":"IF(Motors_Calculations!E21=\"\",\"\",Motors_Calculations!E21)","v":""},{"$f":"IF(Motors_Calculations!F21=\"\",\"\",Motors_Calculations!F21)","v":""},{"$f":"IF(Motors_Calculations!G21=\"\",\"\",Motors_Calculations!G21)","v":""},{"$f":"IF(Motors_Calculations!H21=\"\",\"\",Motors_Calculations!H21)","v":""},{"$f":"IF(Motors_Calculations!I21=\"\",\"\",Motors_Calculations!I21)","v":""},{"$f":"IF(Motors_Calculations!L21=\"\",\"\",Motors_Calculations!L21)","v":""},{"$f":"IF(Motors_Calculations!J21=\"\",\"\",Motors_Calculations!J21)","v":""},"",{"$f":"IF(Motors_Calculations!K21=\"\",\"\",Motors_Calculations!K21)","v":""},{"$f":"IF(Motors_Calculations!N21=\"\",\"\",Motors_Calculations!N21)","v":""}]
[{"$f":"IF(Motors_Calculations!B22=\"\",\"\",Motors_Calculations!B22)","v":""},{"$f":"IF(Motors_Calculations!C22=\"\",\"\",Motors_Calculations!C22)","v":""},{"$f":"IF(Motors_Calculations!D22=\"\",\"\",Motors_Calculations!D22)","v":""},{"$f":"IF(Motors_Calculations!E22=\"\",\"\",Motors_Calculations!E22)","v":""},{"$f":"IF(Motors_Calculations!F22=\"\",\"\",Motors_Calculations!F22)","v":""},{"$f":"IF(Motors_Calculations!G22=\"\",\"\",Motors_Calculations!G22)","v":""},{"$f":"IF(Motors_Calculations!H22=\"\",\"\",Motors_Calculations!H22)","v":""},{"$f":"IF(Motors_Calculations!I22=\"\",\"\",Motors_Calculations!I22)","v":""},{"$f":"IF(Motors_Calculations!L22=\"\",\"\",Motors_Calculations!L22)","v":""},{"$f":"IF(Motors_Calculations!J22=\"\",\"\",Motors_Calculations!J22)","v":""},"",{"$f":"IF(Motors_Calculations!K22=\"\",\"\",Motors_Calculations!K22)","v":""},{"$f":"IF(Motors_Calculations!N22=\"\",\"\",Motors_Calculations!N22)","v":""}]
[{"$f":"IF(Motors_Calculations!B23=\"\",\"\",Motors_Calculations!B23)","v":""},{"$f":"IF(Motors_Calculations!C23=\"\",\"\",Motors_Calculations!C23)","v":""},{"$f":"IF(Motors_Calculations!D23=\"\",\"\",Motors_Calculations!D23)","v":""},{"$f":"IF(Motors_Calculations!E23=\"\",\"\",Motors_Calculations!E23)","v":""},{"$f":"IF(Motors_Calculations!F23=\"\",\"\",Motors_Calculations!F23)","v":""},{"$f":"IF(Motors_Calculations!G23=\"\",\"\",Motors_Calculations!G23)","v":""},{"$f":"IF(Motors_Calculations!H23=\"\",\"\",Motors_Calculations!H23)","v":""},{"$f":"IF(Motors_Calculations!I23=\"\",\"\",Motors_Calculations!I23)","v":""},{"$f":"IF(Motors_Calculations!L23=\"\",\"\",Motors_Calculations!L23)","v":""},{"$f":"IF(Motors_Calculations!J23=\"\",\"\",Motors_Calculations!J23)","v":""},"",{"$f":"IF(Motors_Calculations!K23=\"\",\"\",Motors_Calculations!K23)","v":""},{"$f":"IF(Motors_Calculations!N23=\"\",\"\",Motors_Calculations!N23)","v":""}]
[{"$f":"IF(Motors_Calculations!B24=\"\",\"\",Motors_Calculations!B24)","v":""},{"$f":"IF(Motors_Calculations!C24=\"\",\"\",Motors_Calculations!C24)","v":""},{"$f":"IF(Motors_Calculations!D24=\"\",\"\",Motors_Calculations!D24)","v":""},{"$f":"IF(Motors_Calculations!E24=\"\",\"\",Motors_Calculations!E24)","v":""},{"$f":"IF(Motors_Calculations!F24=\"\",\"\",Motors_Calculations!F24)","v":""},{"$f":"IF(Motors_Calculations!G24=\"\",\"\",Motors_Calculations!G24)","v":""},{"$f":"IF(Motors_Calculations!H24=\"\",\"\",Motors_Calculations!H24)","v":""},{"$f":"IF(Motors_Calculations!I24=\"\",\"\",Motors_Calculations!I24)","v":""},{"$f":"IF(Motors_Calculations!L24=\"\",\"\",Motors_Calculations!L24)","v":""},{"$f":"IF(Motors_Calculations!J24=\"\",\"\",Motors_Calculations!J24)","v":""},"",{"$f":"IF(Motors_Calculations!K24=\"\",\"\",Motors_Calculations!K24)","v":""},{"$f":"IF(Motors_Calculations!N24=\"\",\"\",Motors_Calculations!N24)","v":""}]
[{"$f":"IF(Motors_Calculations!B25=\"\",\"\",Motors_Calculations!B25)","v":""},{"$f":"IF(Motors_Calculations!C25=\"\",\"\",Motors_Calculations!C25)","v":""},{"$f":"IF(Motors_Calculations!D25=\"\",\"\",Motors_Calculations!D25)","v":""},{"$f":"IF(Motors_Calculations!E25=\"\",\"\",Motors_Calculations!E25)","v":""},{"$f":"IF(Motors_Calculations!F25=\"\",\"\",Motors_Calculations!F25)","v":""},{"$f":"IF(Motors_Calculations!G25=\"\",\"\",Motors_Calculations!G25)","v":""},{"$f":"IF(Motors_Calculations!H25=\"\",\"\",Motors_Calculations!H25)","v":""},{"$f":"IF(Motors_Calculations!I25=\"\",\"\",Motors_Calculations!I25)","v":""},{"$f":"IF(Motors_Calculations!L25=\"\",\"\",Motors_Calculations!L25)","v":""},{"$f":"IF(Motors_Calculations!J25=\"\",\"\",Motors_Calculations!J25)","v":""},"",{"$f":"IF(Motors_Calculations!K25=\"\",\"\",Motors_Calculations!K25)","v":""},{"$f":"IF(Motors_Calculations!N25=\"\",\"\",Motors_Calculations!N25)","v":""}]
[{"$f":"IF(Motors_Calculations!B26=\"\",\"\",Motors_Calculations!B26)","v":""},{"$f":"IF(Motors_Calculations!C26=\"\",\"\",Motors_Calculations!C26)","v":""},{"$f":"IF(Motors_Calculations!D26=\"\",\"\",Motors_Calculations!D26)","v":""},{"$f":"IF(Motors_Calculations!E26=\"\",\"\",Motors_Calculations!E26)","v":""},{"$f":"IF(Motors_Calculations!F26=\"\",\"\",Motors_Calculations!F26)","v":""},{"$f":"IF(Motors_Calculations!G26=\"\",\"\",Motors_Calculations!G26)","v":""},{"$f":"IF(Motors_Calculations!H26=\"\",\"\",Motors_Calculations!H26)","v":""},{"$f":"IF(Motors_Calculations!I26=\"\",\"\",Motors_Calculations!I26)","v":""},{"$f":"IF(Motors_Calculations!L26=\"\",\"\",Motors_Calculations!L26)","v":""},{"$f":"IF(Motors_Calculations!J26=\"\",\"\",Motors_Calculations!J26)","v":""},"",{"$f":"IF(Motors_Calculations!K26=\"\",\"\",Motors_Calculations!K26)","v":""},{"$f":"IF(Motors_Calculations!N26=\"\",\"\",Motors_Calculations!N26)","v":""}]
[{"$f":"IF(Motors_Calculations!B27=\"\",\"\",Motors_Calculations!B27)","v":""},{"$f":"IF(Motors_Calculations!C27=\"\",\"\",Motors_Calculations!C27)","v":""},{"$f":"IF(Motors_Calculations!D27=\"\",\"\",Motors_Calculations!D27)","v":""},{"$f":"IF(Motors_Calculations!E27=\"\",\"\",Motors_Calculations!E27)","v":""},{"$f":"IF(Motors_Calculations!F27=\"\",\"\",Motors_Calculations!F27)","v":""},{"$f":"IF(Motors_Calculations!G27=\"\",\"\",Motors_Calculations!G27)","v":""},{"$f":"IF(Motors_Calculations!H27=\"\",\"\",Motors_Calculations!H27)","v":""},{"$f":"IF(Motors_Calculations!I27=\"\",\"\",Motors_Calculations!I27)","v":""},{"$f":"IF(Motors_Calculations!L27=\"\",\"\",Motors_Calculations!L27)","v":""},{"$f":"IF(Motors_Calculations!J27=\"\",\"\",Motors_Calculations!J27)","v":""},"",{"$f":"IF(Motors_Calculations!K27=\"\",\"\",Motors_Calculations!K27)","v":""},{"$f":"IF(Motors_Calculations!N27=\"\",\"\",Motors_Calculations!N27)","v":""}]
[{"$f":"IF(Motors_Calculations!B28=\"\",\"\",Motors_Calculations!B28)","v":""},{"$f":"IF(Motors_Calculations!C28=\"\",\"\",Motors_Calculations!C28)","v":""},{"$f":"IF(Motors_Calculations!D28=\"\",\"\",Motors_Calculations!D28)","v":""},{"$f":"IF(Motors_Calculations!E28=\"\",\"\",Motors_Calculations!E28)","v":""},{"$f":"IF(Motors_Calculations!F28=\"\",\"\",Motors_Calculations!F28)","v":""},{"$f":"IF(Motors_Calculations!G28=\"\",\"\",Motors_Calculations!G28)","v":""},{"$f":"IF(Motors_Calculations!H28=\"\",\"\",Motors_Calculations!H28)","v":""},{"$f":"IF(Motors_Calculations!I28=\"\",\"\",Motors_Calculations!I28)","v":""},{"$f":"IF(Motors_Calculations!L28=\"\",\"\",Motors_Calculations!L28)","v":""},{"$f":"IF(Motors_Calculations!J28=\"\",\"\",Motors_Calculations!J28)","v":""},"",{"$f":"IF(Motors_Calculations!K28=\"\",\"\",Motors_Calculations!K28)","v":""},{"$f":"IF(Motors_Calculations!N28=\"\",\"\",Motors_Calculations!N28)","v":""}]
[{"$f":"IF(Motors_Calculations!B29=\"\",\"\",Motors_Calculations!B29)","v":""},{"$f":"IF(Motors_Calculations!C29=\"\",\"\",Motors_Calculations!C29)","v":""},{"$f":"IF(Motors_Calculations!D29=\"\",\"\",Motors_Calculations!D29)","v":""},{"$f":"IF(Motors_Calculations!E29=\"\",\"\",Motors_Calculations!E29)","v":""},{"$f":"IF(Motors_Calculations!F29=\"\",\"\",Motors_Calculations!F29)","v":""},{"$f":"IF(Motors_Calculations!G29=\"\",\"\",Motors_Calculations!G29)","v":""},{"$f":"IF(Motors_Calculations!H29=\"\",\"\",Motors_Calculations!H29)","v":""},{"$f":"IF(Motors_Calculations!I29=\"\",\"\",Motors_Calculations!I29)","v":""},{"$f":"IF(Motors_Calculations!L29=\"\",\"\",Motors_Calculations!L29)","v":""},{"$f":"IF(Motors_Calculations!J29=\"\",\"\",Motors_Calculations!J29)","v":""},"",{"$f":"IF(Motors_Calculations!K29=\"\",\"\",Motors_Calculations!K29)","v":""},{"$f":"IF(Motors_Calculations!N29=\"\",\"\",Motors_Calculations!N29)","v":""}]
[{"$f":"IF(Motors_Calculations!B30=\"\",\"\",Motors_Calculations!B30)","v":""},{"$f":"IF(Motors_Calculations!C30=\"\",\"\",Motors_Calculations!C30)","v":""},{"$f":"IF(Motors_Calculations!D30=\"\",\"\",Motors_Calculations!D30)","v":""},{"$f":"IF(Motors_Calculations!E30=\"\",\"\",Motors_Calculations!E30)","v":""},{"$f":"IF(Motors_Calculations!F30=\"\",\"\",Motors_Calculations!F30)","v":""},{"$f":"IF(Motors_Calculations!G30=\"\",\"\",Motors_Calculations!G30)","v":""},{"$f":"IF(Motors_Calculations!H30=\"\",\"\",Motors_Calculations!H30)","v":""},{"$f":"IF(Motors_Calculations!I30=\"\",\"\",Motors_Calculations!I30)","v":""},{"$f":"IF(Motors_Calculations!L30=\"\",\"\",Motors_Calculations!L30)","v":""},{"$f":"IF(Motors_Calculations!J30=\"\",\"\",Motors_Calculations!J30)","v":""},"",{"$f":"IF(Motors_Calculations!K30=\"\",\"\",Motors_Calculations!K30)","v":""},{"$f":"IF(Motors_Calculations!N30=\"\",\"\",Motors_Calculations!N30)","v":""}]
[{"$f":"IF(Motors_Calculations!B31=\"\",\"\",Motors_Calculations!B31)","v":""},{"$f":"IF(Motors_Calculations!C31=\"\",\"\",Motors_Calculations!C31)","v":""},{"$f":"IF(Motors_Calculations!D31=\"\",\"\",Motors_Calculations!D31)","v":""},{"$f":"IF(Motors_Calculations!E31=\"\",\"\",Motors_Calculations!E31)","v":""},{"$f":"IF(Motors_Calculations!F31=\"\",\"\",Motors_Calculations!F31)","v":""},{"$f":"IF(Motors_Calculations!G31=\"\",\"\",Motors_Calculations!G31)","v":""},{"$f":"IF(Motors_Calculations!H31=\"\",\"\",Motors_Calculations!H31)","v":""},{"$f":"IF(Motors_Calculations!I31=\"\",\"\",Motors_Calculations!I31)","v":""},{"$f":"IF(Motors_Calculations!L31=\"\",\"\",Motors_Calculations!L31)","v":""},{"$f":"IF(Motors_Calculations!J31=\"\",\"\",Motors_Calculations!J31)","v":""},"",{"$f":"IF(Motors_Calculations!K31=\"\",\"\",Motors_Calculations!K31)","v":""},{"$f":"IF(Motors_Calculations!N31=\"\",\"\",Motors_Calculations!N31)","v":""}]
[{"$f":"IF(Motors_Calculations!B32=\"\",\"\",Motors_Calculations!B32)","v":""},{"$f":"IF(Motors_Calculations!C32=\"\",\"\",Motors_Calculations!C32)","v":""},{"$f":"IF(Motors_Calculations!D32=\"\",\"\",Motors_Calculations!D32)","v":""},{"$f":"IF(Motors_Calculations!E32=\"\",\"\",Motors_Calculations!E32)","v":""},{"$f":"IF(Motors_Calculations!F32=\"\",\"\",Motors_Calculations!F32)","v":""},{"$f":"IF(Motors_Calculations!G32=\"\",\"\",Motors_Calculations!G32)","v":""},{"$f":"IF(Motors_Calculations!H32=\"\",\"\",Motors_Calculations!H32)","v":""},{"$f":"IF(Motors_Calculations!I32=\"\",\"\",Motors_Calculations!I32)","v":""},{"$f":"IF(Motors_Calculations!L32=\"\",\"\",Motors_Calculations!L32)","v":""},{"$f":"IF(Motors_Calculations!J32=\"\",\"\",Motors_Calculations!J32)","v":""},"",{"$f":"IF(Motors_Calculations!K32=\"\",\"\",Motors_Calculations!K32)","v":""},{"$f":"IF(Motors_Calculations!N32=\"\",\"\",Motors_Calculations!N32)","v":""}]
[{"$f":"IF(Motors_Calculations!B33=\"\",\"\",Motors_Calculations!B33)","v":""},{"$f":"IF(Motors_Calculations!C33=\"\",\"\",Motors_Calculations!C33)","v":""},{"$f":"IF(Motors_Calculations!D33=\"\",\"\",Motors_Calculations!D33)","v":""},{"$f":"IF(Motors_Calculations!E33=\"\",\"\",Motors_Calculations!E33)","v":""},{"$f":"IF(Motors_Calculations!F33=\"\",\"\",Motors_Calculations!F33)","v":""},{"$f":"IF(Motors_Calculations!G33=\"\",\"\",Motors_Calculations!G33)","v":""},{"$f":"IF(Motors_Calculations!H33=\"\",\"\",Motors_Calculations!H33)","v":""},{"$f":"IF(Motors_Calculations!I33=\"\",\"\",Motors_Calculations!I33)","v":""},{"$f":"IF(Motors_Calculations!L33=\"\",\"\",Motors_Calculations!L33)","v":""},{"$f":"IF(Motors_Calculations!J33=\"\",\"\",Motors_Calculations!J33)","v":""},"",{"$f":"IF(Motors_Calculations!K33=\"\",\"\",Motors_Calculations!K33)","v":""},{"$f":"IF(Motors_Calculations!N33=\"\",\"\",Motors_Calculations!N33)","v":""}]
[{"$f":"IF(Motors_Calculations!B34=\"\",\"\",Motors_Calculations!B34)","v":""},{"$f":"IF(Motors_Calculations!C34=\"\",\"\",Motors_Calculations!C34)","v":""},{"$f":"IF(Motors_Calculations!D34=\"\",\"\",Motors_Calculations!D34)","v":""},{"$f":"IF(Motors_Calculations!E34=\"\",\"\",Motors_Calculations!E34)","v":""},{"$f":"IF(Motors_Calculations!F34=\"\",\"\",Motors_Calculations!F34)","v":""},{"$f":"IF(Motors_Calculations!G34=\"\",\"\",Motors_Calculations!G34)","v":""},{"$f":"IF(Motors_Calculations!H34=\"\",\"\",Motors_Calculations!H34)","v":""},{"$f":"IF(Motors_Calculations!I34=\"\",\"\",Motors_Calculations!I34)","v":""},{"$f":"IF(Motors_Calculations!L34=\"\",\"\",Motors_Calculations!L34)","v":""},{"$f":"IF(Motors_Calculations!J34=\"\",\"\",Motors_Calculations!J34)","v":""},"",{"$f":"IF(Motors_Calculations!K34=\"\",\"\",Motors_Calculations!K34)","v":""},{"$f":"IF(Motors_Calculations!N34=\"\",\"\",Motors_Calculations!N34)","v":""}]
[{"$f":"IF(Motors_Calculations!B35=\"\",\"\",Motors_Calculations!B35)","v":""},{"$f":"IF(Motors_Calculations!C35=\"\",\"\",Motors_Calculations!C35)","v":""},{"$f":"IF(Motors_Calculations!D35=\"\",\"\",Motors_Calculations!D35)","v":""},{"$f":"IF(Motors_Calculations!E35=\"\",\"\",Motors_Calculations!E35)","v":""},{"$f":"IF(Motors_Calculations!F35=\"\",\"\",Motors_Calculations!F35)","v":""},{"$f":"IF(Motors_Calculations!G35=\"\",\"\",Motors_Calculations!G35)","v":""},{"$f":"IF(Motors_Calculations!H35=\"\",\"\",Motors_Calculations!H35)","v":""},{"$f":"IF(Motors_Calculations!I35=\"\",\"\",Motors_Calculations!I35)","v":""},{"$f":"IF(Motors_Calculations!L35=\"\",\"\",Motors_Calculations!L35)","v":""},{"$f":"IF(Motors_Calculations!J35=\"\",\"\",Motors_Calculations!J35)","v":""},"",{"$f":"IF(Motors_Calculations!K35=\"\",\"\",Motors_Calculations!K35)","v":""},{"$f":"IF(Motors_Calculations!N35=\"\",\"\",Motors_Calculations!N35)","v":""}]
[{"$f":"IF(Motors_Calculations!B36=\"\",\"\",Motors_Calculations!B36)","v":""},{"$f":"IF(Motors_Calculations!C36=\"\",\"\",Motors_Calculations!C36)","v":""},{"$f":"IF(Motors_Calculations!D36=\"\",\"\",Motors_Calculations!D36)","v":""},{"$f":"IF(Motors_Calculations!E36=\"\",\"\",Motors_Calculations!E36)","v":""},{"$f":"IF(Motors_Calculations!F36=\"\",\"\",Motors_Calculations!F36)","v":""},{"$f":"IF(Motors_Calculations!G36=\"\",\"\",Motors_Calculations!G36)","v":""},{"$f":"IF(Motors_Calculations!H36=\"\",\"\",Motors_Calculations!H36)","v":""},{"$f":"IF(Motors_Calculations!I36=\"\",\"\",Motors_Calculations!I36)","v":""},{"$f":"IF(Motors_Calculations!L36=\"\",\"\",Motors_Calculations!L36)","v":""},{"$f":"IF(Motors_Calculations!J36=\"\",\"\",Motors_Calculations!J36)","v":""},"",{"$f":"IF(Motors_Calculations!K36=\"\",\"\",Motors_Calculations!K36)","v":""},{"$f":"IF(Motors_Calculations!N36=\"\",\"\",Motors_Calculations!N36)","v":""}]
[{"$f":"IF(Motors_Calculations!B37=\"\",\"\",Motors_Calculations!B37)","v":""},{"$f":"IF(Motors_Calculations!C37=\"\",\"\",Motors_Calculations!C37)","v":""},{"$f":"IF(Motors_Calculations!D37=\"\",\"\",Motors_Calculations!D37)","v":""},{"$f":"IF(Motors_Calculations!E37=\"\",\"\",Motors_Calculations!E37)","v":""},{"$f":"IF(Motors_Calculations!F37=\"\",\"\",Motors_Calculations!F37)","v":""},{"$f":"IF(Motors_Calculations!G37=\"\",\"\",Motors_Calculations!G37)","v":""},{"$f":"IF(Motors_Calculations!H37=\"\",\"\",Motors_Calculations!H37)","v":""},{"$f":"IF(Motors_Calculations!I37=\"\",\"\",Motors_Calculations!I37)","v":""},{"$f":"IF(Motors_Calculations!L37=\"\",\"\",Motors_Calculations!L37)","v":""},{"$f":"IF(Motors_Calculations!J37=\"\",\"\",Motors_Calculations!J37)","v":""},"",{"$f":"IF(Motors_Calculations!K37=\"\",\"\",Motors_Calculations!K37)","v":""},{"$f":"IF(Motors_Calculations!N37=\"\",\"\",Motors_Calculations!N37)","v":""}]
[{"$f":"IF(Motors_Calculations!B38=\"\",\"\",Motors_Calculations!B38)","v":""},{"$f":"IF(Motors_Calculations!C38=\"\",\"\",Motors_Calculations!C38)","v":""},{"$f":"IF(Motors_Calculations!D38=\"\",\"\",Motors_Calculations!D38)","v":""},{"$f":"IF(Motors_Calculations!E38=\"\",\"\",Motors_Calculations!E38)","v":""},{"$f":"IF(Motors_Calculations!F38=\"\",\"\",Motors_Calculations!F38)","v":""},{"$f":"IF(Motors_Calculations!G38=\"\",\"\",Motors_Calculations!G38)","v":""},{"$f":"IF(Motors_Calculations!H38=\"\",\"\",Motors_Calculations!H38)","v":""},{"$f":"IF(Motors_Calculations!I38=\"\",\"\",Motors_Calculations!I38)","v":""},{"$f":"IF(Motors_Calculations!L38=\"\",\"\",Motors_Calculations!L38)","v":""},{"$f":"IF(Motors_Calculations!J38=\"\",\"\",Motors_Calculations!J38)","v":""},"",{"$f":"IF(Motors_Calculations!K38=\"\",\"\",Motors_Calculations!K38)","v":""},{"$f":"IF(Motors_Calculations!N38=\"\",\"\",Motors_Calculations!N38)","v":""}]
[{"$f":"IF(Motors_Calculations!B39=\"\",\"\",Motors_Calculations!B39)","v":""},{"$f":"IF(Motors_Calculations!C39=\"\",\"\",Motors_Calculations!C39)","v":""},{"$f":"IF(Motors_Calculations!D39=\"\",\"\",Motors_Calculations!D39)","v":""},{"$f":"IF(Motors_Calculations!E39=\"\",\"\",Motors_Calculations!E39)","v":""},{"$f":"IF(Motors_Calculations!F39=\"\",\"\",Motors_Calculations!F39)","v":""},{"$f":"IF(Motors_Calculations!G39=\"\",\"\",Motors_Calculations!G39)","v":""},{"$f":"IF(Motors_Calculations!H39=\"\",\"\",Motors_Calculations!H39)","v":""},{"$f":"IF(Motors_Calculations!I39=\"\",\"\",Motors_Calculations!I39)","v":""},{"$f":"IF(Motors_Calculations!L39=\"\",\"\",Motors_Calculations!L39)","v":""},{"$f":"IF(Motors_Calculations!J39=\"\",\"\",Motors_Calculations!J39)","v":""},"",{"$f":"IF(Motors_Calculations!K39=\"\",\"\",Motors_Calculations!K39)","v":""},{"$f":"IF(Motors_Calculations!N39=\"\",\"\",Motors_Calculations!N39)","v":""}]
[{"$f":"IF(Motors_Calculations!B40=\"\",\"\",Motors_Calculations!B40)","v":""},{"$f":"IF(Motors_Calculations!C40=\"\",\"\",Motors_Calculations!C40)","v":""},{"$f":"IF(Motors_Calculations!D40=\"\",\"\",Motors_Calculations!D40)","v":""},{"$f":"IF(Motors_Calculations!E40=\"\",\"\",Motors_Calculations!E40)","v":""},{"$f":"IF(Motors_Calculations!F40=\"\",\"\",Motors_Calculations!F40)","v":""},{"$f":"IF(Motors_Calculations!G40=\"\",\"\",Motors_Calculations!G40)","v":""},{"$f":"IF(Motors_Calculations!H40=\"\",\"\",Motors_Calculations!H40)","v":""},{"$f":"IF(Motors_Calculations!I40=\"\",\"\",Motors_Calculations!I40)","v":""},{"$f":"IF(Motors_Calculations!L40=\"\",\"\",Motors_Calculations!L40)","v":""},{"$f":"IF(Motors_Calculations!J40=\"\",\"\",Motors_Calculations!J40)","v":""},"",{"$f":"IF(Motors_Calculations!K40=\"\",\"\",Motors_Calculations!K40)","v":""},{"$f":"IF(Motors_Calculations!N40=\"\",\"\",Motors_Calculations!N40)","v":""}]
[{"$f":"IF(Motors_Calculations!B41=\"\",\"\",Motors_Calculations!B41)","v":""},{"$f":"IF(Motors_Calculations!C41=\"\",\"\",Motors_Calculations!C41)","v":""},{"$f":"IF(Motors_Calculations!D41=\"\",\"\",Motors_Calculations!D41)","v":""},{"$f":"IF(Motors_Calculations!E41=\"\",\"\",Motors_Calculations!E41)","v":""},{"$f":"IF(Motors_Calculations!F41=\"\",\"\",Motors_Calculations!F41)","v":""},{"$f":"IF(Motors_Calculations!G41=\"\",\"\",Motors_Calculations!G41)","v":""},{"$f":"IF(Motors_Calculations!H41=\"\",\"\",Motors_Calculations!H41)","v":""},{"$f":"IF(Motors_Calculations!I41=\"\",\"\",Motors_Calculations!I41)","v":""},{"$f":"IF(Motors_Calculations!L41=\"\",\"\",Motors_Calculations!L41)","v":""},{"$f":"IF(Motors_Calculations!J41=\"\",\"\",Motors_Calculations!J41)","v":""},"",{"$f":"IF(Motors_Calculations!K41=\"\",\"\",Motors_Calculations!K41)","v":""},{"$f":"IF(Motors_Calculations!N41=\"\",\"\",Motors_Calculations!N41)","v":""}]
[{"$f":"IF(Motors_Calculations!B42=\"\",\"\",Motors_Calculations!B42)","v":""},{"$f":"IF(Motors_Calculations!C42=\"\",\"\",Motors_Calculations!C42)","v":""},{"$f":"IF(Motors_Calculations!D42=\"\",\"\",Motors_Calculations!D42)","v":""},{"$f":"IF(Motors_Calculations!E42=\"\",\"\",Motors_Calculations!E42)","v":""},{"$f":"IF(Motors_Calculations!F42=\"\",\"\",Motors_Calculations!F42)","v":""},{"$f":"IF(Motors_Calculations!G42=\"\",\"\",Motors_Calculations!G42)","v":""},{"$f":"IF(Motors_Calculations!H42=\"\",\"\",Motors_Calculations!H42)","v":""},{"$f":"IF(Motors_Calculations!I42=\"\",\"\",Motors_Calculations!I42)","v":""},{"$f":"IF(Motors_Calculations!L42=\"\",\"\",Motors_Calculations!L42)","v":""},{"$f":"IF(Motors_Calculations!J42=\"\",\"\",Motors_Calculations!J42)","v":""},"",{"$f":"IF(Motors_Calculations!K42=\"\",\"\",Motors_Calculations!K42)","v":""},{"$f":"IF(Motors_Calculations!N42=\"\",\"\",Motors_Calculations!N42)","v":""}]
[{"$f":"IF(Motors_Calculations!B43=\"\",\"\",Motors_Calculations!B43)","v":""},{"$f":"IF(Motors_Calculations!C43=\"\",\"\",Motors_Calculations!C43)","v":""},{"$f":"IF(Motors_Calculations!D43=\"\",\"\",Motors_Calculations!D43)","v":""},{"$f":"IF(Motors_Calculations!E43=\"\",\"\",Motors_Calculations!E43)","v":""},{"$f":"IF(Motors_Calculations!F43=\"\",\"\",Motors_Calculations!F43)","v":""},{"$f":"IF(Motors_Calculations!G43=\"\",\"\",Motors_Calculations!G43)","v":""},{"$f":"IF(Motors_Calculations!H43=\"\",\"\",Motors_Calculations!H43)","v":""},{"$f":"IF(Motors_Calculations!I43=\"\",\"\",Motors_Calculations!I43)","v":""},{"$f":"IF(Motors_Calculations!L43=\"\",\"\",Motors_Calculations!L43)","v":""},{"$f":"IF(Motors_Calculations!J43=\"\",\"\",Motors_Calculations!J43)","v":""},"",{"$f":"IF(Motors_Calculations!K43=\"\",\"\",Motors_Calculations!K43)","v":""},{"$f":"IF(Motors_Calculations!N43=\"\",\"\",Motors_Calculations!N43)","v":""}]
[{"$f":"IF(Motors_Calculations!B44=\"\",\"\",Motors_Calculations!B44)","v":""},{"$f":"IF(Motors_Calculations!C44=\"\",\"\",Motors_Calculations!C44)","v":""},{"$f":"IF(Motors_Calculations!D44=\"\",\"\",Motors_Calculations!D44)","v":""},{"$f":"IF(Motors_Calculations!E44=\"\",\"\",Motors_Calculations!E44)","v":""},{"$f":"IF(Motors_Calculations!F44=\"\",\"\",Motors_Calculations!F44)","v":""},{"$f":"IF(Motors_Calculations!G44=\"\",\"\",Motors_Calculations!G44)","v":""},{"$f":"IF(Motors_Calculations!H44=\"\",\"\",Motors_Calculations!H44)","v":""},{"$f":"IF(Motors_Calculations!I44=\"\",\"\",Motors_Calculations!I44)","v":""},{"$f":"IF(Motors_Calculations!L44=\"\",\"\",Motors_Calculations!L44)","v":""},{"$f":"IF(Motors_Calculations!J44=\"\",\"\",Motors_Calculations!J44)","v":""},"",{"$f":"IF(Motors_Calculations!K44=\"\",\"\",Motors_Calculations!K44)","v":""},{"$f":"IF(Motors_Calculations!N44=\"\",\"\",Motors_Calculations!N44)","v":""}]
[{"$f":"IF(Motors_Calculations!B45=\"\",\"\",Motors_Calculations!B45)","v":""},{"$f":"IF(Motors_Calculations!C45=\"\",\"\",Motors_Calculations!C45)","v":""},{"$f":"IF(Motors_Calculations!D45=\"\",\"\",Motors_Calculations!D45)","v":""},{"$f":"IF(Motors_Calculations!E45=\"\",\"\",Motors_Calculations!E45)","v":""},{"$f":"IF(Motors_Calculations!F45=\"\",\"\",Motors_Calculations!F45)","v":""},{"$f":"IF(Motors_Calculations!G45=\"\",\"\",Motors_Calculations!G45)","v":""},{"$f":"IF(Motors_Calculations!H45=\"\",\"\",Motors_Calculations!H45)","v":""},{"$f":"IF(Motors_Calculations!I45=\"\",\"\",Motors_Calculations!I45)","v":""},{"$f":"IF(Motors_Calculations!L45=\"\",\"\",Motors_Calculations!L45)","v":""},{"$f":"IF(Motors_Calculations!J45=\"\",\"\",Motors_Calculations!J45)","v":""},"",{"$f":"IF(Motors_Calculations!K45=\"\",\"\",Motors_Calculations!K45)","v":""},{"$f":"IF(Motors_Calculations!N45=\"\",\"\",Motors_Calculations!N45)","v":""}]
[{"$f":"IF(Motors_Calculations!B46=\"\",\"\",Motors_Calculations!B46)","v":""},{"$f":"IF(Motors_Calculations!C46=\"\",\"\",Motors_Calculations!C46)","v":""},{"$f":"IF(Motors_Calculations!D46=\"\",\"\",Motors_Calculations!D46)","v":""},{"$f":"IF(Motors_Calculations!E46=\"\",\"\",Motors_Calculations!E46)","v":""},{"$f":"IF(Motors_Calculations!F46=\"\",\"\",Motors_Calculations!F46)","v":""},{"$f":"IF(Motors_Calculations!G46=\"\",\"\",Motors_Calculations!G46)","v":""},{"$f":"IF(Motors_Calculations!H46=\"\",\"\",Motors_Calculations!H46)","v":""},{"$f":"IF(Motors_Calculations!I46=\"\",\"\",Motors_Calculations!I46)","v":""},{"$f":"IF(Motors_Calculations!L46=\"\",\"\",Motors_Calculations!L46)","v":""},{"$f":"IF(Motors_Calculations!J46=\"\",\"\",Motors_Calculations!J46)","v":""},"",{"$f":"IF(Motors_Calculations!K46=\"\",\"\",Motors_Calculations!K46)","v":""},{"$f":"IF(Motors_Calculations!N46=\"\",\"\",Motors_Calculations!N46)","v":""}]
[{"$f":"IF(Motors_Calculations!B47=\"\",\"\",Motors_Calculations!B47)","v":""},{"$f":"IF(Motors_Calculations!C47=\"\",\"\",Motors_Calculations!C47)","v":""},{"$f":"IF(Motors_Calculations!D47=\"\",\"\",Motors_Calculations!D47)","v":""},{"$f":"IF(Motors_Calculations!E47=\"\",\"\",Motors_Calculations!E47)","v":""},{"$f":"IF(Motors_Calculations!F47=\"\",\"\",Motors_Calculations!F47)","v":""},{"$f":"IF(Motors_Calculations!G47=\"\",\"\",Motors_Calculations!G47)","v":""},{"$f":"IF(Motors_Calculations!H47=\"\",\"\",Motors_Calculations!H47)","v":""},{"$f":"IF(Motors_Calculations!I47=\"\",\"\",Motors_Calculations!I47)","v":""},{"$f":"IF(Motors_Calculations!L47=\"\",\"\",Motors_Calculations!L47)","v":""},{"$f":"IF(Motors_Calculations!J47=\"\",\"\",Motors_Calculations!J47)","v":""},"",{"$f":"IF(Motors_Calculations!K47=\"\",\"\",Motors_Calculations!K47)","v":""},{"$f":"IF(Motors_Calculations!N47=\"\",\"\",Motors_Calculations!N47)","v":""}]
[{"$f":"IF(Motors_Calculations!B48=\"\",\"\",Motors_Calculations!B48)","v":""},{"$f":"IF(Motors_Calculations!C48=\"\",\"\",Motors_Calculations!C48)","v":""},{"$f":"IF(Motors_Calculations!D48=\"\",\"\",Motors_Calculations!D48)","v":""},{"$f":"IF(Motors_Calculations!E48=\"\",\"\",Motors_Calculations!E48)","v":""},{"$f":"IF(Motors_Calculations!F48=\"\",\"\",Motors_Calculations!F48)","v":""},{"$f":"IF(Motors_Calculations!G48=\"\",\"\",Motors_Calculations!G48)","v":""},{"$f":"IF(Motors_Calculations!H48=\"\",\"\",Motors_Calculations!H48)","v":""},{"$f":"IF(Motors_Calculations!I48=\"\",\"\",Motors_Calculations!I48)","v":""},{"$f":"IF(Motors_Calculations!L48=\"\",\"\",Motors_Calculations!L48)","v":""},{"$f":"IF(Motors_Calculations!J48=\"\",\"\",Motors_Calculations!J48)","v":""},"",{"$f":"IF(Motors_Calculations!K48=\"\",\"\",Motors_Calculations!K48)","v":""},{"$f":"IF(Motors_Calculations!N48=\"\",\"\",Motors_Calculations!N48)","v":""}]
[{"$f":"IF(Motors_Calculations!B49=\"\",\"\",Motors_Calculations!B49)","v":""},{"$f":"IF(Motors_Calculations!C49=\"\",\"\",Motors_Calculations!C49)","v":""},{"$f":"IF(Motors_Calculations!D49=\"\",\"\",Motors_Calculations!D49)","v":""},{"$f":"IF(Motors_Calculations!E49=\"\",\"\",Motors_Calculations!E49)","v":""},{"$f":"IF(Motors_Calculations!F49=\"\",\"\",Motors_Calculations!F49)","v":""},{"$f":"IF(Motors_Calculations!G49=\"\",\"\",Motors_Calculations!G49)","v":""},{"$f":"IF(Motors_Calculations!H49=\"\",\"\",Motors_Calculations!H49)","v":""},{"$f":"IF(Motors_Calculations!I49=\"\",\"\",Motors_Calculations!I49)","v":""},{"$f":"IF(Motors_Calculations!L49=\"\",\"\",Motors_Calculations!L49)","v":""},{"$f":"IF(Motors_Calculations!J49=\"\",\"\",Motors_Calculations!J49)","v":""},"",{"$f":"IF(Motors_Calculations!K49=\"\",\"\",Motors_Calculations!K49)","v":""},{"$f":"IF(Motors_Calculations!N49=\"\",\"\",Motors_Calculations!N49)","v":""}]
[{"$f":"IF(Motors_Calculations!B50=\"\",\"\",Motors_Calculations!B50)","v":""},{"$f":"IF(Motors_Calculations!C50=\"\",\"\",Motors_Calculations!C50)","v":""},{"$f":"IF(Motors_Calculations!D50=\"\",\"\",Motors_Calculations!D50)","v":""},{"$f":"IF(Motors_Calculations!E50=\"\",\"\",Motors_Calculations!E50)","v":""},{"$f":"IF(Motors_Calculations!F50=\"\",\"\",Motors_Calculations!F50)","v":""},{"$f":"IF(Motors_Calculations!G50=\"\",\"\",Motors_Calculations!G50)","v":""},{"$f":"IF(Motors_Calculations!H50=\"\",\"\",Motors_Calculations!H50)","v":""},{"$f":"IF(Motors_Calculations!I50=\"\",\"\",Motors_Calculations!I50)","v":""},{"$f":"IF(Motors_Calculations!L50=\"\",\"\",Motors_Calculations!L50)","v":""},{"$f":"IF(Motors_Calculations!J50=\"\",\"\",Motors_Calculations!J50)","v":""},"",{"$f":"IF(Motors_Calculations!K50=\"\",\"\",Motors_Calculations!K50)","v":""},{"$f":"IF(Motors_Calculations!N50=\"\",\"\",Motors_Calculations!N50)","v":""}]
[{"$f":"IF(Motors_Calculations!B51=\"\",\"\",Motors_Calculations!B51)","v":""},{"$f":"IF(Motors_Calculations!C51=\"\",\"\",Motors_Calculations!C51)","v":""},{"$f":"IF(Motors_Calculations!D51=\"\",\"\",Motors_Calculations!D51)","v":""},{"$f":"IF(Motors_Calculations!E51=\"\",\"\",Motors_Calculations!E51)","v":""},{"$f":"IF(Motors_Calculations!F51=\"\",\"\",Motors_Calculations!F51)","v":""},{"$f":"IF(Motors_Calculations!G51=\"\",\"\",Motors_Calculations!G51)","v":""},{"$f":"IF(Motors_Calculations!H51=\"\",\"\",Motors_Calculations!H51)","v":""},{"$f":"IF(Motors_Calculations!I51=\"\",\"\",Motors_Calculations!I51)","v":""},{"$f":"IF(Motors_Calculations!L51=\"\",\"\",Motors_Calculations!L51)","v":""},{"$f":"IF(Motors_Calculations!J51=\"\",\"\",Motors_Calculations!J51)","v":""},"",{"$f":"IF(Motors_Calculations!K51=\"\",\"\",Motors_Calculations!K51)","v":""},{"$f":"IF(Motors_Calculations!N51=\"\",\"\",Motors_Calculations!N51)","v":""}]
[{"$f":"IF(Motors_Calculations!B52=\"\",\"\",Motors_Calculations!B52)","v":""},{"$f":"IF(Motors_Calculations!C52=\"\",\"\",Motors_Calculations!C52)","v":""},{"$f":"IF(Motors_Calculations!D52=\"\",\"\",Motors_Calculations!D52)","v":""},{"$f":"IF(Motors_Calculations!E52=\"\",\"\",Motors_Calculations!E52)","v":""},{"$f":"IF(Motors_Calculations!F52=\"\",\"\",Motors_Calculations!F52)","v":""},{"$f":"IF(Motors_Calculations!G52=\"\",\"\",Motors_Calculations!G52)","v":""},{"$f":"IF(Motors_Calculations!H52=\"\",\"\",Motors_Calculations!H52)","v":""},{"$f":"IF(Motors_Calculations!I52=\"\",\"\",Motors_Calculations!I52)","v":""},{"$f":"IF(Motors_Calculations!L52=\"\",\"\",Motors_Calculations!L52)","v":""},{"$f":"IF(Motors_Calculations!J52=\"\",\"\",Motors_Calculations!J52)","v":""},"",{"$f":"IF(Motors_Calculations!K52=\"\",\"\",Motors_Calculations!K52)","v":""},{"$f":"IF(Motors_Calculations!N52=\"\",\"\",Motors_Calculations!N52)","v":""}]
[{"$f":"IF(Motors_Calculations!B53=\"\",\"\",Motors_Calculations!B53)","v":""},{"$f":"IF(Motors_Calculations!C53=\"\",\"\",Motors_Calculations!C53)","v":""},{"$f":"IF(Motors_Calculations!D53=\"\",\"\",Motors_Calculations!D53)","v":""},{"$f":"IF(Motors_Calculations!E53=\"\",\"\",Motors_Calculations!E53)","v":""},{"$f":"IF(Motors_Calculations!F53=\"\",\"\",Motors_Calculations!F53)","v":""},{"$f":"IF(Motors_Calculations!G53=\"\",\"\",Motors_Calculations!G53)","v":""},{"$f":"IF(Motors_Calculations!H53=\"\",\"\",Motors_Calculations!H53)","v":""},{"$f":"IF(Motors_Calculations!I53=\"\",\"\",Motors_Calculations!I53)","v":""},{"$f":"IF(Motors_Calculations!L53=\"\",\"\",Motors_Calculations!L53)","v":""},{"$f":"IF(Motors_Calculations!J53=\"\",\"\",Motors_Calculations!J53)","v":""},"",{"$f":"IF(Motors_Calculations!K53=\"\",\"\",Motors_Calculations!K53)","v":""},{"$f":"IF(Motors_Calculations!N53=\"\",\"\",Motors_Calculations!N53)","v":""}]
[{"$f":"IF(Motors_Calculations!B54=\"\",\"\",Motors_Calculations!B54)","v":""},{"$f":"IF(Motors_Calculations!C54=\"\",\"\",Motors_Calculations!C54)","v":""},{"$f":"IF(Motors_Calculations!D54=\"\",\"\",Motors_Calculations!D54)","v":""},{"$f":"IF(Motors_Calculations!E54=\"\",\"\",Motors_Calculations!E54)","v":""},{"$f":"IF(Motors_Calculations!F54=\"\",\"\",Motors_Calculations!F54)","v":""},{"$f":"IF(Motors_Calculations!G54=\"\",\"\",Motors_Calculations!G54)","v":""},{"$f":"IF(Motors_Calculations!H54=\"\",\"\",Motors_Calculations!H54)","v":""},{"$f":"IF(Motors_Calculations!I54=\"\",\"\",Motors_Calculations!I54)","v":""},{"$f":"IF(Motors_Calculations!L54=\"\",\"\",Motors_Calculations!L54)","v":""},{"$f":"IF(Motors_Calculations!J54=\"\",\"\",Motors_Calculations!J54)","v":""},"",{"$f":"IF(Motors_Calculations!K54=\"\",\"\",Motors_Calculations!K54)","v":""},{"$f":"IF(Motors_Calculations!N54=\"\",\"\",Motors_Calculations!N54)","v":""}]
[{"$f":"IF(Motors_Calculations!B55=\"\",\"\",Motors_Calculations!B55)","v":""},{"$f":"IF(Motors_Calculations!C55=\"\",\"\",Motors_Calculations!C55)","v":""},{"$f":"IF(Motors_Calculations!D55=\"\",\"\",Motors_Calculations!D55)","v":""},{"$f":"IF(Motors_Calculations!E55=\"\",\"\",Motors_Calculations!E55)","v":""},{"$f":"IF(Motors_Calculations!F55=\"\",\"\",Motors_Calculations!F55)","v":""},{"$f":"IF(Motors_Calculations!G55=\"\",\"\",Motors_Calculations!G55)","v":""},{"$f":"IF(Motors_Calculations!H55=\"\",\"\",Motors_Calculations!H55)","v":""},{"$f":"IF(Motors_Calculations!I55=\"\",\"\",Motors_Calculations!I55)","v":""},{"$f":"IF(Motors_Calculations!L55=\"\",\"\",Motors_Calculations!L55)","v":""},{"$f":"IF(Motors_Calculations!J55=\"\",\"\",Motors_Calculations!J55)","v":""},"",{"$f":"IF(Motors_Calculations!K55=\"\",\"\",Motors_Calculations!K55)","v":""},{"$f":"IF(Motors_Calculations!N55=\"\",\"\",Motors_Calculations!N55)","v":""}]
[{"$f":"IF(Motors_Calculations!B56=\"\",\"\",Motors_Calculations!B56)","v":""},{"$f":"IF(Motors_Calculations!C56=\"\",\"\",Motors_Calculations!C56)","v":""},{"$f":"IF(Motors_Calculations!D56=\"\",\"\",Motors_Calculations!D56)","v":""},{"$f":"IF(Motors_Calculations!E56=\"\",\"\",Motors_Calculations!E56)","v":""},{"$f":"IF(Motors_Calculations!F56=\"\",\"\",Motors_Calculations!F56)","v":""},{"$f":"IF(Motors_Calculations!G56=\"\",\"\",Motors_Calculations!G56)","v":""},{"$f":"IF(Motors_Calculations!H56=\"\",\"\",Motors_Calculations!H56)","v":""},{"$f":"IF(Motors_Calculations!I56=\"\",\"\",Motors_Calculations!I56)","v":""},{"$f":"IF(Motors_Calculations!L56=\"\",\"\",Motors_Calculations!L56)","v":""},{"$f":"IF(Motors_Calculations!J56=\"\",\"\",Motors_Calculations!J56)","v":""},"",{"$f":"IF(Motors_Calculations!K56=\"\",\"\",Motors_Calculations!K56)","v":""},{"$f":"IF(Motors_Calculations!N56=\"\",\"\",Motors_Calculations!N56)","v":""}]
[{"$f":"IF(Motors_Calculations!B57=\"\",\"\",Motors_Calculations!B57)","v":""},{"$f":"IF(Motors_Calculations!C57=\"\",\"\",Motors_Calculations!C57)","v":""},{"$f":"IF(Motors_Calculations!D57=\"\",\"\",Motors_Calculations!D57)","v":""},{"$f":"IF(Motors_Calculations!E57=\"\",\"\",Motors_Calculations!E57)","v":""},{"$f":"IF(Motors_Calculations!F57=\"\",\"\",Motors_Calculations!F57)","v":""},{"$f":"IF(Motors_Calculations!G57=\"\",\"\",Motors_Calculations!G57)","v":""},{"$f":"IF(Motors_Calculations!H57=\"\",\"\",Motors_Calculations!H57)","v":""},{"$f":"IF(Motors_Calculations!I57=\"\",\"\",Motors_Calculations!I57)","v":""},{"$f":"IF(Motors_Calculations!L57=\"\",\"\",Motors_Calculations!L57)","v":""},{"$f":"IF(Motors_Calculations!J57=\"\",\"\",Motors_Calculations!J57)","v":""},"",{"$f":"IF(Motors_Calculations!K57=\"\",\"\",Motors_Calculations!K57)","v":""},{"$f":"IF(Motors_Calculations!N57=\"\",\"\",Motors_Calculations!N57)","v":""}]
[{"$f":"IF(Motors_Calculations!B58=\"\",\"\",Motors_Calculations!B58)","v":""},{"$f":"IF(Motors_Calculations!C58=\"\",\"\",Motors_Calculations!C58)","v":""},{"$f":"IF(Motors_Calculations!D58=\"\",\"\",Motors_Calculations!D58)","v":""},{"$f":"IF(Motors_Calculations!E58=\"\",\"\",Motors_Calculations!E58)","v":""},{"$f":"IF(Motors_Calculations!F58=\"\",\"\",Motors_Calculations!F58)","v":""},{"$f":"IF(Motors_Calculations!G58=\"\",\"\",Motors_Calculations!G58)","v":""},{"$f":"IF(Motors_Calculations!H58=\"\",\"\",Motors_Calculations!H58)","v":""},{"$f":"IF(Motors_Calculations!I58=\"\",\"\",Motors_Calculations!I58)","v":""},{"$f":"IF(Motors_Calculations!L58=\"\",\"\",Motors_Calculations!L58)","v":""},{"$f":"IF(Motors_Calculations!J58=\"\",\"\",Motors_Calculations!J58)","v":""},"",{"$f":"IF(Motors_Calculations!K58=\"\",\"\",Motors_Calculations!K58)","v":""},{"$f":"IF(Motors_Calculations!N58=\"\",\"\",Motors_Calculations!N58)","v":""}]
[{"$f":"IF(Motors_Calculations!B59=\"\",\"\",Motors_Calculations!B59)","v":""},{"$f":"IF(Motors_Calculations!C59=\"\",\"\",Motors_Calculations!C59)","v":""},{"$f":"IF(Motors_Calculations!D59=\"\",\"\",Motors_Calculations!D59)","v":""},{"$f":"IF(Motors_Calculations!E59=\"\",\"\",Motors_Calculations!E59)","v":""},{"$f":"IF(Motors_Calculations!F59=\"\",\"\",Motors_Calculations!F59)","v":""},{"$f":"IF(Motors_Calculations!G59=\"\",\"\",Motors_Calculations!G59)","v":""},{"$f":"IF(Motors_Calculations!H59=\"\",\"\",Motors_Calculations!H59)","v":""},{"$f":"IF(Motors_Calculations!I59=\"\",\"\",Motors_Calculations!I59)","v":""},{"$f":"IF(Motors_Calculations!L59=\"\",\"\",Motors_Calculations!L59)","v":""},{"$f":"IF(Motors_Calculations!J59=\"\",\"\",Motors_Calculations!J59)","v":""},"",{"$f":"IF(Motors_Calculations!K59=\"\",\"\",Motors_Calculations!K59)","v":""},{"$f":"IF(Motors_Calculations!N59=\"\",\"\",Motors_Calculations!N59)","v":""}]
[{"$f":"IF(Motors_Calculations!B60=\"\",\"\",Motors_Calculations!B60)","v":""},{"$f":"IF(Motors_Calculations!C60=\"\",\"\",Motors_Calculations!C60)","v":""},{"$f":"IF(Motors_Calculations!D60=\"\",\"\",Motors_Calculations!D60)","v":""},{"$f":"IF(Motors_Calculations!E60=\"\",\"\",Motors_Calculations!E60)","v":""},{"$f":"IF(Motors_Calculations!F60=\"\",\"\",Motors_Calculations!F60)","v":""},{"$f":"IF(Motors_Calculations!G60=\"\",\"\",Motors_Calculations!G60)","v":""},{"$f":"IF(Motors_Calculations!H60=\"\",\"\",Motors_Calculations!H60)","v":""},{"$f":"IF(Motors_Calculations!I60=\"\",\"\",Motors_Calculations!I60)","v":""},{"$f":"IF(Motors_Calculations!L60=\"\",\"\",Motors_Calculations!L60)","v":""},{"$f":"IF(Motors_Calculations!J60=\"\",\"\",Motors_Calculations!J60)","v":""},"",{"$f":"IF(Motors_Calculations!K60=\"\",\"\",Motors_Calculations!K60)","v":""},{"$f":"IF(Motors_Calculations!N60=\"\",\"\",Motors_Calculations!N60)","v":""}]
[{"$f":"IF(Motors_Calculations!B61=\"\",\"\",Motors_Calculations!B61)","v":""},{"$f":"IF(Motors_Calculations!C61=\"\",\"\",Motors_Calculations!C61)","v":""},{"$f":"IF(Motors_Calculations!D61=\"\",\"\",Motors_Calculations!D61)","v":""},{"$f":"IF(Motors_Calculations!E61=\"\",\"\",Motors_Calculations!E61)","v":""},{"$f":"IF(Motors_Calculations!F61=\"\",\"\",Motors_Calculations!F61)","v":""},{"$f":"IF(Motors_Calculations!G61=\"\",\"\",Motors_Calculations!G61)","v":""},{"$f":"IF(Motors_Calculations!H61=\"\",\"\",Motors_Calculations!H61)","v":""},{"$f":"IF(Motors_Calculations!I61=\"\",\"\",Motors_Calculations!I61)","v":""},{"$f":"IF(Motors_Calculations!L61=\"\",\"\",Motors_Calculations!L61)","v":""},{"$f":"IF(Motors_Calculations!J61=\"\",\"\",Motors_Calculations!J61)","v":""},"",{"$f":"IF(Motors_Calculations!K61=\"\",\"\",Motors_Calculations!K61)","v":""},{"$f":"IF(Motors_Calculations!N61=\"\",\"\",Motors_Calculations!N61)","v":""}]
[{"$f":"IF(Motors_Calculations!B62=\"\",\"\",Motors_Calculations!B62)","v":""},{"$f":"IF(Motors_Calculations!C62=\"\",\"\",Motors_Calculations!C62)","v":""},{"$f":"IF(Motors_Calculations!D62=\"\",\"\",Motors_Calculations!D62)","v":""},{"$f":"IF(Motors_Calculations!E62=\"\",\"\",Motors_Calculations!E62)","v":""},{"$f":"IF(Motors_Calculations!F62=\"\",\"\",Motors_Calculations!F62)","v":""},{"$f":"IF(Motors_Calculations!G62=\"\",\"\",Motors_Calculations!G62)","v":""},{"$f":"IF(Motors_Calculations!H62=\"\",\"\",Motors_Calculations!H62)","v":""},{"$f":"IF(Motors_Calculations!I62=\"\",\"\",Motors_Calculations!I62)","v":""},{"$f":"IF(Motors_Calculations!L62=\"\",\"\",Motors_Calculations!L62)","v":""},{"$f":"IF(Motors_Calculations!J62=\"\",\"\",Motors_Calculations!J62)","v":""},"",{"$f":"IF(Motors_Calculations!K62=\"\",\"\",Motors_Calculations!K62)","v":""},{"$f":"IF(Motors_Calculations!N62=\"\",\"\",Motors_Calculations!N62)","v":""}]
[{"$f":"IF(Motors_Calculations!B63=\"\",\"\",Motors_Calculations!B63)","v":""},{"$f":"IF(Motors_Calculations!C63=\"\",\"\",Motors_Calculations!C63)","v":""},{"$f":"IF(Motors_Calculations!D63=\"\",\"\",Motors_Calculations!D63)","v":""},{"$f":"IF(Motors_Calculations!E63=\"\",\"\",Motors_Calculations!E63)","v":""},{"$f":"IF(Motors_Calculations!F63=\"\",\"\",Motors_Calculations!F63)","v":""},{"$f":"IF(Motors_Calculations!G63=\"\",\"\",Motors_Calculations!G63)","v":""},{"$f":"IF(Motors_Calculations!H63=\"\",\"\",Motors_Calculations!H63)","v":""},{"$f":"IF(Motors_Calculations!I63=\"\",\"\",Motors_Calculations!I63)","v":""},{"$f":"IF(Motors_Calculations!L63=\"\",\"\",Motors_Calculations!L63)","v":""},{"$f":"IF(Motors_Calculations!J63=\"\",\"\",Motors_Calculations!J63)","v":""},"",{"$f":"IF(Motors_Calculations!K63=\"\",\"\",Motors_Calculations!K63)","v":""},{"$f":"IF(Motors_Calculations!N63=\"\",\"\",Motors_Calculations!N63)","v":""}]
[{"$f":"IF(Motors_Calculations!B64=\"\",\"\",Motors_Calculations!B64)","v":""},{"$f":"IF(Motors_Calculations!C64=\"\",\"\",Motors_Calculations!C64)","v":""},{"$f":"IF(Motors_Calculations!D64=\"\",\"\",Motors_Calculations!D64)","v":""},{"$f":"IF(Motors_Calculations!E64=\"\",\"\",Motors_Calculations!E64)","v":""},{"$f":"IF(Motors_Calculations!F64=\"\",\"\",Motors_Calculations!F64)","v":""},{"$f":"IF(Motors_Calculations!G64=\"\",\"\",Motors_Calculations!G64)","v":""},{"$f":"IF(Motors_Calculations!H64=\"\",\"\",Motors_Calculations!H64)","v":""},{"$f":"IF(Motors_Calculations!I64=\"\",\"\",Motors_Calculations!I64)","v":""},{"$f":"IF(Motors_Calculations!L64=\"\",\"\",Motors_Calculations!L64)","v":""},{"$f":"IF(Motors_Calculations!J64=\"\",\"\",Motors_Calculations!J64)","v":""},"",{"$f":"IF(Motors_Calculations!K64=\"\",\"\",Motors_Calculations!K64)","v":""},{"$f":"IF(Motors_Calculations!N64=\"\",\"\",Motors_Calculations!N64)","v":""}]
[{"$f":"IF(Motors_Calculations!B65=\"\",\"\",Motors_Calculations!B65)","v":""},{"$f":"IF(Motors_Calculations!C65=\"\",\"\",Motors_Calculations!C65)","v":""},{"$f":"IF(Motors_Calculations!D65=\"\",\"\",Motors_Calculations!D65)","v":""},{"$f":"IF(Motors_Calculations!E65=\"\",\"\",Motors_Calculations!E65)","v":""},{"$f":"IF(Motors_Calculations!F65=\"\",\"\",Motors_Calculations!F65)","v":""},{"$f":"IF(Motors_Calculations!G65=\"\",\"\",Motors_Calculations!G65)","v":""},{"$f":"IF(Motors_Calculations!H65=\"\",\"\",Motors_Calculations!H65)","v":""},{"$f":"IF(Motors_Calculations!I65=\"\",\"\",Motors_Calculations!I65)","v":""},{"$f":"IF(Motors_Calculations!L65=\"\",\"\",Motors_Calculations!L65)","v":""},{"$f":"IF(Motors_Calculations!J65=\"\",\"\",Motors_Calculations!J65)","v":""},"",{"$f":"IF(Motors_Calculations!K65=\"\",\"\",Motors_Calculations!K65)","v":""},{"$f":"IF(Motors_Calculations!N65=\"\",\"\",Motors_Calculations!N65)","v":""}]
[{"$f":"IF(Motors_Calculations!B66=\"\",\"\",Motors_Calculations!B66)","v":""},{"$f":"IF(Motors_Calculations!C66=\"\",\"\",Motors_Calculations!C66)","v":""},{"$f":"IF(Motors_Calculations!D66=\"\",\"\",Motors_Calculations!D66)","v":""},{"$f":"IF(Motors_Calculations!E66=\"\",\"\",Motors_Calculations!E66)","v":""},{"$f":"IF(Motors_Calculations!F66=\"\",\"\",Motors_Calculations!F66)","v":""},{"$f":"IF(Motors_Calculations!G66=\"\",\"\",Motors_Calculations!G66)","v":""},{"$f":"IF(Motors_Calculations!H66=\"\",\"\",Motors_Calculations!H66)","v":""},{"$f":"IF(Motors_Calculations!I66=\"\",\"\",Motors_Calculations!I66)","v":""},{"$f":"IF(Motors_Calculations!L66=\"\",\"\",Motors_Calculations!L66)","v":""},{"$f":"IF(Motors_Calculations!J66=\"\",\"\",Motors_Calculations!J66)","v":""},"",{"$f":"IF(Motors_Calculations!K66=\"\",\"\",Motors_Calculations!K66)","v":""},{"$f":"IF(Motors_Calculations!N66=\"\",\"\",Motors_Calculations!N66)","v":""}]
[{"$f":"IF(Motors_Calculations!B67=\"\",\"\",Motors_Calculations!B67)","v":""},{"$f":"IF(Motors_Calculations!C67=\"\",\"\",Motors_Calculations!C67)","v":""},{"$f":"IF(Motors_Calculations!D67=\"\",\"\",Motors_Calculations!D67)","v":""},{"$f":"IF(Motors_Calculations!E67=\"\",\"\",Motors_Calculations!E67)","v":""},{"$f":"IF(Motors_Calculations!F67=\"\",\"\",Motors_Calculations!F67)","v":""},{"$f":"IF(Motors_Calculations!G67=\"\",\"\",Motors_Calculations!G67)","v":""},{"$f":"IF(Motors_Calculations!H67=\"\",\"\",Motors_Calculations!H67)","v":""},{"$f":"IF(Motors_Calculations!I67=\"\",\"\",Motors_Calculations!I67)","v":""},{"$f":"IF(Motors_Calculations!L67=\"\",\"\",Motors_Calculations!L67)","v":""},{"$f":"IF(Motors_Calculations!J67=\"\",\"\",Motors_Calculations!J67)","v":""},"",{"$f":"IF(Motors_Calculations!K67=\"\",\"\",Motors_Calculations!K67)","v":""},{"$f":"IF(Motors_Calculations!N67=\"\",\"\",Motors_Calculations!N67)","v":""}]
[{"$f":"IF(Motors_Calculations!B68=\"\",\"\",Motors_Calculations!B68)","v":""},{"$f":"IF(Motors_Calculations!C68=\"\",\"\",Motors_Calculations!C68)","v":""},{"$f":"IF(Motors_Calculations!D68=\"\",\"\",Motors_Calculations!D68)","v":""},{"$f":"IF(Motors_Calculations!E68=\"\",\"\",Motors_Calculations!E68)","v":""},{"$f":"IF(Motors_Calculations!F68=\"\",\"\",Motors_Calculations!F68)","v":""},{"$f":"IF(Motors_Calculations!G68=\"\",\"\",Motors_Calculations!G68)","v":""},{"$f":"IF(Motors_Calculations!H68=\"\",\"\",Motors_Calculations!H68)","v":""},{"$f":"IF(Motors_Calculations!I68=\"\",\"\",Motors_Calculations!I68)","v":""},{"$f":"IF(Motors_Calculations!L68=\"\",\"\",Motors_Calculations!L68)","v":""},{"$f":"IF(Motors_Calculations!J68=\"\",\"\",Motors_Calculations!J68)","v":""},"",{"$f":"IF(Motors_Calculations!K68=\"\",\"\",Motors_Calculations!K68)","v":""},{"$f":"IF(Motors_Calculations!N68=\"\",\"\",Motors_Calculations!N68)","v":""}]
[{"$f":"IF(Motors_Calculations!B69=\"\",\"\",Motors_Calculations!B69)","v":""},{"$f":"IF(Motors_Calculations!C69=\"\",\"\",Motors_Calculations!C69)","v":""},{"$f":"IF(Motors_Calculations!D69=\"\",\"\",Motors_Calculations!D69)","v":""},{"$f":"IF(Motors_Calculations!E69=\"\",\"\",Motors_Calculations!E69)","v":""},{"$f":"IF(Motors_Calculations!F69=\"\",\"\",Motors_Calculations!F69)","v":""},{"$f":"IF(Motors_Calculations!G69=\"\",\"\",Motors_Calculations!G69)","v":""},{"$f":"IF(Motors_Calculations!H69=\"\",\"\",Motors_Calculations!H69)","v":""},{"$f":"IF(Motors_Calculations!I69=\"\",\"\",Motors_Calculations!I69)","v":""},{"$f":"IF(Motors_Calculations!L69=\"\",\"\",Motors_Calculations!L69)","v":""},{"$f":"IF(Motors_Calculations!J69=\"\",\"\",Motors_Calculations!J69)","v":""},{"$f":"IF(OR(E69=\"\",J69=\"\"),\"\",E69&\" \"&J69)","v":""},{"$f":"IF(Motors_Calculations!K69=\"\",\"\",Motors_Calculations!K69)","v":""},{"$f":"IF(Motors_Calculations!N69=\"\",\"\",Motors_Calculations!N69)","v":""}]
[{"$f":"IF(Motors_Calculations!B70=\"\",\"\",Motors_Calculations!B70)","v":""},{"$f":"IF(Motors_Calculations!C70=\"\",\"\",Motors_Calculations!C70)","v":""},{"$f":"IF(Motors_Calculations!D70=\"\",\"\",Motors_Calculations!D70)","v":""},{"$f":"IF(Motors_Calculations!E70=\"\",\"\",Motors_Calculations!E70)","v":""},{"$f":"IF(Motors_Calculations!F70=\"\",\"\",Motors_Calculations!F70)","v":""},{"$f":"IF(Motors_Calculations!G70=\"\",\"\",Motors_Calculations!G70)","v":""},{"$f":"IF(Motors_Calculations!H70=\"\",\"\",Motors_Calculations!H70)","v":""},{"$f":"IF(Motors_Calculations!I70=\"\",\"\",Motors_Calculations!I70)","v":""},{"$f":"IF(Motors_Calculations!L70=\"\",\"\",Motors_Calculations!L70)","v":""},{"$f":"IF(Motors_Calculations!J70=\"\",\"\",Motors_Calculations!J70)","v":""},"",{"$f":"IF(Motors_Calculations!K70=\"\",\"\",Motors_Calculations!K70)","v":""},{"$f":"IF(Motors_Calculations!N70=\"\",\"\",Motors_Calculations!N70)","v":""}]
[{"$f":"IF(Motors_Calculations!B71=\"\",\"\",Motors_Calculations!B71)","v":""},{"$f":"IF(Motors_Calculations!C71=\"\",\"\",Motors_Calculations!C71)","v":""},{"$f":"IF(Motors_Calculations!D71=\"\",\"\",Motors_Calculations!D71)","v":""},{"$f":"IF(Motors_Calculations!E71=\"\",\"\",Motors_Calculations!E71)","v":""},{"$f":"IF(Motors_Calculations!F71=\"\",\"\",Motors_Calculations!F71)","v":""},{"$f":"IF(Motors_Calculations!G71=\"\",\"\",Motors_Calculations!G71)","v":""},{"$f":"IF(Motors_Calculations!H71=\"\",\"\",Motors_Calculations!H71)","v":""},{"$f":"IF(Motors_Calculations!I71=\"\",\"\",Motors_Calculations!I71)","v":""},{"$f":"IF(Motors_Calculations!L71=\"\",\"\",Motors_Calculations!L71)","v":""},{"$f":"IF(Motors_Calculations!J71=\"\",\"\",Motors_Calculations!J71)","v":""},"",{"$f":"IF(Motors_Calculations!K71=\"\",\"\",Motors_Calculations!K71)","v":""},{"$f":"IF(Motors_Calculations!N71=\"\",\"\",Motors_Calculations!N71)","v":""}]
[{"$f":"IF(Motors_Calculations!B72=\"\",\"\",Motors_Calculations!B72)","v":""},{"$f":"IF(Motors_Calculations!C72=\"\",\"\",Motors_Calculations!C72)","v":""},{"$f":"IF(Motors_Calculations!D72=\"\",\"\",Motors_Calculations!D72)","v":""},{"$f":"IF(Motors_Calculations!E72=\"\",\"\",Motors_Calculations!E72)","v":""},{"$f":"IF(Motors_Calculations!F72=\"\",\"\",Motors_Calculations!F72)","v":""},{"$f":"IF(Motors_Calculations!G72=\"\",\"\",Motors_Calculations!G72)","v":""},{"$f":"IF(Motors_Calculations!H72=\"\",\"\",Motors_Calculations!H72)","v":""},{"$f":"IF(Motors_Calculations!I72=\"\",\"\",Motors_Calculations!I72)","v":""},{"$f":"IF(Motors_Calculations!L72=\"\",\"\",Motors_Calculations!L72)","v":""},{"$f":"IF(Motors_Calculations!J72=\"\",\"\",Motors_Calculations!J72)","v":""},"",{"$f":"IF(Motors_Calculations!K72=\"\",\"\",Motors_Calculations!K72)","v":""},{"$f":"IF(Motors_Calculations!N72=\"\",\"\",Motors_Calculations!N72)","v":""}]
[{"$f":"IF(Motors_Calculations!B73=\"\",\"\",Motors_Calculations!B73)","v":""},{"$f":"IF(Motors_Calculations!C73=\"\",\"\",Motors_Calculations!C73)","v":""},{"$f":"IF(Motors_Calculations!D73=\"\",\"\",Motors_Calculations!D73)","v":""},{"$f":"IF(Motors_Calculations!E73=\"\",\"\",Motors_Calculations!E73)","v":""},{"$f":"IF(Motors_Calculations!F73=\"\",\"\",Motors_Calculations!F73)","v":""},{"$f":"IF(Motors_Calculations!G73=\"\",\"\",Motors_Calculations!G73)","v":""},{"$f":"IF(Motors_Calculations!H73=\"\",\"\",Motors_Calculations!H73)","v":""},{"$f":"IF(Motors_Calculations!I73=\"\",\"\",Motors_Calculations!I73)","v":""},{"$f":"IF(Motors_Calculations!L73=\"\",\"\",Motors_Calculations!L73)","v":""},{"$f":"IF(Motors_Calculations!J73=\"\",\"\",Motors_Calculations!J73)","v":""},"",{"$f":"IF(Motors_Calculations!K73=\"\",\"\",Motors_Calculations!K73)","v":""},{"$f":"IF(Motors_Calculations!N73=\"\",\"\",Motors_Calculations!N73)","v":""}]
[{"$f":"IF(Motors_Calculations!B74=\"\",\"\",Motors_Calculations!B74)","v":""},{"$f":"IF(Motors_Calculations!C74=\"\",\"\",Motors_Calculations!C74)","v":""},{"$f":"IF(Motors_Calculations!D74=\"\",\"\",Motors_Calculations!D74)","v":""},{"$f":"IF(Motors_Calculations!E74=\"\",\"\",Motors_Calculations!E74)","v":""},{"$f":"IF(Motors_Calculations!F74=\"\",\"\",Motors_Calculations!F74)","v":""},{"$f":"IF(Motors_Calculations!G74=\"\",\"\",Motors_Calculations!G74)","v":""},{"$f":"IF(Motors_Calculations!H74=\"\",\"\",Motors_Calculations!H74)","v":""},{"$f":"IF(Motors_Calculations!I74=\"\",\"\",Motors_Calculations!I74)","v":""},{"$f":"IF(Motors_Calculations!L74=\"\",\"\",Motors_Calculations!L74)","v":""},{"$f":"IF(Motors_Calculations!J74=\"\",\"\",Motors_Calculations!J74)","v":""},"",{"$f":"IF(Motors_Calculations!K74=\"\",\"\",Motors_Calculations!K74)","v":""},{"$f":"IF(Motors_Calculations!N74=\"\",\"\",Motors_Calculations!N74)","v":""}]
[{"$f":"IF(Motors_Calculations!B75=\"\",\"\",Motors_Calculations!B75)","v":""},{"$f":"IF(Motors_Calculations!C75=\"\",\"\",Motors_Calculations!C75)","v":""},{"$f":"IF(Motors_Calculations!D75=\"\",\"\",Motors_Calculations!D75)","v":""},{"$f":"IF(Motors_Calculations!E75=\"\",\"\",Motors_Calculations!E75)","v":""},{"$f":"IF(Motors_Calculations!F75=\"\",\"\",Motors_Calculations!F75)","v":""},{"$f":"IF(Motors_Calculations!G75=\"\",\"\",Motors_Calculations!G75)","v":""},{"$f":"IF(Motors_Calculations!H75=\"\",\"\",Motors_Calculations!H75)","v":""},{"$f":"IF(Motors_Calculations!I75=\"\",\"\",Motors_Calculations!I75)","v":""},{"$f":"IF(Motors_Calculations!L75=\"\",\"\",Motors_Calculations!L75)","v":""},{"$f":"IF(Motors_Calculations!J75=\"\",\"\",Motors_Calculations!J75)","v":""},"",{"$f":"IF(Motors_Calculations!K75=\"\",\"\",Motors_Calculations!K75)","v":""},{"$f":"IF(Motors_Calculations!N75=\"\",\"\",Motors_Calculations!N75)","v":""}]
[{"$f":"IF(Motors_Calculations!B76=\"\",\"\",Motors_Calculations!B76)","v":""},{"$f":"IF(Motors_Calculations!C76=\"\",\"\",Motors_Calculations!C76)","v":""},{"$f":"IF(Motors_Calculations!D76=\"\",\"\",Motors_Calculations!D76)","v":""},{"$f":"IF(Motors_Calculations!E76=\"\",\"\",Motors_Calculations!E76)","v":""},{"$f":"IF(Motors_Calculations!F76=\"\",\"\",Motors_Calculations!F76)","v":""},{"$f":"IF(Motors_Calculations!G76=\"\",\"\",Motors_Calculations!G76)","v":""},{"$f":"IF(Motors_Calculations!H76=\"\",\"\",Motors_Calculations!H76)","v":""},{"$f":"IF(Motors_Calculations!I76=\"\",\"\",Motors_Calculations!I76)","v":""},{"$f":"IF(Motors_Calculations!L76=\"\",\"\",Motors_Calculations!L76)","v":""},{"$f":"IF(Motors_Calculations!J76=\"\",\"\",Motors_Calculations!J76)","v":""},"",{"$f":"IF(Motors_Calculations!K76=\"\",\"\",Motors_Calculations!K76)","v":""},{"$f":"IF(Motors_Calculations!N76=\"\",\"\",Motors_Calculations!N76)","v":""}]
[{"$f":"IF(Motors_Calculations!B77=\"\",\"\",Motors_Calculations!B77)","v":""},{"$f":"IF(Motors_Calculations!C77=\"\",\"\",Motors_Calculations!C77)","v":""},{"$f":"IF(Motors_Calculations!D77=\"\",\"\",Motors_Calculations!D77)","v":""},{"$f":"IF(Motors_Calculations!E77=\"\",\"\",Motors_Calculations!E77)","v":""},{"$f":"IF(Motors_Calculations!F77=\"\",\"\",Motors_Calculations!F77)","v":""},{"$f":"IF(Motors_Calculations!G77=\"\",\"\",Motors_Calculations!G77)","v":""},{"$f":"IF(Motors_Calculations!H77=\"\",\"\",Motors_Calculations!H77)","v":""},{"$f":"IF(Motors_Calculations!I77=\"\",\"\",Motors_Calculations!I77)","v":""},{"$f":"IF(Motors_Calculations!L77=\"\",\"\",Motors_Calculations!L77)","v":""},{"$f":"IF(Motors_Calculations!J77=\"\",\"\",Motors_Calculations!J77)","v":""},"",{"$f":"IF(Motors_Calculations!K77=\"\",\"\",Motors_Calculations!K77)","v":""},{"$f":"IF(Motors_Calculations!N77=\"\",\"\",Motors_Calculations!N77)","v":""}]
[{"$f":"IF(Motors_Calculations!B78=\"\",\"\",Motors_Calculations!B78)","v":""},{"$f":"IF(Motors_Calculations!C78=\"\",\"\",Motors_Calculations!C78)","v":""},{"$f":"IF(Motors_Calculations!D78=\"\",\"\",Motors_Calculations!D78)","v":""},{"$f":"IF(Motors_Calculations!E78=\"\",\"\",Motors_Calculations!E78)","v":""},{"$f":"IF(Motors_Calculations!F78=\"\",\"\",Motors_Calculations!F78)","v":""},{"$f":"IF(Motors_Calculations!G78=\"\",\"\",Motors_Calculations!G78)","v":""},{"$f":"IF(Motors_Calculations!H78=\"\",\"\",Motors_Calculations!H78)","v":""},{"$f":"IF(Motors_Calculations!I78=\"\",\"\",Motors_Calculations!I78)","v":""},{"$f":"IF(Motors_Calculations!L78=\"\",\"\",Motors_Calculations!L78)","v":""},{"$f":"IF(Motors_Calculations!J78=\"\",\"\",Motors_Calculations!J78)","v":""},"",{"$f":"IF(Motors_Calculations!K78=\"\",\"\",Motors_Calculations!K78)","v":""},{"$f":"IF(Motors_Calculations!N78=\"\",\"\",Motors_Calculations!N78)","v":""}]
[{"$f":"IF(Motors_Calculations!B79=\"\",\"\",Motors_Calculations!B79)","v":""},{"$f":"IF(Motors_Calculations!C79=\"\",\"\",Motors_Calculations!C79)","v":""},{"$f":"IF(Motors_Calculations!D79=\"\",\"\",Motors_Calculations!D79)","v":""},{"$f":"IF(Motors_Calculations!E79=\"\",\"\",Motors_Calculations!E79)","v":""},{"$f":"IF(Motors_Calculations!F79=\"\",\"\",Motors_Calculations!F79)","v":""},{"$f":"IF(Motors_Calculations!G79=\"\",\"\",Motors_Calculations!G79)","v":""},{"$f":"IF(Motors_Calculations!H79=\"\",\"\",Motors_Calculations!H79)","v":""},{"$f":"IF(Motors_Calculations!I79=\"\",\"\",Motors_Calculations!I79)","v":""},{"$f":"IF(Motors_Calculations!L79=\"\",\"\",Motors_Calculations!L79)","v":""},{"$f":"IF(Motors_Calculations!J79=\"\",\"\",Motors_Calculations!J79)","v":""},"",{"$f":"IF(Motors_Calculations!K79=\"\",\"\",Motors_Calculations!K79)","v":""},{"$f":"IF(Motors_Calculations!N79=\"\",\"\",Motors_Calculations!N79)","v":""}]
[{"$f":"IF(Motors_Calculations!B80=\"\",\"\",Motors_Calculations!B80)","v":""},{"$f":"IF(Motors_Calculations!C80=\"\",\"\",Motors_Calculations!C80)","v":""},{"$f":"IF(Motors_Calculations!D80=\"\",\"\",Motors_Calculations!D80)","v":""},{"$f":"IF(Motors_Calculations!E80=\"\",\"\",Motors_Calculations!E80)","v":""},{"$f":"IF(Motors_Calculations!F80=\"\",\"\",Motors_Calculations!F80)","v":""},{"$f":"IF(Motors_Calculations!G80=\"\",\"\",Motors_Calculations!G80)","v":""},{"$f":"IF(Motors_Calculations!H80=\"\",\"\",Motors_Calculations!H80)","v":""},{"$f":"IF(Motors_Calculations!I80=\"\",\"\",Motors_Calculations!I80)","v":""},{"$f":"IF(Motors_Calculations!L80=\"\",\"\",Motors_Calculations!L80)","v":""},{"$f":"IF(Motors_Calculations!J80=\"\",\"\",Motors_Calculations!J80)","v":""},"",{"$f":"IF(Motors_Calculations!K80=\"\",\"\",Motors_Calculations!K80)","v":""},{"$f":"IF(Motors_Calculations!N80=\"\",\"\",Motors_Calculations!N80)","v":""}]
[{"$f":"IF(Motors_Calculations!B81=\"\",\"\",Motors_Calculations!B81)","v":""},{"$f":"IF(Motors_Calculations!C81=\"\",\"\",Motors_Calculations!C81)","v":""},{"$f":"IF(Motors_Calculations!D81=\"\",\"\",Motors_Calculations!D81)","v":""},{"$f":"IF(Motors_Calculations!E81=\"\",\"\",Motors_Calculations!E81)","v":""},{"$f":"IF(Motors_Calculations!F81=\"\",\"\",Motors_Calculations!F81)","v":""},{"$f":"IF(Motors_Calculations!G81=\"\",\"\",Motors_Calculations!G81)","v":""},{"$f":"IF(Motors_Calculations!H81=\"\",\"\",Motors_Calculations!H81)","v":""},{"$f":"IF(Motors_Calculations!I81=\"\",\"\",Motors_Calculations!I81)","v":""},{"$f":"IF(Motors_Calculations!L81=\"\",\"\",Motors_Calculations!L81)","v":""},{"$f":"IF(Motors_Calculations!J81=\"\",\"\",Motors_Calculations!J81)","v":""},"",{"$f":"IF(Motors_Calculations!K81=\"\",\"\",Motors_Calculations!K81)","v":""},{"$f":"IF(Motors_Calculations!N81=\"\",\"\",Motors_Calculations!N81)","v":""}]
[{"$f":"IF(Motors_Calculations!B82=\"\",\"\",Motors_Calculations!B82)","v":""},{"$f":"IF(Motors_Calculations!C82=\"\",\"\",Motors_Calculations!C82)","v":""},{"$f":"IF(Motors_Calculations!D82=\"\",\"\",Motors_Calculations!D82)","v":""},{"$f":"IF(Motors_Calculations!E82=\"\",\"\",Motors_Calculations!E82)","v":""},{"$f":"IF(Motors_Calculations!F82=\"\",\"\",Motors_Calculations!F82)","v":""},{"$f":"IF(Motors_Calculations!G82=\"\",\"\",Motors_Calculations!G82)","v":""},{"$f":"IF(Motors_Calculations!H82=\"\",\"\",Motors_Calculations!H82)","v":""},{"$f":"IF(Motors_Calculations!I82=\"\",\"\",Motors_Calculations!I82)","v":""},{"$f":"IF(Motors_Calculations!L82=\"\",\"\",Motors_Calculations!L82)","v":""},{"$f":"IF(Motors_Calculations!J82=\"\",\"\",Motors_Calculations!J82)","v":""},"",{"$f":"IF(Motors_Calculations!K82=\"\",\"\",Motors_Calculations!K82)","v":""},{"$f":"IF(Motors_Calculations!N82=\"\",\"\",Motors_Calculations!N82)","v":""}]
[{"$f":"IF(Motors_Calculations!B83=\"\",\"\",Motors_Calculations!B83)","v":""},{"$f":"IF(Motors_Calculations!C83=\"\",\"\",Motors_Calculations!C83)","v":""},{"$f":"IF(Motors_Calculations!D83=\"\",\"\",Motors_Calculations!D83)","v":""},{"$f":"IF(Motors_Calculations!E83=\"\",\"\",Motors_Calculations!E83)","v":""},{"$f":"IF(Motors_Calculations!F83=\"\",\"\",Motors_Calculations!F83)","v":""},{"$f":"IF(Motors_Calculations!G83=\"\",\"\",Motors_Calculations!G83)","v":""},{"$f":"IF(Motors_Calculations!H83=\"\",\"\",Motors_Calculations!H83)","v":""},{"$f":"IF(Motors_Calculations!I83=\"\",\"\",Motors_Calculations!I83)","v":""},{"$f":"IF(Motors_Calculations!L83=\"\",\"\",Motors_Calculations!L83)","v":""},{"$f":"IF(Motors_Calculations!J83=\"\",\"\",Motors_Calculations!J83)","v":""},"",{"$f":"IF(Motors_Calculations!K83=\"\",\"\",Motors_Calculations!K83)","v":""},{"$f":"IF(Motors_Calculations!N83=\"\",\"\",Motors_Calculations!N83)","v":""}]
[{"$f":"IF(Motors_Calculations!B84=\"\",\"\",Motors_Calculations!B84)","v":""},{"$f":"IF(Motors_Calculations!C84=\"\",\"\",Motors_Calculations!C84)","v":""},{"$f":"IF(Motors_Calculations!D84=\"\",\"\",Motors_Calculations!D84)","v":""},{"$f":"IF(Motors_Calculations!E84=\"\",\"\",Motors_Calculations!E84)","v":""},{"$f":"IF(Motors_Calculations!F84=\"\",\"\",Motors_Calculations!F84)","v":""},{"$f":"IF(Motors_Calculations!G84=\"\",\"\",Motors_Calculations!G84)","v":""},{"$f":"IF(Motors_Calculations!H84=\"\",\"\",Motors_Calculations!H84)","v":""},{"$f":"IF(Motors_Calculations!I84=\"\",\"\",Motors_Calculations!I84)","v":""},{"$f":"IF(Motors_Calculations!L84=\"\",\"\",Motors_Calculations!L84)","v":""},{"$f":"IF(Motors_Calculations!J84=\"\",\"\",Motors_Calculations!J84)","v":""},"",{"$f":"IF(Motors_Calculations!K84=\"\",\"\",Motors_Calculations!K84)","v":""},{"$f":"IF(Motors_Calculations!N84=\"\",\"\",Motors_Calculations!N84)","v":""}]
[{"$f":"IF(Motors_Calculations!B85=\"\",\"\",Motors_Calculations!B85)","v":""},{"$f":"IF(Motors_Calculations!C85=\"\",\"\",Motors_Calculations!C85)","v":""},{"$f":"IF(Motors_Calculations!D85=\"\",\"\",Motors_Calculations!D85)","v":""},{"$f":"IF(Motors_Calculations!E85=\"\",\"\",Motors_Calculations!E85)","v":""},{"$f":"IF(Motors_Calculations!F85=\"\",\"\",Motors_Calculations!F85)","v":""},{"$f":"IF(Motors_Calculations!G85=\"\",\"\",Motors_Calculations!G85)","v":""},{"$f":"IF(Motors_Calculations!H85=\"\",\"\",Motors_Calculations!H85)","v":""},{"$f":"IF(Motors_Calculations!I85=\"\",\"\",Motors_Calculations!I85)","v":""},{"$f":"IF(Motors_Calculations!L85=\"\",\"\",Motors_Calculations!L85)","v":""},{"$f":"IF(Motors_Calculations!J85=\"\",\"\",Motors_Calculations!J85)","v":""},"",{"$f":"IF(Motors_Calculations!K85=\"\",\"\",Motors_Calculations!K85)","v":""},{"$f":"IF(Motors_Calculations!N85=\"\",\"\",Motors_Calculations!N85)","v":""}]
[{"$f":"IF(Motors_Calculations!B86=\"\",\"\",Motors_Calculations!B86)","v":""},{"$f":"IF(Motors_Calculations!C86=\"\",\"\",Motors_Calculations!C86)","v":""},{"$f":"IF(Motors_Calculations!D86=\"\",\"\",Motors_Calculations!D86)","v":""},{"$f":"IF(Motors_Calculations!E86=\"\",\"\",Motors_Calculations!E86)","v":""},{"$f":"IF(Motors_Calculations!F86=\"\",\"\",Motors_Calculations!F86)","v":""},{"$f":"IF(Motors_Calculations!G86=\"\",\"\",Motors_Calculations!G86)","v":""},{"$f":"IF(Motors_Calculations!H86=\"\",\"\",Motors_Calculations!H86)","v":""},{"$f":"IF(Motors_Calculations!I86=\"\",\"\",Motors_Calculations!I86)","v":""},{"$f":"IF(Motors_Calculations!L86=\"\",\"\",Motors_Calculations!L86)","v":""},{"$f":"IF(Motors_Calculations!J86=\"\",\"\",Motors_Calculations!J86)","v":""},"",{"$f":"IF(Motors_Calculations!K86=\"\",\"\",Motors_Calculations!K86)","v":""},{"$f":"IF(Motors_Calculations!N86=\"\",\"\",Motors_Calculations!N86)","v":""}]
[{"$f":"IF(Motors_Calculations!B87=\"\",\"\",Motors_Calculations!B87)","v":""},{"$f":"IF(Motors_Calculations!C87=\"\",\"\",Motors_Calculations!C87)","v":""},{"$f":"IF(Motors_Calculations!D87=\"\",\"\",Motors_Calculations!D87)","v":""},{"$f":"IF(Motors_Calculations!E87=\"\",\"\",Motors_Calculations!E87)","v":""},{"$f":"IF(Motors_Calculations!F87=\"\",\"\",Motors_Calculations!F87)","v":""},{"$f":"IF(Motors_Calculations!G87=\"\",\"\",Motors_Calculations!G87)","v":""},{"$f":"IF(Motors_Calculations!H87=\"\",\"\",Motors_Calculations!H87)","v":""},{"$f":"IF(Motors_Calculations!I87=\"\",\"\",Motors_Calculations!I87)","v":""},{"$f":"IF(Motors_Calculations!L87=\"\",\"\",Motors_Calculations!L87)","v":""},{"$f":"IF(Motors_Calculations!J87=\"\",\"\",Motors_Calculations!J87)","v":""},"",{"$f":"IF(Motors_Calculations!K87=\"\",\"\",Motors_Calculations!K87)","v":""},{"$f":"IF(Motors_Calculations!N87=\"\",\"\",Motors_Calculations!N87)","v":""}]
[{"$f":"IF(Motors_Calculations!B88=\"\",\"\",Motors_Calculations!B88)","v":""},{"$f":"IF(Motors_Calculations!C88=\"\",\"\",Motors_Calculations!C88)","v":""},{"$f":"IF(Motors_Calculations!D88=\"\",\"\",Motors_Calculations!D88)","v":""},{"$f":"IF(Motors_Calculations!E88=\"\",\"\",Motors_Calculations!E88)","v":""},{"$f":"IF(Motors_Calculations!F88=\"\",\"\",Motors_Calculations!F88)","v":""},{"$f":"IF(Motors_Calculations!G88=\"\",\"\",Motors_Calculations!G88)","v":""},{"$f":"IF(Motors_Calculations!H88=\"\",\"\",Motors_Calculations!H88)","v":""},{"$f":"IF(Motors_Calculations!I88=\"\",\"\",Motors_Calculations!I88)","v":""},{"$f":"IF(Motors_Calculations!L88=\"\",\"\",Motors_Calculations!L88)","v":""},{"$f":"IF(Motors_Calculations!J88=\"\",\"\",Motors_Calculations!J88)","v":""},"",{"$f":"IF(Motors_Calculations!K88=\"\",\"\",Motors_Calculations!K88)","v":""},{"$f":"IF(Motors_Calculations!N88=\"\",\"\",Motors_Calculations!N88)","v":""}]
[{"$f":"IF(Motors_Calculations!B89=\"\",\"\",Motors_Calculations!B89)","v":""},{"$f":"IF(Motors_Calculations!C89=\"\",\"\",Motors_Calculations!C89)","v":""},{"$f":"IF(Motors_Calculations!D89=\"\",\"\",Motors_Calculations!D89)","v":""},{"$f":"IF(Motors_Calculations!E89=\"\",\"\",Motors_Calculations!E89)","v":""},{"$f":"IF(Motors_Calculations!F89=\"\",\"\",Motors_Calculations!F89)","v":""},{"$f":"IF(Motors_Calculations!G89=\"\",\"\",Motors_Calculations!G89)","v":""},{"$f":"IF(Motors_Calculations!H89=\"\",\"\",Motors_Calculations!H89)","v":""},{"$f":"IF(Motors_Calculations!I89=\"\",\"\",Motors_Calculations!I89)","v":""},{"$f":"IF(Motors_Calculations!L89=\"\",\"\",Motors_Calculations!L89)","v":""},{"$f":"IF(Motors_Calculations!J89=\"\",\"\",Motors_Calculations!J89)","v":""},"",{"$f":"IF(Motors_Calculations!K89=\"\",\"\",Motors_Calculations!K89)","v":""},{"$f":"IF(Motors_Calculations!N89=\"\",\"\",Motors_Calculations!N89)","v":""}]
[{"$f":"IF(Motors_Calculations!B90=\"\",\"\",Motors_Calculations!B90)","v":""},{"$f":"IF(Motors_Calculations!C90=\"\",\"\",Motors_Calculations!C90)","v":""},{"$f":"IF(Motors_Calculations!D90=\"\",\"\",Motors_Calculations!D90)","v":""},{"$f":"IF(Motors_Calculations!E90=\"\",\"\",Motors_Calculations!E90)","v":""},{"$f":"IF(Motors_Calculations!F90=\"\",\"\",Motors_Calculations!F90)","v":""},{"$f":"IF(Motors_Calculations!G90=\"\",\"\",Motors_Calculations!G90)","v":""},{"$f":"IF(Motors_Calculations!H90=\"\",\"\",Motors_Calculations!H90)","v":""},{"$f":"IF(Motors_Calculations!I90=\"\",\"\",Motors_Calculations!I90)","v":""},{"$f":"IF(Motors_Calculations!L90=\"\",\"\",Motors_Calculations!L90)","v":""},{"$f":"IF(Motors_Calculations!J90=\"\",\"\",Motors_Calculations!J90)","v":""},"",{"$f":"IF(Motors_Calculations!K90=\"\",\"\",Motors_Calculations!K90)","v":""},{"$f":"IF(Motors_Calculations!N90=\"\",\"\",Motors_Calculations!N90)","v":""}]
[{"$f":"IF(Motors_Calculations!B91=\"\",\"\",Motors_Calculations!B91)","v":""},{"$f":"IF(Motors_Calculations!C91=\"\",\"\",Motors_Calculations!C91)","v":""},{"$f":"IF(Motors_Calculations!D91=\"\",\"\",Motors_Calculations!D91)","v":""},{"$f":"IF(Motors_Calculations!E91=\"\",\"\",Motors_Calculations!E91)","v":""},{"$f":"IF(Motors_Calculations!F91=\"\",\"\",Motors_Calculations!F91)","v":""},{"$f":"IF(Motors_Calculations!G91=\"\",\"\",Motors_Calculations!G91)","v":""},{"$f":"IF(Motors_Calculations!H91=\"\",\"\",Motors_Calculations!H91)","v":""},{"$f":"IF(Motors_Calculations!I91=\"\",\"\",Motors_Calculations!I91)","v":""},{"$f":"IF(Motors_Calculations!L91=\"\",\"\",Motors_Calculations!L91)","v":""},{"$f":"IF(Motors_Calculations!J91=\"\",\"\",Motors_Calculations!J91)","v":""},"",{"$f":"IF(Motors_Calculations!K91=\"\",\"\",Motors_Calculations!K91)","v":""},{"$f":"IF(Motors_Calculations!N91=\"\",\"\",Motors_Calculations!N91)","v":""}]
[{"$f":"IF(Motors_Calculations!B92=\"\",\"\",Motors_Calculations!B92)","v":""},{"$f":"IF(Motors_Calculations!C92=\"\",\"\",Motors_Calculations!C92)","v":""},{"$f":"IF(Motors_Calculations!D92=\"\",\"\",Motors_Calculations!D92)","v":""},{"$f":"IF(Motors_Calculations!E92=\"\",\"\",Motors_Calculations!E92)","v":""},{"$f":"IF(Motors_Calculations!F92=\"\",\"\",Motors_Calculations!F92)","v":""},{"$f":"IF(Motors_Calculations!G92=\"\",\"\",Motors_Calculations!G92)","v":""},{"$f":"IF(Motors_Calculations!H92=\"\",\"\",Motors_Calculations!H92)","v":""},{"$f":"IF(Motors_Calculations!I92=\"\",\"\",Motors_Calculations!I92)","v":""},{"$f":"IF(Motors_Calculations!L92=\"\",\"\",Motors_Calculations!L92)","v":""},{"$f":"IF(Motors_Calculations!J92=\"\",\"\",Motors_Calculations!J92)","v":""},"",{"$f":"IF(Motors_Calculations!K92=\"\",\"\",Motors_Calculations!K92)","v":""},{"$f":"IF(Motors_Calculations!N92=\"\",\"\",Motors_Calculations!N92)","v":""}]
[{"$f":"IF(Motors_Calculations!B93=\"\",\"\",Motors_Calculations!B93)","v":""},{"$f":"IF(Motors_Calculations!C93=\"\",\"\",Motors_Calculations!C93)","v":""},{"$f":"IF(Motors_Calculations!D93=\"\",\"\",Motors_Calculations!D93)","v":""},{"$f":"IF(Motors_Calculations!E93=\"\",\"\",Motors_Calculations!E93)","v":""},{"$f":"IF(Motors_Calculations!F93=\"\",\"\",Motors_Calculations!F93)","v":""},{"$f":"IF(Motors_Calculations!G93=\"\",\"\",Motors_Calculations!G93)","v":""},{"$f":"IF(Motors_Calculations!H93=\"\",\"\",Motors_Calculations!H93)","v":""},{"$f":"IF(Motors_Calculations!I93=\"\",\"\",Motors_Calculations!I93)","v":""},{"$f":"IF(Motors_Calculations!L93=\"\",\"\",Motors_Calculations!L93)","v":""},{"$f":"IF(Motors_Calculations!J93=\"\",\"\",Motors_Calculations!J93)","v":""},"",{"$f":"IF(Motors_Calculations!K93=\"\",\"\",Motors_Calculations!K93)","v":""},{"$f":"IF(Motors_Calculations!N93=\"\",\"\",Motors_Calculations!N93)","v":""}]
[{"$f":"IF(Motors_Calculations!B94=\"\",\"\",Motors_Calculations!B94)","v":""},{"$f":"IF(Motors_Calculations!C94=\"\",\"\",Motors_Calculations!C94)","v":""},{"$f":"IF(Motors_Calculations!D94=\"\",\"\",Motors_Calculations!D94)","v":""},{"$f":"IF(Motors_Calculations!E94=\"\",\"\",Motors_Calculations!E94)","v":""},{"$f":"IF(Motors_Calculations!F94=\"\",\"\",Motors_Calculations!F94)","v":""},{"$f":"IF(Motors_Calculations!G94=\"\",\"\",Motors_Calculations!G94)","v":""},{"$f":"IF(Motors_Calculations!H94=\"\",\"\",Motors_Calculations!H94)","v":""},{"$f":"IF(Motors_Calculations!I94=\"\",\"\",Motors_Calculations!I94)","v":""},{"$f":"IF(Motors_Calculations!L94=\"\",\"\",Motors_Calculations!L94)","v":""},{"$f":"IF(Motors_Calculations!J94=\"\",\"\",Motors_Calculations!J94)","v":""},"",{"$f":"IF(Motors_Calculations!K94=\"\",\"\",Motors_Calculations!K94)","v":""},{"$f":"IF(Motors_Calculations!N94=\"\",\"\",Motors_Calculations!N94)","v":""}]
[{"$f":"IF(Motors_Calculations!B95=\"\",\"\",Motors_Calculations!B95)","v":""},{"$f":"IF(Motors_Calculations!C95=\"\",\"\",Motors_Calculations!C95)","v":""},{"$f":"IF(Motors_Calculations!D95=\"\",\"\",Motors_Calculations!D95)","v":""},{"$f":"IF(Motors_Calculations!E95=\"\",\"\",Motors_Calculations!E95)","v":""},{"$f":"IF(Motors_Calculations!F95=\"\",\"\",Motors_Calculations!F95)","v":""},{"$f":"IF(Motors_Calculations!G95=\"\",\"\",Motors_Calculations!G95)","v":""},{"$f":"IF(Motors_Calculations!H95=\"\",\"\",Motors_Calculations!H95)","v":""},{"$f":"IF(Motors_Calculations!I95=\"\",\"\",Motors_Calculations!I95)","v":""},{"$f":"IF(Motors_Calculations!L95=\"\",\"\",Motors_Calculations!L95)","v":""},{"$f":"IF(Motors_Calculations!J95=\"\",\"\",Motors_Calculations!J95)","v":""},"",{"$f":"IF(Motors_Calculations!K95=\"\",\"\",Motors_Calculations!K95)","v":""},{"$f":"IF(Motors_Calculations!N95=\"\",\"\",Motors_Calculations!N95)","v":""}]
[{"$f":"IF(Motors_Calculations!B96=\"\",\"\",Motors_Calculations!B96)","v":""},{"$f":"IF(Motors_Calculations!C96=\"\",\"\",Motors_Calculations!C96)","v":""},{"$f":"IF(Motors_Calculations!D96=\"\",\"\",Motors_Calculations!D96)","v":""},{"$f":"IF(Motors_Calculations!E96=\"\",\"\",Motors_Calculations!E96)","v":""},{"$f":"IF(Motors_Calculations!F96=\"\",\"\",Motors_Calculations!F96)","v":""},{"$f":"IF(Motors_Calculations!G96=\"\",\"\",Motors_Calculations!G96)","v":""},{"$f":"IF(Motors_Calculations!H96=\"\",\"\",Motors_Calculations!H96)","v":""},{"$f":"IF(Motors_Calculations!I96=\"\",\"\",Motors_Calculations!I96)","v":""},{"$f":"IF(Motors_Calculations!L96=\"\",\"\",Motors_Calculations!L96)","v":""},{"$f":"IF(Motors_Calculations!J96=\"\",\"\",Motors_Calculations!J96)","v":""},"",{"$f":"IF(Motors_Calculations!K96=\"\",\"\",Motors_Calculations!K96)","v":""},{"$f":"IF(Motors_Calculations!N96=\"\",\"\",Motors_Calculations!N96)","v":""}]
[{"$f":"IF(Motors_Calculations!B97=\"\",\"\",Motors_Calculations!B97)","v":""},{"$f":"IF(Motors_Calculations!C97=\"\",\"\",Motors_Calculations!C97)","v":""},{"$f":"IF(Motors_Calculations!D97=\"\",\"\",Motors_Calculations!D97)","v":""},{"$f":"IF(Motors_Calculations!E97=\"\",\"\",Motors_Calculations!E97)","v":""},{"$f":"IF(Motors_Calculations!F97=\"\",\"\",Motors_Calculations!F97)","v":""},{"$f":"IF(Motors_Calculations!G97=\"\",\"\",Motors_Calculations!G97)","v":""},{"$f":"IF(Motors_Calculations!H97=\"\",\"\",Motors_Calculations!H97)","v":""},{"$f":"IF(Motors_Calculations!I97=\"\",\"\",Motors_Calculations!I97)","v":""},{"$f":"IF(Motors_Calculations!L97=\"\",\"\",Motors_Calculations!L97)","v":""},{"$f":"IF(Motors_Calculations!J97=\"\",\"\",Motors_Calculations!J97)","v":""},"",{"$f":"IF(Motors_Calculations!K97=\"\",\"\",Motors_Calculations!K97)","v":""},{"$f":"IF(Motors_Calculations!N97=\"\",\"\",Motors_Calculations!N97)","v":""}]
[{"$f":"IF(Motors_Calculations!B98=\"\",\"\",Motors_Calculations!B98)","v":""},{"$f":"IF(Motors_Calculations!C98=\"\",\"\",Motors_Calculations!C98)","v":""},{"$f":"IF(Motors_Calculations!D98=\"\",\"\",Motors_Calculations!D98)","v":""},{"$f":"IF(Motors_Calculations!E98=\"\",\"\",Motors_Calculations!E98)","v":""},{"$f":"IF(Motors_Calculations!F98=\"\",\"\",Motors_Calculations!F98)","v":""},{"$f":"IF(Motors_Calculations!G98=\"\",\"\",Motors_Calculations!G98)","v":""},{"$f":"IF(Motors_Calculations!H98=\"\",\"\",Motors_Calculations!H98)","v":""},{"$f":"IF(Motors_Calculations!I98=\"\",\"\",Motors_Calculations!I98)","v":""},{"$f":"IF(Motors_Calculations!L98=\"\",\"\",Motors_Calculations!L98)","v":""},{"$f":"IF(Motors_Calculations!J98=\"\",\"\",Motors_Calculations!J98)","v":""},"",{"$f":"IF(Motors_Calculations!K98=\"\",\"\",Motors_Calculations!K98)","v":""},{"$f":"IF(Motors_Calculations!N98=\"\",\"\",Motors_Calculations!N98)","v":""}]
[{"$f":"IF(Motors_Calculations!B99=\"\",\"\",Motors_Calculations!B99)","v":""},{"$f":"IF(Motors_Calculations!C99=\"\",\"\",Motors_Calculations!C99)","v":""},{"$f":"IF(Motors_Calculations!D99=\"\",\"\",Motors_Calculations!D99)","v":""},{"$f":"IF(Motors_Calculations!E99=\"\",\"\",Motors_Calculations!E99)","v":""},{"$f":"IF(Motors_Calculations!F99=\"\",\"\",Motors_Calculations!F99)","v":""},{"$f":"IF(Motors_Calculations!G99=\"\",\"\",Motors_Calculations!G99)","v":""},{"$f":"IF(Motors_Calculations!H99=\"\",\"\",Motors_Calculations!H99)","v":""},{"$f":"IF(Motors_Calculations!I99=\"\",\"\",Motors_Calculations!I99)","v":""},{"$f":"IF(Motors_Calculations!L99=\"\",\"\",Motors_Calculations!L99)","v":""},{"$f":"IF(Motors_Calculations!J99=\"\",\"\",Motors_Calculations!J99)","v":""},"",{"$f":"IF(Motors_Calculations!K99=\"\",\"\",Motors_Calculations!K99)","v":""},{"$f":"IF(Motors_Calculations!N99=\"\",\"\",Motors_Calculations!N99)","v":""}]
[{"$f":"IF(Motors_Calculations!B100=\"\",\"\",Motors_Calculations!B100)","v":""},{"$f":"IF(Motors_Calculations!C100=\"\",\"\",Motors_Calculations!C100)","v":""},{"$f":"IF(Motors_Calculations!D100=\"\",\"\",Motors_Calculations!D100)","v":""},{"$f":"IF(Motors_Calculations!E100=\"\",\"\",Motors_Calculations!E100)","v":""},{"$f":"IF(Motors_Calculations!F100=\"\",\"\",Motors_Calculations!F100)","v":""},{"$f":"IF(Motors_Calculations!G100=\"\",\"\",Motors_Calculations!G100)","v":""},{"$f":"IF(Motors_Calculations!H100=\"\",\"\",Motors_Calculations!H100)","v":""},{"$f":"IF(Motors_Calculations!I100=\"\",\"\",Motors_Calculations!I100)","v":""},{"$f":"IF(Motors_Calculations!L100=\"\",\"\",Motors_Calculations!L100)","v":""},{"$f":"IF(Motors_Calculations!J100=\"\",\"\",Motors_Calculations!J100)","v":""},"",{"$f":"IF(Motors_Calculations!K100=\"\",\"\",Motors_Calculations!K100)","v":""},{"$f":"IF(Motors_Calculations!N100=\"\",\"\",Motors_Calculations!N100)","v":""}]
[{"$f":"IF(Motors_Calculations!B101=\"\",\"\",Motors_Calculations!B101)","v":""},{"$f":"IF(Motors_Calculations!C101=\"\",\"\",Motors_Calculations!C101)","v":""},{"$f":"IF(Motors_Calculations!D101=\"\",\"\",Motors_Calculations!D101)","v":""},{"$f":"IF(Motors_Calculations!E101=\"\",\"\",Motors_Calculations!E101)","v":""},{"$f":"IF(Motors_Calculations!F101=\"\",\"\",Motors_Calculations!F101)","v":""},{"$f":"IF(Motors_Calculations!G101=\"\",\"\",Motors_Calculations!G101)","v":""},{"$f":"IF(Motors_Calculations!H101=\"\",\"\",Motors_Calculations!H101)","v":""},{"$f":"IF(Motors_Calculations!I101=\"\",\"\",Motors_Calculations!I101)","v":""},{"$f":"IF(Motors_Calculations!L101=\"\",\"\",Motors_Calculations!L101)","v":""},{"$f":"IF(Motors_Calculations!J101=\"\",\"\",Motors_Calculations!J101)","v":""},"",{"$f":"IF(Motors_Calculations!K101=\"\",\"\",Motors_Calculations!K101)","v":""},{"$f":"IF(Motors_Calculations!N101=\"\",\"\",Motors_Calculations!N101)","v":""}]

{"sheet":"Other Inventory","index":55,"n_rows":20,"n_cols":7,"rows_kept":20,"cut":false,"hidden":true,"merged":[]}
[{"$f":"'Lock Unlock'!A17","v":"Electric Energy Assessment"}]
["Other Measures Inventory"]
["Item #","Location","Equipment Type","Description","Qty","Approx. Age (years)","Additional Information"]
[{"$f":"IF('Other Data Collection'!B6=\"\",\"\",'Other Data Collection'!B6)","v":""},{"$f":"IF('Other Data Collection'!C6=\"\",\"\",'Other Data Collection'!C6)","v":""},{"$f":"IF('Other Data Collection'!D6=\"\",\"\",'Other Data Collection'!D6)","v":""},{"$f":"IF('Other Data Collection'!E6=\"\",\"\",'Other Data Collection'!E6)","v":""},{"$f":"IF('Other Data Collection'!F6=\"\",\"\",'Other Data Collection'!F6)","v":""},{"$f":"IF('Other Data Collection'!G6=\"\",\"\",'Other Data Collection'!G6)","v":""},{"$f":"IF('Other Data Collection'!H6=\"\",\"\",'Other Data Collection'!H6)","v":""}]
[{"$f":"IF('Other Data Collection'!B8=\"\",\"\",'Other Data Collection'!B8)","v":""},{"$f":"IF('Other Data Collection'!C8=\"\",\"\",'Other Data Collection'!C8)","v":""},{"$f":"IF('Other Data Collection'!D8=\"\",\"\",'Other Data Collection'!D8)","v":""},{"$f":"IF('Other Data Collection'!E8=\"\",\"\",'Other Data Collection'!E8)","v":""},{"$f":"IF('Other Data Collection'!F8=\"\",\"\",'Other Data Collection'!F8)","v":""},{"$f":"IF('Other Data Collection'!G8=\"\",\"\",'Other Data Collection'!G8)","v":""},{"$f":"IF('Other Data Collection'!H8=\"\",\"\",'Other Data Collection'!H8)","v":""}]
[{"$f":"IF('Other Data Collection'!B10=\"\",\"\",'Other Data Collection'!B10)","v":""},{"$f":"IF('Other Data Collection'!C10=\"\",\"\",'Other Data Collection'!C10)","v":""},{"$f":"IF('Other Data Collection'!D10=\"\",\"\",'Other Data Collection'!D10)","v":""},{"$f":"IF('Other Data Collection'!E10=\"\",\"\",'Other Data Collection'!E10)","v":""},{"$f":"IF('Other Data Collection'!F10=\"\",\"\",'Other Data Collection'!F10)","v":""},{"$f":"IF('Other Data Collection'!G10=\"\",\"\",'Other Data Collection'!G10)","v":""},{"$f":"IF('Other Data Collection'!H10=\"\",\"\",'Other Data Collection'!H10)","v":""}]
[{"$f":"IF('Other Data Collection'!B12=\"\",\"\",'Other Data Collection'!B12)","v":""},{"$f":"IF('Other Data Collection'!C12=\"\",\"\",'Other Data Collection'!C12)","v":""},{"$f":"IF('Other Data Collection'!D12=\"\",\"\",'Other Data Collection'!D12)","v":""},{"$f":"IF('Other Data Collection'!E12=\"\",\"\",'Other Data Collection'!E12)","v":""},{"$f":"IF('Other Data Collection'!F12=\"\",\"\",'Other Data Collection'!F12)","v":""},{"$f":"IF('Other Data Collection'!G12=\"\",\"\",'Other Data Collection'!G12)","v":""},{"$f":"IF('Other Data Collection'!H12=\"\",\"\",'Other Data Collection'!H12)","v":""}]
[{"$f":"IF('Other Data Collection'!B14=\"\",\"\",'Other Data Collection'!B14)","v":""},{"$f":"IF('Other Data Collection'!C14=\"\",\"\",'Other Data Collection'!C14)","v":""},{"$f":"IF('Other Data Collection'!D14=\"\",\"\",'Other Data Collection'!D14)","v":""},{"$f":"IF('Other Data Collection'!E14=\"\",\"\",'Other Data Collection'!E14)","v":""},{"$f":"IF('Other Data Collection'!F14=\"\",\"\",'Other Data Collection'!F14)","v":""},{"$f":"IF('Other Data Collection'!G14=\"\",\"\",'Other Data Collection'!G14)","v":""},{"$f":"IF('Other Data Collection'!H14=\"\",\"\",'Other Data Collection'!H14)","v":""}]
[{"$f":"IF('Other Data Collection'!B16=\"\",\"\",'Other Data Collection'!B16)","v":""},{"$f":"IF('Other Data Collection'!C16=\"\",\"\",'Other Data Collection'!C16)","v":""},{"$f":"IF('Other Data Collection'!D16=\"\",\"\",'Other Data Collection'!D16)","v":""},{"$f":"IF('Other Data Collection'!E16=\"\",\"\",'Other Data Collection'!E16)","v":""},{"$f":"IF('Other Data Collection'!F16=\"\",\"\",'Other Data Collection'!F16)","v":""},{"$f":"IF('Other Data Collection'!G16=\"\",\"\",'Other Data Collection'!G16)","v":""},{"$f":"IF('Other Data Collection'!H16=\"\",\"\",'Other Data Collection'!H16)","v":""}]
[{"$f":"IF('Other Data Collection'!B18=\"\",\"\",'Other Data Collection'!B18)","v":""},{"$f":"IF('Other Data Collection'!C18=\"\",\"\",'Other Data Collection'!C18)","v":""},{"$f":"IF('Other Data Collection'!D18=\"\",\"\",'Other Data Collection'!D18)","v":""},{"$f":"IF('Other Data Collection'!E18=\"\",\"\",'Other Data Collection'!E18)","v":""},{"$f":"IF('Other Data Collection'!F18=\"\",\"\",'Other Data Collection'!F18)","v":""},{"$f":"IF('Other Data Collection'!G18=\"\",\"\",'Other Data Collection'!G18)","v":""},{"$f":"IF('Other Data Collection'!H18=\"\",\"\",'Other Data Collection'!H18)","v":""}]
[{"$f":"IF('Other Data Collection'!B20=\"\",\"\",'Other Data Collection'!B20)","v":""},{"$f":"IF('Other Data Collection'!C20=\"\",\"\",'Other Data Collection'!C20)","v":""},{"$f":"IF('Other Data Collection'!D20=\"\",\"\",'Other Data Collection'!D20)","v":""},{"$f":"IF('Other Data Collection'!E20=\"\",\"\",'Other Data Collection'!E20)","v":""},{"$f":"IF('Other Data Collection'!F20=\"\",\"\",'Other Data Collection'!F20)","v":""},{"$f":"IF('Other Data Collection'!G20=\"\",\"\",'Other Data Collection'!G20)","v":""},{"$f":"IF('Other Data Collection'!H20=\"\",\"\",'Other Data Collection'!H20)","v":""}]
[{"$f":"IF('Other Data Collection'!B22=\"\",\"\",'Other Data Collection'!B22)","v":""},{"$f":"IF('Other Data Collection'!C22=\"\",\"\",'Other Data Collection'!C22)","v":""},{"$f":"IF('Other Data Collection'!D22=\"\",\"\",'Other Data Collection'!D22)","v":""},{"$f":"IF('Other Data Collection'!E22=\"\",\"\",'Other Data Collection'!E22)","v":""},{"$f":"IF('Other Data Collection'!F22=\"\",\"\",'Other Data Collection'!F22)","v":""},{"$f":"IF('Other Data Collection'!G22=\"\",\"\",'Other Data Collection'!G22)","v":""},{"$f":"IF('Other Data Collection'!H22=\"\",\"\",'Other Data Collection'!H22)","v":""}]
[{"$f":"IF('Other Data Collection'!B24=\"\",\"\",'Other Data Collection'!B24)","v":""},{"$f":"IF('Other Data Collection'!C24=\"\",\"\",'Other Data Collection'!C24)","v":""},{"$f":"IF('Other Data Collection'!D24=\"\",\"\",'Other Data Collection'!D24)","v":""},{"$f":"IF('Other Data Collection'!E24=\"\",\"\",'Other Data Collection'!E24)","v":""},{"$f":"IF('Other Data Collection'!F24=\"\",\"\",'Other Data Collection'!F24)","v":""},{"$f":"IF('Other Data Collection'!G24=\"\",\"\",'Other Data Collection'!G24)","v":""},{"$f":"IF('Other Data Collection'!H24=\"\",\"\",'Other Data Collection'!H24)","v":""}]
[{"$f":"IF('Other Data Collection'!B26=\"\",\"\",'Other Data Collection'!B26)","v":""},{"$f":"IF('Other Data Collection'!C26=\"\",\"\",'Other Data Collection'!C26)","v":""},{"$f":"IF('Other Data Collection'!D26=\"\",\"\",'Other Data Collection'!D26)","v":""},{"$f":"IF('Other Data Collection'!E26=\"\",\"\",'Other Data Collection'!E26)","v":""},{"$f":"IF('Other Data Collection'!F26=\"\",\"\",'Other Data Collection'!F26)","v":""},{"$f":"IF('Other Data Collection'!G26=\"\",\"\",'Other Data Collection'!G26)","v":""},{"$f":"IF('Other Data Collection'!H26=\"\",\"\",'Other Data Collection'!H26)","v":""}]
[{"$f":"IF('Other Data Collection'!B28=\"\",\"\",'Other Data Collection'!B28)","v":""},{"$f":"IF('Other Data Collection'!C28=\"\",\"\",'Other Data Collection'!C28)","v":""},{"$f":"IF('Other Data Collection'!D28=\"\",\"\",'Other Data Collection'!D28)","v":""},{"$f":"IF('Other Data Collection'!E28=\"\",\"\",'Other Data Collection'!E28)","v":""},{"$f":"IF('Other Data Collection'!F28=\"\",\"\",'Other Data Collection'!F28)","v":""},{"$f":"IF('Other Data Collection'!G28=\"\",\"\",'Other Data Collection'!G28)","v":""},{"$f":"IF('Other Data Collection'!H28=\"\",\"\",'Other Data Collection'!H28)","v":""}]
[{"$f":"IF('Other Data Collection'!B30=\"\",\"\",'Other Data Collection'!B30)","v":""},{"$f":"IF('Other Data Collection'!C30=\"\",\"\",'Other Data Collection'!C30)","v":""},{"$f":"IF('Other Data Collection'!D30=\"\",\"\",'Other Data Collection'!D30)","v":""},{"$f":"IF('Other Data Collection'!E30=\"\",\"\",'Other Data Collection'!E30)","v":""},{"$f":"IF('Other Data Collection'!F30=\"\",\"\",'Other Data Collection'!F30)","v":""},{"$f":"IF('Other Data Collection'!G30=\"\",\"\",'Other Data Collection'!G30)","v":""},{"$f":"IF('Other Data Collection'!H30=\"\",\"\",'Other Data Collection'!H30)","v":""}]
[{"$f":"IF('Other Data Collection'!B32=\"\",\"\",'Other Data Collection'!B32)","v":""},{"$f":"IF('Other Data Collection'!C32=\"\",\"\",'Other Data Collection'!C32)","v":""},{"$f":"IF('Other Data Collection'!D32=\"\",\"\",'Other Data Collection'!D32)","v":""},{"$f":"IF('Other Data Collection'!E32=\"\",\"\",'Other Data Collection'!E32)","v":""},{"$f":"IF('Other Data Collection'!F32=\"\",\"\",'Other Data Collection'!F32)","v":""},{"$f":"IF('Other Data Collection'!G32=\"\",\"\",'Other Data Collection'!G32)","v":""},{"$f":"IF('Other Data Collection'!H32=\"\",\"\",'Other Data Collection'!H32)","v":""}]
[{"$f":"IF('Other Data Collection'!B34=\"\",\"\",'Other Data Collection'!B34)","v":""},{"$f":"IF('Other Data Collection'!C34=\"\",\"\",'Other Data Collection'!C34)","v":""},{"$f":"IF('Other Data Collection'!D34=\"\",\"\",'Other Data Collection'!D34)","v":""},{"$f":"IF('Other Data Collection'!E34=\"\",\"\",'Other Data Collection'!E34)","v":""},{"$f":"IF('Other Data Collection'!F34=\"\",\"\",'Other Data Collection'!F34)","v":""},{"$f":"IF('Other Data Collection'!G34=\"\",\"\",'Other Data Collection'!G34)","v":""},{"$f":"IF('Other Data Collection'!H34=\"\",\"\",'Other Data Collection'!H34)","v":""}]
[{"$f":"IF('Other Data Collection'!B36=\"\",\"\",'Other Data Collection'!B36)","v":""},{"$f":"IF('Other Data Collection'!C36=\"\",\"\",'Other Data Collection'!C36)","v":""},{"$f":"IF('Other Data Collection'!D36=\"\",\"\",'Other Data Collection'!D36)","v":""},{"$f":"IF('Other Data Collection'!E36=\"\",\"\",'Other Data Collection'!E36)","v":""},{"$f":"IF('Other Data Collection'!F36=\"\",\"\",'Other Data Collection'!F36)","v":""},{"$f":"IF('Other Data Collection'!G36=\"\",\"\",'Other Data Collection'!G36)","v":""},{"$f":"IF('Other Data Collection'!H36=\"\",\"\",'Other Data Collection'!H36)","v":""}]
[{"$f":"IF('Other Data Collection'!B38=\"\",\"\",'Other Data Collection'!B38)","v":""},{"$f":"IF('Other Data Collection'!C38=\"\",\"\",'Other Data Collection'!C38)","v":""},{"$f":"IF('Other Data Collection'!D38=\"\",\"\",'Other Data Collection'!D38)","v":""},{"$f":"IF('Other Data Collection'!E38=\"\",\"\",'Other Data Collection'!E38)","v":""},{"$f":"IF('Other Data Collection'!F38=\"\",\"\",'Other Data Collection'!F38)","v":""},{"$f":"IF('Other Data Collection'!G38=\"\",\"\",'Other Data Collection'!G38)","v":""},{"$f":"IF('Other Data Collection'!H38=\"\",\"\",'Other Data Collection'!H38)","v":""}]

{"sheet":"Billing Data Graph","index":57,"n_rows":6,"n_cols":9,"rows_kept":6,"cut":false,"hidden":true,"merged":[]}
["Total",{"$f":"IF('Billing Data Collection'!H30<1,NA(),'Billing Data Collection'!H30)","v":{"$error":"#N/A"}},{"$f":"'Billing Data Collection'!H30","v":0},null,null,{"$f":"A1","v":"Total"},null,"MAX:",{"$f":"IF(MAX(C2:C5)=0,\"Incomplete\",MAX(C2:C5))","v":{"$error":"#VALUE!"}}]
["Lighting",{"$f":"IF('Lighting Calcs'!AI1=0,0,'Lighting Calcs'!AI1)","v":{"$error":"#VALUE!"}},{"$f":"'Lighting Calcs'!AI1","v":{"$error":"#VALUE!"}},{"$f":"IF(B2<1,NA(),B2/B$1)","v":{"$error":"#VALUE!"}},{"$f":"IF(C2<1,\"\",C2/C$1)","v":{"$error":"#VALUE!"}},{"$f":"IF(A2=\"Other\",\"a variety of other technologies which may include office equipment, process equipment and plug loads.\",A2)","v":"Lighting"},{"$f":"D2","v":{"$error":"#VALUE!"}}]
["Air Conditioning",{"$f":"IF(AC_Calculations!AC1=0,0,AC_Calculations!AC1)","v":{"$error":"#N/A"}},{"$f":"AC_Calculations!AC1","v":{"$error":"#N/A"}},{"$f":"IF(B3<1,NA(),B3/B$1)","v":{"$error":"#N/A"}},{"$f":"IF(OR(C3<1,C1<1),\"\",C3/C$1)","v":{"$error":"#N/A"}},{"$f":"IF(A3=\"Other\",\"a variety of other technologies which may include office equipment, process equipment and plug loads.\",A3)","v":"Air Conditioning"},{"$f":"D3","v":{"$error":"#N/A"}}]
["Motors",{"$f":"IF(Motors_Calculations!U1=0,0,Motors_Calculations!U1)","v":{"$error":"#VALUE!"}},{"$f":"Motors_Calculations!U1","v":{"$error":"#VALUE!"}},{"$f":"IF(B4<1,NA(),B4/B$1)","v":{"$error":"#VALUE!"}},{"$f":"IF(C4<1,\"\",C4/C$1)","v":{"$error":"#VALUE!"}},{"$f":"IF(A4=\"Other\",\"a variety of other technologies which may include office equipment, process equipment and plug loads.\",A4)","v":"Motors"},{"$f":"D4","v":{"$error":"#VALUE!"}}]
["Other",{"$f":"IF(B1-SUM(B2:B4)=0,0,B1-SUM(B2:B4))","v":{"$error":"#N/A"}},{"$f":"C1-SUM(C2:C4)","v":{"$error":"#VALUE!"}},{"$f":"IF(B5<1,NA(),B5/B$1)","v":{"$error":"#N/A"}},{"$f":"IF(C5<1,\"\",C5/C$1)","v":{"$error":"#VALUE!"}},{"$f":"IF(A5=\"Other\",\"a variety of  technologies which may include office equipment, process equipment and plug loads.\",A5)","v":"a variety of  technologies which may include office equipment, process equipment and plug loads."},{"$f":"D5","v":{"$error":"#N/A"}}]
[null,"Incomplete",null,null,null,"Incomplete"]

{"sheet":"Glossary","index":58,"n_rows":127,"n_cols":1,"rows_kept":127,"cut":false,"hidden":true,"merged":[[122,0,122,7],[126,0,126,7],[72,0,72,7],[84,0,84,7],[100,0,100,7],[102,0,102,7],[114,0,114,7],[104,0,104,7],[106,0,106,7],[110,0,110,7],[112,0,112,7],[118,0,118,7],[82,0,82,7],[86,0,86,7],[90,0,90,7],[92,0,92,7],[98,0,98,7],[52,0,52,7],[54,0,54,7],[56,0,56,7],[60,0,60,7],[68,0,68,7],[38,0,38,7],[6,0,6,7],[10,0,10,7],[12,0,12,7],[16,0,16,7],[18,0,18,7],[24,0,24,7],[28,0,28,7],[30,0,30,7]]}
[{"$f":"'Lock Unlock'!A17","v":"Electric Energy Assessment"}]
["Glossary of Terms"]
["Lighting "]
[]
["BALLAST  - In a fluorescent lighting system, the ballast regulates the current to the lamps and provides sufficient voltage to start the lamps. "]
[]
["BALLAST FACTOR — A ratio used to calculate the expected real-world performance of a lamp. Calculated as the difference between the expected performance of a lamp with a commercial ballast versus the measured performance of that lamp with a reference ballast. "]
[]
["CFL  -  Acronym. Stands for Compact Fluorescent Lamp."]
[]
["COLOR RENDERING INDEX (CRI) - is a scale from 0 to 100 percent indicating how accurate a \"given\" light source is at rendering color when compared to a \"reference\" light source. The higher the CRI, the better the color rendering ability."]
[]
["CONSORTIUM OF ENERGY EFFICIENCY (CEE) - is a non profit consortium primarily of efficiency program administrators from across the United States and Canada. Members leverage individual efforts by working together to accelerate energy efficient products and services in targeted markets."]
[]
["DAYLIGHT SENSOR — A device which senses the amount of daylight in a room and controls the luminaire accordingly."]
[]
["DESIGN LIGHTS CONSORTIUM (DLC) -  a regional non-profit that serves the Northeast and Mid-Atlantic to accelerate energy efficiency in the building sector through public policy, program strategies and education. The DLC promotes quality, performance and energy efficient commercial sector lighting solutions through collaboration among its federal, regional, state, utility, and energy efficiency program members; luminaire manufacturers; lighting designers and other industry stakeholders throughout the U.S. and Canada."]
[]
["DIRECT – A direct source of light which is cast downwards from a fixture to provide lighting with uniform levels of illumination. Open, louvered, and lensed fixtures can all be “direct”. Also see Indirect and Direct/Indirect."]
[]
["EFFICACY - A measure expressed in lumens per watt representing the efficiency of a lamp/ballast system or luminaire."]
[]
["FC - Foot-Candle. A unit of measure for the density of light as it reaches a surface. One foot-candle is equal to 1 lumen per square foot."]
[]
["HI-BAY — Lighting used in industrial applications where the ceiling height is greater than 15 feet. Common in big box retail, industrial, warehouse and manufacturing spaces."]
[]
["HID — High Intensity Discharge lamps. Includes High Pressure Sodium (HPS), Metal Halide (MH)."]
[]
["ILLUMINANCE - Light arriving at a surface, expressed in lumens per unit area; 1 lumen per square foot equals 1 footcandle, while 1 lumen per square meter equals 1lux."]
[]
["INDIRECT - An indirect source of light which is cast upwards from a fixture and bounced down to provide lighting with minimal glare and more uniform levels of illumination."]
[]
["INITIAL LUMENS - The lumens produced by a lamp after an initial burn in period (usually 100 hours)."]
[]
["INPUT WATTS — The total wattage required by both the ballast and the lamp in a luminaire."]
[]
["INSTANT START– Ballast starting type. Applies high voltage across the lamp with no preheating of the cathode."]
[]
["KELVIN TEMPERATURE (CCT) — A numerical scale used to describe the color of light. Light with a lower Kelvin rating will have a more yellow tint, while light with a higher kelvin rating will have a more blue tint."]
[]
["KILOWATT - 1000 Watts."]
[]
["KILOWATT HOUR - 1000 Watts used continuously for one hour."]
[]
["LAMP - a glass bulb or tube that emits light produced by electricity "]
[]
["LED - Light Emitting Diode –commonly known as LED is a semiconductor devise that emits visible light of a certain color."]
[]
["LED DRIVER - An electronic device which converts input power into a constant current source despite fluctuation in voltage to produce light."]
[]
["LENS – A glass or plastic element used in luminaries to seal a fixture or control the exiting light."]
[]
["LPW - Lumens Per Watt. The number of lumens produced by a light source for each watt of electrical power supplied to the light source. See Efficacy."]
[]
["LUMEN DEPRECIATION - The decrease in lumen output of a light source over time; every lamp type has a unique lumen depreciation curve (sometimes called a lumen maintenance curve) depicting the pattern of decreasing light output."]
[]
["LUMEN MAINTENANCE — Lumen maintenance is the standard lighting term for the percentage of initial lumens that a light source maintains over time. For instance, P-2’s QHC maintains 70% of initial lumens over 60,000 hours and specified as L70 over 60,000 hours (or 30% of deterioration in the amount of light produce by QHC over a period of 60,000 hours). Lumen maintenance is often specified as L50, L70, L80, or L90. In each case, L stands for lumen maintenance and the number is the percentage of light output remaining."]
[]
["LUMENS - A unit of luminous flux; overall light output; quantity of light, expressed in lumens."]
[]
["LUMINAIRE - Complete lighting unit, consisting of one or more lamps (bulbs or tubes that emit light), along with the socket and other parts that hold the lamp in place and protect it, wiring that connects the lamp to a power source, and a reflector that helps direct and distribute the light"]
[]
["LUX - A unit of illuminance equal to 1 lumen per square meter."]
[]
["OCCUPANCY SENSOR — A device which activates a fixture upon sensing the presence of a person."]
[]
["PHOSPHORS — Substances which emit light after being bombarded by electrons. Phosphors are used to coat the inside of fluorescent lamps."]
[]
["PS (Programmed Rapid Start) - A method of starting fluorescent lamps, associated with electronic ballasts, where low voltage is applied to the cathode prior to lamp ignition. Recommended for use with occupancy sensors."]
[]
["RAPID START - A method of starting typically associated with magnetic ballasts; where a low filament voltage is applied to preheat the cathodes."]
[]
["T5 — 5/8\" diameter fluorescent lamps. “T” stands for tubular, while the number “5” stands for the 5 in 5/8”. Therefore a T8 lamp would be a Tubular 8/8”, or 1” diameter lamp."]
[]
["T8 — 1\" diameter fluorescent lamps."]
[]
["T12 — 1 1/2\" diameter fluorescent lamps."]
[]
["TROFFER — A recessed luminaire shaped like an inverted trough used to enclose and reflect fluorescent lamps."]
[]
["HVAC"]
[]
["AHRI  -  The Air-Conditioning, Heating, and Refrigeration Institute (AHRI) is the trade association representing manufacturers of air conditioning, heating, and commercial refrigeration equipment. An internationally recognized advocate for the industry, AHRI develops standards for and certifies the performance of many of these products. AHRI's 300 member companies account for more than 90 percent of the residential and commercial air conditioning, space heating, water heating and commercial refrigeration equipment manufactured and sold in North America. "]
[]
["AIR HANDLER - or air handling unit (often abbreviated to AHU), is a device used to regulate and circulate air as part of a heating, ventilating, and air-conditioning (HVAC) system."]
[]
["BTU  - A British thermal unit is a unit of heat energy. One Btu is the amount of heat required to raise one pound of water by one degree Fahrenheit. The higher the Btu rating, the greater the heating capacity of the system."]
[]
["BTUh  - British thermal units per hour"]
[]
["CFM  - Stands for cubic feet per minute. This measurement indicates how many cubic feet of air pass by a stationary point in one minute. The higher the number, the more air that is being forced through the ductwork by the system."]
[]
["CHILLER -  a machine that removes heat from a liquid via a vapor-compression or absorption refrigeration cycle. This liquid can then be circulated through a heat exchanger to cool air or equipment as required."]
[]
["COMPRESSOR  - The part of the outdoor air conditioner or heat pump that compresses and pumps refrigerant to meet cooling requirements."]
[]
["CONDENSOR  - The outdoor portion of an air conditioner or heat pump that either releases or collects heat, depending on the time of the year."]
[]
["EER - A ratio used to measure efficiency of air conditioning systems by dividing the cooling capacity in Btus per hour (Btu/h) by the power input in watts at a given set of rating conditions, expressed in Btu/h per watt."]
[]
["ENERGY STAR - A label attached to HVAC systems that meet or exceed the EPA guidelines for energy efficiency. Applies to products 20 tons and less."]
[]
["EVAPORATOR COIL -  The part of the air conditioner or heat pump that is located inside the air handler. Its primary function is to absorb the heat from the air."]
[]
["FAN COIL  -  A unit that includes a cooling and/or heating coil and a fan to move air through the ductwork to a room. Filters for the circulation air and accessories to introduce outside ventilation air may also be included."]
[]
["HEAT PUMP -  an HVAC unit that heats or cools by moving heat. During the winter, a heat pump draws heat from outdoor air and circulates it through the air ducts. In the summer, it reverses the process and removes heat from the space and releases it outdoors"]
[]
["HVAC -  Term used for heating, ventilation and air conditioning"]
[]
["IEER  -  Integrated Energy Efficiency Ratio expresses cooling part-load EER efficiency for commercial unitary air conditioning and heat pump equipment on the basis of weighted operation at various load capacities."]
[]
["IPLV  - Integrated Part Load Value is the efficiency performance factor at part-load cooling capacity. This performance is critical due to the higher quantity of operating hours under part-load conditions than at full load."]
[]
["NAME PLATE -  a metal plate affixed to air conditioning equipment or motors that provides mechancal and electrical operational parameter information."]
[]
["REFRIGERANT  - A chemical that produces a cooling effect while expanding or vaporizing. "]
[]
["SEER  - The Seasonal Energy Efficiency Ratio is an energy efficiency rating for air conditioners. The higher the SEER, the better the energy performance, the more you save. The DOE's established minimum SEER rating for cooling is 10.00. This rating only applies to equipment 5 tons and under."]
[]
["SINGLE PACKAGE  - A heating and cooling system contained in one outdoor unit"]
[]
["SPLIT SYSTEM - A combination heat pump or air conditioner with indoor components, such as a furnace or blower coil. Split systems should be matched for optimal efficiency."]
[]
["TON  - Unit of measurement for determining cooling capacity. One ton equals 12,000 Btuh."]
[]
["VSD -  Variable-speed drives (VSDs) allow systems to be more efficient by precisely matching operation to demand, which can vary throughout the day."]

{"sheet":"Lock Unlock","index":59,"n_rows":17,"n_cols":1,"rows_kept":17,"cut":false,"hidden":true,"merged":[]}
[]
[]
[]
[]
[]
[]
[]
[]
[]
[]
[]
[]
[]
[]
[]
[]
["Electric Energy Assessment"]