209832187 |  | Live | Mitsubishi Electric Trane | MITSUBISHI ELECTRIC | Singlezone Non-Ducted, Wall Placement | 209832187 |  | HRCU-A-CB-O | MUZ-GL12NA*** | Mini-Splits | NAXWST12A112A* | 13 | 23.1 | 12.5 | 13 | 23.1 | 10.7 | TRUE | FALSE | TRUE | 12000 | 9200 | 3.1 | 12000 | 2.84
209549016 |  | Live | Midea Electric Trading | THERMOCORE SYSTEMS | Singlezone Non-Ducted, Wall Placement | 209549016 |  | HRCU-A-CB-O | T4C18S-H236-C | Mini-Splits | T4C18S-H236-EC | 9 | 18.2 | 10.6 | 9.4 | 19.2 | 8.8 | FALSE | FALSE | FALSE | 36000 | 23000 | 2.45 | 26000 | 2.13
202680596 |  | Live | Mitsubishi Electric Trane | MITSUBISHI ELECTRIC | Singlezone Non-Ducted, Wall Placement | 202680596 |  | HRCU-A-CB-O | MUZ-GL15NA*** | Mini-Splits | MSZ-GL15NA*** | 13 | 21.6 | 11.7 | 13 | 21 | 11 | TRUE | FALSE | TRUE | 14000 | 12100 | 2.22 | 16400 | 2.39
209549022 |  | Live | Midea Electric Trading | THERMOCORE SYSTEMS | Singlezone Non-Ducted, Wall Placement | 209549022 |  | HRCU-A-CB-O | T4C18S-H236-C | Mini-Splits | T3C16S-H236-ED | 8 | 17 | 10 | 8.5 | 19 | 9 | FALSE | FALSE | FALSE | 36000 | 23000 | 2.2 | 25000 | 2.11
209832216 |  | Live | Mitsubishi Electric Trane | MITSUBISHI ELECTRIC | Singlezone Non-Ducted, Wall Placement | 209832216 |  | HRCU-A-CB-O | MUZ-GL15NA*** | Mini-Splits | NTXWST15A112A* | 13 | 21.6 | 11.7 | 13 | 21 | 11 | TRUE | FALSE | TRUE | 14000 | 12100 | 2.22 | 16400 | 2.39
208106984 |  | Live | Midea Electric Trading | YONAN | Singlezone Non-Ducted, Wall Placement | 208106984 |  | HRCU-A-CB-O | YOD-36HFN1 | Mini-Splits | YUE-36HRFN1 | 8 | 17 | 10 | 8.5 | 19 | 9 | FALSE | FALSE | FALSE | 36000 | 23000 | 2.2 | 25000 | 2.11
209832188 |  | Live | Mitsubishi Electric Trane | MITSUBISHI ELECTRIC | Singlezone Non-Ducted, Wall Placement | 209832188 |  | HRCU-A-CB-O | MUZ-GL15NA*** | Mini-Splits | NAXWST15A112A* | 13 | 21.6 | 11.7 | 13 | 21 | 11 | TRUE | FALSE | TRUE | 14000 | 12100 | 2.22 | 16400 | 2.39
209832343 |  | Live | Mitsubishi Electric Trane | MITSUBISHI ELECTRIC | Singlezone Non-Ducted, Wall Placement | 209832343 |  | HRCU-A-CB-O | MUZ-GL18NA*** | Mini-Splits | NTXWST18A112A* | 13.4 | 20.5 | 11.2 | 13.4 | 20.5 | 10.3 | TRUE | FALSE | TRUE | 18000 | 13800 | 2.73 | 18200 | 2.48
209832342 |  | Live | Mitsubishi Electric Trane | MITSUBISHI ELECTRIC | Singlezone Non-Ducted, Wall Placement | 209832342 |  | HRCU-A-CB-O | MUZ-GL18NA*** | Mini-Splits | NAXWST18A112A* | 13.4 | 20.5 | 11.2 | 13.4 | 20.5 | 10.3 | TRUE | FALSE | TRUE | 18000 | 13800 | 2.73 | 18200 | 2.48
211078833 |  | Live | Fujitsu General America, Inc. | FUJITSU | Singlezone Non-Ducted, Ceiling Placement | 211078833 |  | HRCU-A-CB-O | AOUH36LUAS1 | Mini-Splits | AUUH36LUAS |  |  |  | 10 | 20.5 | 10.2 | FALSE | FALSE | TRUE | 36000 | 24600 | 2.94 | 34500 | 2.41
202680600 |  | Live | Mitsubishi Electric Trane | MITSUBISHI ELECTRIC | Singlezone Non-Ducted, Wall Placement | 202680600 |  | HRCU-A-CB-O | MUZ-HM09NA*** | Mini-Splits | MSZ-HM09NA*** | 12 | 18 | 10 | 12 | 20 | 10 | TRUE | FALSE | TRUE | 9000 | 6700 | 2.52 | 7200 | 1.16
209832224 |  | Live | Mitsubishi Electric Trane | MITSUBISHI ELECTRIC | Singlezone Non-Ducted, Wall Placement | 209832224 |  | HRCU-A-CB-O | MUZ-HM12NA*** | Mini-Splits | NTXWMT12A112A* | 9.9 | 18 | 10 | 9.9 | 20 | 10 | FALSE | FALSE | TRUE | 12000 | 7600 | 2.78 | 9000 | 2.66
202680601 |  | Live | Mitsubishi Electric Trane | MITSUBISHI ELECTRIC | Singlezone Non-Ducted, Wall Placement | 202680601 |  | HRCU-A-CB-O | MUZ-HM12NA*** | Mini-Splits | MSZ-HM12NA*** | 9.9 | 18 | 10 | 9.9 | 20 | 10 | FALSE | FALSE | TRUE | 12000 | 7600 | 2.78 | 9000 | 2.66
211078832 |  | Live | Fujitsu General America, Inc. | FUJITSU | Singlezone Non-Ducted, Ceiling Placement | 211078832 |  | HRCU-A-CB-O | AOUH30LUAS1 | Mini-Splits | AUUH30LUAS |  |  |  | 11.7 | 21.5 | 10.6 | TRUE | TRUE | TRUE | 30000 | 20800 | 3.17 | 30900 | 2.38
209832225 |  | Live | Mitsubishi Electric Trane | MITSUBISHI ELECTRIC | Singlezone Non-Ducted, Wall Placement | 209832225 |  | HRCU-A-CB-O | MUZ-HM15NA*** | Mini-Splits | NTXWMT15A112A* | 12 | 18 | 10 | 12 | 20 | 10 | TRUE | FALSE | TRUE | 14000 | 11500 | 2.55 | 14000 | 2.25
209832192 |  | Live | Mitsubishi Electric Trane | MITSUBISHI ELECTRIC | Singlezone Non-Ducted, Wall Placement | 209832192 |  | HRCU-A-CB-O | MUZ-HM15NA*** | Mini-Splits | NAXWMT15A112A* | 12 | 18 | 10 | 12 | 20 | 10 | TRUE | FALSE | TRUE | 14000 | 11500 | 2.55 | 14000 | 2.25
209832226 |  | Live | Mitsubishi Electric Trane | MITSUBISHI ELECTRIC | Singlezone Non-Ducted, Wall Placement | 209832226 |  | HRCU-A-CB-O | MUZ-HM18NA*** | Mini-Splits | NTXWMT18A112A* | 10.5 | 18 | 10 | 10.5 | 19 | 9.5 | FALSE | FALSE | TRUE | 17200 | 11500 | 2.59 | 15000 | 2.3
207671409 |  | Live | Midea Electric Trading | YONAN | Singlezone Non-Ducted, Wall Placement | 207671409 |  | HRCU-A-CB-O | YSA25-12HRN1 | Mini-Splits | YSA25-12HRN1 | 13.7 | 23.2 | 13.2 | 13.7 | 24.6 | 10.7 | FALSE | FALSE | TRUE | 12000 | 9000 | 2.69 | 9921 | 2.31
209832193 |  | Live | Mitsubishi Electric Trane | MITSUBISHI ELECTRIC | Singlezone Non-Ducted, Wall Placement | 209832193 |  | HRCU-A-CB-O | MUZ-HM18NA*** | Mini-Splits | NAXWMT18A112A* | 10.5 | 18 | 10 | 10.5 | 19 | 9.5 | FALSE | FALSE | TRUE | 17200 | 11500 | 2.59 | 15000 | 2.3
211078831 |  | Live | Fujitsu General America, Inc. | FUJITSU | Singlezone Non-Ducted, Ceiling Placement | 211078831 |  | HRCU-A-CB-O | AOUH24LUAS1 | Mini-Splits | AUUH24LUAS |  |  |  | 12.6 | 23 | 11 | TRUE | TRUE | TRUE | 24000 | 18000 | 3.08 | 26000 | 2.41
211078844 |  | Live | Fujitsu General America, Inc. | FUJITSU | Singlezone Non-Ducted, Ceiling Placement | 211078844 |  | HRCU-A-CB-O | AOUH18LUAS1 | Mini-Splits | AUUH18LUAS |  |  |  | 13 | 23.5 | 11.2 | TRUE | TRUE | TRUE | 18000 | 15100 | 3.01 | 19300 | 2.42
209310453 |  | Live | Mitsubishi Electric Trane | MITSUBISHI ELECTRIC | Multizone All Non-Ducted | 209310453 |  | HMSR-A-CB-O | MXZ-3C24NA4*** | Non-Ducted Indoor Units |  | 13.6 | 20 | 10 | 13.6 | 20 | 10 | FALSE | FALSE | FALSE | 22000 | 14300 | 3.02 | 19600 | 2.01
209310457 |  | Live | Mitsubishi Electric Trane | MITSUBISHI ELECTRIC | Multizone All Non-Ducted | 209310457 |  | HMSR-A-CB-O | MXZ-4C36NA4*** | Non-Ducted Indoor Units |  | 9.4 | 19.2 | 11 | 9.4 | 19.2 | 9.8 | FALSE | FALSE | TRUE | 35400 | 22400 | 2.89 | 26600 | 2.27
211078840 |  | Live | Fujitsu General America, Inc. | FUJITSU | Singlezone Ducted, Compact Ducted | 211078840 |  | HRCU-A-CB | AOUH36LUAS1 | Mini-Splits | ARUH36LUAS |  |  |  | 9.6 | 18 | 9.8 | FALSE | FALSE | FALSE | 36000 | 25800 | 2.9 | 34500 | 2.35
208106974 |  | Live | Midea Electric Trading | YONAN | Singlezone Non-Ducted, Ceiling Placement | 208106974 |  | HRCU-A-CB-O | YOX-12HFN1 | Mini-Splits | YCA-12HRFN1 | 14 | 22 | 10.6 | 14 | 22.7 | 10 | FALSE | FALSE | TRUE | 12000 | 8900 | 2.75 | 9300 | 2.39
209842996 |  | Live | Midea Electric Trading | CLASSIC | Singlezone Non-Ducted, Ceiling Placement | 209842996 |  | HRCU-A-CB-O | MRSVHC12AS | Mini-Splits | MC4VHC12S | 14 | 22 | 10.6 | 14 | 22.7 | 10 | TRUE | FALSE | TRUE | 12000 | 8900 | 2.75 | 9300 | 2.39
209549012 |  | Live | Midea Electric Trading | THERMOCORE SYSTEMS | Singlezone Non-Ducted, Ceiling Placement | 209549012 |  | HRCU-A-CB-O | T5HH26S-H212-C | Mini-Splits | T3-OS212-EC | 14 | 22 | 10.6 | 14 | 22.7 | 10 | FALSE | FALSE | TRUE | 12000 | 8900 | 2.75 | 9300 | 2.39
211078837 |  | Live | Fujitsu General America, Inc. | FUJITSU | Singlezone Ducted, Compact Ducted | 211078837 |  | HRCU-A-CB | AOUH30LUAS1 | Mini-Splits | ARUH30LUAS |  |  |  | 10.4 | 18.5 | 10 | FALSE | FALSE | TRUE | 30000 | 21200 | 2.94 | 30900 | 2.29
211078834 |  | Live | Fujitsu General America, Inc. | FUJITSU | Singlezone Ducted, Compact Ducted | 211078834 |  | HRCU-A-CB | AOUH24LUAS1 | Mini-Splits | ARUH24LUAS |  |  |  | 11.7 | 18.5 | 10 | TRUE | TRUE | TRUE | 24000 | 18100 | 2.9 | 25700 | 2.29
211078842 |  | Live | Fujitsu General America, Inc. | FUJITSU | Singlezone Ducted, Compact Ducted | 211078842 |  | HRCU-A-CB | AOUH18LUAS1 | Mini-Splits | ARUH18LUAS |  |  |  | 11.7 | 18.6 | 10 | TRUE | TRUE | TRUE | 17100 | 15500 | 2.89 | 19300 | 2.32
211078838 |  | Live | Fujitsu General America, Inc. | FUJITSU | Singlezone Ducted, Centrally Ducted | 211078838 |  | HRCU-A-CB | AOUH30LUAS1 | Mini-Splits | AMUG30LMAS |  |  |  | 10 | 18.5 | 9.5 | FALSE | FALSE | TRUE | 30000 | 21800 | 2.75 | 30200 | 2.13
211078835 |  | Live | Fujitsu General America, Inc. | FUJITSU | Singlezone Ducted, Centrally Ducted | 211078835 |  | HRCU-A-CB | AOUH24LUAS1 | Mini-Splits | AMUG24LMAS |  |  |  | 11.7 | 18.8 | 10 | TRUE | TRUE | TRUE | 24000 | 18700 | 2.85 | 25600 | 2.22
211078841 |  | Live | Fujitsu General America, Inc. | FUJITSU | Singlezone Non-Ducted, Ceiling Placement | 211078841 |  | HRCU-A-CB-O | AOUH36LUAS1 | Mini-Splits | ABUH36LUAS |  |  |  | 9.6 | 19.5 | 10 | FALSE | FALSE | TRUE | 36000 | 24200 | 2.94 | 34500 | 2.37
209862177 |  | Live | Midea Electric Trading | KLIMAIRE | Singlezone Ducted, Compact Ducted | 209862177 |  | HRCU-A-CB | KSIR060-H218-2 | Mini-Splits | KDIS060-H2G1 | 10.6 | 19.2 | 10.2 | 10.3 | 17 | 8.4 | FALSE | FALSE | FALSE | 59000 | 34400 | 2.37 | 36000 | 2.29
209862180 |  | Live | Midea Electric Trading | KLIMAIRE | Singlezone Non-Ducted, Floor Placement | 209862180 |  | HRCU-A-CB-O | KSIR060-H218-2 | Mini-Splits | KFUF060-H2G1 | 9.8 | 18.7 | 10.5 | 9.8 | 19.8 | 9 | FALSE | FALSE | FALSE | 54000 | 35000 | 2.34 | 35200 | 1.98
209862152 |  | Live | Midea Electric Trading | KLIMAIRE | Singlezone Non-Ducted, Wall Placement | 209862152 |  | HRCU-A-CB-O | KSIE024-H220-O-2 | Mini-Splits | KSIE024-H220-IW-2 | 12.5 | 21 | 10 | 12.5 | 21 | 9 | FALSE | FALSE | FALSE | 24000 | 18000 | 2.26 | 22550 | 2.34
207862055 |  | Live | Midea Electric Trading | MIRAGE | Multizone All Ducted | 207862055 |  | HMSV-A-CB | OVMH271B | Ducted Indoor Units |  | 11.2 | 21 | 10.2 | 11.7 | 21 | 9.2 | FALSE | FALSE | TRUE | 28000 | 22000 | 2.6 | 22600 | 2.25
209862188 |  | Live | Midea Electric Trading | KLIMAIRE | Multizone All Ducted | 209862188 |  | HMSV-A-CB | KMIR327-H217-2 | Ducted Indoor Units |  | 11.2 | 21 | 10.2 | 11.7 | 21 | 9.2 | FALSE | FALSE | TRUE | 28000 | 22000 | 2.6 | 22600 | 2.25
211078839 |  | Live | Fujitsu General America, Inc. | FUJITSU | Singlezone Non-Ducted, Ceiling Placement | 211078839 |  | HRCU-A-CB-O | AOUH30LUAS1 | Mini-Splits | ABUH30LUAS |  |  |  | 10.8 | 20 | 10.5 | FALSE | FALSE | TRUE | 30000 | 21000 | 3.08 | 30900 | 2.31
209862162 |  | Live | Midea Electric Trading | KLIMAIRE | Singlezone Ducted, Compact Ducted | 209862162 |  | HRCU-A-CB | KSIE018-H220-O-2 | Mini-Splits | KDIP18-H2 | 12.5 | 20.5 | 11 | 12.5 | 20 | 10.6 | FALSE | FALSE | TRUE | 17000 | 12600 | 2.66 | 14100 | 2.4
211078836 |  | Live | Fujitsu General America, Inc. | FUJITSU | Singlezone Non-Ducted, Ceiling Placement | 211078836 |  | HRCU-A-CB-O | AOUH24LUAS1 | Mini-Splits | ABUH24LUAS |  |  |  | 12.3 | 21.5 | 10.5 | TRUE | TRUE | TRUE | 24000 | 17500 | 3.07 | 26000 | 2.35
209862164 |  | Live | Midea Electric Trading | KLIMAIRE | Singlezone Non-Ducted, Floor Placement | 209862164 |  | HRCU-A-CB-O | KSIE018-H220-O-2 | Mini-Splits | KUIR18-H2 | 12.5 | 21.5 | 10.5 | 12.5 | 23 | 10 | FALSE | FALSE | TRUE | 18000 | 12800 | 2.52 | 14200 | 2.29
209862150 |  | Live | Midea Electric Trading | KLIMAIRE | Singlezone Non-Ducted, Wall Placement | 209862150 |  | HRCU-A-CB-O | KSIE012-H220-O-2 | Mini-Splits | KSIE012-H220-IW-2 | 12.5 | 22 | 10.8 | 12.5 | 23.1 | 9.3 | FALSE | FALSE | FALSE | 12000 | 8200 | 2.25 | 9543 | 2.39
209862148 |  | Live | Midea Electric Trading | KLIMAIRE | Singlezone Non-Ducted, Wall Placement | 209862148 |  | HRCU-A-CB-O | KSIE012-H120-O-2 | Mini-Splits | KSIE012-H120-IW-2 | 12.5 | 21.5 | 11.5 | 12.5 | 22.7 | 10 | FALSE | FALSE | TRUE | 12000 | 8400 | 2.77 | 8448 | 2.27
209862143 |  | Live | Midea Electric Trading | KLIMAIRE | Singlezone Non-Ducted, Wall Placement | 209862143 |  | HRCU-A-CB-O | KSIV018-H219-O-2 | Mini-Splits | KSIV018-H219-IW-2 | 10.5 | 19 | 10 | 10.5 | 19 | 8.7 | FALSE | FALSE | FALSE | 18000 | 11500 | 2.57 | 14370 | 2.49
209862141 |  | Live | Midea Electric Trading | KLIMAIRE | Singlezone Non-Ducted, Wall Placement | 209862141 |  | HRCU-A-CB-O | KSIV009-H219-O-2 | Mini-Splits | KSIV009-H219-IW-2 | 12.6 | 21.5 | 10 | 12.6 | 21.7 | 9.1 | FALSE | FALSE | FALSE | 9000 | 6900 | 2.53 | 7500 | 2.02
209862139 |  | Live | Midea Electric Trading | KLIMAIRE | Singlezone Non-Ducted, Wall Placement | 209862139 |  | HRCU-A-CB-O | KSIV009-H119-O-2 | Mini-Splits | KSIV009-H119-IW-2 | 12.5 | 20.5 | 10 | 12.5 | 21.5 | 9 | FALSE | FALSE | FALSE | 9000 | 6800 | 2.46 | 8044 | 2.12
209862176 |  | Live | Midea Electric Trading | KLIMAIRE | Singlezone Ducted, Compact Ducted | 209862176 |  | HRCU-A-CB | KSIR048-H218-2 | Mini-Splits | KDIR048-H2G1 | 9.2 | 17.4 | 10.3 | 8.5 | 15.1 | 9.3 | FALSE | FALSE | FALSE | 48000 | 34000 | 2.32 | 41000 | 2.32
211078843 |  | Live | Fujitsu General America, Inc. | FUJITSU | Singlezone Non-Ducted, Ceiling Placement | 211078843 |  | HRCU-A-CB-O | AOUH18LUAS1 | Mini-Splits | ABUH18LUAS |  |  |  | 12.5 | 22.5 | 10.6 | TRUE | TRUE | TRUE | 18000 | 15800 | 2.91 | 19300 | 2.36
212316047 |  | Live | Midea Electric Trading | KLIMAIRE | Singlezone Non-Ducted, Wall Placement | 212316047 |  | HRCU-A-CB-O | KSIR048-H218-2 | Mini-Splits | KTIS48-H2 | 9.5 | 17.8 | 11.5 | 9.5 | 18.5 | 9.8 | FALSE | FALSE | TRUE | 48000 | 30000 | 2.34 | 39000 | 2.05
209862175 |  | Live | Midea Electric Trading | KLIMAIRE | Singlezone Ducted, Compact Ducted | 209862175 |  | HRCU-A-CB | KSIR036-H218-2 | Mini-Splits | KDIR036-H2G1 | 9 | 16.7 | 11.5 | 8.8 | 15.8 | 8.8 | FALSE | FALSE | FALSE | 36000 | 25000 | 2.49 | 26000 | 2.22
212555856 |  | Live | Lennox Industries | ADP | Singlezone Ducted, Centrally Ducted | 212555856 |  | HRCU-A-C | 4TXD2060A10NU** | Ducted Indoor Units | H,TG52960 |  |  |  | 10 | 15.2 | 8.5 | FALSE | FALSE | TRUE | 47000 | 30200 | 2.14 | 48000 | 2.04
212316046 |  | Live | Midea Electric Trading | KLIMAIRE | Singlezone Non-Ducted, Wall Placement | 212316046 |  | HRCU-A-CB-O | KSIR036-H218-2 | Mini-Splits | KTIS36-H2 | 9 | 18.2 | 10.6 | 9.4 | 19.2 | 8.8 | FALSE | FALSE | FALSE | 36000 | 23000 | 2.45 | 26000 | 2.13
212555858 |  | Live | Lennox Industries | ADP | Singlezone Ducted, Centrally Ducted | 212555858 |  | HRCU-A-C | 4TXD2060A10NU** | Ducted Indoor Units | H,TE86960 |  |  |  | 10 | 15.2 | 8.5 | FALSE | FALSE | TRUE | 47000 | 30200 | 2.14 | 48000 | 2.04
209862178 |  | Live | Midea Electric Trading | KLIMAIRE | Singlezone Non-Ducted, Wall Placement | 209862178 |  | HRCU-A-CB-O | KSIR036-H218-2 | Mini-Splits | KFUF036-H2G1 | 8 | 17 | 10 | 8.5 | 19 | 9 | FALSE | FALSE | FALSE | 36000 | 23000 | 2.2 | 25000 | 2.11
212555859 |  | Live | Lennox Industries | ADP | Singlezone Ducted, Centrally Ducted | 212555859 |  | HRCU-A-C | 4TXD2060A10NU** | Ducted Indoor Units | H,TE88960 |  |  |  | 10 | 15.2 | 8.5 | FALSE | FALSE | TRUE | 47000 | 30200 | 2.14 | 48000 | 2.04
210191037 |  | Live | Fujitsu General America, Inc. | FUJITSU | Singlezone Non-Ducted, Wall Placement | 210191037 |  | HRCU-A-CB-O | AOUH12LMBH1 | Mini-Splits | ASUH12LMAS |  |  |  | 12.5 | 23 | 11 | TRUE | TRUE | TRUE | 12000 | 8500 | 2.93 | 12700 | 2.68
212544104 |  | Live | Lennox Industries | ADP | Singlezone Ducted, Centrally Ducted | 212544104 |  | HRCU-A-C | 4TXD2036A10NU** | Ducted Indoor Units | H,TG34936 |  |  |  | 11 | 15.2 | 8.5 | FALSE | FALSE | TRUE | 22800 | 15800 | 2.18 | 9250 | 2.56
212555857 |  | Live | Lennox Industries | ADP | Singlezone Ducted, Centrally Ducted | 212555857 |  | HRCU-A-C | 4TXD2060A10NU** | Ducted Indoor Units | H,TG52960 |  |  |  | 10 | 15.2 | 8.5 | FALSE | FALSE | TRUE | 47000 | 30200 | 2.14 | 48000 | 2.04
212555860 |  | Live | Lennox Industries | ADP | Singlezone Ducted, Centrally Ducted | 212555860 |  | HRCU-A-C | 4TXD2060A10NU** | Ducted Indoor Units | H,TE86960 |  |  |  | 10 | 15.2 | 8.5 | FALSE | FALSE | TRUE | 47000 | 30200 | 2.14 | 48000 | 2.04
212555861 |  | Live | Lennox Industries | ADP | Singlezone Ducted, Centrally Ducted | 212555861 |  | HRCU-A-C | 4TXD2060A10NU** | Ducted Indoor Units | H,TE88960 |  |  |  | 10 | 15.2 | 8.5 | FALSE | FALSE | TRUE | 47000 | 30200 | 2.14 | 48000 | 2.04
209862158 |  | Live | Midea Electric Trading | KLIMAIRE | Singlezone Non-Ducted, Ceiling Placement | 209862158 |  | HRCU-A-CB-O | KSIE012-H220-O-2 | Mini-Splits | KTIR12-H2 | 14 | 22 | 10.6 | 14 | 22.7 | 10 | FALSE | FALSE | TRUE | 12000 | 8900 | 2.75 | 9300 | 2.39
208650697 |  | Live | Midea Electric Trading | SEA BREEZE | Singlezone Non-Ducted, Wall Placement | 208650697 |  | HRCU-A-CB-O | 24H421ZOMI | Mini-Splits | 24H421ZIMI | 9.5 | 18.5 | 10.2 | 9.5 | 18.5 | 8.6 | FALSE | FALSE | FALSE | 24000 | 16500 | 2.38 | 19257 | 2.11
208650696 |  | Live | Midea Electric Trading | SEA BREEZE | Singlezone Non-Ducted, Wall Placement | 208650696 |  | HRCU-A-CB-O | 18H421ZOMI | Mini-Splits | 18H421ZIMI | 11 | 19.5 | 10 | 11 | 19.5 | 8.7 | TRUE | FALSE | FALSE | 18000 | 11400 | 2.57 | 14370 | 2.49
208650695 |  | Live | Midea Electric Trading | SEA BREEZE | Singlezone Non-Ducted, Wall Placement | 208650695 |  | HRCU-A-CB-O | 12H421ZOMI | Mini-Splits | 12H421ZIMI | 10.8 | 20.5 | 10.7 | 10.8 | 21.4 | 9.2 | FALSE | FALSE | FALSE | 12000 | 7000 | 2.5 | 9300 | 2
208650693 |  | Live | Midea Electric Trading | SEA BREEZE | Singlezone Non-Ducted, Wall Placement | 208650693 |  | HRCU-A-CB-O | 12H421YOMI | Mini-Splits | 12H421YIMI | 10.3 | 20 | 10.8 | 10.3 | 20.8 | 8.7 | FALSE | FALSE | FALSE | 12000 | 7800 | 2.31 | 8200 | 1.35
212361359 |  | Live | Trane U.S. Inc. | AMERICAN STANDARD | Singlezone Ducted, Centrally Ducted | 212361359 |  | HRCU-A-C | 4TXD2060A10NU** |  | 4RXCD048AS3HC** |  |  |  | 10 | 15.2 | 8.5 | FALSE | FALSE | TRUE | 47000 | 31200 | 2.1 | 32700 | 2.08
212361357 |  | Live | Trane U.S. Inc. | AMERICAN STANDARD | Singlezone Ducted, Centrally Ducted | 212361357 |  | HRCU-A-C | 4TXD2036A10NU** |  | 4RXCB024AS3HC** |  |  |  | 11 | 15.2 | 8.5 | FALSE | FALSE | TRUE | 23000 | 16800 | 2.1 | 17600 | 2.08
212361355 |  | Live | Trane U.S. Inc. | TRANE | Singlezone Ducted, Centrally Ducted | 212361355 |  | HRCU-A-C | 4TXD2060A10NU** |  | 4RXCD048AS3HC** |  |  |  | 10 | 15.2 | 8.5 | FALSE | FALSE | TRUE | 47000 | 31200 | 2.1 | 32700 | 2.08
212361353 |  | Live | Trane U.S. Inc. | TRANE | Singlezone Ducted, Centrally Ducted | 212361353 |  | HRCU-A-C | 4TXD2036A10NU** |  | 4RXCB024AS3HC** |  |  |  | 11 | 15.2 | 8.5 | FALSE | FALSE | TRUE | 23000 | 16800 | 2.1 | 17600 | 2.08
210822152 |  | Live | Lennox Industries | AIREASE | Singlezone Ducted, Centrally Ducted | 210822152 |  | HRCU-A-CB | 4SHP18LX160P | Ducted Indoor Units | BCE7E48M*4X |  |  |  | 11 | 16.5 | 8.1 | FALSE | FALSE | TRUE | 45500 | 32200 | 2.37 | 32200 | 2.37
210822149 |  | Live | Lennox Industries | AIREASE | Singlezone Ducted, Centrally Ducted | 210822149 |  | HRCU-A-CB | 4SHP18LX160P | Ducted Indoor Units | BCE5V48M |  |  |  | 11 | 16.5 | 7.8 | FALSE | FALSE | FALSE | 44500 | 31400 | 2.13 | 31400 | 2.13
210822147 |  | Live | Lennox Industries | AIREASE | Singlezone Ducted, Centrally Ducted | 210822147 |  | HRCU-A-CB | 4SHP18LX160P | Ducted Indoor Units | BCE5E48M*4X |  |  |  | 10.9 | 16 | 7.8 | FALSE | FALSE | FALSE | 45000 | 31600 | 2.12 | 31600 | 2.12
210822144 |  | Live | Lennox Industries | AIREASE | Singlezone Ducted, Centrally Ducted | 210822144 |  | HRCU-A-CB | 4SHP18LX160P | Ducted Indoor Units | BCE5C48M*4X |  |  |  | 10.9 | 16 | 7.8 | FALSE | FALSE | FALSE | 45000 | 31600 | 2.12 | 31600 | 2.12
210822140 |  | Live | Lennox Industries | AIREASE | Singlezone Ducted, Centrally Ducted | 210822140 |  | HRCU-A-CB | 4SHP18LX160P | Ducted Indoor Units | BCE5C48M*1P+TXV |  |  |  | 10.9 | 16 | 7.8 | FALSE | FALSE | FALSE | 45000 | 31600 | 2.12 | 31600 | 2.12
210822154 |  | Live | Lennox Industries | AIREASE | Singlezone Ducted, Centrally Ducted | 210822154 |  | HRCU-A-CB | 4SHP18LX160P | Ducted Indoor Units | BCE7S48 |  |  |  | 11.7 | 18 | 8.1 | FALSE | FALSE | TRUE | 46000 | 32800 | 2.33 | 32800 | 2.33
210821337 |  | Live | Lennox Industries | AIREASE | Singlezone Ducted, Centrally Ducted | 210821337 |  | HRCU-A-CB | 4SHP18LX160P | Ducted Indoor Units | BCE5V60M |  |  |  | 10 | 16 | 7.8 | FALSE | FALSE | FALSE | 55500 | 38500 | 2.15 | 38500 | 2.15
210821339 |  | Live | Lennox Industries | AIREASE | Singlezone Ducted, Centrally Ducted | 210821339 |  | HRCU-A-CB | 4SHP18LX160P | Ducted Indoor Units | BCE7E60M - TXV |  |  |  | 10.4 | 16 | 8.1 | FALSE | FALSE | TRUE | 57000 | 38000 | 2.29 | 38000 | 2.29
210821329 |  | Live | Lennox Industries | AIREASE | Singlezone Ducted, Centrally Ducted | 210821329 |  | HRCU-A-CB | 4SHP18LX160P | Ducted Indoor Units | BCE7S60 - TXV |  |  |  | 10.9 | 17.1 | 8.5 | FALSE | FALSE | TRUE | 57000 | 38500 | 2.33 | 38500 | 2.33
210821885 |  | Live | Lennox Industries | AIREASE | Singlezone Ducted, Centrally Ducted | 210821885 |  | HRCU-A-CB | 4SHP18LX136P |  | BCE7S30M*4X |  |  |  | 12.3 | 19 | 8.5 | TRUE | FALSE | TRUE | 23400 | 16000 | 2.58 | 16000 | 2.58
210821881 |  | Live | Lennox Industries | AIREASE | Singlezone Ducted, Centrally Ducted | 210821881 |  | HRCU-A-CB | 4SHP18LX136P |  | BCE7E30M*4X |  |  |  | 12.3 | 19 | 8.5 | TRUE | FALSE | TRUE | 24000 | 16200 | 2.62 | 16200 | 2.62
210821878 |  | Live | Lennox Industries | AIREASE | Singlezone Ducted, Centrally Ducted | 210821878 |  | HRCU-A-CB | 4SHP18LX136P |  | BCE7E18M*4X |  |  |  | 12.3 | 18 | 8.5 | TRUE | FALSE | TRUE | 23200 | 15400 | 2.47 | 15400 | 2.47
210821877 |  | Live | Lennox Industries | AIREASE | Singlezone Ducted, Centrally Ducted | 210821877 |  | HRCU-A-CB | 4SHP18LX136P |  | BCE5V30M*4X |  |  |  | 12.3 | 18.5 | 8.5 | TRUE | FALSE | TRUE | 23600 | 15900 | 2.33 | 15900 | 2.33
210821876 |  | Live | Lennox Industries | AIREASE | Singlezone Ducted, Centrally Ducted | 210821876 |  | HRCU-A-CB | 4SHP18LX136P |  | BCE5V24M*4X |  |  |  | 12.3 | 18.5 | 8.5 | TRUE | FALSE | TRUE | 23400 | 16100 | 2.16 | 16100 | 2.16
210821875 |  | Live | Lennox Industries | AIREASE | Singlezone Ducted, Centrally Ducted | 210821875 |  | HRCU-A-CB | 4SHP18LX136P |  | BCE5V18M*4X |  |  |  | 12.3 | 18 | 8.5 | TRUE | FALSE | TRUE | 23400 | 15900 | 2.43 | 15900 | 2.43
210821874 |  | Live | Lennox Industries | AIREASE | Singlezone Ducted, Centrally Ducted | 210821874 |  | HRCU-A-CB | 4SHP18LX136P |  | BCE5E30M*4X |  |  |  | 12.3 | 17.5 | 8.5 | TRUE | FALSE | TRUE | 24000 | 15900 | 2.35 | 15900 | 2.35
210821872 |  | Live | Lennox Industries | AIREASE | Singlezone Ducted, Centrally Ducted | 210821872 |  | HRCU-A-CB | 4SHP18LX136P |  | BCE5C24M*4X |  |  |  | 12.3 | 16.5 | 8.5 | FALSE | FALSE | TRUE | 23000 | 16100 | 2.13 | 16100 | 2.13
210821870 |  | Live | Lennox Industries | AIREASE | Singlezone Ducted, Centrally Ducted | 210821870 |  | HRCU-A-CB | 4SHP18LX136P |  | BCE5C24M*1P+TXV |  |  |  | 12.3 | 16.5 | 8.5 | FALSE | FALSE | TRUE | 23000 | 16100 | 2.13 | 16100 | 2.13
210821869 |  | Live | Lennox Industries | AIREASE | Singlezone Ducted, Centrally Ducted | 210821869 |  | HRCU-A-CB | 4SHP18LX136P |  | BCE5C18M*4X |  |  |  | 12.3 | 17.1 | 8.5 | TRUE | FALSE | TRUE | 22000 | 15400 | 2.3 | 15400 | 2.3
210821868 |  | Live | Lennox Industries | AIREASE | Singlezone Ducted, Centrally Ducted | 210821868 |  | HRCU-A-CB | 4SHP18LX136P |  | BCE5C18M*1P+TXV |  |  |  | 12.3 | 17.1 | 8.5 | TRUE | FALSE | TRUE | 22000 | 15400 | 2.3 | 15400 | 2.3
210821883 |  | Live | Lennox Industries | AIREASE | Singlezone Ducted, Centrally Ducted | 210821883 |  | HRCU-A-CB | 4SHP18LX136P |  | BCE7S24M*4X |  |  |  | 12.3 | 19 | 8.5 | TRUE | FALSE | TRUE | 23000 | 15200 | 2.62 | 15200 | 2.62
210821460 |  | Live | Lennox Industries | AIREASE | Singlezone Ducted, Centrally Ducted | 210821460 |  | HRCU-A-CB | 4SHP18LX136P |  | BCE7E36M*4X |  |  |  | 10.9 | 17.5 | 8.5 | FALSE | FALSE | TRUE | 33600 | 23400 | 2.03 | 23400 | 2.03
203097458 |  | Live | Johnson Controls Inc. (York International Norman) | CHAMPION HEATING AND COOLING | Singlezone Ducted, Centrally Ducted | 203097458 |  | HRCU-A-CB | TH16B3622 |  | AE36CX21+TXV | 10.5 | 16.5 | 9.5 |  |  |  | FALSE | FALSE | FALSE | 34800 | 22600 | 2.66 | 22600 | 2.66
203097456 |  | Live | Johnson Controls Inc. (York International Norman) | FRASER-JOHNSTON | Singlezone Ducted, Centrally Ducted | 203097456 |  | HRCU-A-CB | TH16B3622 |  | AE36CX21+TXV | 10.5 | 16.5 | 9.5 |  |  |  | FALSE | FALSE | FALSE | 34800 | 22600 | 2.66 | 22600 | 2.66
203097452 |  | Live | Johnson Controls Inc. (York International Norman) | COLEMAN | Singlezone Ducted, Centrally Ducted | 203097452 |  | HRCU-A-CB | CH16B3622 |  | AE36CX21+TXV | 10.5 | 16.5 | 9.5 |  |  |  | FALSE | FALSE | FALSE | 34800 | 22600 | 2.66 | 22600 | 2.66
210821864 |  | Live | Lennox Industries | AIREASE | Singlezone Ducted, Centrally Ducted | 210821864 |  | HRCU-A-CB | 4SHP18LX136P |  | BCE5C36M*4X |  |  |  | 11 | 15.5 | 8.5 | FALSE | FALSE | TRUE | 34000 | 22400 | 2.32 | 22400 | 2.32
203112175 |  | Live | Johnson Controls Inc. (York International Norman) | YORK | Singlezone Ducted, Centrally Ducted | 203112175 |  | HRCU-A-CB | YHM36B22 |  | AE36CX21+TXV | 10.5 | 16.5 | 9.5 |  |  |  | FALSE | FALSE | FALSE | 34800 | 22600 | 2.66 | 22600 | 2.66
210821452 |  | Live | Lennox Industries | AIREASE | Singlezone Ducted, Centrally Ducted | 210821452 |  | HRCU-A-CB | 4SHP18LX136P |  | BCE5C36M*1P+TXV |  |  |  | 11 | 15.5 | 8.5 | FALSE | FALSE | TRUE | 34000 | 22400 | 2.32 | 22400 | 2.32
210821455 |  | Live | Lennox Industries | AIREASE | Singlezone Ducted, Centrally Ducted | 210821455 |  | HRCU-A-CB | 4SHP18LX136P |  | BCE5E42M*4X |  |  |  | 11.5 | 18 | 8.5 | FALSE | FALSE | TRUE | 34000 | 22000 | 2.13 | 22000 | 2.13
210821453 |  | Live | Lennox Industries | AIREASE | Singlezone Ducted, Centrally Ducted | 210821453 |  | HRCU-A-CB | 4SHP18LX136P |  | BCE5E36M*4X |  |  |  | 11 | 17.1 | 8.5 | FALSE | FALSE | TRUE | 33800 | 22200 | 2.07 | 22200 | 2.07
210821457 |  | Live | Lennox Industries | AIREASE | Singlezone Ducted, Centrally Ducted | 210821457 |  | HRCU-A-CB | 4SHP18LX136P |  | BCE5V36M*4X |  |  |  | 11.7 | 19 | 8.5 | FALSE | FALSE | TRUE | 34200 | 22000 | 2.16 | 22000 | 2.16
210821458 |  | Live | Lennox Industries | AIREASE | Singlezone Ducted, Centrally Ducted | 210821458 |  | HRCU-A-CB | 4SHP18LX136P |  | BCE5V42M*4X |  |  |  | 11.7 | 17.5 | 8.5 | TRUE | FALSE | TRUE | 34400 | 22200 | 2.18 | 22200 | 2.18
203097454 |  | Live | Johnson Controls Inc. (York International Norman) | LUXAIRE | Singlezone Ducted, Centrally Ducted | 203097454 |  | HRCU-A-CB | TH16B3622 |  | AE36CX21+TXV | 10.5 | 16.5 | 9.5 |  |  |  | FALSE | FALSE | FALSE | 34800 | 22600 | 2.66 | 22600 | 2.66
210821462 |  | Live | Lennox Industries | AIREASE | Singlezone Ducted, Centrally Ducted | 210821462 |  | HRCU-A-CB | 4SHP18LX136P |  | BCE7S42M*4X |  |  |  | 11 | 18 | 8.5 | FALSE | FALSE | TRUE | 35000 | 22400 | 2.12 | 22400 | 2.12
210821450 |  | Live | Lennox Industries | AIREASE | Singlezone Ducted, Centrally Ducted | 210821450 |  | HRCU-A-CB | 4SHP18LX136P |  | BCE7S36 |  |  |  | 11.7 | 19 | 8.5 | FALSE | FALSE | TRUE | 33600 | 22600 | 2.48 | 22600 | 2.48
205543551 |  | Live | Johnson Controls Inc. (York International Norman) | CHAMPION HEATING AND COOLING | Singlezone Ducted, Centrally Ducted | 205543551 |  | HRCU-A-CB | TH16B3622 |  | CM42DXA1+ME14DN21+TXV | 10.75 | 16.5 | 9 |  |  |  | FALSE | FALSE | FALSE | 33800 | 22000 | 2.72 | 22000 | 2.72
205543548 |  | Live | Johnson Controls Inc. (York International Norman) | LUXAIRE | Singlezone Ducted, Centrally Ducted | 205543548 |  | HRCU-A-CB | TH16B3622 |  | CM42DXA1+ME14DN21+TXV | 10.75 | 16.5 | 9 |  |  |  | FALSE | FALSE | FALSE | 33800 | 22000 | 2.72 | 22000 | 2.72
205543550 |  | Live | Johnson Controls Inc. (York International Norman) | FRASER-JOHNSTON | Singlezone Ducted, Centrally Ducted | 205543550 |  | HRCU-A-CB | TH16B3622 |  | CM42DXA1+ME14DN21+TXV | 10.75 | 16.5 | 9 |  |  |  | FALSE | FALSE | FALSE | 33800 | 22000 | 2.72 | 22000 | 2.72
205543546 |  | Live | Johnson Controls Inc. (York International Norman) | COLEMAN | Singlezone Ducted, Centrally Ducted | 205543546 |  | HRCU-A-CB | CH16B3622 |  | CM42DXA1+ME14DN21+TXV | 10.75 | 16.5 | 9 |  |  |  | FALSE | FALSE | FALSE | 33800 | 22000 | 2.72 | 22000 | 2.72
205537170 |  | Live | Johnson Controls Inc. (York International Norman) | YORK | Singlezone Ducted, Centrally Ducted | 205537170 |  | HRCU-A-CB | YHM36B22 |  | CM42DXA1+ME14DN21+TXV | 10.75 | 16.5 | 9 |  |  |  | FALSE | FALSE | FALSE | 33800 | 22000 | 2.72 | 22000 | 2.72
205543544 |  | Live | Johnson Controls Inc. (York International Norman) | CHAMPION HEATING AND COOLING | Singlezone Ducted, Centrally Ducted | 205543544 |  | HRCU-A-CB | TH16B3622 |  | CF42DXA1+ME14DN21+TXV | 10.75 | 16.5 | 9 |  |  |  | FALSE | FALSE | FALSE | 33800 | 22000 | 2.72 | 22000 | 2.72
205543541 |  | Live | Johnson Controls Inc. (York International Norman) | LUXAIRE | Singlezone Ducted, Centrally Ducted | 205543541 |  | HRCU-A-CB | TH16B3622 |  | CF42DXA1+ME14DN21+TXV | 10.75 | 16.5 | 9 |  |  |  | FALSE | FALSE | FALSE | 33800 | 22000 | 2.72 | 22000 | 2.72
205543542 |  | Live | Johnson Controls Inc. (York International Norman) | FRASER-JOHNSTON | Singlezone Ducted, Centrally Ducted | 205543542 |  | HRCU-A-CB | TH16B3622 |  | CF42DXA1+ME14DN21+TXV | 10.75 | 16.5 | 9 |  |  |  | FALSE | FALSE | FALSE | 33800 | 22000 | 2.72 | 22000 | 2.72
205543538 |  | Live | Johnson Controls Inc. (York International Norman) | COLEMAN | Singlezone Ducted, Centrally Ducted | 205543538 |  | HRCU-A-CB | CH16B3622 |  | CF42DXA1+ME14DN21+TXV | 10.75 | 16.5 | 9 |  |  |  | FALSE | FALSE | FALSE | 33800 | 22000 | 2.72 | 22000 | 2.72
205537168 |  | Live | Johnson Controls Inc. (York International Norman) | YORK | Singlezone Ducted, Centrally Ducted | 205537168 |  | HRCU-A-CB | YHM36B22 |  | CF42DXA1+ME14DN21+TXV | 10.75 | 16.5 | 9 |  |  |  | FALSE | FALSE | FALSE | 33800 | 22000 | 2.72 | 22000 | 2.72
203096750 |  | Live | Johnson Controls Inc. (York International Norman) | CHAMPION HEATING AND COOLING | Singlezone Ducted, Centrally Ducted | 203096750 |  | HRCU-A-CB | TH16B3622 |  | AVC48CX21+TXV | 11 | 16.75 | 9.75 |  |  |  | FALSE | FALSE | FALSE | 35200 | 22400 | 2.74 | 22400 | 2.74
203096748 |  | Live | Johnson Controls Inc. (York International Norman) | FRASER-JOHNSTON | Singlezone Ducted, Centrally Ducted | 203096748 |  | HRCU-A-CB | TH16B3622 |  | AVC48CX21+TXV | 11 | 16.75 | 9.75 |  |  |  | FALSE | FALSE | FALSE | 35200 | 22400 | 2.74 | 22400 | 2.74
203096746 |  | Live | Johnson Controls Inc. (York International Norman) | LUXAIRE | Singlezone Ducted, Centrally Ducted | 203096746 |  | HRCU-A-CB | TH16B3622 |  | AVC48CX21+TXV | 11 | 16.75 | 9.75 |  |  |  | FALSE | FALSE | FALSE | 35200 | 22400 | 2.74 | 22400 | 2.74
203111990 |  | Live | Johnson Controls Inc. (York International Norman) | YORK | Singlezone Ducted, Centrally Ducted | 203111990 |  | HRCU-A-CB | YHM36B22 |  | AVC48CX21+TXV | 11 | 16.75 | 9.75 |  |  |  | FALSE | FALSE | FALSE | 35200 | 22400 | 2.74 | 22400 | 2.74
203096700 |  | Live | Johnson Controls Inc. (York International Norman) | FRASER-JOHNSTON | Singlezone Ducted, Centrally Ducted | 203096700 |  | HRCU-A-CB | TH16B3622 |  | CM48DBCA1+ME14DN21 | 11.25 | 17 | 9.75 |  |  |  | FALSE | FALSE | FALSE | 34200 | 22000 | 2.78 | 22000 | 2.78
203096744 |  | Live | Johnson Controls Inc. (York International Norman) | COLEMAN | Singlezone Ducted, Centrally Ducted | 203096744 |  | HRCU-A-CB | CH16B3622 |  | AVC48CX21+TXV | 11 | 16.75 | 9.75 |  |  |  | FALSE | FALSE | FALSE | 35200 | 22400 | 2.74 | 22400 | 2.74
203096698 |  | Live | Johnson Controls Inc. (York International Norman) | LUXAIRE | Singlezone Ducted, Centrally Ducted | 203096698 |  | HRCU-A-CB | TH16B3622 |  | CM48DBCA1+ME14DN21 | 11.25 | 17 | 9.75 |  |  |  | FALSE | FALSE | FALSE | 34200 | 22000 | 2.78 | 22000 | 2.78
205543168 |  | Live | Johnson Controls Inc. (York International Norman) | FRASER-JOHNSTON | Singlezone Ducted, Centrally Ducted | 205543168 |  | HRCU-A-CB | TH16B3622 |  | CM48DXA1+ME14DN21+TXV | 11.25 | 17 | 9.75 |  |  |  | FALSE | FALSE | FALSE | 34200 | 22000 | 2.78 | 22000 | 2.78
205543171 |  | Live | Johnson Controls Inc. (York International Norman) | CHAMPION HEATING AND COOLING | Singlezone Ducted, Centrally Ducted | 205543171 |  | HRCU-A-CB | TH16B3622 |  | CM48DXA1+ME14DN21+TXV | 11.25 | 17 | 9.75 |  |  |  | FALSE | FALSE | FALSE | 34200 | 22000 | 2.78 | 22000 | 2.78
203096696 |  | Live | Johnson Controls Inc. (York International Norman) | COLEMAN | Singlezone Ducted, Centrally Ducted | 203096696 |  | HRCU-A-CB | CH16B3622 |  | CM48DBCA1+ME14DN21 | 11.25 | 17 | 9.75 |  |  |  | FALSE | FALSE | FALSE | 34200 | 22000 | 2.78 | 22000 | 2.78
205543166 |  | Live | Johnson Controls Inc. (York International Norman) | LUXAIRE | Singlezone Ducted, Centrally Ducted | 205543166 |  | HRCU-A-CB | TH16B3622 |  | CM48DXA1+ME14DN21+TXV | 11.25 | 17 | 9.75 |  |  |  | FALSE | FALSE | FALSE | 34200 | 22000 | 2.78 | 22000 | 2.78
205543161 |  | Live | Johnson Controls Inc. (York International Norman) | CHAMPION HEATING AND COOLING | Singlezone Ducted, Centrally Ducted | 205543161 |  | HRCU-A-CB | TH16B3622 |  | CF48DXA1+ME14DN21+TXV | 11.25 | 17 | 9.75 |  |  |  | FALSE | FALSE | FALSE | 34200 | 22000 | 2.78 | 22000 | 2.78
205537146 |  | Live | Johnson Controls Inc. (York International Norman) | YORK | Singlezone Ducted, Centrally Ducted | 205537146 |  | HRCU-A-CB | YHM36B22 |  | CM48DXA1+ME14DN21+TXV | 11.25 | 17 | 9.75 |  |  |  | FALSE | FALSE | FALSE | 34200 | 22000 | 2.78 | 22000 | 2.78
205543160 |  | Live | Johnson Controls Inc. (York International Norman) | FRASER-JOHNSTON | Singlezone Ducted, Centrally Ducted | 205543160 |  | HRCU-A-CB | TH16B3622 |  | CF48DXA1+ME14DN21+TXV | 11.25 | 17 | 9.75 |  |  |  | FALSE | FALSE | FALSE | 34200 | 22000 | 2.78 | 22000 | 2.78
203096703 |  | Live | Johnson Controls Inc. (York International Norman) | CHAMPION HEATING AND COOLING | Singlezone Ducted, Centrally Ducted | 203096703 |  | HRCU-A-CB | TH16B3622 |  | CM48DBCA1+ME14DN21 | 11.25 | 17 | 9.75 |  |  |  | FALSE | FALSE | FALSE | 34200 | 22000 | 2.78 | 22000 | 2.78
203111978 |  | Live | Johnson Controls Inc. (York International Norman) | YORK | Singlezone Ducted, Centrally Ducted | 203111978 |  | HRCU-A-CB | YHM36B22 |  | CM48DBCA1+ME14DN21 | 11.25 | 17 | 9.75 |  |  |  | FALSE | FALSE | FALSE | 34200 | 22000 | 2.78 | 22000 | 2.78
205543158 |  | Live | Johnson Controls Inc. (York International Norman) | LUXAIRE | Singlezone Ducted, Centrally Ducted | 205543158 |  | HRCU-A-CB | TH16B3622 |  | CF48DXA1+ME14DN21+TXV | 11.25 | 17 | 9.75 |  |  |  | FALSE | FALSE | FALSE | 34200 | 22000 | 2.78 | 22000 | 2.78
205543155 |  | Live | Johnson Controls Inc. (York International Norman) | COLEMAN | Singlezone Ducted, Centrally Ducted | 205543155 |  | HRCU-A-CB | CH16B3622 |  | CF48DXA1+ME14DN21+TXV | 11.25 | 17 | 9.75 |  |  |  | FALSE | FALSE | FALSE | 34200 | 22000 | 2.78 | 22000 | 2.78
203096670 |  | Live | Johnson Controls Inc. (York International Norman) | CHAMPION HEATING AND COOLING | Singlezone Ducted, Centrally Ducted | 203096670 |  | HRCU-A-CB | TH16B3622 |  | CM36CBCA1+MVC16CN21 | 11 | 16.75 | 9.5 |  |  |  | FALSE | FALSE | FALSE | 34200 | 22000 | 2.74 | 22000 | 2.74
203096668 |  | Live | Johnson Controls Inc. (York International Norman) | FRASER-JOHNSTON | Singlezone Ducted, Centrally Ducted | 203096668 |  | HRCU-A-CB | TH16B3622 |  | CM36CBCA1+MVC16CN21 | 11 | 16.75 | 9.5 |  |  |  | FALSE | FALSE | FALSE | 34200 | 22000 | 2.74 | 22000 | 2.74
205537144 |  | Live | Johnson Controls Inc. (York International Norman) | YORK | Singlezone Ducted, Centrally Ducted | 205537144 |  | HRCU-A-CB | YHM36B22 |  | CF48DXA1+ME14DN21+TXV | 11.25 | 17 | 9.75 |  |  |  | FALSE | FALSE | FALSE | 34200 | 22000 | 2.78 | 22000 | 2.78
205543163 |  | Live | Johnson Controls Inc. (York International Norman) | COLEMAN | Singlezone Ducted, Centrally Ducted | 205543163 |  | HRCU-A-CB | CH16B3622 |  | CM48DXA1+ME14DN21+TXV | 11.25 | 17 | 9.75 |  |  |  | FALSE | FALSE | FALSE | 34200 | 22000 | 2.78 | 22000 | 2.78
203096666 |  | Live | Johnson Controls Inc. (York International Norman) | LUXAIRE | Singlezone Ducted, Centrally Ducted | 203096666 |  | HRCU-A-CB | TH16B3622 |  | CM36CBCA1+MVC16CN21 | 11 | 16.75 | 9.5 |  |  |  | FALSE | FALSE | FALSE | 34200 | 22000 | 2.74 | 22000 | 2.74
203096664 |  | Live | Johnson Controls Inc. (York International Norman) | COLEMAN | Singlezone Ducted, Centrally Ducted | 203096664 |  | HRCU-A-CB | CH16B3622 |  | CM36CBCA1+MVC16CN21 | 11 | 16.75 | 9.5 |  |  |  | FALSE | FALSE | FALSE | 34200 | 22000 | 2.74 | 22000 | 2.74
205543153 |  | Live | Johnson Controls Inc. (York International Norman) | CHAMPION HEATING AND COOLING | Singlezone Ducted, Centrally Ducted | 205543153 |  | HRCU-A-CB | TH16B3622 |  | CM36CXA1+MVC16CN21+TXV | 11 | 16.75 | 9.5 |  |  |  | FALSE | FALSE | FALSE | 34200 | 22000 | 2.74 | 22000 | 2.74
203111970 |  | Live | Johnson Controls Inc. (York International Norman) | YORK | Singlezone Ducted, Centrally Ducted | 203111970 |  | HRCU-A-CB | YHM36B22 |  | CM36CBCA1+MVC16CN21 | 11 | 16.75 | 9.5 |  |  |  | FALSE | FALSE | FALSE | 34200 | 22000 | 2.74 | 22000 | 2.74
205543151 |  | Live | Johnson Controls Inc. (York International Norman) | FRASER-JOHNSTON | Singlezone Ducted, Centrally Ducted | 205543151 |  | HRCU-A-CB | TH16B3622 |  | CM36CXA1+MVC16CN21+TXV | 11 | 16.75 | 9.5 |  |  |  | FALSE | FALSE | FALSE | 34200 | 22000 | 2.74 | 22000 | 2.74
205543150 |  | Live | Johnson Controls Inc. (York International Norman) | LUXAIRE | Singlezone Ducted, Centrally Ducted | 205543150 |  | HRCU-A-CB | TH16B3622 |  | CM36CXA1+MVC16CN21+TXV | 11 | 16.75 | 9.5 |  |  |  | FALSE | FALSE | FALSE | 34200 | 22000 | 2.74 | 22000 | 2.74
205543143 |  | Live | Johnson Controls Inc. (York International Norman) | FRASER-JOHNSTON | Singlezone Ducted, Centrally Ducted | 205543143 |  | HRCU-A-CB | TH16B3622 |  | CF36CXA1+MVC16CN21+TXV | 11 | 16.75 | 9.5 |  |  |  | FALSE | FALSE | FALSE | 34200 | 22000 | 2.74 | 22000 | 2.74
205543148 |  | Live | Johnson Controls Inc. (York International Norman) | COLEMAN | Singlezone Ducted, Centrally Ducted | 205543148 |  | HRCU-A-CB | CH16B3622 |  | CM36CXA1+MVC16CN21+TXV | 11 | 16.75 | 9.5 |  |  |  | FALSE | FALSE | FALSE | 34200 | 22000 | 2.74 | 22000 | 2.74
205537094 |  | Live | Johnson Controls Inc. (York International Norman) | YORK | Singlezone Ducted, Centrally Ducted | 205537094 |  | HRCU-A-CB | YHM36B22 |  | CM36CXA1+MVC16CN21+TXV | 11 | 16.75 | 9.5 |  |  |  | FALSE | FALSE | FALSE | 34200 | 22000 | 2.74 | 22000 | 2.74
205543145 |  | Live | Johnson Controls Inc. (York International Norman) | CHAMPION HEATING AND COOLING | Singlezone Ducted, Centrally Ducted | 205543145 |  | HRCU-A-CB | TH16B3622 |  | CF36CXA1+MVC16CN21+TXV | 11 | 16.75 | 9.5 |  |  |  | FALSE | FALSE | FALSE | 34200 | 22000 | 2.74 | 22000 | 2.74
205543141 |  | Live | Johnson Controls Inc. (York International Norman) | LUXAIRE | Singlezone Ducted, Centrally Ducted | 205543141 |  | HRCU-A-CB | TH16B3622 |  | CF36CXA1+MVC16CN21+TXV | 11 | 16.75 | 9.5 |  |  |  | FALSE | FALSE | FALSE | 34200 | 22000 | 2.74 | 22000 | 2.74
205543138 |  | Live | Johnson Controls Inc. (York International Norman) | COLEMAN | Singlezone Ducted, Centrally Ducted | 205543138 |  | HRCU-A-CB | CH16B3622 |  | CF36CXA1+MVC16CN21+TXV | 11 | 16.75 | 9.5 |  |  |  | FALSE | FALSE | FALSE | 34200 | 22000 | 2.74 | 22000 | 2.74
205537092 |  | Live | Johnson Controls Inc. (York International Norman) | YORK | Singlezone Ducted, Centrally Ducted | 205537092 |  | HRCU-A-CB | YHM36B22 |  | CF36CXA1+MVC16CN21+TXV | 11 | 16.75 | 9.5 |  |  |  | FALSE | FALSE | FALSE | 34200 | 22000 | 2.74 | 22000 | 2.74
203096650 |  | Live | Johnson Controls Inc. (York International Norman) | LUXAIRE | Singlezone Ducted, Centrally Ducted | 203096650 |  | HRCU-A-CB | TH16B3622 |  | CM42CBCA1+MVC16CN21 | 11.25 | 16.75 | 9.75 |  |  |  | FALSE | FALSE | FALSE | 34400 | 21800 | 2.75 | 21800 | 2.75
203096652 |  | Live | Johnson Controls Inc. (York International Norman) | FRASER-JOHNSTON | Singlezone Ducted, Centrally Ducted | 203096652 |  | HRCU-A-CB | TH16B3622 |  | CM42CBCA1+MVC16CN21 | 11.25 | 16.75 | 9.75 |  |  |  | FALSE | FALSE | FALSE | 34400 | 21800 | 2.75 | 21800 | 2.75
203096654 |  | Live | Johnson Controls Inc. (York International Norman) | CHAMPION HEATING AND COOLING | Singlezone Ducted, Centrally Ducted | 203096654 |  | HRCU-A-CB | TH16B3622 |  | CM42CBCA1+MVC16CN21 | 11.25 | 16.75 | 9.75 |  |  |  | FALSE | FALSE | FALSE | 34400 | 21800 | 2.75 | 21800 | 2.75
203111966 |  | Live | Johnson Controls Inc. (York International Norman) | YORK | Singlezone Ducted, Centrally Ducted | 203111966 |  | HRCU-A-CB | YHM36B22 |  | CM42CBCA1+MVC16CN21 | 11.25 | 16.75 | 9.75 |  |  |  | FALSE | FALSE | FALSE | 34400 | 21800 | 2.75 | 21800 | 2.75
203096648 |  | Live | Johnson Controls Inc. (York International Norman) | COLEMAN | Singlezone Ducted, Centrally Ducted | 203096648 |  | HRCU-A-CB | CH16B3622 |  | CM42CBCA1+MVC16CN21 | 11.25 | 16.75 | 9.75 |  |  |  | FALSE | FALSE | FALSE | 34400 | 21800 | 2.75 | 21800 | 2.75
205543134 |  | Live | Johnson Controls Inc. (York International Norman) | FRASER-JOHNSTON | Singlezone Ducted, Centrally Ducted | 205543134 |  | HRCU-A-CB | TH16B3622 |  | CM42CXA1+MVC16CN21+TXV | 11.25 | 16.75 | 9.75 |  |  |  | FALSE | FALSE | FALSE | 34400 | 21800 | 2.75 | 21800 | 2.75
205543136 |  | Live | Johnson Controls Inc. (York International Norman) | CHAMPION HEATING AND COOLING | Singlezone Ducted, Centrally Ducted | 205543136 |  | HRCU-A-CB | TH16B3622 |  | CM42CXA1+MVC16CN21+TXV | 11.25 | 16.75 | 9.75 |  |  |  | FALSE | FALSE | FALSE | 34400 | 21800 | 2.75 | 21800 | 2.75
205543130 |  | Live | Johnson Controls Inc. (York International Norman) | COLEMAN | Singlezone Ducted, Centrally Ducted | 205543130 |  | HRCU-A-CB | CH16B3622 |  | CM42CXA1+MVC16CN21+TXV | 11.25 | 16.75 | 9.75 |  |  |  | FALSE | FALSE | FALSE | 34400 | 21800 | 2.75 | 21800 | 2.75
205543133 |  | Live | Johnson Controls Inc. (York International Norman) | LUXAIRE | Singlezone Ducted, Centrally Ducted | 205543133 |  | HRCU-A-CB | TH16B3622 |  | CM42CXA1+MVC16CN21+TXV | 11.25 | 16.75 | 9.75 |  |  |  | FALSE | FALSE | FALSE | 34400 | 21800 | 2.75 | 21800 | 2.75
205537090 |  | Live | Johnson Controls Inc. (York International Norman) | YORK | Singlezone Ducted, Centrally Ducted | 205537090 |  | HRCU-A-CB | YHM36B22 |  | CM42CXA1+MVC16CN21+TXV | 11.25 | 16.75 | 9.75 |  |  |  | FALSE | FALSE | FALSE | 34400 | 21800 | 2.75 | 21800 | 2.75
203096646 |  | Live | Johnson Controls Inc. (York International Norman) | CHAMPION HEATING AND COOLING | Singlezone Ducted, Centrally Ducted | 203096646 |  | HRCU-A-CB | TH16B3622 |  | CF42CBCA1+MVC16CN21 | 11.25 | 16.75 | 9.75 |  |  |  | FALSE | FALSE | FALSE | 34400 | 21800 | 2.75 | 21800 | 2.75
203096644 |  | Live | Johnson Controls Inc. (York International Norman) | FRASER-JOHNSTON | Singlezone Ducted, Centrally Ducted | 203096644 |  | HRCU-A-CB | TH16B3622 |  | CF42CBCA1+MVC16CN21 | 11.25 | 16.75 | 9.75 |  |  |  | FALSE | FALSE | FALSE | 34400 | 21800 | 2.75 | 21800 | 2.75
203096642 |  | Live | Johnson Controls Inc. (York International Norman) | LUXAIRE | Singlezone Ducted, Centrally Ducted | 203096642 |  | HRCU-A-CB | TH16B3622 |  | CF42CBCA1+MVC16CN21 | 11.25 | 16.75 | 9.75 |  |  |  | FALSE | FALSE | FALSE | 34400 | 21800 | 2.75 | 21800 | 2.75
203096640 |  | Live | Johnson Controls Inc. (York International Norman) | COLEMAN | Singlezone Ducted, Centrally Ducted | 203096640 |  | HRCU-A-CB | CH16B3622 |  | CF42CBCA1+MVC16CN21 | 11.25 | 16.75 | 9.75 |  |  |  | FALSE | FALSE | FALSE | 34400 | 21800 | 2.75 | 21800 | 2.75
203111964 |  | Live | Johnson Controls Inc. (York International Norman) | YORK | Singlezone Ducted, Centrally Ducted | 203111964 |  | HRCU-A-CB | YHM36B22 |  | CF42CBCA1+MVC16CN21 | 11.25 | 16.75 | 9.75 |  |  |  | FALSE | FALSE | FALSE | 34400 | 21800 | 2.75 | 21800 | 2.75
205543128 |  | Live | Johnson Controls Inc. (York International Norman) | CHAMPION HEATING AND COOLING | Singlezone Ducted, Centrally Ducted | 205543128 |  | HRCU-A-CB | TH16B3622 |  | CF42CXA1+MVC16CN21+TXV | 11.25 | 16.75 | 9.75 |  |  |  | FALSE | FALSE | FALSE | 34400 | 21800 | 2.75 | 21800 | 2.75
205543125 |  | Live | Johnson Controls Inc. (York International Norman) | FRASER-JOHNSTON | Singlezone Ducted, Centrally Ducted | 205543125 |  | HRCU-A-CB | TH16B3622 |  | CF42CXA1+MVC16CN21+TXV | 11.25 | 16.75 | 9.75 |  |  |  | FALSE | FALSE | FALSE | 34400 | 21800 | 2.75 | 21800 | 2.75
205543121 |  | Live | Johnson Controls Inc. (York International Norman) | LUXAIRE | Singlezone Ducted, Centrally Ducted | 205543121 |  | HRCU-A-CB | TH16B3622 |  | CF42CXA1+MVC16CN21+TXV | 11.25 | 16.75 | 9.75 |  |  |  | FALSE | FALSE | FALSE | 34400 | 21800 | 2.75 | 21800 | 2.75
205543119 |  | Live | Johnson Controls Inc. (York International Norman) | COLEMAN | Singlezone Ducted, Centrally Ducted | 205543119 |  | HRCU-A-CB | CH16B3622 |  | CF42CXA1+MVC16CN21+TXV | 11.25 | 16.75 | 9.75 |  |  |  | FALSE | FALSE | FALSE | 34400 | 21800 | 2.75 | 21800 | 2.75
205537088 |  | Live | Johnson Controls Inc. (York International Norman) | YORK | Singlezone Ducted, Centrally Ducted | 205537088 |  | HRCU-A-CB | YHM36B22 |  | CF42CXA1+MVC16CN21+TXV | 11.25 | 16.75 | 9.75 |  |  |  | FALSE | FALSE | FALSE | 34400 | 21800 | 2.75 | 21800 | 2.75
211246029 |  | Live | Midea Electric Trading | COOPER&HUNTER | Singlezone Ducted, Centrally Ducted | 211246029 |  | HRCU-A-CB | CH-NHPR60LCU-230VO |  | CH-60AHU | 9 | 16.4 | 10.5 | 9 | 15.5 | 9.2 | FALSE | TRUE | FALSE | 55000 | 41000 | 2.56 | 57000 | 2.35
210191036 |  | Live | Midea Electric Trading | KLIMAIRE | Singlezone Ducted, Centrally Ducted | 210191036 |  | HRCU-A-CB | KOIF60H2-1S |  | KIDF60H2-1S | 9 | 16.4 | 10.5 | 8.8 | 15.3 | 9.4 | FALSE | FALSE | FALSE | 55000 | 42000 | 2.6 | 52500 | 2.3
210191035 |  | Live | Midea Electric Trading | CTMORLEY | Singlezone Ducted, Centrally Ducted | 210191035 |  | HRCU-A-CB | MOU-A55VH-4 |  | MIU-A60V-4 | 9 | 16.4 | 10.5 | 8.8 | 15.3 | 9.4 | FALSE | FALSE | FALSE | 55000 | 42000 | 2.6 | 52500 | 2.3
210025757 |  | Live | Midea Electric Trading | BLUERIDGE | Singlezone Ducted, Centrally Ducted | 210025757 |  | HRCU-A-CB | BMAH6016C |  | BMAH6016I | 9 | 16.4 | 10.5 | 8.8 | 15.3 | 9.4 | FALSE | TRUE | FALSE | 55000 | 42000 | 2.6 | 52500 | 2.3
210365436 |  | Live | Midea Electric Trading | DETTSON | Singlezone Ducted, Centrally Ducted | 210365436 |  | HRCU-A-CB | EVD-60-O |  | EVD-60-I | 9 | 16.4 | 10.5 | 8.8 | 15.3 | 9.4 | FALSE | TRUE | FALSE | 55000 | 42000 | 2.6 | 52500 | 2.3
210342132 |  | Live | Midea Electric Trading | DIRECT AIR | Singlezone Ducted, Centrally Ducted | 210342132 |  | HRCU-A-CB | DIRM-60MAGICPRO20-OU |  | DIRM-60MAGICPRO20-AH | 9 | 16.4 | 10.5 | 8.8 | 15.3 | 9.4 | FALSE | TRUE | FALSE | 55000 | 42000 | 2.6 | 52500 | 2.3
210857356 |  | Live | Midea Electric Trading | ACIQ | Singlezone Ducted, Centrally Ducted | 210857356 |  | HRCU-A-CB | ACIQ-60HPB |  | ACIQ-60AHB | 9 | 16.4 | 10.5 | 8.8 | 15.3 | 9.4 | FALSE | TRUE | FALSE | 55000 | 42000 | 2.6 | 52500 | 2.3
210857353 |  | Live | Midea Electric Trading | 1HVAC | Singlezone Ducted, Centrally Ducted | 210857353 |  | HRCU-A-CB | ACIQ-60HPB |  | ACIQ-60AHB | 9 | 16.4 | 10.5 | 8.8 | 15.3 | 9.4 | FALSE | TRUE | FALSE | 55000 | 42000 | 2.6 | 52500 | 2.3
210857359 |  | Live | Midea Electric Trading | DIYCOOL | Singlezone Ducted, Centrally Ducted | 210857359 |  | HRCU-A-CB | ACIQ-60HPB |  | ACIQ-60AHB | 9 | 16.4 | 10.5 | 8.8 | 15.3 | 9.4 | FALSE | TRUE | FALSE | 55000 | 42000 | 2.6 | 52500 | 2.3
211306383 |  | Live | Midea Electric Trading | MITSUTOMO | Singlezone Ducted, Centrally Ducted | 211306383 |  | HRCU-A-CB | UHO60-NB-Q |  | UHM60-DB-Q | 9 | 16.4 | 10.5 | 8.8 | 15.3 | 9.4 | FALSE | TRUE | FALSE | 55000 | 42000 | 2.6 | 52500 | 2.3
211253520 |  | Live | Midea Electric Trading | ECO AC | Singlezone Ducted, Centrally Ducted | 211253520 |  | HRCU-A-CB | EHI-O60BAH |  | EHI-V60BA | 9 | 16.4 | 10.5 | 8.8 | 15.3 | 9.4 | FALSE | TRUE | FALSE | 55000 | 42000 | 2.6 | 52500 | 2.3
211257310 |  | Live | Midea Electric Trading | MITS AIR | Singlezone Ducted, Centrally Ducted | 211257310 |  | HRCU-A-CB | MOE30U-55HFN1-M |  | MVC-60HWFN1-M | 9 | 16.4 | 10.5 | 8.8 | 15.3 | 9.4 | FALSE | FALSE | FALSE | 55000 | 42000 | 2.6 | 52500 | 2.3
208141207 |  | Live | Midea Electric Trading | COOPER&HUNTER | Singlezone Ducted, Centrally Ducted | 208141207 |  | HRCU-A-CB | CH-NHPR36LCU-230VO |  | CH-36AHU | 11 | 18 | 10.6 | 10 | 14.9 | 8.9 | FALSE | FALSE | FALSE | 36000 | 28600 | 2.2 | 43000 | 2.2
211273237 |  | Live | Midea Electric Trading | BREEZE33 | Singlezone Ducted, Centrally Ducted | 211273237 |  | HRCU-A-CB | BZ33-HYP36OUT2-G2-P |  | BZ33-MSAHU36-G2-P | 11 | 18 | 10.6 | 10 | 14.9 | 8.9 | FALSE | FALSE | FALSE | 36000 | 28600 | 2.2 | 43000 | 2.2
211001954 |  | Live | Midea Electric Trading | AC PRO.COM | Singlezone Ducted, Centrally Ducted | 211001954 |  | HRCU-A-CB | AOD30U-36HFN1-M(GA) |  | AVCU-36HWFN1-M(GA) | 8.8 | 17.5 | 11.3 | 8.2 | 15.4 | 9 | FALSE | FALSE | FALSE | 36000 | 27000 | 2.54 | 27200 | 2.53
211644105 |  | Live | Midea Electric Trading | ALSETRIA | Singlezone Ducted, Centrally Ducted | 211644105 |  | HRCU-A-CB | MOD30U-36HFN1-M(GA) |  | MVCU-36HWFN1-M(GA) | 8.8 | 17.5 | 11.3 | 8.2 | 15.4 | 9 | FALSE | FALSE | FALSE | 36000 | 27000 | 2.54 | 27200 | 2.53
211644111 |  | Live | Midea Electric Trading | ECO-AIR | Singlezone Ducted, Centrally Ducted | 211644111 |  | HRCU-A-CB | MOD30U-36HFN1-M(GA) |  | MVCU-36HWFN1-M(GA) | 8.8 | 17.5 | 11.3 | 8.2 | 15.4 | 9 | FALSE | FALSE | FALSE | 36000 | 27000 | 2.54 | 27200 | 2.53
209550330 |  | Live | Midea Electric Trading | CANAIR | Singlezone Ducted, Centrally Ducted | 209550330 |  | HRCU-A-C | MOD30U-36HFN1-MR0 |  | MAC-36HWFN1-M | 10.1 | 14.2 | 9.2 | 9.3 | 14.4 | 8 | FALSE | FALSE | FALSE | 36000 | 19800 | 2.2 | 24900 | 2.13
212331383 |  | Live | Midea Electric Trading | LBG PRODUCTS | Singlezone Ducted, Centrally Ducted | 212331383 |  | HRCU-A-C | LCHB36DO |  | LCHB36DA | 10.1 | 14.2 | 9.2 | 9.3 | 14.4 | 8 | FALSE | FALSE | FALSE | 36000 | 19800 | 2.2 | 24900 | 2.13
211911378 |  | Live | Midea Electric Trading | MITS AIR | Singlezone Ducted, Centrally Ducted | 211911378 |  | HRCU-A-C | MOD30U-36HFN1-MR0 |  | MAC-36HWFN1-M | 10.1 | 14.2 | 9.2 | 9.3 | 14.4 | 8 | FALSE | FALSE | FALSE | 36000 | 19800 | 2.2 | 24900 | 2.13
211911374 |  | Live | Midea Electric Trading | MITS AIR | Singlezone Ducted, Centrally Ducted | 211911374 |  | HRCU-A-C | MOD30U-36HFN1-MR0 |  | MAC-36HWDN1-MN0 | 10.1 | 14.2 | 9.2 | 9.3 | 14.4 | 8 | FALSE | FALSE | FALSE | 36000 | 19800 | 2.2 | 24900 | 2.13
209550332 |  | Live | Midea Electric Trading | CANAIR | Singlezone Ducted, Centrally Ducted | 209550332 |  | HRCU-A-C | MOE30U-60HFN1-MR0 |  | MAC-60HWDN1-MN0 | 9.5 | 14.9 | 9.3 | 9 | 15.2 | 8.5 | FALSE | FALSE | FALSE | 53000 | 34000 | 2.2 | 36000 | 2.19
212331386 |  | Live | Midea Electric Trading | LBG PRODUCTS | Singlezone Ducted, Centrally Ducted | 212331386 |  | HRCU-A-C | LCHB60DO |  | LCHB60DA | 9.5 | 14.9 | 9.3 | 9 | 15.2 | 8.5 | FALSE | FALSE | FALSE | 53000 | 34000 | 2.2 | 36000 | 2.19
211911376 |  | Live | Midea Electric Trading | MITS AIR | Singlezone Ducted, Centrally Ducted | 211911376 |  | HRCU-A-C | MOE30U-60HFN1-MR0 |  | MAC-60HWDN1-MN0 | 9.5 | 14.9 | 9.3 | 9 | 15.2 | 8.5 | FALSE | FALSE | FALSE | 53000 | 34000 | 2.2 | 36000 | 2.19
211911373 |  | Live | Midea Electric Trading | MITS AIR | Singlezone Ducted, Centrally Ducted | 211911373 |  | HRCU-A-C | MOD30U-30HFN1-MR0 |  | MAC-36HWDN1-MN0 | 10 | 14.2 | 9.5 | 10.2 | 14.9 | 9.3 | FALSE | FALSE | FALSE | 30000 | 22000 | 2.6 | 24400 | 2.1
212331382 |  | Live | Midea Electric Trading | LBG PRODUCTS | Singlezone Ducted, Centrally Ducted | 212331382 |  | HRCU-A-C | LCHB30DO |  | LCHB36DA | 10 | 14.2 | 9.5 | 10.2 | 14.9 | 9.3 | FALSE | FALSE | FALSE | 30000 | 22000 | 2.6 | 24400 | 2.1
211911377 |  | Live | Midea Electric Trading | MITS AIR | Singlezone Ducted, Centrally Ducted | 211911377 |  | HRCU-A-C | MOD30U-30HFN1-MR0 |  | MAC-36HWFN1-M | 10 | 14.2 | 9.5 | 10.2 | 14.9 | 9.3 | FALSE | FALSE | FALSE | 30000 | 22000 | 2.6 | 24400 | 2.1
209550329 |  | Live | Midea Electric Trading | CANAIR | Singlezone Ducted, Centrally Ducted | 209550329 |  | HRCU-A-C | MOD30U-30HFN1-MR0 |  | MAC-36HWFN1-M | 10 | 14.2 | 9.5 | 10.2 | 14.9 | 9.3 | FALSE | FALSE | FALSE | 30000 | 22000 | 2.6 | 24400 | 2.1
208106857 |  | Live | Midea Electric Trading | AC BEST LA | Singlezone Ducted, Centrally Ducted | 208106857 |  | HRCU-A-CB | MOE30U-60HFN1-MR0 |  | MVC-60HWFN1-M | 10.3 | 18 | 9.2 | 8.8 | 14.7 | 8.5 | FALSE | FALSE | FALSE | 57000 | 37000 | 2.4 | 39000 | 2.2
208130400 |  | Live | Midea Electric Trading | ECO-AIR | Singlezone Ducted, Centrally Ducted | 208130400 |  | HRCU-A-CB | MOE30U-48HFN1-MR0 |  | MVC-48HWFN1-M | 9.3 | 17.3 | 10 | 8.8 | 15.8 | 9.4 | FALSE | FALSE | FALSE | 47000 | 37000 | 2.4 | 39000 | 2.2
208106862 |  | Live | Midea Electric Trading | INNOVAIR | Singlezone Ducted, Centrally Ducted | 208106862 |  | HRCU-A-CB | SEV48H2R19 |  | DEV48H2R19 | 9.3 | 17.3 | 10 | 8.8 | 15.8 | 9.4 | FALSE | FALSE | FALSE | 47000 | 37000 | 2.4 | 39000 | 2.2
208130389 |  | Live | Midea Electric Trading | ALSETRIA | Singlezone Ducted, Centrally Ducted | 208130389 |  | HRCU-A-CB | MOE30U-48HFN1-MR0 |  | MVC-48HWFN1-M | 9.3 | 17.3 | 10 | 8.8 | 15.8 | 9.4 | FALSE | FALSE | FALSE | 47000 | 37000 | 2.4 | 39000 | 2.2
209847224 |  | Live | Midea Electric Trading | CTMORLEY | Singlezone Ducted, Centrally Ducted | 209847224 |  | HRCU-A-CB | MOU-A48V-4 |  | MIU-A48V-4 | 9.3 | 17.3 | 10 | 8.8 | 15.8 | 9.4 | FALSE | FALSE | FALSE | 47000 | 37000 | 2.4 | 39000 | 2.2
209748111 |  | Live | Midea Electric Trading | AC PRO.COM | Singlezone Ducted, Centrally Ducted | 209748111 |  | HRCU-A-CB | AOE30U-48HFN1-MR0 |  | AVC-48HWFN1-M | 9.3 | 17.3 | 10 | 8.8 | 15.8 | 9.4 | FALSE | FALSE | FALSE | 47000 | 37000 | 2.4 | 39000 | 2.2
208284012 |  | Live | Midea Electric Trading | TRUST AIR CONDITIONERS | Singlezone Ducted, Centrally Ducted | 208284012 |  | HRCU-A-CB | AH48H/O44P |  | AH48H/I44P | 9.3 | 17.3 | 10 | 8.8 | 15.8 | 9.4 | FALSE | FALSE | FALSE | 47000 | 37000 | 2.4 | 39000 | 2.2
209270311 |  | Live | Midea Electric Trading | APOODR | Singlezone Ducted, Centrally Ducted | 209270311 |  | HRCU-A-CB | AHU19-48HN1-MR |  | AHU19-48HN1-M | 9.3 | 17.3 | 10 | 8.8 | 15.8 | 9.4 | FALSE | FALSE | FALSE | 47000 | 37000 | 2.4 | 39000 | 2.2
208136304 |  | Live | Midea Electric Trading | LBG PRODUCTS | Singlezone Ducted, Centrally Ducted | 208136304 |  | HRCU-A-CB | LCHB48DO |  | LCHB48DHNI | 9.3 | 17.3 | 10 | 8.8 | 15.8 | 9.4 | FALSE | FALSE | FALSE | 47000 | 37000 | 2.4 | 39000 | 2.2
208142956 |  | Live | Midea Electric Trading | COMFORTSTAR | Singlezone Ducted, Centrally Ducted | 208142956 |  | HRCU-A-CB | CPR48CD(O) |  | AHU48-SG2 | 9.3 | 17.3 | 10 | 8.8 | 15.8 | 9.4 | FALSE | FALSE | FALSE | 47000 | 37000 | 2.4 | 39000 | 2.2
211726531 |  | Live | Midea Electric Trading | STAR AIR KONTROL | Singlezone Ducted, Centrally Ducted | 211726531 |  | HRCU-A-CB | SAK-48ADN2-M18M |  | SAK-48WN1-M18 | 9.3 | 17.3 | 10 | 8.8 | 15.8 | 9.4 | FALSE | FALSE | FALSE | 47000 | 37000 | 2.4 | 39000 | 2.2
211273246 |  | Live | Midea Electric Trading | JOURNEY COMFORT | Singlezone Ducted, Centrally Ducted | 211273246 |  | HRCU-A-CB | RGV18ODU48 |  | RGV18AHU48 | 9.3 | 17.3 | 10 | 8.8 | 15.8 | 9.4 | FALSE | FALSE | FALSE | 47000 | 37000 | 2.4 | 39000 | 2.2
211273245 |  | Live | Midea Electric Trading | JOURNEY COMFORT | Singlezone Ducted, Centrally Ducted | 211273245 |  | HRCU-A-CB | RGV18ODU36 |  | RGV18AHU36 | 10.4 | 18 | 9.1 | 10.1 | 16.9 | 8.2 | FALSE | FALSE | FALSE | 36000 | 20400 | 2.48 | 22700 | 2.1
211726530 |  | Live | Midea Electric Trading | STAR AIR KONTROL | Singlezone Ducted, Centrally Ducted | 211726530 |  | HRCU-A-CB | SAK-36ADN2-M18M |  | SAK-36WN1-M18 | 10.4 | 18 | 9.1 | 10.1 | 16.9 | 8.2 | FALSE | FALSE | FALSE | 36000 | 20400 | 2.48 | 22700 | 2.1
208142955 |  | Live | Midea Electric Trading | COMFORTSTAR | Singlezone Ducted, Centrally Ducted | 208142955 |  | HRCU-A-CB | CPR36CD(O) |  | AHU36-SG2 | 10.4 | 18 | 9.1 | 10.1 | 16.9 | 8.2 | FALSE | FALSE | FALSE | 36000 | 20400 | 2.48 | 22700 | 2.1
208136303 |  | Live | Midea Electric Trading | LBG PRODUCTS | Singlezone Ducted, Centrally Ducted | 208136303 |  | HRCU-A-CB | LCHB36DO |  | LCHB36DHNI | 10.4 | 18 | 9.1 | 10.1 | 16.9 | 8.2 | FALSE | FALSE | FALSE | 36000 | 20400 | 2.48 | 22700 | 2.1
209270310 |  | Live | Midea Electric Trading | APOODR | Singlezone Ducted, Centrally Ducted | 209270310 |  | HRCU-A-CB | AHU19-36HN1-MR |  | AHU19-36HN1-M | 10.4 | 18 | 9.1 | 10.1 | 16.9 | 8.2 | FALSE | FALSE | FALSE | 36000 | 20400 | 2.48 | 22700 | 2.1
208284011 |  | Live | Midea Electric Trading | TRUST AIR CONDITIONERS | Singlezone Ducted, Centrally Ducted | 208284011 |  | HRCU-A-CB | AH36H/O44P |  | AH36H/I44P | 10.4 | 18 | 9.1 | 10.1 | 16.9 | 8.2 | FALSE | FALSE | FALSE | 36000 | 20400 | 2.48 | 22700 | 2.1
209748110 |  | Live | Midea Electric Trading | AC PRO.COM | Singlezone Ducted, Centrally Ducted | 209748110 |  | HRCU-A-CB | AOD30U-36HFN1-MR0 |  | AVC-36HWFN1-M | 10.4 | 18 | 9.1 | 10.1 | 16.9 | 8.2 | FALSE | FALSE | FALSE | 36000 | 20400 | 2.48 | 22700 | 2.1
209847223 |  | Live | Midea Electric Trading | CTMORLEY | Singlezone Ducted, Centrally Ducted | 209847223 |  | HRCU-A-CB | MOU-A36V-4 |  | MIU-A36V-4 | 10.4 | 18 | 9.1 | 10.1 | 16.9 | 8.2 | FALSE | FALSE | FALSE | 36000 | 20400 | 2.48 | 22700 | 2.1
208130388 |  | Live | Midea Electric Trading | ALSETRIA | Singlezone Ducted, Centrally Ducted | 208130388 |  | HRCU-A-CB | MOD30U-36HFN1-MR0 |  | MVC-36HWFN1-M | 10.4 | 18 | 9.1 | 10.1 | 16.9 | 8.2 | FALSE | FALSE | FALSE | 36000 | 20400 | 2.48 | 22700 | 2.1
208106861 |  | Live | Midea Electric Trading | INNOVAIR | Singlezone Ducted, Centrally Ducted | 208106861 |  | HRCU-A-CB | SEV36H2R19 |  | DEV36H2R19 | 10.4 | 18 | 9.1 | 10.1 | 16.9 | 8.2 | FALSE | FALSE | FALSE | 36000 | 20400 | 2.48 | 22700 | 2.1
208130399 |  | Live | Midea Electric Trading | ECO-AIR | Singlezone Ducted, Centrally Ducted | 208130399 |  | HRCU-A-CB | MOD30U-36HFN1-MR0 |  | MVC-36HWFN1-M | 10.4 | 18 | 9.1 | 10.1 | 16.9 | 8.2 | FALSE | FALSE | FALSE | 36000 | 20400 | 2.48 | 22700 | 2.1
208130396 |  | Live | Midea Electric Trading | ECO-AIR | Singlezone Ducted, Centrally Ducted | 208130396 |  | HRCU-A-CB | MOX330U-18HFN1-MR0 |  | MVC-18HWFN1-M | 11.1 | 19 | 10.8 | 10.9 | 17 | 8.8 | FALSE | FALSE | TRUE | 18000 | 12000 | 2.71 | 12000 | 2.71
208106858 |  | Live | Midea Electric Trading | INNOVAIR | Singlezone Ducted, Centrally Ducted | 208106858 |  | HRCU-A-CB | SEV18H2R19 |  | DEV18H2R19 | 11.1 | 19 | 10.8 | 10.9 | 17 | 8.8 | FALSE | FALSE | TRUE | 18000 | 12000 | 2.71 | 12000 | 2.71
208130385 |  | Live | Midea Electric Trading | ALSETRIA | Singlezone Ducted, Centrally Ducted | 208130385 |  | HRCU-A-CB | MOX330U-18HFN1-MR0 |  | MVC-18HWFN1-M | 11.1 | 19 | 10.8 | 10.9 | 17 | 8.8 | FALSE | FALSE | TRUE | 18000 | 12000 | 2.71 | 12000 | 2.71
208650715 |  | Live | Midea Electric Trading | AC PRO.COM | Singlezone Ducted, Centrally Ducted | 208650715 |  | HRCU-A-CB | AOX330-18HFN1-MR0 |  | AVC-18HWFN1-M | 11.1 | 19 | 10.8 | 10.9 | 17 | 8.8 | FALSE | FALSE | TRUE | 18000 | 12000 | 2.71 | 12000 | 2.71
209847220 |  | Live | Midea Electric Trading | CTMORLEY | Singlezone Ducted, Centrally Ducted | 209847220 |  | HRCU-A-CB | MOU-A18V-4 |  | MIU-A18V-4 | 11.1 | 19 | 10.8 | 10.9 | 17 | 8.8 | FALSE | FALSE | TRUE | 18000 | 12000 | 2.71 | 12000 | 2.71
208284007 |  | Live | Midea Electric Trading | TRUST AIR CONDITIONERS | Singlezone Ducted, Centrally Ducted | 208284007 |  | HRCU-A-CB | AH18H/O44P |  | AH18H/I44P | 11.1 | 19 | 10.8 | 10.9 | 17 | 8.8 | FALSE | FALSE | TRUE | 18000 | 12000 | 2.71 | 12000 | 2.71
209270307 |  | Live | Midea Electric Trading | APOODR | Singlezone Ducted, Centrally Ducted | 209270307 |  | HRCU-A-CB | AHU19-18HN1-MR |  | AHU19-18HN1-M | 11.1 | 19 | 10.8 | 10.9 | 17 | 8.8 | FALSE | FALSE | TRUE | 18000 | 12000 | 2.71 | 12000 | 2.71
208136300 |  | Live | Midea Electric Trading | LBG PRODUCTS | Singlezone Ducted, Centrally Ducted | 208136300 |  | HRCU-A-CB | LCHB18DO |  | LCHB18DHNI | 11.1 | 19 | 10.8 | 10.9 | 17 | 8.8 | FALSE | FALSE | TRUE | 18000 | 12000 | 2.71 | 12000 | 2.71
208142952 |  | Live | Midea Electric Trading | COMFORTSTAR | Singlezone Ducted, Centrally Ducted | 208142952 |  | HRCU-A-CB | CPR18CD(O) |  | AHU18-SG2 | 11.1 | 19 | 10.8 | 10.9 | 17 | 8.8 | FALSE | FALSE | TRUE | 18000 | 12000 | 2.71 | 12000 | 2.71
211726528 |  | Live | Midea Electric Trading | STAR AIR KONTROL | Singlezone Ducted, Centrally Ducted | 211726528 |  | HRCU-A-CB | SAK-18ADN2-M18M |  | SAK-18WN1-M18 | 11.1 | 19 | 10.8 | 10.9 | 17 | 8.8 | FALSE | FALSE | TRUE | 18000 | 12000 | 2.71 | 12000 | 2.71
208141206 |  | Live | Midea Electric Trading | COOPER&HUNTER | Singlezone Ducted, Centrally Ducted | 208141206 |  | HRCU-A-CB | CH-N60LCU-230VO |  | CH-60AHU | 10 | 17 | 10.4 | 9.6 | 16 | 8.5 | FALSE | FALSE | FALSE | 57000 | 37800 | 2.48 | 37800 | 2.48
208101229 |  | Live | Midea Electric Trading | COOPER&HUNTER | Singlezone Ducted, Centrally Ducted | 208101229 |  | HRCU-A-CB | CH-N48LCU-230VO |  | CH-48AHU | 8.6 | 16.2 | 10.8 | 8.2 | 15.3 | 9.2 | FALSE | FALSE | FALSE | 48000 | 38000 | 2.1 | 39000 | 2.1
208101230 |  | Live | Midea Electric Trading | COOPER&HUNTER | Singlezone Ducted, Centrally Ducted | 208101230 |  | HRCU-A-CB | CH-N36LCU-230VO |  | CH-36AHU | 8.8 | 17 | 11.3 | 8.2 | 15.4 | 9 | FALSE | FALSE | FALSE | 36000 | 27000 | 2.54 | 27200 | 2.53
211644110 |  | Live | Midea Electric Trading | ECO-AIR | Singlezone Ducted, Centrally Ducted | 211644110 |  | HRCU-A-CB | MOD30U-30HFN1-M(GA) |  | MVC-30HWFN1-M(GA) | 11.1 | 19 | 10 | 11.2 | 17.5 | 8.4 | TRUE | FALSE | TRUE | 30000 | 20400 | 2.04 | 22000 | 2.04
211001953 |  | Live | Midea Electric Trading | AC PRO.COM | Singlezone Ducted, Centrally Ducted | 211001953 |  | HRCU-A-CB | AOD30U-30HFN1-M(GA) |  | AVC-30HWFN1-M(GA) | 11.1 | 19 | 10 | 11.2 | 17.5 | 8.4 | FALSE | FALSE | TRUE | 30000 | 20400 | 2.04 | 22000 | 2.04
211644104 |  | Live | Midea Electric Trading | ALSETRIA | Singlezone Ducted, Centrally Ducted | 211644104 |  | HRCU-A-CB | MOD30U-30HFN1-M(GA) |  | MVC-30HWFN1-M(GA) | 11.1 | 19 | 10 | 11.2 | 17.5 | 8.4 | TRUE | FALSE | TRUE | 30000 | 20400 | 2.04 | 22000 | 2.04
211644132 |  | Live | Midea Electric Trading | MRCOOL | Singlezone Ducted, Centrally Ducted | 211644132 |  | HRCU-A-CB | MVP-36-HP-C-230-00 |  | MVP-36-HP-MUAH-230-00 | 10.4 | 18 | 9.1 | 10.1 | 16.9 | 8.3 | FALSE | FALSE | FALSE | 36000 | 20400 | 2.42 | 22700 | 2
208960638 |  | Live | Midea Electric Trading | MRCOOL | Singlezone Ducted, Centrally Ducted | 208960638 |  | HRCU-A-CB | CENTRAL-36-HP-C-23000 |  | CENTRAL-36-HP-MUAH-23000 | 10.4 | 18 | 9.1 | 10.1 | 16.9 | 8.3 | FALSE | FALSE | FALSE | 36000 | 20400 | 2.42 | 22700 | 2
208960640 |  | Live | Midea Electric Trading | MRCOOL | Singlezone Ducted, Centrally Ducted | 208960640 |  | HRCU-A-CB | CENTRAL-60-HP-C-23000 |  | CENTRAL-60-HP-MUAH-23000 | 10.3 | 18 | 9.2 | 8.8 | 14.7 | 8.5 | FALSE | FALSE | FALSE | 57000 | 37000 | 2.4 | 39000 | 2
211644133 |  | Live | Midea Electric Trading | MRCOOL | Singlezone Ducted, Centrally Ducted | 211644133 |  | HRCU-A-CB | MVP-60-HP-C-230-00 |  | MVP-60-HP-MUAH-230-00 | 10.3 | 18 | 9.2 | 8.8 | 14.7 | 8.5 | FALSE | FALSE | FALSE | 57000 | 37000 | 2.4 | 39000 | 2
211644135 |  | Live | Midea Electric Trading | MRCOOL | Singlezone Ducted, Centrally Ducted | 211644135 |  | HRCU-A-CB | MVP-48-HP-C-230-00 |  | MVP-48-HP-MUAH-230-00 | 9.3 | 17.3 | 10 | 8.8 | 15.8 | 9.4 | FALSE | FALSE | FALSE | 47000 | 37000 | 2.4 | 39000 | 2
208960639 |  | Live | Midea Electric Trading | MRCOOL | Singlezone Ducted, Centrally Ducted | 208960639 |  | HRCU-A-CB | CENTRAL-48-HP-C-23000 |  | CENTRAL-48-HP-MUAH-23000 | 9.3 | 17.3 | 10 | 8.8 | 15.8 | 9.4 | FALSE | FALSE | FALSE | 47000 | 37000 | 2.4 | 39000 | 2
208960637 |  | Live | Midea Electric Trading | MRCOOL | Singlezone Ducted, Centrally Ducted | 208960637 |  | HRCU-A-CB | CENTRAL-30-HP-C-23025 |  | CENTRAL-30-HP-MUAH-23025 | 10.3 | 18.5 | 9.5 | 10 | 16.5 | 8.1 | FALSE | FALSE | FALSE | 30000 | 19000 | 2.3 | 19300 | 1.65
211644134 |  | Live | Midea Electric Trading | MRCOOL | Singlezone Ducted, Centrally Ducted | 211644134 |  | HRCU-A-CB | MVP-30-HP-C-230-25 |  | MVP-30-HP-MUAH-230-25 | 10.3 | 18.5 | 9.5 | 10 | 16.5 | 8.1 | FALSE | FALSE | FALSE | 30000 | 19000 | 2.3 | 19300 | 1.65
211644103 |  | Live | Midea Electric Trading | ALSETRIA | Singlezone Ducted, Centrally Ducted | 211644103 |  | HRCU-A-CB | MOD33-24HFN1-MT0W |  | MVC-23HWFN1-M | 12.5 | 20 | 10 | 11.7 | 18 | 8.1 | TRUE | FALSE | TRUE | 24000 | 17000 | 2.98 | 18000 | 2.2
211001952 |  | Live | Midea Electric Trading | AC PRO.COM | Singlezone Ducted, Centrally Ducted | 211001952 |  | HRCU-A-CB | AOD32-24HFN1-MT0W |  | AVC-23HWFN1-M | 12.5 | 20 | 10 | 11.7 | 18 | 8.1 | FALSE | FALSE | TRUE | 24000 | 17000 | 2.98 | 18000 | 2.2
211644109 |  | Live | Midea Electric Trading | ECO-AIR | Singlezone Ducted, Centrally Ducted | 211644109 |  | HRCU-A-CB | MOD33-24HFN1-MT0W |  | MVC-23HWFN1-M | 12.5 | 20 | 10 | 11.7 | 18 | 8.1 | TRUE | FALSE | TRUE | 24000 | 17000 | 2.98 | 18000 | 2.2
208101233 |  | Live | Midea Electric Trading | COOPER&HUNTER | Singlezone Ducted, Centrally Ducted | 208101233 |  | HRCU-A-CB | CH-ES24-230VO |  | CH-M24AHU | 12.5 | 20 | 10 | 11.7 | 18 | 8.1 | TRUE | FALSE | TRUE | 24000 | 17000 | 2.98 | 18000 | 2.2
208101231 |  | Live | Midea Electric Trading | COOPER&HUNTER | Singlezone Ducted, Centrally Ducted | 208101231 |  | HRCU-A-CB | CH-ES18-230VO |  | CH-M18AHU | 12.5 | 21.6 | 11.5 | 11.7 | 17.8 | 9.3 | TRUE | FALSE | TRUE | 18000 | 13200 | 2.67 | 14000 | 2.41
211644108 |  | Live | Midea Electric Trading | ECO-AIR | Singlezone Ducted, Centrally Ducted | 211644108 |  | HRCU-A-CB | MOX430-18HFN1-MU0W |  | MVC-18HWFN1-MW(GA) | 12.5 | 21.6 | 11.5 | 11.7 | 17.8 | 9.3 | TRUE | FALSE | TRUE | 18000 | 13200 | 2.67 | 14000 | 2.41
211001951 |  | Live | Midea Electric Trading | AC PRO.COM | Singlezone Ducted, Centrally Ducted | 211001951 |  | HRCU-A-CB | AOX430-18HFN1-MT8W |  | AVC-18HWFN1-MW(GA) | 12.5 | 21.6 | 11.5 | 11.7 | 17.8 | 9.3 | FALSE | FALSE | TRUE | 18000 | 13200 | 2.67 | 14000 | 2.41
211644102 |  | Live | Midea Electric Trading | ALSETRIA | Singlezone Ducted, Centrally Ducted | 211644102 |  | HRCU-A-CB | MOX430-18HFN1-MU0W |  | MVC-18HWFN1-MW(GA) | 12.5 | 21.6 | 11.5 | 11.7 | 17.8 | 9.3 | TRUE | FALSE | TRUE | 18000 | 13200 | 2.67 | 14000 | 2.41
211306382 |  | Live | Midea Electric Trading | MITSUTOMO | Singlezone Ducted, Centrally Ducted | 211306382 |  | HRCU-A-CB | UHO48-NB-Q |  | UHM48-CB-Q | 8.5 | 16 | 10 | 8.2 | 15.6 | 9.4 | FALSE | TRUE | FALSE | 47000 | 36000 | 2.36 | 48000 | 2.05
211257309 |  | Live | Midea Electric Trading | MITS AIR | Singlezone Ducted, Centrally Ducted | 211257309 |  | HRCU-A-CB | MOE30U-48HFN1-M-[X1] |  | MVC-48HWFN1-M | 8.5 | 16 | 10 | 8.2 | 15.6 | 9.4 | FALSE | FALSE | FALSE | 47000 | 36000 | 2.36 | 48000 | 2.05
211253519 |  | Live | Midea Electric Trading | ECO AC | Singlezone Ducted, Centrally Ducted | 211253519 |  | HRCU-A-CB | EHI-O48BAH |  | EHI-V48BA | 8.5 | 16 | 10 | 8.2 | 15.6 | 9.4 | FALSE | TRUE | FALSE | 47000 | 36000 | 2.36 | 48000 | 2.05
210365435 |  | Live | Midea Electric Trading | DETTSON | Singlezone Ducted, Centrally Ducted | 210365435 |  | HRCU-A-CB | EVD-48-O |  | EVD-48-I | 8.5 | 16 | 10 | 8.2 | 15.6 | 9.4 | FALSE | TRUE | FALSE | 47000 | 36000 | 2.36 | 48000 | 2.05
212316043 |  | Live | Midea Electric Trading | KLIMAIRE | Singlezone Ducted, Centrally Ducted | 212316043 |  | HRCU-A-CB | KOIF48H2-1S |  | KIDF48H2-1S | 8.5 | 16 | 10 | 8.2 | 15.6 | 9.4 | FALSE | FALSE | FALSE | 47000 | 36000 | 2.36 | 48000 | 2.05
209865028 |  | Live | Midea Electric Trading | CTMORLEY | Singlezone Ducted, Centrally Ducted | 209865028 |  | HRCU-A-CB | MOU-A48VH-4 |  | MIU-A48V-4 | 8.5 | 16 | 10 | 8.2 | 15.6 | 9.4 | FALSE | FALSE | FALSE | 47000 | 36000 | 2.36 | 48000 | 2.05
208284018 |  | Live | Midea Electric Trading | TRUST AIR CONDITIONERS | Singlezone Ducted, Centrally Ducted | 208284018 |  | HRCU-A-CB | AA48H/O44P |  | AH48H/I44P | 8.5 | 16 | 10 | 8.2 | 15.6 | 9.4 | FALSE | FALSE | FALSE | 47000 | 36000 | 2.36 | 48000 | 2.05
208130406 |  | Live | Midea Electric Trading | ECO-AIR | Singlezone Ducted, Centrally Ducted | 208130406 |  | HRCU-A-CB | MOE30U-48HFN1-M-[X1] |  | MVC-48HWFN1-M | 8.5 | 16 | 10 | 8.2 | 15.6 | 9.4 | FALSE | TRUE | FALSE | 47000 | 36000 | 2.36 | 48000 | 2.05
208130395 |  | Live | Midea Electric Trading | ALSETRIA | Singlezone Ducted, Centrally Ducted | 208130395 |  | HRCU-A-CB | MOE30U-48HFN1-M-[X1] |  | MVC-48HWFN1-M | 8.5 | 16 | 10 | 8.2 | 15.6 | 9.4 | FALSE | TRUE | FALSE | 47000 | 36000 | 2.36 | 48000 | 2.05
208101246 |  | Live | Midea Electric Trading | BLUERIDGE | Singlezone Ducted, Centrally Ducted | 208101246 |  | HRCU-A-CB | BMAH4816C |  | BMAH4816I | 8.5 | 16 | 10 | 8.2 | 15.6 | 9.4 | FALSE | TRUE | FALSE | 47000 | 36000 | 2.36 | 48000 | 2.05
208106640 |  | Live | Midea Electric Trading | 1HVAC | Singlezone Ducted, Centrally Ducted | 208106640 |  | HRCU-A-CB | ACIQ-48-HPB |  | ACIQ-48-AHB | 8.5 | 16 | 10 | 8.2 | 15.6 | 9.4 | FALSE | TRUE | FALSE | 47000 | 36000 | 2.36 | 48000 | 2.05
208106637 |  | Live | Midea Electric Trading | ACIQ | Singlezone Ducted, Centrally Ducted | 208106637 |  | HRCU-A-CB | ACIQ-48-HPB |  | ACIQ-48-AHB | 8.5 | 16 | 10 | 8.2 | 15.6 | 9.4 | FALSE | TRUE | FALSE | 47000 | 36000 | 2.36 | 48000 | 2.05
208106634 |  | Live | Midea Electric Trading | DIYCOOL | Singlezone Ducted, Centrally Ducted | 208106634 |  | HRCU-A-CB | ACIQ-48-HPB |  | ACIQ-48-AHB | 8.5 | 16 | 10 | 8.2 | 15.6 | 9.4 | FALSE | TRUE | FALSE | 47000 | 36000 | 2.36 | 48000 | 2.05
207911500 |  | Live | Midea Electric Trading | ZENAIR TECHNOLOGIES | Singlezone Ducted, Centrally Ducted | 207911500 |  | HRCU-A-CB | ZEN-PC48HP20S/O |  | ZEN-PC48HP20S/I | 8.5 | 16 | 10 | 8.2 | 15.6 | 9.4 | FALSE | FALSE | FALSE | 47000 | 36000 | 2.36 | 48000 | 2.05
207706567 |  | Live | Midea Electric Trading | DIRECT AIR | Singlezone Ducted, Centrally Ducted | 207706567 |  | HRCU-A-CB | DIRM-48MAGICPRO20-OU |  | DIRM-48MAGICPRO20-AH | 8.5 | 16 | 10 | 8.2 | 15.6 | 9.4 | FALSE | TRUE | FALSE | 47000 | 36000 | 2.36 | 48000 | 2.05
210857424 |  | Live | Midea Electric Trading | KERR | Singlezone Ducted, Centrally Ducted | 210857424 |  | HRCU-A-CB | A-KCD60SA-1 |  | B-KCD60SA-1 | 9 | 16.4 | 10.5 | 8.8 | 15.3 | 9.4 | FALSE | TRUE | FALSE | 55000 | 42000 | 2.6 | 52500 | 2.3
211126504 |  | Live | Midea Electric Trading | THERMAL ZONE | Singlezone Ducted, Centrally Ducted | 211126504 |  | HRCU-A-CB | TZPLV602PA |  | TZHVLE6024JA | 9 | 16.4 | 10.5 | 8.8 | 15.3 | 9.4 | FALSE | TRUE | FALSE | 55000 | 42000 | 2.6 | 52500 | 2.3
211126514 |  | Live | Midea Electric Trading | SEA BREEZE+ | Singlezone Ducted, Centrally Ducted | 211126514 |  | HRCU-A-CB | CSZ36H424ZMO |  | AH36H424ZMI | 11 | 18 | 10.6 | 10 | 14.9 | 8.9 | FALSE | FALSE | FALSE | 36000 | 28600 | 2.2 | 43000 | 2.2
209270316 |  | Live | Midea Electric Trading | ECO-AIR | Singlezone Ducted, Centrally Ducted | 209270316 |  | HRCU-A-C | MOD30U-36HFN1-MR0 |  | MAC-36HWFN1-M | 10.1 | 14.2 | 9.2 | 9.3 | 14.4 | 8 | FALSE | FALSE | FALSE | 36000 | 19800 | 2.2 | 24900 | 2.13
209270318 |  | Live | Midea Electric Trading | ECO-AIR | Singlezone Ducted, Centrally Ducted | 209270318 |  | HRCU-A-C | MOE30U-60HFN1-MR0 |  | MAC-60HWDN1-MN0 | 9.5 | 14.9 | 9.3 | 9 | 15.2 | 8.5 | FALSE | FALSE | FALSE | 53000 | 34000 | 2.2 | 36000 | 2.19
209270315 |  | Live | Midea Electric Trading | ECO-AIR | Singlezone Ducted, Centrally Ducted | 209270315 |  | HRCU-A-C | MOD30U-30HFN1-MR0 |  | MAC-36HWFN1-M | 10 | 14.2 | 9.5 | 10.2 | 14.9 | 9.3 | FALSE | FALSE | FALSE | 30000 | 22000 | 2.6 | 24400 | 2.1
211126513 |  | Live | Midea Electric Trading | THERMAL ZONE | Singlezone Ducted, Centrally Ducted | 211126513 |  | HRCU-A-CB | TZPLV482AA |  | TZHVLE4821JA | 9.3 | 17.3 | 10 | 8.8 | 15.8 | 9.4 | FALSE | FALSE | FALSE | 47000 | 37000 | 2.4 | 39000 | 2.2
208650613 |  | Live | Midea Electric Trading | MIDEA | Singlezone Ducted, Centrally Ducted | 208650613 |  | HRCU-A-CB | MOE30U-48HFN1-MR0 |  | MVC-48HWFN1-M | 9.3 | 17.3 | 10 | 8.8 | 15.8 | 9.4 | FALSE | FALSE | FALSE | 47000 | 37000 | 2.4 | 39000 | 2.2
208650612 |  | Live | Midea Electric Trading | MIDEA | Singlezone Ducted, Centrally Ducted | 208650612 |  | HRCU-A-CB | MOD30U-36HFN1-MR0 |  | MVC-36HWFN1-M | 10.4 | 18 | 9.1 | 10.1 | 16.9 | 8.2 | FALSE | FALSE | FALSE | 36000 | 20400 | 2.48 | 22700 | 2.1
211126511 |  | Live | Midea Electric Trading | THERMAL ZONE | Singlezone Ducted, Centrally Ducted | 211126511 |  | HRCU-A-CB | TZPLV362AA |  | TZHVLE3621JA | 10.4 | 18 | 9.1 | 10.1 | 16.9 | 8.2 | FALSE | FALSE | FALSE | 36000 | 20400 | 2.48 | 22700 | 2.1
211126508 |  | Live | Midea Electric Trading | THERMAL ZONE | Singlezone Ducted, Centrally Ducted | 211126508 |  | HRCU-A-CB | TZPLV182AA |  | TZHVLE1817JA | 11.1 | 19 | 10.8 | 10.9 | 17 | 8.8 | FALSE | FALSE | TRUE | 18000 | 12000 | 2.71 | 12000 | 2.71
208650609 |  | Live | Midea Electric Trading | MIDEA | Singlezone Ducted, Centrally Ducted | 208650609 |  | HRCU-A-CB | MOX330U-18HFN1-MR0 |  | MVC-18HWFN1-M | 11.1 | 19 | 10.8 | 10.9 | 17 | 8.8 | FALSE | FALSE | TRUE | 18000 | 12000 | 2.71 | 12000 | 2.71
208128300 |  | Live | Midea Electric Trading | SEA BREEZE+ | Singlezone Ducted, Centrally Ducted | 208128300 |  | HRCU-A-CB | SZ24H424ZMO |  | AH24H424ZMI | 12.5 | 20 | 10 | 11.7 | 18 | 8.1 | TRUE | FALSE | TRUE | 24000 | 17000 | 2.98 | 18000 | 2.2
211126512 |  | Live | Midea Electric Trading | THERMAL ZONE | Singlezone Ducted, Centrally Ducted | 211126512 |  | HRCU-A-CB | TZPLV482PA |  | TZHVLE4821JA | 8.5 | 16 | 10 | 8.2 | 15.6 | 9.4 | FALSE | TRUE | FALSE | 47000 | 36000 | 2.36 | 48000 | 2.05
211635179 |  | Live | Daikin Comfort Technologies | DAIKIN | Singlezone Ducted, Centrally Ducted | 211635179 |  | HRCU-A-CB | RZQ48TBVJU* | Mini-Splits | FTQ48TAVJU*A* |  |  |  | 9.1 | 15.3 | 8.8 | FALSE | FALSE | FALSE | 47000 | 36800 | 2.7 | 47500 | 2.16
211635178 |  | Live | Daikin Comfort Technologies | DAIKIN | Singlezone Ducted, Centrally Ducted | 211635178 |  | HRCU-A-CB | RZQ42TBVJU* | Mini-Splits | FTQ42TAVJU*A* |  |  |  | 10.6 | 16 | 9.2 | FALSE | FALSE | TRUE | 40500 | 33000 | 2.8 | 46000 | 2.16
211635181 |  | Live | Daikin Comfort Technologies | DAIKIN | Singlezone Ducted, Centrally Ducted | 211635181 |  | HRCU-A-CB | RZQ36TBVJU* | Mini-Splits | FTQ36TAVJU*A* |  |  |  | 11.2 | 16.4 | 8.8 | FALSE | FALSE | TRUE | 35000 | 28400 | 2.79 | 44000 | 2.1
211635180 |  | Live | Daikin Comfort Technologies | DAIKIN | Singlezone Ducted, Centrally Ducted | 211635180 |  | HRCU-A-CB | RZQ30TBVJU* | Mini-Splits | FTQ30TAVJU*A* |  |  |  | 11.9 | 15.6 | 9.1 | FALSE | FALSE | TRUE | 29400 | 24000 | 2.85 | 42000 | 2
211635167 |  | Live | Daikin Comfort Technologies | DAIKIN | Singlezone Non-Ducted, Ceiling Placement | 211635167 |  | HRCU-A-CB-O | RZQ48TBVJU* | Mini-Splits | FCQ48AAVJU |  |  |  | 8.2 | 18 | 10.3 | FALSE | FALSE | FALSE | 48000 | 34800 | 2.9 | 46500 | 2.29
211635166 |  | Live | Daikin Comfort Technologies | DAIKIN | Singlezone Non-Ducted, Ceiling Placement | 211635166 |  | HRCU-A-CB-O | RZQ42TBVJU* | Mini-Splits | FCQ42AAVJU |  |  |  | 10.3 | 18.9 | 10.2 | FALSE | FALSE | TRUE | 42000 | 31200 | 3.05 | 45500 | 2.28
211635165 |  | Live | Daikin Comfort Technologies | DAIKIN | Singlezone Non-Ducted, Ceiling Placement | 211635165 |  | HRCU-A-CB-O | RZQ36TBVJU* | Mini-Splits | FCQ36AAVJU |  |  |  | 12.1 | 20 | 10 | FALSE | FALSE | TRUE | 36000 | 26200 | 3.32 | 45000 | 2.09
211635164 |  | Live | Daikin Comfort Technologies | DAIKIN | Singlezone Non-Ducted, Ceiling Placement | 211635164 |  | HRCU-A-CB-O | RZQ30TBVJU* | Mini-Splits | FCQ30AAVJU |  |  |  | 13 | 21 | 10.1 | FALSE | FALSE | TRUE | 30000 | 22800 | 3.31 | 43000 | 2
211635163 |  | Live | Daikin Comfort Technologies | DAIKIN | Singlezone Non-Ducted, Ceiling Placement | 211635163 |  | HRCU-A-CB-O | RZQ24TBVJU* | Mini-Splits | FCQ24AAVJU |  |  |  | 12 | 18.6 | 9.1 | FALSE | FALSE | FALSE | 24000 | 18000 | 2.95 | 25600 | 2.44
211635162 |  | Live | Daikin Comfort Technologies | DAIKIN | Singlezone Non-Ducted, Ceiling Placement | 211635162 |  | HRCU-A-CB-O | RZQ18TBVJU* | Mini-Splits | FCQ18AAVJU |  |  |  | 13 | 18.5 | 9.2 | FALSE | FALSE | FALSE | 18000 | 12300 | 2.61 | 25000 | 2.4
211635175 |  | Live | Daikin Comfort Technologies | DAIKIN | Singlezone Ducted, Compact Ducted | 211635175 |  | HRCU-A-CB | RZQ48TBVJU* | Mini-Splits | FBQ48TBVJU |  |  |  | 8.3 | 15.3 | 9.3 | FALSE | FALSE | FALSE | 46500 | 38000 | 2.55 | 46000 | 2.2
211635174 |  | Live | Daikin Comfort Technologies | DAIKIN | Singlezone Ducted, Compact Ducted | 211635174 |  | HRCU-A-CB | RZQ42TBVJU* | Mini-Splits | FBQ42TBVJU |  |  |  | 10.3 | 15.6 | 9.5 | FALSE | FALSE | TRUE | 40000 | 32400 | 2.95 | 45000 | 2.25
211635173 |  | Live | Daikin Comfort Technologies | DAIKIN | Singlezone Ducted, Compact Ducted | 211635173 |  | HRCU-A-CB | RZQ36TBVJU* | Mini-Splits | FBQ36TBVJU |  |  |  | 11.7 | 16.9 | 8.8 | FALSE | FALSE | TRUE | 35000 | 28000 | 2.85 | 43000 | 2.1
211635172 |  | Live | Daikin Comfort Technologies | DAIKIN | Singlezone Ducted, Compact Ducted | 211635172 |  | HRCU-A-CB | RZQ30TBVJU* | Mini-Splits | FBQ30TBVJU |  |  |  | 12.2 | 16.5 | 8.9 | FALSE | FALSE | TRUE | 28400 | 24000 | 2.69 | 40000 | 1.95
211635171 |  | Live | Daikin Comfort Technologies | DAIKIN | Singlezone Ducted, Compact Ducted | 211635171 |  | HRCU-A-CB | RZQ24TBVJU* | Mini-Splits | FBQ24TBVJU |  |  |  | 10.5 | 15.4 | 9.3 | FALSE | FALSE | TRUE | 23400 | 19000 | 2.5 | 24000 | 2.11
211635170 |  | Live | Daikin Comfort Technologies | DAIKIN | Singlezone Ducted, Compact Ducted | 211635170 |  | HRCU-A-CB | RZQ18TBVJU* | Mini-Splits | FBQ18TBVJU |  |  |  | 12.5 | 15.5 | 8.5 | FALSE | FALSE | TRUE | 17700 | 14000 | 2.31 | 22600 | 1.9
211744613 |  | Live | GE Appliances, a Haier Company | GE APPLIANCES | Singlezone Non-Ducted, Wall Placement | 211744613 |  | HRCU-A-CB-O | ASH3036UCDD** | Mini-Splits | ASYW36TRDF** |  |  |  | 8.2 | 18 | 9 | FALSE | TRUE | FALSE | 32400 | 25600 | 2.3 | 30720 | 2.21
211744612 |  | Live | GE Appliances, a Haier Company | GE APPLIANCES | Singlezone Non-Ducted, Ceiling Placement | 211744612 |  | HRCU-A-CB-O | ASH3036UCDD** | Mini-Splits | USYL36UCDD** |  |  |  | 9.5 | 18 | 9 | FALSE | TRUE | FALSE | 36000 | 26000 | 2.6 | 31200 | 2.5
211727013 |  | Live | GE Appliances, a Haier Company | GE APPLIANCES | Singlezone Ducted, Compact Ducted | 211727013 |  | HRCU-A-CB | ASH3036UCDD** | Mini-Splits | USYM36UCDD** |  |  |  | 8 | 15 | 9 | FALSE | FALSE | FALSE | 34000 | 26800 | 2.5 | 32160 | 2.4
211744611 |  | Live | GE Appliances, a Haier Company | GE APPLIANCES | Singlezone Non-Ducted, Wall Placement | 211744611 |  | HRCU-A-CB-O | ASH3036UCDD** | Mini-Splits | ASYW30TRDF** |  |  |  | 8.8 | 19 | 9 | FALSE | TRUE | FALSE | 30000 | 21400 | 2.3 | 25680 | 2.21
211744610 |  | Live | GE Appliances, a Haier Company | GE APPLIANCES | Singlezone Non-Ducted, Ceiling Placement | 211744610 |  | HRCU-A-CB-O | ASH3036UCDD** | Mini-Splits | USYL30UCDD** |  |  |  | 10.6 | 18 | 9.2 | FALSE | TRUE | FALSE | 30000 | 22000 | 2.5 | 26400 | 2.4
211727012 |  | Live | GE Appliances, a Haier Company | GE APPLIANCES | Singlezone Ducted, Compact Ducted | 211727012 |  | HRCU-A-CB | ASH3036UCDD** | Mini-Splits | USYM30UCDD** |  |  |  | 9 | 15.2 | 9 | FALSE | TRUE | FALSE | 30000 | 22000 | 2.6 | 26400 | 2.5
211744609 |  | Live | GE Appliances, a Haier Company | GE APPLIANCES | Singlezone Non-Ducted, Wall Placement | 211744609 |  | HRCU-A-CB-O | ASH124UCDD** | Mini-Splits | ASYW24TRDF** |  |  |  | 11 | 21 | 10 | FALSE | TRUE | TRUE | 24000 | 17000 | 2.59 | 20400 | 2.49
211744608 |  | Live | GE Appliances, a Haier Company | GE APPLIANCES | Singlezone Non-Ducted, Ceiling Placement | 211744608 |  | HRCU-A-CB-O | ASH124UCDD** | Mini-Splits | USYL24UCDD** |  |  |  | 11 | 19 | 8.6 | FALSE | TRUE | FALSE | 24000 | 17400 | 2.6 | 20880 | 2.5
211727011 |  | Live | GE Appliances, a Haier Company | GE APPLIANCES | Singlezone Ducted, Compact Ducted | 211727011 |  | HRCU-A-CB | ASH124UCDD** | Mini-Splits | USYM24UCDD** |  |  |  | 9.5 | 16.5 | 8.1 | FALSE | TRUE | FALSE | 24000 | 17400 | 2.41 | 20880 | 2.31
211744606 |  | Live | GE Appliances, a Haier Company | HAIER | Singlezone Non-Ducted, Wall Placement | 211744606 |  | HRCU-A-CB-O | 1U3036LP2HD** | Mini-Splits | AW36TL2HF** |  |  |  | 8.2 | 18 | 9 | FALSE | TRUE | FALSE | 32400 | 25600 | 2.3 | 30720 | 2.21
211744604 |  | Live | GE Appliances, a Haier Company | HAIER | Singlezone Non-Ducted, Ceiling Placement | 211744604 |  | HRCU-A-CB-O | 1U3036LP2HD** | Mini-Splits | USYL36UCDD** |  |  |  | 9.5 | 18 | 9 | FALSE | TRUE | FALSE | 36000 | 26000 | 2.6 | 31200 | 2.5
211727010 |  | Live | GE Appliances, a Haier Company | HAIER | Singlezone Ducted, Compact Ducted | 211727010 |  | HRCU-A-CB | 1U3036LP2HD** | Mini-Splits | USYM36UCDD** |  |  |  | 8 | 15 | 9 | FALSE | FALSE | FALSE | 34000 | 26800 | 2.5 | 32160 | 2.4
211744603 |  | Live | GE Appliances, a Haier Company | HAIER | Singlezone Non-Ducted, Wall Placement | 211744603 |  | HRCU-A-CB-O | 1U3036LP2HD** | Mini-Splits | AW30TL2HF** |  |  |  | 8.8 | 19 | 9 | FALSE | TRUE | FALSE | 30000 | 21400 | 2.3 | 25680 | 2.21
211744602 |  | Live | GE Appliances, a Haier Company | HAIER | Singlezone Non-Ducted, Ceiling Placement | 211744602 |  | HRCU-A-CB-O | 1U3036LP2HD** | Mini-Splits | USYL30UCDD** |  |  |  | 10.6 | 18 | 9.2 | FALSE | TRUE | FALSE | 30000 | 22000 | 2.5 | 26400 | 2.4
211727009 |  | Live | GE Appliances, a Haier Company | HAIER | Singlezone Ducted, Compact Ducted | 211727009 |  | HRCU-A-CB | 1U3036LP2HD** | Mini-Splits | USYM30UCDD** |  |  |  | 9 | 15.2 | 9 | FALSE | TRUE | FALSE | 30000 | 22000 | 2.6 | 26400 | 2.5
211744601 |  | Live | GE Appliances, a Haier Company | HAIER | Singlezone Non-Ducted, Wall Placement | 211744601 |  | HRCU-A-CB-O | 1U24LP2HD** | Mini-Splits | AW24TL2HF** |  |  |  | 11 | 21 | 10 | FALSE | TRUE | TRUE | 24000 | 17000 | 2.59 | 20400 | 2.49
211744600 |  | Live | GE Appliances, a Haier Company | HAIER | Singlezone Non-Ducted, Ceiling Placement | 211744600 |  | HRCU-A-CB-O | 1U24LP2HD** | Mini-Splits | USYL24UCDD** |  |  |  | 11 | 19 | 8.6 | FALSE | TRUE | FALSE | 24000 | 17400 | 2.6 | 20880 | 2.5
211727008 |  | Live | GE Appliances, a Haier Company | HAIER | Singlezone Ducted, Compact Ducted | 211727008 |  | HRCU-A-CB | 1U24LP2HD** | Mini-Splits | USYM24UCDD** |  |  |  | 9.5 | 16.5 | 8.1 | FALSE | TRUE | FALSE | 24000 | 17400 | 2.41 | 20880 | 2.31
10153698 |  | Live | Trane U.S. Inc. | TRANE | Singlezone Ducted, Centrally Ducted | 10153698 |  | HRCU-A-CB | 4TWV0036A1 |  | TEM8A0C42V41+TDR | 13 | 20 | 10 |  |  |  | FALSE | FALSE | FALSE | 35600 | 25200 | 3.18 | 25400 | 2.33
203095765 |  | Live | Johnson Controls Inc. (York International Norman) | CHAMPION HEATING AND COOLING | Singlezone Ducted, Centrally Ducted | 203095765 |  | HRCU-A-CB | TH16B3622 |  | AVC36BX21+TXV | 10.75 | 16.5 | 9.5 |  |  |  | FALSE | FALSE | FALSE | 34000 | 22200 | 2.7 | 22200 | 2.7
203095759 |  | Live | Johnson Controls Inc. (York International Norman) | COLEMAN | Singlezone Ducted, Centrally Ducted | 203095759 |  | HRCU-A-CB | CH16B3622 |  | AVC36BX21+TXV | 10.75 | 16.5 | 9.5 |  |  |  | FALSE | FALSE | FALSE | 34000 | 22200 | 2.7 | 22200 | 2.7
203095763 |  | Live | Johnson Controls Inc. (York International Norman) | FRASER-JOHNSTON | Singlezone Ducted, Centrally Ducted | 203095763 |  | HRCU-A-CB | TH16B3622 |  | AVC36BX21+TXV | 10.75 | 16.5 | 9.5 |  |  |  | FALSE | FALSE | FALSE | 34000 | 22200 | 2.7 | 22200 | 2.7
203111706 |  | Live | Johnson Controls Inc. (York International Norman) | YORK | Singlezone Ducted, Centrally Ducted | 203111706 |  | HRCU-A-CB | YHM36B22 |  | AVC36BX21+TXV | 10.75 | 16.5 | 9.5 |  |  |  | FALSE | FALSE | FALSE | 34000 | 22200 | 2.7 | 22200 | 2.7
203095761 |  | Live | Johnson Controls Inc. (York International Norman) | LUXAIRE | Singlezone Ducted, Centrally Ducted | 203095761 |  | HRCU-A-CB | TH16B3622 |  | AVC36BX21+TXV | 10.75 | 16.5 | 9.5 |  |  |  | FALSE | FALSE | FALSE | 34000 | 22200 | 2.7 | 22200 | 2.7
203095757 |  | Live | Johnson Controls Inc. (York International Norman) | CHAMPION HEATING AND COOLING | Singlezone Ducted, Centrally Ducted | 203095757 |  | HRCU-A-CB | TH16B3622 |  | AVC36CX21+TXV | 11 | 16.75 | 9.75 |  |  |  | FALSE | FALSE | FALSE | 34800 | 22200 | 2.72 | 22200 | 2.72
203095751 |  | Live | Johnson Controls Inc. (York International Norman) | COLEMAN | Singlezone Ducted, Centrally Ducted | 203095751 |  | HRCU-A-CB | CH16B3622 |  | AVC36CX21+TXV | 11 | 16.75 | 9.75 |  |  |  | FALSE | FALSE | FALSE | 34800 | 22200 | 2.72 | 22200 | 2.72
203095755 |  | Live | Johnson Controls Inc. (York International Norman) | FRASER-JOHNSTON | Singlezone Ducted, Centrally Ducted | 203095755 |  | HRCU-A-CB | TH16B3622 |  | AVC36CX21+TXV | 11 | 16.75 | 9.75 |  |  |  | FALSE | FALSE | FALSE | 34800 | 22200 | 2.72 | 22200 | 2.72
203095753 |  | Live | Johnson Controls Inc. (York International Norman) | LUXAIRE | Singlezone Ducted, Centrally Ducted | 203095753 |  | HRCU-A-CB | TH16B3622 |  | AVC36CX21+TXV | 11 | 16.75 | 9.75 |  |  |  | FALSE | FALSE | FALSE | 34800 | 22200 | 2.72 | 22200 | 2.72
203095740 |  | Live | Johnson Controls Inc. (York International Norman) | FRASER-JOHNSTON | Singlezone Ducted, Centrally Ducted | 203095740 |  | HRCU-A-CB | TH16B3622 |  | AVC48DX21+TXV | 11.25 | 17 | 9.75 |  |  |  | FALSE | FALSE | FALSE | 35000 | 22200 | 2.78 | 22200 | 2.78
203111704 |  | Live | Johnson Controls Inc. (York International Norman) | YORK | Singlezone Ducted, Centrally Ducted | 203111704 |  | HRCU-A-CB | YHM36B22 |  | AVC36CX21+TXV | 11 | 16.75 | 9.75 |  |  |  | FALSE | FALSE | FALSE | 34800 | 22200 | 2.72 | 22200 | 2.72
203095742 |  | Live | Johnson Controls Inc. (York International Norman) | CHAMPION HEATING AND COOLING | Singlezone Ducted, Centrally Ducted | 203095742 |  | HRCU-A-CB | TH16B3622 |  | AVC48DX21+TXV | 11.25 | 17 | 9.75 |  |  |  | FALSE | FALSE | FALSE | 35000 | 22200 | 2.78 | 22200 | 2.78
203095738 |  | Live | Johnson Controls Inc. (York International Norman) | LUXAIRE | Singlezone Ducted, Centrally Ducted | 203095738 |  | HRCU-A-CB | TH16B3622 |  | AVC48DX21+TXV | 11.25 | 17 | 9.75 |  |  |  | FALSE | FALSE | FALSE | 35000 | 22200 | 2.78 | 22200 | 2.78
203095736 |  | Live | Johnson Controls Inc. (York International Norman) | COLEMAN | Singlezone Ducted, Centrally Ducted | 203095736 |  | HRCU-A-CB | CH16B3622 |  | AVC48DX21+TXV | 11.25 | 17 | 9.75 |  |  |  | FALSE | FALSE | FALSE | 35000 | 22200 | 2.78 | 22200 | 2.78
203111700 |  | Live | Johnson Controls Inc. (York International Norman) | YORK | Singlezone Ducted, Centrally Ducted | 203111700 |  | HRCU-A-CB | YHM36B22 |  | AVC48DX21+TXV | 11.25 | 17 | 9.75 |  |  |  | FALSE | FALSE | FALSE | 35000 | 22200 | 2.78 | 22200 | 2.78
214232409 |  | Live | Midea Electric Trading | KLIMAIRE | Singlezone Non-Ducted, Floor Placement | 214232409 |  | HRCU-A-CB-O | KSIR060-H218-2(3) | Mini-Splits | KFUF060-H2G1 | 9.8 | 18.7 | 10.5 | 9.8 | 19.8 | 9 | FALSE | FALSE | FALSE | 54000 | 35000 | 2.34 | 35200 | 1.98
214232410 |  | Live | Midea Electric Trading | KLIMAIRE | Singlezone Ducted, Compact Ducted | 214232410 |  | HRCU-A-CB | KSIR060-H218-2(3) | Mini-Splits | KDIS060-H2G1 | 10.6 | 19.2 | 10.2 | 10.3 | 17 | 8.4 | FALSE | FALSE | FALSE | 59000 | 34400 | 2.37 | 36000 | 2.29
214312548 |  | Live | Midea Electric Trading | COOPER&HUNTER | Singlezone Non-Ducted, Wall Placement | 214312548 |  | HRCU-A-CB-O | CH-NY18MIA-230VO | Mini-Splits | CH-NY18MIA-SK230V | 10.5 | 19 | 10 | 10.5 | 19 | 8.7 | FALSE | FALSE | FALSE | 18000 | 11500 | 2.57 | 14370 | 2.49
214312545 |  | Live | Midea Electric Trading | COOPER&HUNTER | Singlezone Non-Ducted, Wall Placement | 214312545 |  | HRCU-A-CB-O | CH-NY06MIA-115VO | Mini-Splits | CH-NY06MIA-SK115V | 12.5 | 20.5 | 10 | 12.5 | 21.5 | 9 | TRUE | FALSE | FALSE | 6000 | 6800 | 2.46 | 8044 | 2.12
214314788 |  | Live | Midea Electric Trading | STAR AIR KONTROL | Singlezone Non-Ducted, Wall Placement | 214314788 |  | HRCU-A-CB-O | SAK-12-ES/115V | Mini-Splits | SAK-12-ES/115V | 10.3 | 20 | 10.8 | 10.3 | 20.8 | 8.7 | FALSE | FALSE | FALSE | 12000 | 7800 | 2.31 | 8200 | 1.35
214314791 |  | Live | Midea Electric Trading | STAR AIR KONTROL | Singlezone Non-Ducted, Wall Placement | 214314791 |  | HRCU-A-CB-O | SAK-24-ES/220V | Mini-Splits | SAK-24-ES/220V | 9.5 | 18.5 | 10.2 | 9.5 | 18.5 | 8.6 | FALSE | FALSE | FALSE | 24000 | 16500 | 2.38 | 19257 | 2.11
214311543 |  | Live | Midea Electric Trading | AI AIR CONDITIONING | Singlezone Non-Ducted, Floor Placement | 214311543 |  | HRCU-A-CB-O | AFO19-36N1-M1 | Mini-Splits | AG-36N1-M1 | 9.4 | 17.6 | 11.7 | 9.5 | 19.2 | 10 | FALSE | FALSE | TRUE | 36000 | 25200 | 2.74 | 26306 | 2.4
214312555 |  | Live | Midea Electric Trading | BLADEX | Singlezone Non-Ducted, Wall Placement | 214312555 |  | HRCU-A-CB-O | BS25-33HFN1-ODU | Mini-Splits | BWM-EPB-33HWIU |  |  |  | 12 | 19.5 | 10 | FALSE | FALSE | TRUE | 33000 | 28800 | 2.5 | 33600 | 2.39
214232414 |  | Live | Midea Electric Trading | BLADEX | Multizone All Non-Ducted | 214232414 |  | HMSR-A-CB-O | B30K-27SPHP1* | Non-Ducted Indoor Units |  |  |  |  | 12.2 | 21.8 | 10 | FALSE | FALSE | TRUE | 27000 | 23000 | 2.4 | 31800 | 2.22
214232415 |  | Live | Midea Electric Trading | BLADEX | Multizone All Ducted | 214232415 |  | HMSV-A-CB | B30K-27SPHP1* | Ducted Indoor Units |  |  |  |  | 11.8 | 19 | 10 | FALSE | FALSE | TRUE | 27000 | 23000 | 2.4 | 29000 | 2.18
214232416 |  | Live | Midea Electric Trading | BLADEX | Multizone Mix of Ducted and Non-Ducted | 214232416 |  | HMSV-A-CB | B30K-27SPHP1* | Mixed Ducted and Non-Ducted Indoor Units |  |  |  |  | 12 | 20.4 | 10 | FALSE | FALSE | TRUE | 27000 | 23000 | 2.4 | 30400 | 2.2
214232423 |  | Live | Midea Electric Trading | BLADEX | Multizone All Non-Ducted | 214232423 |  | HMSR-A-CB-O | B40X-36SPHP1S* | Non-Ducted Indoor Units |  |  |  |  | 12.5 | 22.4 | 10.9 | FALSE | FALSE | TRUE | 36000 | 27400 | 2.4 | 37000 | 2.31
214232424 |  | Live | Midea Electric Trading | BLADEX | Multizone All Ducted | 214232424 |  | HMSV-A-CB | B40X-36SPHP1S* | Ducted Indoor Units |  |  |  |  | 12 | 19.4 | 10 | FALSE | FALSE | TRUE | 36000 | 30000 | 2.2 | 36000 | 2.2
214232425 |  | Live | Midea Electric Trading | BLADEX | Multizone Mix of Ducted and Non-Ducted | 214232425 |  | HMSV-A-CB | B40X-36SPHP1S* | Mixed Ducted and Non-Ducted Indoor Units |  |  |  |  | 12.25 | 20.9 | 10.45 | FALSE | FALSE | TRUE | 36000 | 28600 | 2.3 | 36500 | 2.25
214232453 |  | Live | Midea Electric Trading | AURORA | Singlezone Ducted, Centrally Ducted | 214232453 |  | HRCU-A-C | AU-LXU48-2A-O |  | AU-48HWDN1-MN0 | 9 | 14 | 10 | 8.6 | 14.3 | 9 | FALSE | FALSE | FALSE | 46000 | 32000 | 2.36 | 45000 | 2.11
214232451 |  | Live | Midea Electric Trading | AURORA | Singlezone Ducted, Centrally Ducted | 214232451 |  | HRCU-A-CB | AU-LXU60-2A-OI |  | AU-LCU60-2A-I | 9 | 16.4 | 10.5 | 8.8 | 15.3 | 9.4 | FALSE | FALSE | FALSE | 55000 | 42000 | 2.6 | 52500 | 2.3
214067928 |  | Live | Midea Electric Trading | AC PRO.COM | Singlezone Ducted, Centrally Ducted | 214067928 |  | HRCU-A-C | AOX430-24HFN1-MR0 |  | AVBM-24A18T3N1 |  |  |  | 10 | 15.4 | 9.2 | FALSE | FALSE | TRUE | 24000 | 22600 | 2.56 | 22600 | 2.56
214295965 |  | Live | Midea Electric Trading | MOOVAIR | Singlezone Ducted, Centrally Ducted | 214295965 |  | HRCU-A-C | DMC36HOS20230E7 |  | CUB36HAC20BWT7A |  |  |  | 10 | 15.2 | 8.5 | FALSE | TRUE | TRUE | 35000 | 27000 | 2.06 | 21800 | 2
214295966 |  | Live | Midea Electric Trading | MOOVAIR | Singlezone Ducted, Centrally Ducted | 214295966 |  | HRCU-A-C | DMC36HOS20230E7 |  | CUB36HAC20CWT7A |  |  |  | 10 | 15.2 | 8.5 | FALSE | TRUE | TRUE | 35000 | 27000 | 2.06 | 21800 | 2
214295967 |  | Live | Midea Electric Trading | MOOVAIR | Singlezone Ducted, Centrally Ducted | 214295967 |  | HRCU-A-CB | DMC36HOS20230E7 |  | FMA36HIAHUU230X7 |  |  |  | 11.7 | 16.3 | 9.5 | TRUE | TRUE | TRUE | 35000 | 31800 | 2.4 | 36000 | 1.9
214067927 |  | Live | Midea Electric Trading | AC PRO.COM | Singlezone Ducted, Centrally Ducted | 214067927 |  | HRCU-A-C | AOX330-18HFN1-MR0 |  | AVBM-24A18T3N1 |  |  |  | 10.2 | 15.2 | 8.5 | FALSE | FALSE | TRUE | 18000 | 12800 | 2.61 | 13000 | 2.2
214296080 |  | Live | Midea Electric Trading | AI AIR CONDITIONING | Singlezone Ducted, Centrally Ducted | 214296080 |  | HRCU-A-CB | AUO17-36N1-M3 |  | AUH2-36N1-CM3E | 10.4 | 18 | 9.1 | 10.1 | 16.9 | 8.2 | FALSE | FALSE | FALSE | 36000 | 20400 | 2.48 | 22700 | 2.1
214232465 |  | Live | Midea Electric Trading | DIRECT AIR | Singlezone Ducted, Centrally Ducted | 214232465 |  | HRCU-A-CB | DIRM-36CS19-OU |  | DIRM-36MAGICPRO20-AH | 10.4 | 18 | 9.1 | 10.1 | 16.9 | 8.2 | FALSE | FALSE | FALSE | 36000 | 20400 | 2.48 | 22700 | 2.1
214232468 |  | Live | Midea Electric Trading | DIRECT AIR | Singlezone Ducted, Centrally Ducted | 214232468 |  | HRCU-A-CB | DIRM-48CS19-OU |  | DIRM-48MAGICPRO20-AH | 9.3 | 17.3 | 10 | 8.8 | 15.8 | 9.4 | FALSE | FALSE | FALSE | 47000 | 37000 | 2.4 | 39000 | 2.2
214296081 |  | Live | Midea Electric Trading | AI AIR CONDITIONING | Singlezone Ducted, Centrally Ducted | 214296081 |  | HRCU-A-CB | AUO17-48N1-M3 |  | AUH2-48N1-CM3E | 9.3 | 17.3 | 10 | 8.8 | 15.8 | 9.4 | FALSE | FALSE | FALSE | 47000 | 37000 | 2.4 | 39000 | 2.2
214296082 |  | Live | Midea Electric Trading | AI AIR CONDITIONING | Singlezone Ducted, Centrally Ducted | 214296082 |  | HRCU-A-CB | AUO17-60N1-M3 |  | AUH2-60N1-DM3E | 10.3 | 18 | 9.2 | 8.8 | 14.9 | 8.5 | FALSE | FALSE | FALSE | 57000 | 37000 | 2.4 | 39000 | 2.2
214232470 |  | Live | Midea Electric Trading | DIRECT AIR | Singlezone Ducted, Centrally Ducted | 214232470 |  | HRCU-A-CB | DIRM-60CS19-OU |  | DIRM-60MAGICPRO20-AH | 10.3 | 18 | 9.2 | 8.8 | 14.9 | 8.5 | FALSE | FALSE | FALSE | 57000 | 37000 | 2.4 | 39000 | 2.2
10570124 |  | Live | LG | LG | Singlezone Non-Ducted, Wall Placement | 10570124 |  | HRCU-A-CB-O | LGU121HSV3 | Mini-Splits | LGN121HSV3 | 12.5 | 22.7 | 11.4 | 12.5 | 22 | 10 | TRUE | FALSE | FALSE | 12000 | 8200 | 2.79 | 13810 | 2.7
206918568 |  | Live | Trane U.S. Inc. | TRANE | Singlezone Ducted, Centrally Ducted | 206918568 |  | HRCU-A-CB | 4TWV8036A1 |  | TEM6A0C42H41+TDR+RP | 12.5 | 18 | 9.6 |  |  |  | FALSE | FALSE | FALSE | 34600 | 25000 | 3.21 | 25300 | 2.29
207526887 |  | Live | Trane U.S. Inc. | TRANE | Singlezone Ducted, Centrally Ducted | 207526887 |  | HRCU-A-CB | 4TWV8X36A1 |  | TEM6A0C42H41+TDR+RP | 12.5 | 18 | 9.6 |  |  |  | FALSE | FALSE | FALSE | 34600 | 25000 | 3.21 | 25300 | 2.29
207526881 |  | Live | Trane U.S. Inc. | TRANE | Singlezone Ducted, Centrally Ducted | 207526881 |  | HRCU-A-CB | 4TWV0X36A1 |  | TEM6A0C42H41+TDR+RP | 13 | 20 | 9.6 |  |  |  | FALSE | FALSE | FALSE | 35000 | 25000 | 3.19 | 25300 | 2.31
206918570 |  | Live | Trane U.S. Inc. | TRANE | Singlezone Ducted, Centrally Ducted | 206918570 |  | HRCU-A-CB | 4TWV8037A1 |  | TEM6A0C42H41+TDR+RP | 13 | 18 | 9.6 |  |  |  | FALSE | FALSE | FALSE | 35000 | 25000 | 3.19 | 25300 | 2.31
206918562 |  | Live | Trane U.S. Inc. | TRANE | Singlezone Ducted, Centrally Ducted | 206918562 |  | HRCU-A-CB | 4TWV0036A1 |  | TEM6A0C42H41+TDR+RP | 13 | 20 | 9.6 |  |  |  | FALSE | FALSE | FALSE | 35000 | 25000 | 3.19 | 25300 | 2.31
10153722 |  | Live | Trane U.S. Inc. | TRANE | Singlezone Ducted, Centrally Ducted | 10153722 |  | HRCU-A-CB | 4TWV8037A1 |  | TEM8A0C42V41+TDR | 12.5 | 18 | 10 |  |  |  | FALSE | FALSE | FALSE | 35600 | 25200 | 3.21 | 25700 | 2.3
204795633 |  | Live | Mitsubishi Electric Trane | AMERICAN STANDARD / MITSUBISHI ELECTRIC | Singlezone Ducted, Compact Ducted | 204795633 |  | HRCU-A-CB | ASUZA0301HA70N* | Mini-Splits | APEADA0301AA70A | 10 | 19.1 | 10.8 |  |  |  | FALSE | FALSE | FALSE | 30000 | 18500 | 2.74 | 21200 | 2.96
206223050 |  | Live | Mitsubishi Electric Trane | MITSUBISHI ELECTRIC | Singlezone Ducted, Compact Ducted | 206223050 |  | HRCU-A-CB | PUZ-HA30NKA | Mini-Splits | PEAD-A30AA7 | 12.7 | 18.1 | 9.6 |  |  |  | FALSE | FALSE | FALSE | 30000 | 21000 | 2.35 | 32000 | 2.11
204795632 |  | Live | Mitsubishi Electric Trane | AMERICAN STANDARD / MITSUBISHI ELECTRIC | Singlezone Ducted, Compact Ducted | 204795632 |  | HRCU-A-CB | ASUZA0301HA70B* | Mini-Splits | APEADA0301AA70A | 10 | 19.1 | 10.8 |  |  |  | FALSE | FALSE | FALSE | 30000 | 18500 | 2.74 | 21200 | 2.96
206223039 |  | Live | Mitsubishi Electric Trane | AMERICAN STANDARD / MITSUBISHI ELECTRIC | Singlezone Ducted, Compact Ducted | 206223039 |  | HRCU-A-CB | NAXSKH36A112AA | Mini-Splits | APEADA0361AA70A | 12.5 | 15 | 9 |  |  |  | FALSE | FALSE | FALSE | 33000 | 25400 | 2.51 | 37000 | 2.17
206374536 |  | Live | Mitsubishi Electric Trane | MITSUBISHI ELECTRIC | Singlezone Ducted, Compact Ducted | 206374536 |  | HRCU-A-CB | SUZ-KA12NAHZ | Mini-Splits | APEADA0121AA70A | 14.1 | 19.3 | 11 |  |  |  | FALSE | FALSE | FALSE | 12000 | 9000 | 2.72 | 15000 | 2.71
206374538 |  | Live | Mitsubishi Electric Trane | MITSUBISHI ELECTRIC | Singlezone Ducted, Compact Ducted | 206374538 |  | HRCU-A-CB | SUZ-KA15NAHZ | Mini-Splits | APEADA0151AA70A | 12.6 | 18.3 | 9.9 |  |  |  | FALSE | FALSE | FALSE | 15000 | 11700 | 2.29 | 18000 | 2.28
204276768 |  | Live | Mitsubishi Electric Trane | AMERICAN STANDARD / MITSUBISHI ELECTRIC | Singlezone Ducted, Compact Ducted | 204276768 |  | HRCU-A-CB | ASUZH0241HA00NA | Mini-Splits | APEADA0241AA70A | 11.5 | 16.6 | 11 |  |  |  | FALSE | FALSE | FALSE | 24000 | 18000 | 2.75 | 25000 | 2.12
204795637 |  | Live | Mitsubishi Electric Trane | AMERICAN STANDARD / MITSUBISHI ELECTRIC | Singlezone Ducted, Compact Ducted | 204795637 |  | HRCU-A-CB | ASUZA0421KA70N* | Mini-Splits | APEADA0421AA70A | 10.7 | 16.1 | 10 |  |  |  | FALSE | FALSE | FALSE | 42000 | 30600 | 2.95 | 33700 | 3.21
204795636 |  | Live | Mitsubishi Electric Trane | AMERICAN STANDARD / MITSUBISHI ELECTRIC | Singlezone Ducted, Compact Ducted | 204795636 |  | HRCU-A-CB | ASUZA0421KA70B* | Mini-Splits | APEADA0421AA70A | 10.7 | 16.1 | 10 |  |  |  | FALSE | FALSE | FALSE | 42000 | 30600 | 2.95 | 33700 | 3.21
204795630 |  | Live | Mitsubishi Electric Trane | AMERICAN STANDARD / MITSUBISHI ELECTRIC | Singlezone Ducted, Compact Ducted | 204795630 |  | HRCU-A-CB | ASUZA0241HA70B* | Mini-Splits | APEADA0241AA70A | 11.7 | 19.6 | 10.8 |  |  |  | FALSE | FALSE | FALSE | 24000 | 14800 | 2.66 | 17200 | 2.97
204795631 |  | Live | Mitsubishi Electric Trane | AMERICAN STANDARD / MITSUBISHI ELECTRIC | Singlezone Ducted, Compact Ducted | 204795631 |  | HRCU-A-CB | ASUZA0241HA70N* | Mini-Splits | APEADA0241AA70A | 11.7 | 19.6 | 10.8 |  |  |  | FALSE | FALSE | FALSE | 24000 | 14800 | 2.66 | 17200 | 2.97
204795634 |  | Live | Mitsubishi Electric Trane | AMERICAN STANDARD / MITSUBISHI ELECTRIC | Singlezone Ducted, Compact Ducted | 204795634 |  | HRCU-A-CB | ASUZA0361KA70B* | Mini-Splits | APEADA0361AA70A | 12 | 19.1 | 9.9 |  |  |  | FALSE | FALSE | FALSE | 36000 | 20800 | 2.59 | 24200 | 2.96
204795635 |  | Live | Mitsubishi Electric Trane | AMERICAN STANDARD / MITSUBISHI ELECTRIC | Singlezone Ducted, Compact Ducted | 204795635 |  | HRCU-A-CB | ASUZA0361KA70N* | Mini-Splits | APEADA0361AA70A | 12 | 19.1 | 9.9 |  |  |  | FALSE | FALSE | FALSE | 36000 | 20800 | 2.59 | 24200 | 2.96
204793332 |  | Live | Mitsubishi Electric Trane | AMERICAN STANDARD / MITSUBISHI ELECTRIC | Singlezone Ducted, Compact Ducted | 204793332 |  | HRCU-A-CB | NAXSKH15A112AA | Mini-Splits | APEADA0151AA70A | 12.6 | 18.3 | 9.9 |  |  |  | FALSE | FALSE | FALSE | 15000 | 11700 | 2.29 | 18000 | 2.28
204793327 |  | Live | Mitsubishi Electric Trane | AMERICAN STANDARD / MITSUBISHI ELECTRIC | Singlezone Ducted, Compact Ducted | 204793327 |  | HRCU-A-CB | NAXSKH12A112AA | Mini-Splits | APEADA0121AA70A | 14.1 | 19.3 | 11 |  |  |  | FALSE | FALSE | FALSE | 12000 | 9000 | 2.72 | 15000 | 2.71
204444398 |  | Live | Mitsubishi Electric Trane | AMERICAN STANDARD / MITSUBISHI ELECTRIC | Singlezone Ducted, Compact Ducted | 204444398 |  | HRCU-A-CB | ASUZH0361HA50NA | Mini-Splits | APEADA0361AA70A | 12.5 | 16.8 | 10.4 |  |  |  | FALSE | FALSE | FALSE | 33000 | 27000 | 2.43 | 38000 | 2.06
208101915 |  | Live | Midea Electric Trading | MDV | Singlezone Ducted, Centrally Ducted | 208101915 |  | HRCU-A-C | MOE30U-48HFN1-M-[X1] |  | MAC-48HWDN1-MN0 | 9 | 14 | 10 | 8.6 | 14.3 | 9 | FALSE | FALSE | FALSE | 46000 | 32000 | 2.36 | 45000 | 2.11
208101913 |  | Live | Midea Electric Trading | MDV | Singlezone Ducted, Centrally Ducted | 208101913 |  | HRCU-A-C | MOE30U-48HFN1-MR0 |  | MAC-48HWDN1-MN0 | 9.15 | 14 | 9.4 | 8.6 | 14.3 | 8.3 | FALSE | FALSE | FALSE | 48000 | 30500 | 2.13 | 32000 | 2.03
208101912 |  | Live | Midea Electric Trading | MDV | Singlezone Ducted, Centrally Ducted | 208101912 |  | HRCU-A-C | MOD30U-36HFN1-MR0 |  | MAC-36HWDN1-MN0 | 10.1 | 14.2 | 9.2 | 9.3 | 14.4 | 8 | FALSE | FALSE | FALSE | 36000 | 19800 | 2.2 | 24900 | 2.13
208101911 |  | Live | Midea Electric Trading | MDV | Singlezone Ducted, Centrally Ducted | 208101911 |  | HRCU-A-C | MOD30U-30HFN1-MR0(X) |  | MAC-36HWDN1-MN0 | 10.7 | 14.2 | 9.5 | 10.5 | 15.5 | 9.7 | FALSE | TRUE | TRUE | 30000 | 22600 | 2.62 | 26000 | 2.28
208101908 |  | Live | Midea Electric Trading | MDV | Singlezone Ducted, Centrally Ducted | 208101908 |  | HRCU-A-C | MOE30U-60HFN1-MR0 |  | MAC-60HWDN1-MN0 | 9.5 | 14.9 | 9.3 | 9 | 15.2 | 8.5 | FALSE | FALSE | FALSE | 53000 | 34000 | 2.19 | 36000 | 2.19
208101907 |  | Live | Midea Electric Trading | MDV | Singlezone Ducted, Centrally Ducted | 208101907 |  | HRCU-A-C | MOD30U-30HFN1-MR0 |  | MAC-36HWDN1-MN0 | 10 | 14.2 | 9.5 | 10.2 | 14.9 | 9.3 | FALSE | FALSE | FALSE | 30000 | 22000 | 2.6 | 24400 | 2.1
209960477 |  | Live | Midea Electric Trading | MDV | Singlezone Ducted, Centrally Ducted | 209960477 |  | HRCU-A-CB | MOE30U-55HFN1-MQ3 |  | MVC-60HWFN1-MR0 | 9 | 16.4 | 10.5 | 8.8 | 15.3 | 9.4 | FALSE | TRUE | FALSE | 55000 | 42000 | 2.6 | 52500 | 2.3
210191039 |  | Live | Midea Electric Trading | MDV | Singlezone Ducted, Centrally Ducted | 210191039 |  | HRCU-A-CB | MOE30U-48HFN1-M-[X] |  | MVC-48HWFN1-MQ3 | 8.5 | 16 | 10 | 8.2 | 15.6 | 9.4 | FALSE | TRUE | FALSE | 47000 | 36000 | 2.36 | 50000 | 2.18
207785326 |  | Live | Midea Electric Trading | MDV | Singlezone Ducted, Centrally Ducted | 207785326 |  | HRCU-A-CB | MOE31U-60HFN1-MR0 |  | MVC-60HWFN1-MR0 | 10.3 | 18 | 9.2 | 8.8 | 14.7 | 8.5 | FALSE | FALSE | FALSE | 57000 | 37000 | 2.4 | 39000 | 2
207785325 |  | Live | Midea Electric Trading | MDV | Singlezone Ducted, Centrally Ducted | 207785325 |  | HRCU-A-CB | MOE30U-48HFN1-MQ3 |  | MVC-48HWFN1-MQ3 | 9.3 | 17.3 | 10 | 8.8 | 15.8 | 9.4 | FALSE | FALSE | FALSE | 47000 | 37000 | 2.4 | 39000 | 2
207785327 |  | Live | Midea Electric Trading | MDV | Singlezone Ducted, Centrally Ducted | 207785327 |  | HRCU-A-CB | MOD31U-36HFN1-MR0 |  | MVC-36HWFN1-MR0 | 10.4 | 18 | 9.1 | 10.1 | 16.9 | 8.3 | FALSE | FALSE | FALSE | 36000 | 20400 | 2.42 | 22700 | 2
207785324 |  | Live | Midea Electric Trading | MDV | Singlezone Ducted, Centrally Ducted | 207785324 |  | HRCU-A-CB | MOD30U-30HFN1-MR0Q1W |  | MVC-30HWFN1-MQ1W | 10.3 | 18.5 | 9.5 | 10 | 16.5 | 8.1 | FALSE | FALSE | FALSE | 30000 | 19000 | 2.3 | 19300 | 1.65
209960476 |  | Live | Midea Electric Trading | MDV | Singlezone Ducted, Centrally Ducted | 209960476 |  | HRCU-A-CB | MOE30U-55HFN1-M |  | MVC-60HWFN1-M | 9 | 16.4 | 10.5 | 8.8 | 15.3 | 9.4 | FALSE | TRUE | FALSE | 55000 | 42000 | 2.6 | 52500 | 2.3
207699011 |  | Live | Midea Electric Trading | MDV | Singlezone Ducted, Centrally Ducted | 207699011 |  | HRCU-A-CB | MOE30U-48HFN1-M-[X1] |  | MVC-48HWFN1-M | 8.5 | 16 | 10 | 8.2 | 15.6 | 9.4 | FALSE | TRUE | FALSE | 47000 | 36000 | 2.36 | 48000 | 2.05
210135404 |  | Live | Midea Electric Trading | MDV | Singlezone Ducted, Centrally Ducted | 210135404 |  | HRCU-A-CB | MOE30U-60HFN1-MR0 |  | MVC-60HWFN1-MQ0 | 10.3 | 18 | 9.2 | 8.8 | 14.7 | 8.5 | FALSE | FALSE | FALSE | 57000 | 37000 | 2.4 | 39000 | 2.2
210739926 |  | Live | Lennox Industries | ARMSTRONG AIR | Singlezone Ducted, Centrally Ducted | 210739926 |  | HRCU-A-CB | 4SHP18LX136P | Ducted Indoor Units | BCE5E30M*4X |  |  |  | 12.3 | 17.5 | 8.5 | TRUE | FALSE | TRUE | 24000 | 15900 | 2.35 | 15900 | 2.35
210739943 |  | Live | Lennox Industries | ARMSTRONG AIR | Singlezone Ducted, Centrally Ducted | 210739943 |  | HRCU-A-CB | 4SHP18LX136P | Ducted Indoor Units | BCE7E30M*4X |  |  |  | 12.3 | 19 | 8.5 | TRUE | FALSE | TRUE | 24000 | 16200 | 2.62 | 16200 | 2.62
207825917 |  | Live | Midea Electric Trading | MDV | Singlezone Ducted, Centrally Ducted | 207825917 |  | HRCU-A-CB | MOE30U-48HFN1-MR0 |  | MVC-48HWFN1-M | 9.3 | 17.3 | 10 | 8.8 | 15.8 | 9.4 | FALSE | FALSE | FALSE | 47000 | 37000 | 2.4 | 39000 | 2.2
207825916 |  | Live | Midea Electric Trading | MDV | Singlezone Ducted, Centrally Ducted | 207825916 |  | HRCU-A-CB | MOD30U-36HFN1-MR0 |  | MVC-36HWFN1-M | 10.4 | 18 | 9.1 | 10.1 | 16.9 | 8.2 | FALSE | FALSE | FALSE | 36000 | 20400 | 2.48 | 22700 | 2.1
207825913 |  | Live | Midea Electric Trading | MDV | Singlezone Ducted, Centrally Ducted | 207825913 |  | HRCU-A-CB | MOX330U-18HFN1-MR0 |  | MVC-18HWFN1-M | 11.1 | 19 | 10.8 | 10.9 | 17 | 8.8 | FALSE | FALSE | TRUE | 18000 | 12000 | 2.71 | 12000 | 2.71
209960478 |  | Live | Midea Electric Trading | MDV | Singlezone Ducted, Centrally Ducted | 209960478 |  | HRCU-A-CB | MOE30U-55HFN1-M-[X](GA) |  | MVC-60HWFN1-M(GA) | 9 | 16.4 | 10.5 | 9 | 15.5 | 9.2 | FALSE | TRUE | FALSE | 55000 | 41000 | 2.56 | 57000 | 2.35
208128249 |  | Live | Midea Electric Trading | MDV | Singlezone Ducted, Centrally Ducted | 208128249 |  | HRCU-A-CB | MOE30U-48HFN1-M-[X](GA) |  | MVC-48HWFN1-M(GA) | 8.4 | 16.1 | 10 | 7.8 | 14.6 | 8.8 | FALSE | FALSE | FALSE | 47000 | 38000 | 1.85 | 50500 | 2.3
208128248 |  | Live | Midea Electric Trading | MDV | Singlezone Ducted, Centrally Ducted | 208128248 |  | HRCU-A-CB | MOE30U-36HFN1-M(GA) |  | MVC-36HWFN1-M(GA) | 11 | 18 | 10.6 | 10 | 14.9 | 8.9 | FALSE | FALSE | FALSE | 36000 | 28600 | 2.2 | 43000 | 2.2
207802619 |  | Live | Midea Electric Trading | MDV | Singlezone Ducted, Centrally Ducted | 207802619 |  | HRCU-A-CB | MOE30U-60HFN1-M(GA)(X) |  | MVC-60HWFN1-M(GA) | 10 | 17 | 10.4 | 9.6 | 16 | 8.5 | FALSE | FALSE | FALSE | 57000 | 37800 | 2.48 | 37800 | 2.48
207802618 |  | Live | Midea Electric Trading | MDV | Singlezone Ducted, Centrally Ducted | 207802618 |  | HRCU-A-CB | MOE30U-48HFN1-MP0(GA) |  | MVC-48HWFN1-M(GA) | 8.6 | 16.2 | 10.8 | 8.2 | 15.3 | 9.2 | FALSE | FALSE | FALSE | 48000 | 38000 | 2.1 | 39000 | 2.1
207802617 |  | Live | Midea Electric Trading | MDV | Singlezone Ducted, Centrally Ducted | 207802617 |  | HRCU-A-CB | MOD30U-36HFN1-MP0(GA) |  | MVC-36HWFN1-M(GA) | 8.8 | 17 | 11.3 | 8.2 | 15.4 | 9 | FALSE | FALSE | FALSE | 36000 | 27000 | 2.54 | 27200 | 2.53
208102122 |  | Live | Midea Electric Trading | MDV | Singlezone Ducted, Centrally Ducted | 208102122 |  | HRCU-A-CB | MOD30U-36HFN1-M(GA) |  | MVCU-36HWFN1-M(GA) | 8.8 | 17.5 | 11.3 | 8.2 | 15.4 | 9 | FALSE | FALSE | FALSE | 36000 | 27000 | 2.54 | 27200 | 2.53
210727506 |  | Live | Lennox Industries | ARMSTRONG AIR | Singlezone Ducted, Centrally Ducted | 210727506 |  | HRCU-A-CB | 4SHP18LX160P | Ducted Indoor Units | BCE7S60 - TXV |  |  |  | 10.9 | 17.1 | 8.5 | FALSE | FALSE | TRUE | 57000 | 38500 | 2.33 | 38500 | 2.33
210727511 |  | Live | Lennox Industries | ARMSTRONG AIR | Singlezone Ducted, Centrally Ducted | 210727511 |  | HRCU-A-CB | 4SHP18LX160P | Ducted Indoor Units | BCE7E60M - TXV |  |  |  | 10.4 | 16 | 8.1 | FALSE | FALSE | TRUE | 57000 | 38000 | 2.29 | 38000 | 2.29
210727510 |  | Live | Lennox Industries | ARMSTRONG AIR | Singlezone Ducted, Centrally Ducted | 210727510 |  | HRCU-A-CB | 4SHP18LX160P | Ducted Indoor Units | BCE5V60M |  |  |  | 10 | 16 | 7.8 | FALSE | FALSE | FALSE | 55500 | 38500 | 2.15 | 38500 | 2.15
207802616 |  | Live | Midea Electric Trading | MDV | Singlezone Ducted, Centrally Ducted | 207802616 |  | HRCU-A-CB | MOD30U-30HFN1-M(GA) |  | MVC-30HWFN1-M(GA) | 11.1 | 19 | 10 | 11.2 | 17.5 | 8.4 | TRUE | FALSE | TRUE | 30000 | 20400 | 2.04 | 22000 | 2.04
207742578 |  | Live | Midea Electric Trading | MDV | Singlezone Ducted, Centrally Ducted | 207742578 |  | HRCU-A-CB | MOD33-24HFN1-MT0W |  | MVC-23HWFN1-M | 12.5 | 20 | 10 | 11.7 | 18 | 8.1 | TRUE | FALSE | TRUE | 24000 | 17000 | 2.98 | 18000 | 2.2
207742577 |  | Live | Midea Electric Trading | MDV | Singlezone Ducted, Centrally Ducted | 207742577 |  | HRCU-A-CB | MOX430-18HFN1-MU0W |  | MVC-18HWFN1-MW(GA) | 12.5 | 21.6 | 11.5 | 11.7 | 17.8 | 9.3 | TRUE | FALSE | TRUE | 18000 | 13200 | 2.67 | 14000 | 2.41
210321397 |  | Live | Midea Electric Trading | MDV | Singlezone Ducted, Centrally Ducted | 210321397 |  | HRCU-A-C | MOD30-24HFN1-MU0W |  | MAC-24HWDN1-MN0-N | 11.3 | 16.2 | 10 | 11.7 | 15.2 | 9.8 | TRUE | TRUE | TRUE | 23000 | 22000 | 2.46 | 25800 | 2.27
210321396 |  | Live | Midea Electric Trading | MDV | Singlezone Ducted, Centrally Ducted | 210321396 |  | HRCU-A-C | MOX430-17HFN1-MT0W |  | MAC-24HWDN1-MN0-N | 11.7 | 16.2 | 10.1 | 11.7 | 15.2 | 9.5 | TRUE | TRUE | TRUE | 18000 | 13000 | 2.7 | 14700 | 2.32
207216088 |  | Live | Daikin Comfort Technologies | DAIKIN | Multizone All Non-Ducted | 207216088 |  | HMSR-A-CB-O | 2MX18AXVJU | Non-Ducted Indoor Units |  | 10 | 17 | 9 | 10 | 17 | 9 | FALSE | FALSE | FALSE | 17000 | 10700 | 2.7 | 14058 | 2.33
211697901 |  | Live | Daikin North America, LLC | DAIKIN | Singlezone Non-Ducted, Wall Placement | 211697901 |  | HRCU-A-CB-O | RX24BXVJU | Mini-Splits | FTX24BXVJU |  |  |  | 12.2 | 20 | 9 | TRUE | FALSE | FALSE | 21200 | 14400 | 2.51 | 17588 | 2.55
210727716 |  | Live | Lennox Industries | ARMSTRONG AIR | Singlezone Ducted, Centrally Ducted | 210727716 |  | HRCU-A-CB | 4SHP18LX160P | Ducted Indoor Units | BCE7S48 |  |  |  | 11.7 | 18 | 8.1 | FALSE | FALSE | TRUE | 46000 | 32800 | 2.33 | 32800 | 2.33
210727711 |  | Live | Lennox Industries | ARMSTRONG AIR | Singlezone Ducted, Centrally Ducted | 210727711 |  | HRCU-A-CB | 4SHP18LX160P | Ducted Indoor Units | BCE5C48M*1P+TXV |  |  |  | 10.9 | 16 | 7.8 | FALSE | FALSE | FALSE | 45000 | 31600 | 2.12 | 31600 | 2.12
210727712 |  | Live | Lennox Industries | ARMSTRONG AIR | Singlezone Ducted, Centrally Ducted | 210727712 |  | HRCU-A-CB | 4SHP18LX160P | Ducted Indoor Units | BCE5C48M*4X |  |  |  | 10.9 | 16 | 7.8 | FALSE | FALSE | FALSE | 45000 | 31600 | 2.12 | 31600 | 2.12
210727713 |  | Live | Lennox Industries | ARMSTRONG AIR | Singlezone Ducted, Centrally Ducted | 210727713 |  | HRCU-A-CB | 4SHP18LX160P | Ducted Indoor Units | BCE5E48M*4X |  |  |  | 10.9 | 16 | 7.8 | FALSE | FALSE | FALSE | 45000 | 31600 | 2.12 | 31600 | 2.12
210727714 |  | Live | Lennox Industries | ARMSTRONG AIR | Singlezone Ducted, Centrally Ducted | 210727714 |  | HRCU-A-CB | 4SHP18LX160P | Ducted Indoor Units | BCE5V48M |  |  |  | 11 | 16.5 | 7.8 | FALSE | FALSE | FALSE | 44500 | 31400 | 2.13 | 31400 | 2.13
211697900 |  | Live | Daikin North America, LLC | DAIKIN | Singlezone Non-Ducted, Wall Placement | 211697900 |  | HRCU-A-CB-O | RX18BXVJU | Mini-Splits | FTX18BXVJU |  |  |  | 12.5 | 20 | 9 | TRUE | FALSE | FALSE | 18000 | 14400 | 2.74 | 15969 | 2.53
211291634 |  | Live | Daikin North America, LLC | DAIKIN | Singlezone Non-Ducted, Wall Placement | 211291634 |  | HRCU-A-CB-O | RX12BXVJU | Mini-Splits | FTX12BXVJU |  |  |  | 12.5 | 20 | 10 | TRUE | FALSE | TRUE | 10900 | 8600 | 2.97 | 10621 | 2.57
211291633 |  | Live | Daikin North America, LLC | DAIKIN | Singlezone Non-Ducted, Wall Placement | 211291633 |  | HRCU-A-CB-O | RX09BXVJU | Mini-Splits | FTX09BXVJU |  |  |  | 12.5 | 20 | 10 | TRUE | FALSE | TRUE | 8900 | 5800 | 2.7 | 9239 | 2.65
208939392 |  | Live | Sunrise Tradex Corp | FORESTAIR | Singlezone Ducted, Centrally Ducted | 208939392 |  | HRCU-A-CB | FAD36W/A-D(U) | Ducted Indoor Units | FAD36AH2/A-D(U) | 10 | 18 | 10 |  |  |  | FALSE | FALSE | TRUE | 36000 | 24000 | 2.4 | 36000 | 1.94
202680602 |  | Live | Mitsubishi Electric Trane | MITSUBISHI ELECTRIC | Singlezone Non-Ducted, Wall Placement | 202680602 |  | HRCU-A-CB-O | MUZ-HM15NA*** | Mini-Splits | MSZ-HM15NA*** | 12 | 18 | 10 | 12 | 20 | 10 | TRUE | FALSE | TRUE | 14000 | 11500 | 2.55 | 14000 | 2.25
202680603 |  | Live | Mitsubishi Electric Trane | MITSUBISHI ELECTRIC | Singlezone Non-Ducted, Wall Placement | 202680603 |  | HRCU-A-CB-O | MUZ-HM18NA*** | Mini-Splits | MSZ-HM18NA*** | 10.5 | 18 | 10 | 10.5 | 19 | 9.5 | FALSE | FALSE | TRUE | 17200 | 11500 | 2.59 | 15000 | 2.3
210727715 |  | Live | Lennox Industries | ARMSTRONG AIR | Singlezone Ducted, Centrally Ducted | 210727715 |  | HRCU-A-CB | 4SHP18LX160P | Ducted Indoor Units | BCE7E48M*4X |  |  |  | 11 | 16.5 | 8.1 | FALSE | FALSE | TRUE | 45500 | 32200 | 2.37 | 32200 | 2.37
209832268 |  | Live | Mitsubishi Electric Trane | MITSUBISHI ELECTRIC | Singlezone Non-Ducted, Wall Placement | 209832268 |  | HRCU-A-CB-O | MUZ-GL18NA*** | Mini-Splits | MSZ-GL18NA*** | 13.4 | 20.5 | 11.2 | 13.4 | 20.5 | 10.3 | TRUE | FALSE | TRUE | 18000 | 13800 | 2.73 | 18200 | 2.48
200059085 |  | Live | MARS | COMFORT-AIRE | Multizone All Non-Ducted | 200059085 |  | HMSV-A-CB | A-VFH24TB-1 | Non-Ducted Indoor Units |  | 12.5 | 21 | 11 |  |  |  | FALSE | FALSE | FALSE | 24000 | 16600 | 2.46 | 23000 | 3.02
200059086 |  | Live | MARS | CENTURY | Multizone All Non-Ducted | 200059086 |  | HMSV-A-CB | A-VFH24TB-1 | Non-Ducted Indoor Units |  | 12.5 | 21 | 11 |  |  |  | FALSE | FALSE | FALSE | 24000 | 16600 | 2.46 | 23000 | 3.02
210791259 |  | Live | Daikin North America, LLC | DAIKIN | Singlezone Ducted, Centrally Ducted | 210791259 |  | HRCU-A-CB | DZ6VSA3610A* |  | DV35FECC14A* | 9.3 | 17.5 | 10 | 8.7 | 16.3 | 8.2 | FALSE | FALSE | FALSE | 31000 | 22000 | 2.39 | 25200 | 2.37
210791258 |  | Live | Daikin North America, LLC | DAIKIN | Singlezone Ducted, Centrally Ducted | 210791258 |  | HRCU-A-CB | DZ6VSA3010A* |  | DV35FECC14A* | 10.7 | 18 | 10 | 9.9 | 17.1 | 8.2 | FALSE | FALSE | FALSE | 25000 | 17600 | 2.47 | 21600 | 2.36
207168342 |  | Live | Daikin North America, LLC | DAIKIN | Singlezone Ducted, Centrally Ducted | 207168342 |  | HRCU-A-CB | DZ17VSA601B* |  | DV60FECD14A* | 8.3 | 16 | 8.7 | 8 | 16.1 | 8.1 | FALSE | FALSE | FALSE | 52500 | 34800 | 2.63 | 40500 | 2.39
207173041 |  | Live | Daikin North America, LLC | DAIKIN | Singlezone Ducted, Centrally Ducted | 207173041 |  | HRCU-A-CB | DZ17VSA481B* |  | DV60FECD14A* | 8.3 | 16 | 8.8 | 8 | 16.2 | 8.1 | FALSE | FALSE | FALSE | 45000 | 29800 | 2.47 | 36000 | 2.38
207168341 |  | Live | Daikin North America, LLC | DAIKIN | Singlezone Ducted, Centrally Ducted | 207168341 |  | HRCU-A-CB | DZ17VSA481B* |  | DV48FECD14A* | 8.3 | 16 | 8.8 | 8 | 16.2 | 8.1 | FALSE | FALSE | FALSE | 45000 | 29800 | 2.47 | 36000 | 2.38
207173039 |  | Live | Daikin North America, LLC | DAIKIN | Singlezone Ducted, Centrally Ducted | 207173039 |  | HRCU-A-CB | DZ17VSA421B* |  | DV42FECC14A* | 9 | 17 | 9.2 | 8.5 | 16.7 | 8.1 | FALSE | FALSE | FALSE | 39500 | 25600 | 2.66 | 34900 | 2.11
207173040 |  | Live | Daikin North America, LLC | DAIKIN | Singlezone Ducted, Centrally Ducted | 207173040 |  | HRCU-A-CB | DZ17VSA421B* |  | DV60FECD14A* | 9 | 17 | 9.2 | 8.5 | 16.9 | 8.1 | FALSE | FALSE | FALSE | 39500 | 25600 | 2.66 | 34900 | 2.11
207168340 |  | Live | Daikin North America, LLC | DAIKIN | Singlezone Ducted, Centrally Ducted | 207168340 |  | HRCU-A-CB | DZ17VSA421B* |  | DV48FECD14A* | 9 | 17 | 9.2 | 8.5 | 16.9 | 8.1 | FALSE | FALSE | FALSE | 39500 | 25600 | 2.66 | 34900 | 2.11
207173031 |  | Live | Daikin North America, LLC | DAIKIN | Singlezone Ducted, Centrally Ducted | 207173031 |  | HRCU-A-CB | DZ17VSA361B* |  | CA*EA3026*4A*+MBVC1200**-1A* | 9.3 | 17 | 9.6 | 8.7 | 16.3 | 8.2 | FALSE | FALSE | FALSE | 33200 | 22400 | 2.43 | 23500 | 2.21
207173032 |  | Live | Daikin North America, LLC | DAIKIN | Singlezone Ducted, Centrally Ducted | 207173032 |  | HRCU-A-CB | DZ17VSA361B* |  | CA*EA3026*4A*+MBVC1600**-1A* | 9.3 | 17.5 | 9.6 | 8.7 | 16.3 | 8.2 | FALSE | FALSE | FALSE | 33600 | 22400 | 2.43 | 23500 | 2.21
207173033 |  | Live | Daikin North America, LLC | DAIKIN | Singlezone Ducted, Centrally Ducted | 207173033 |  | HRCU-A-CB | DZ17VSA361B* |  | CA*EA3026*4A*+MBVC2000**-1A* | 9.3 | 17.5 | 9.6 | 8.7 | 16.3 | 8.2 | FALSE | FALSE | FALSE | 33600 | 22400 | 2.43 | 23500 | 2.21
207173034 |  | Live | Daikin North America, LLC | DAIKIN | Singlezone Ducted, Centrally Ducted | 207173034 |  | HRCU-A-CB | DZ17VSA361B* |  | DV42FECC14A* | 9.3 | 17.5 | 9.6 | 8.7 | 16.3 | 8.2 | FALSE | FALSE | FALSE | 32200 | 22400 | 2.43 | 23500 | 2.21
207168339 |  | Live | Daikin North America, LLC | DAIKIN | Singlezone Ducted, Centrally Ducted | 207168339 |  | HRCU-A-CB | DZ17VSA361B* |  | DV36FECC14A* | 9.3 | 17.5 | 9.6 | 8.7 | 16.3 | 8.2 | FALSE | FALSE | FALSE | 33000 | 22400 | 2.43 | 23900 | 2.27
207173006 |  | Live | Daikin North America, LLC | DAIKIN | Singlezone Ducted, Centrally Ducted | 207173006 |  | HRCU-A-CB | DZ17VSA301B* |  | CA*EA2422*4A*+MBVC1200**-1A* | 10.7 | 17 | 9.6 | 9.9 | 17.1 | 8.2 | FALSE | FALSE | FALSE | 26400 | 18000 | 2.52 | 21200 | 2.3
207173007 |  | Live | Daikin North America, LLC | DAIKIN | Singlezone Ducted, Centrally Ducted | 207173007 |  | HRCU-A-CB | DZ17VSA301B* |  | CA*EA2422*4A*+MBVC1600**-1A* | 10.7 | 18 | 9.6 | 9.9 | 17.1 | 8.2 | FALSE | FALSE | FALSE | 26400 | 18000 | 2.52 | 21200 | 2.3
207168338 |  | Live | Daikin North America, LLC | DAIKIN | Singlezone Ducted, Centrally Ducted | 207168338 |  | HRCU-A-CB | DZ17VSA301B* |  | DV36FECC14A* | 10.7 | 18 | 9.6 | 9.9 | 17.1 | 8.2 | FALSE | FALSE | FALSE | 27800 | 18000 | 2.52 | 21300 | 2.33
207172981 |  | Live | Daikin North America, LLC | DAIKIN | Singlezone Ducted, Centrally Ducted | 207172981 |  | HRCU-A-CB | DZ17VSA241B* |  | CA*EA1818*4A*+MBVC1200**-1A* | 11.3 | 18 | 10 | 10.1 | 17.3 | 8.5 | FALSE | FALSE | TRUE | 22200 | 14600 | 2.58 | 17600 | 2.33
207172980 |  | Live | Daikin North America, LLC | DAIKIN | Singlezone Ducted, Centrally Ducted | 207172980 |  | HRCU-A-CB | DZ17VSA241B* |  | CA*EA2422*4A*+MBVC1200**-1A* | 11.3 | 18 | 10 | 10.1 | 17 | 8.5 | FALSE | FALSE | TRUE | 22200 | 14600 | 2.58 | 17600 | 2.33
207172983 |  | Live | Daikin North America, LLC | DAIKIN | Singlezone Ducted, Centrally Ducted | 207172983 |  | HRCU-A-CB | DZ17VSA241B* |  | CA*EA1818*4A*+MBVC1600**-1A* | 11.3 | 18 | 10 | 10.1 | 17.3 | 8.5 | FALSE | FALSE | TRUE | 22200 | 14600 | 2.58 | 17600 | 2.33
207172982 |  | Live | Daikin North America, LLC | DAIKIN | Singlezone Ducted, Centrally Ducted | 207172982 |  | HRCU-A-CB | DZ17VSA241B* |  | CA*EA2422*4A*+MBVC1600**-1A* | 11.3 | 18 | 10 | 10.1 | 17 | 8.5 | FALSE | FALSE | TRUE | 22200 | 14600 | 2.58 | 17600 | 2.33
207168337 |  | Live | Daikin North America, LLC | DAIKIN | Singlezone Ducted, Centrally Ducted | 207168337 |  | HRCU-A-CB | DZ17VSA241B* |  | DV24FECB14A* | 11.3 | 18 | 10 | 10.1 | 17.3 | 8.5 | FALSE | FALSE | TRUE | 22200 | 14600 | 2.58 | 17600 | 2.33
207172948 |  | Live | Daikin North America, LLC | DAIKIN | Singlezone Ducted, Centrally Ducted | 207172948 |  | HRCU-A-CB | DZ17VSA181B* |  | CA*EA1818*4A*+MBVC1200**-1A* | 12.3 | 18 | 10 | 10.9 | 17.5 | 8.5 | FALSE | FALSE | TRUE | 16600 | 10800 | 2.71 | 17000 | 2.47
207172949 |  | Live | Daikin North America, LLC | DAIKIN | Singlezone Ducted, Centrally Ducted | 207172949 |  | HRCU-A-CB | DZ17VSA181B* |  | CA*EA1818*4A*+MBVC1600**-1A* | 12.3 | 18 | 10 | 10.9 | 17.5 | 8.5 | FALSE | FALSE | TRUE | 16600 | 10800 | 2.71 | 17000 | 2.47
207168336 |  | Live | Daikin North America, LLC | DAIKIN | Singlezone Ducted, Centrally Ducted | 207168336 |  | HRCU-A-CB | DZ17VSA181B* |  | DV24FECB14A* | 12.3 | 18 | 10 | 10.9 | 17.5 | 8.5 | FALSE | FALSE | TRUE | 16600 | 10800 | 2.71 | 17000 | 2.47
207465469 |  | Live | Samsung Electronics | SAMSUNG | Singlezone Ducted, Centrally Ducted | 207465469 |  | HRCU-A-CB | AC048BXADCH | Mini-Splits | AC048BNHDCH | 8 | 16.3 | 8.8 | 8 | 16.8 | 8.1 | FALSE | TRUE | FALSE | 48000 | 43000 | 1.73 | 49100 | 2.02
207465466 |  | Live | Samsung Electronics | SAMSUNG | Singlezone Ducted, Centrally Ducted | 207465466 |  | HRCU-A-CB | AC042BXADCH | Mini-Splits | AC042BNHDCH | 9.2 | 17.5 | 8.8 | 9.2 | 18.1 | 8.4 | FALSE | TRUE | FALSE | 42000 | 43500 | 1.75 | 44700 | 2.34
207465436 |  | Live | Samsung Electronics | SAMSUNG | Singlezone Non-Ducted, Wall Placement | 207465436 |  | HRCU-A-CB-O | AC048BXADCH | Mini-Splits | AC048BN4DCH | 8.3 | 17.2 | 10 | 8.3 | 17.8 | 8.6 | FALSE | TRUE | FALSE | 48000 | 46000 | 1.97 | 50900 | 2.26
207465468 |  | Live | Samsung Electronics | SAMSUNG | Singlezone Non-Ducted, Wall Placement | 207465468 |  | HRCU-A-CB-O | AC048BXADCH | Mini-Splits | AC048BN6DCH | 8.3 | 17.2 | 9.6 | 8.3 | 17.8 | 8.7 | FALSE | TRUE | FALSE | 48000 | 42000 | 2.1 | 50900 | 2.12
211253521 |  | Live | Midea Electric Trading | CANAIR | Singlezone Non-Ducted, Wall Placement | 211253521 |  | HRCU-A-CB-O | C25SCH12H21 | Mini-Splits | C28SEH12H21 | 13.7 | 23.2 | 13.2 | 13.7 | 24.6 | 10.7 | TRUE | FALSE | TRUE | 12000 | 9000 | 2.69 | 9921 | 2.31
211246028 |  | Live | Midea Electric Trading | COOPER&HUNTER | Singlezone Ducted, Compact Ducted | 211246028 |  | HRCU-A-CB | CH-NHPR60LCU-230VO | Mini-Splits | CH-60LCDTU/I | 9.4 | 18 | 11 | 9.4 | 15.8 | 9.5 | FALSE | TRUE | FALSE | 55000 | 40000 | 2.46 | 54000 | 2.2
211246027 |  | Live | Midea Electric Trading | COOPER&HUNTER | Singlezone Non-Ducted, Floor Placement | 211246027 |  | HRCU-A-CB-O | CH-NHPR60LCU-230VO | Mini-Splits | CH-60LCFC/I | 9 | 16.8 | 11.3 | 9 | 17.3 | 10.2 | FALSE | TRUE | TRUE | 55000 | 40000 | 2.58 | 58600 | 2.35
208959768 |  | Live | Midea Electric Trading | MRCOOL | Multizone All Ducted | 208959768 |  | HMSV-A-CB | DIY-MULTI5-48HP230C | Ducted Indoor Units |  | 11 | 19.5 | 11 | 11.2 | 19.6 | 9.8 | FALSE | FALSE | TRUE | 49000 | 34800 | 2.43 | 37000 | 2.17
207028598 |  | Live | Parker Davis HVAC International, Inc. | PIONEER | Singlezone Ducted, Centrally Ducted | 207028598 |  | HRCU-A-CB | YH4860GHFD18R2 |  | DR060GHFD18HT2 | 8.5 | 17.5 | 10 | 8.25 | 17 | 8.5 | FALSE | FALSE | FALSE | 56000 | 40000 | 2.34 | 42000 | 2.1
210655534 |  | Live | Midea Electric Trading | FUJIECO | Singlezone Non-Ducted, Ceiling Placement | 210655534 |  | HRCU-A-CB-O | FEFS-36H2MD01(O) | Mini-Splits | FEFS-36H2MD01(I) | 9.4 | 17.6 | 11.7 | 9.5 | 19.2 | 10 | FALSE | FALSE | TRUE | 36000 | 25200 | 2.74 | 26306 | 2.4
210857479 |  | Live | Midea Electric Trading | AC BEST LA | Singlezone Non-Ducted, Floor Placement | 210857479 |  | HRCU-A-CB-O | MOD30U-36HFN1-M(GA) | Mini-Splits | MFGD-36HRFN1-MQ6W | 9.4 | 17.6 | 11.7 | 9.5 | 19.2 | 10 | FALSE | FALSE | FALSE | 36000 | 25200 | 2.74 | 26306 | 2.4
207862090 |  | Live | Midea Electric Trading | BREEZE33 | Multizone All Ducted | 207862090 |  | HMSV-A-CB | BZ33-HP273Z2-G2-P | Ducted Indoor Units |  | 11.2 | 21 | 10.2 | 11.7 | 21 | 9.2 | TRUE | FALSE | TRUE | 28000 | 22000 | 2.6 | 22600 | 2.25
210857369 |  | Live | Midea Electric Trading | 1HVAC | Multizone All Ducted | 210857369 |  | HMSV-A-CB | ES-27Z-M3B | Ducted Indoor Units |  | 11.2 | 21 | 10.2 | 11.7 | 21 | 9.2 | TRUE | FALSE | TRUE | 28000 | 22000 | 2.6 | 22600 | 2.25
208073245 |  | Live | Midea Electric Trading | AC BEST LA | Multizone All Ducted | 208073245 |  | HMSV-A-CB | M3OJ-27HFN1-M | Ducted Indoor Units |  | 11.2 | 21 | 10.2 | 11.7 | 21 | 9.2 | FALSE | FALSE | FALSE | 28000 | 22000 | 2.6 | 22600 | 2.25
211001949 |  | Live | Midea Electric Trading | AC PRO.COM | Singlezone Non-Ducted, Ceiling Placement | 211001949 |  | HRCU-A-CB-O | AOX230-12HFN1-MV5W | Mini-Splits | ACBU-12HRFN1-MV0W | 12.6 | 21.2 | 10.8 | 12.6 | 22 | 9.8 | FALSE | FALSE | TRUE | 12000 | 7700 | 2 | 9000 | 2.42
211001950 |  | Live | Midea Electric Trading | AC PRO.COM | Singlezone Non-Ducted, Ceiling Placement | 211001950 |  | HRCU-A-CB-O | AOX430-18HFN1-MT8W | Mini-Splits | ACBU-18HRFN1-MU2W | 12.5 | 21.2 | 12 | 12.5 | 21.8 | 10.7 | FALSE | FALSE | TRUE | 18000 | 12200 | 2.79 | 15500 | 2.4
207827126 |  | Live | Midea Electric Trading | AC PRO.COM | Multizone All Ducted | 207827126 |  | HMSV-A-CB | A3OJ-27HFN1-M | Ducted Indoor Units |  | 11.2 | 21 | 10.2 | 11.7 | 21 | 9.2 | FALSE | FALSE | TRUE | 28000 | 22000 | 2.6 | 22600 | 2.25
210857387 |  | Live | Midea Electric Trading | ACIQ | Multizone All Ducted | 210857387 |  | HMSV-A-CB | ES-27Z-M3B | Ducted Indoor Units |  | 11.2 | 21 | 10.2 | 11.7 | 21 | 9.2 | TRUE | FALSE | TRUE | 28000 | 22000 | 2.6 | 22600 | 2.25
205144648 |  | Live | Johnson Controls Inc. (York International Norman) | CHAMPION HEATING AND COOLING | Singlezone Ducted, Centrally Ducted | 205144648 |  | HRCU-A-CB | TH16B3622 |  | AE42CBC21 | 11 | 16.75 | 10 |  |  |  | FALSE | FALSE | FALSE | 35000 | 22400 | 2.72 | 22400 | 2.72
205144700 |  | Live | Johnson Controls Inc. (York International Norman) | FRASER-JOHNSTON | Singlezone Ducted, Centrally Ducted | 205144700 |  | HRCU-A-CB | TH16B3622 |  | AE42CBC21 | 11 | 16.75 | 10 |  |  |  | FALSE | FALSE | FALSE | 35000 | 22400 | 2.72 | 22400 | 2.72
205144699 |  | Live | Johnson Controls Inc. (York International Norman) | COLEMAN | Singlezone Ducted, Centrally Ducted | 205144699 |  | HRCU-A-CB | CH16B3622 |  | AE42CBC21 | 11 | 16.75 | 10 |  |  |  | FALSE | FALSE | FALSE | 35000 | 22400 | 2.72 | 22400 | 2.72
205144647 |  | Live | Johnson Controls Inc. (York International Norman) | LUXAIRE | Singlezone Ducted, Centrally Ducted | 205144647 |  | HRCU-A-CB | TH16B3622 |  | AE42CBC21 | 11 | 16.75 | 10 |  |  |  | FALSE | FALSE | FALSE | 35000 | 22400 | 2.72 | 22400 | 2.72
203088402 |  | Live | Johnson Controls Inc. (York International Norman) | LUXAIRE | Singlezone Ducted, Centrally Ducted | 203088402 |  | HRCU-A-CB | TH16B3622 |  | AE42CX21+TXV | 11 | 16.75 | 10 |  |  |  | FALSE | FALSE | FALSE | 35000 | 22400 | 2.72 | 22400 | 2.72
205144618 |  | Live | Johnson Controls Inc. (York International Norman) | YORK | Singlezone Ducted, Centrally Ducted | 205144618 |  | HRCU-A-CB | YHM36B22 |  | AE42CBC21 | 11 | 16.75 | 10 |  |  |  | FALSE | FALSE | FALSE | 35000 | 22400 | 2.72 | 22400 | 2.72
203088411 |  | Live | Johnson Controls Inc. (York International Norman) | CHAMPION HEATING AND COOLING | Singlezone Ducted, Centrally Ducted | 203088411 |  | HRCU-A-CB | TH16B3622 |  | AE42CX21+TXV | 11 | 16.75 | 10 |  |  |  | FALSE | FALSE | FALSE | 35000 | 22400 | 2.72 | 22400 | 2.72
203088406 |  | Live | Johnson Controls Inc. (York International Norman) | FRASER-JOHNSTON | Singlezone Ducted, Centrally Ducted | 203088406 |  | HRCU-A-CB | TH16B3622 |  | AE42CX21+TXV | 11 | 16.75 | 10 |  |  |  | FALSE | FALSE | FALSE | 35000 | 22400 | 2.72 | 22400 | 2.72
203088397 |  | Live | Johnson Controls Inc. (York International Norman) | COLEMAN | Singlezone Ducted, Centrally Ducted | 203088397 |  | HRCU-A-CB | CH16B3622 |  | AE42CX21+TXV | 11 | 16.75 | 10 |  |  |  | FALSE | FALSE | FALSE | 35000 | 22400 | 2.72 | 22400 | 2.72
208674957 |  | Live | Midea Electric Trading | AIC TECHNOLOGIES | Multizone All Ducted | 208674957 |  | HMSV-A-CB | NAKS-MULTI AC-27K-208-230 | Ducted Indoor Units |  | 11.2 | 21 | 10.2 | 11.7 | 21 | 9.2 | FALSE | FALSE | TRUE | 28000 | 22000 | 2.6 | 22600 | 2.25
203076252 |  | Live | Johnson Controls Inc. (York International Norman) | YORK | Singlezone Ducted, Centrally Ducted | 203076252 |  | HRCU-A-CB | YHM36B22 |  | AE42CX21+TXV | 11 | 16.75 | 10 |  |  |  | FALSE | FALSE | FALSE | 35000 | 22400 | 2.72 | 22400 | 2.72
208119676 |  | Live | Midea Electric Trading | AIRLUX | Multizone All Ducted | 208119676 |  | HMSV-A-CB | AM3M27O/2022 | Ducted Indoor Units |  | 11.2 | 21 | 10.2 | 11.7 | 21 | 9.2 | FALSE | FALSE | TRUE | 28000 | 22000 | 2.6 | 22600 | 2.25
208121909 |  | Live | Midea Electric Trading | ALSETRIA | Multizone All Ducted | 208121909 |  | HMSV-A-CB | M3OJ-27HFN1-M | Ducted Indoor Units |  | 11.2 | 21 | 10.2 | 11.7 | 21 | 9.2 | TRUE | FALSE | TRUE | 28000 | 22000 | 2.6 | 22600 | 2.25
206223105 |  | Live | Trane U.S. Inc. | TRANE | Singlezone Ducted, Centrally Ducted | 206223105 |  | HRCU-A-CB | 4TWV8X24A1 |  | TAMXA0B30V3PA | 13 | 18 | 10 |  |  |  | FALSE | FALSE | FALSE | 23800 | 15800 | 1.98 | 15800 | 2.35
207641282 |  | Live | Midea Electric Trading | BLUERIDGE | Multizone All Ducted | 207641282 |  | HMSV-A-CB | BMM27C | Ducted Indoor Units |  | 11.2 | 21 | 10.2 | 11.7 | 21 | 9.2 | TRUE | FALSE | TRUE | 28000 | 22000 | 2.6 | 22600 | 2.25
207742365 |  | Live | Midea Electric Trading | C&H | Multizone All Ducted | 207742365 |  | HMSV-A-CB | CH-28MES-230VO | Ducted Indoor Units |  | 11.2 | 21 | 10.2 | 11.7 | 21 | 9.2 | TRUE | FALSE | TRUE | 28000 | 22000 | 2.6 | 22600 | 2.25
211126489 |  | Live | Midea Electric Trading | COAST AIR | Singlezone Non-Ducted, Wall Placement | 211126489 |  | HRCU-A-CB-O | A-CAD24-1A | Mini-Splits | B-CAD24-1A | 12.5 | 20.5 | 10.5 | 12.5 | 20.5 | 9.2 | TRUE | FALSE | FALSE | 23000 | 17900 | 2.34 | 21492 | 2.25
211126491 |  | Live | Midea Electric Trading | COAST AIR | Singlezone Non-Ducted, Wall Placement | 211126491 |  | HRCU-A-CB-O | A-CAD18-1A | Mini-Splits | B-CAD18-1A | 12.5 | 22 | 11.5 | 12.6 | 22.7 | 9.8 | TRUE | FALSE | TRUE | 18000 | 13800 | 2.54 | 14760 | 2.31
211126487 |  | Live | Midea Electric Trading | COAST AIR | Singlezone Non-Ducted, Wall Placement | 211126487 |  | HRCU-A-CB-O | A-CAD09-0A | Mini-Splits | B-CAD09-0A | 12.5 | 22 | 11.5 | 12.5 | 22.5 | 9 | FALSE | FALSE | FALSE | 12000 | 7500 | 2.59 | 8210 | 2.41
211126490 |  | Live | Midea Electric Trading | COAST AIR | Singlezone Non-Ducted, Wall Placement | 211126490 |  | HRCU-A-CB-O | A-CAD12-0A | Mini-Splits | B-CAD12-0A | 12.5 | 22 | 11.5 | 12.5 | 22.5 | 9 | TRUE | FALSE | FALSE | 12000 | 7500 | 2.59 | 8210 | 2.41
207658968 |  | Live | Midea Electric Trading | COMFORTSTAR | Multizone All Ducted | 207658968 |  | HMSV-A-CB | CMZ-27-3Z | Ducted Indoor Units |  | 11.2 | 21 | 10.2 | 11.7 | 21 | 9.2 | TRUE | FALSE | TRUE | 28000 | 22000 | 2.6 | 22600 | 2.25
10153709 |  | Live | Trane U.S. Inc. | TRANE | Singlezone Ducted, Centrally Ducted | 10153709 |  | HRCU-A-CB | 4TWV0060A1 |  | TEM8A0D48V41+TDR | 12.5 | 18.5 | 10 |  |  |  | FALSE | FALSE | FALSE | 53500 | 49500 | 2.2 | 51100 | 2.2
210799620 |  | Live | Midea Electric Trading | COOPER&HUNTER | Multizone All Ducted | 210799620 |  | HMSV-A-CB | CH-28MES-230VO | Ducted Indoor Units |  | 11.2 | 21 | 10.2 | 11.7 | 21 | 9.2 | TRUE | FALSE | TRUE | 28000 | 22000 | 2.6 | 22600 | 2.25
210288132 |  | Live | Midea Electric Trading | CTMORLEY | Multizone All Ducted | 210288132 |  | HMSV-A-CB | MOU-3A27G-2 | Ducted Indoor Units |  | 11.2 | 21 | 10.2 | 11.7 | 21 | 9.2 | FALSE | FALSE | TRUE | 28000 | 22000 | 2.6 | 22600 | 2.25
210857281 |  | Live | Midea Electric Trading | DIAMONDAIR | Multizone All Ducted | 210857281 |  | HMSV-A-CB | DF30M2Z3 | Ducted Indoor Units |  | 11.2 | 21 | 10.2 | 11.7 | 21 | 9.2 | FALSE | FALSE | TRUE | 28000 | 22000 | 2.6 | 22600 | 2.25
207743777 |  | Live | Midea Electric Trading | DIRECT AIR | Multizone All Ducted | 207743777 |  | HMSV-A-CB | DIRM-27DA25-3Z | Ducted Indoor Units |  | 11.2 | 21 | 10.2 | 11.7 | 21 | 9.2 | TRUE | FALSE | TRUE | 28000 | 22000 | 2.6 | 22600 | 2.25
212396763 |  | Live | Lennox Industries | ADP | Singlezone Ducted, Centrally Ducted | 212396763 |  | HRCU-A-C | 4TXD2036A10NU** | Ducted Indoor Units | H,TG34936+TD |  |  |  | 9 | 15.2 | 8.5 | FALSE | FALSE | FALSE | 33400 | 22000 | 2.26 | 36000 | 1.94
212396764 |  | Live | Lennox Industries | ADP | Singlezone Ducted, Centrally Ducted | 212396764 |  | HRCU-A-C | 4TXD2060A10NU** | Ducted Indoor Units | H,TG52960+TD |  |  |  | 9.5 | 15.2 | 8.5 | FALSE | FALSE | FALSE | 53000 | 35200 | 2.2 | 49000 | 2.02
212396765 |  | Live | Lennox Industries | ADP | Singlezone Ducted, Centrally Ducted | 212396765 |  | HRCU-A-C | 4TXD2060A10NU** | Ducted Indoor Units | H,TE86960+TD |  |  |  | 9.5 | 15.2 | 8.5 | FALSE | FALSE | FALSE | 53000 | 35200 | 2.2 | 49000 | 2.02
210857405 |  | Live | Midea Electric Trading | DIYCOOL | Multizone All Ducted | 210857405 |  | HMSV-A-CB | ES-27Z-M3B | Ducted Indoor Units |  | 11.2 | 21 | 10.2 | 11.7 | 21 | 9.2 | TRUE | FALSE | TRUE | 28000 | 22000 | 2.6 | 22600 | 2.25
212396766 |  | Live | Lennox Industries | ADP | Singlezone Ducted, Centrally Ducted | 212396766 |  | HRCU-A-C | 4TXD2060A10NU** | Ducted Indoor Units | H,TE88960+TD |  |  |  | 9.5 | 15.2 | 8.5 | FALSE | FALSE | FALSE | 53000 | 35200 | 2.2 | 49000 | 2.02
212396767 |  | Live | Lennox Industries | ADP | Singlezone Ducted, Centrally Ducted | 212396767 |  | HRCU-A-C | 4TXD2036A10NU** | Ducted Indoor Units | H,TG34936+TD |  |  |  | 9 | 15.2 | 8.5 | FALSE | FALSE | FALSE | 33400 | 22000 | 2.26 | 36000 | 1.94
212396768 |  | Live | Lennox Industries | ADP | Singlezone Ducted, Centrally Ducted | 212396768 |  | HRCU-A-C | 4TXD2060A10NU** | Ducted Indoor Units | H,TG52960+TD |  |  |  | 9.5 | 15.2 | 8.5 | FALSE | FALSE | FALSE | 53000 | 35200 | 2.2 | 49000 | 2.02
212396769 |  | Live | Lennox Industries | ADP | Singlezone Ducted, Centrally Ducted | 212396769 |  | HRCU-A-C | 4TXD2060A10NU** | Ducted Indoor Units | H,TE86960+TD |  |  |  | 9.5 | 15.2 | 8.5 | FALSE | FALSE | FALSE | 53000 | 35200 | 2.2 | 49000 | 2.02
212396770 |  | Live | Lennox Industries | ADP | Singlezone Ducted, Centrally Ducted | 212396770 |  | HRCU-A-C | 4TXD2060A10NU** | Ducted Indoor Units | H,TE88960+TD |  |  |  | 9.5 | 15.2 | 8.5 | FALSE | FALSE | FALSE | 53000 | 35200 | 2.2 | 49000 | 2.02
212406525 |  | Live | Lennox Industries | ADP | Singlezone Ducted, Centrally Ducted | 212406525 |  | HRCU-A-C | 4TXD2036A10NU** | Ducted Indoor Units | H,TG34930+TD |  |  |  | 11 | 15.2 | 8.5 | FALSE | FALSE | TRUE | 22800 | 15800 | 2.18 | 9250 | 2.56
212406526 |  | Live | Lennox Industries | ADP | Singlezone Ducted, Centrally Ducted | 212406526 |  | HRCU-A-C | 4TXD2060A10NU** | Ducted Indoor Units | H,TG52948+TD |  |  |  | 10 | 15.2 | 8.5 | FALSE | FALSE | TRUE | 47000 | 30200 | 2.14 | 48000 | 2.04
212406527 |  | Live | Lennox Industries | ADP | Singlezone Ducted, Centrally Ducted | 212406527 |  | HRCU-A-C | 4TXD2060A10NU** | Ducted Indoor Units | H,TE86948+TD |  |  |  | 10 | 15.2 | 8.5 | FALSE | FALSE | TRUE | 47000 | 30200 | 2.14 | 48000 | 2.04
212406528 |  | Live | Lennox Industries | ADP | Singlezone Ducted, Centrally Ducted | 212406528 |  | HRCU-A-C | 4TXD2060A10NU** | Ducted Indoor Units | H,TE88948+TD |  |  |  | 10 | 15.2 | 8.5 | FALSE | FALSE | TRUE | 47000 | 30200 | 2.14 | 48000 | 2.04
212406529 |  | Live | Lennox Industries | ADP | Singlezone Ducted, Centrally Ducted | 212406529 |  | HRCU-A-C | 4TXD2036A10NU** | Ducted Indoor Units | H,TG34930+TD |  |  |  | 11 | 15.2 | 8.5 | FALSE | FALSE | TRUE | 22800 | 15800 | 2.18 | 9250 | 2.56
212406530 |  | Live | Lennox Industries | ADP | Singlezone Ducted, Centrally Ducted | 212406530 |  | HRCU-A-C | 4TXD2060A10NU** | Ducted Indoor Units | H,TG52948+TD |  |  |  | 10 | 15.2 | 8.5 | FALSE | FALSE | TRUE | 47000 | 30200 | 2.14 | 48000 | 2.04
212406531 |  | Live | Lennox Industries | ADP | Singlezone Ducted, Centrally Ducted | 212406531 |  | HRCU-A-C | 4TXD2060A10NU** | Ducted Indoor Units | H,TE86948+TD |  |  |  | 10 | 15.2 | 8.5 | FALSE | FALSE | TRUE | 47000 | 30200 | 2.14 | 48000 | 2.04
212406532 |  | Live | Lennox Industries | ADP | Singlezone Ducted, Centrally Ducted | 212406532 |  | HRCU-A-C | 4TXD2060A10NU** | Ducted Indoor Units | H,TE88948+TD |  |  |  | 10 | 15.2 | 8.5 | FALSE | FALSE | TRUE | 47000 | 30200 | 2.14 | 48000 | 2.04
208106713 |  | Live | Lennox Industries | DUCANE | Singlezone Non-Ducted, Wall Placement | 208106713 |  | HRCU-A-CB-O | 4DHP2S12S-1L | Mini-Splits | DWM212S4-1L | 13 | 23 | 11.6 | 13 | 23.5 | 10 | FALSE | FALSE | TRUE | 12000 | 8400 | 3.04 | 9250 | 2.56
208106746 |  | Live | Lennox Industries | CONCORD | Singlezone Non-Ducted, Wall Placement | 208106746 |  | HRCU-A-CB-O | 4DHP2S12S-1L | Mini-Splits | DWM212S4-1L | 13 | 23 | 11.6 | 13 | 23.5 | 10 | FALSE | FALSE | TRUE | 12000 | 8400 | 3.04 | 9250 | 2.56
208106735 |  | Live | Lennox Industries | ARMSTRONG AIR | Singlezone Non-Ducted, Wall Placement | 208106735 |  | HRCU-A-CB-O | 4DHP2S12S-1L | Mini-Splits | DWM212S4-1L | 13 | 23 | 11.6 | 13 | 23.5 | 10 | FALSE | FALSE | TRUE | 12000 | 8400 | 3.04 | 9250 | 2.56
208127266 |  | Live | Lennox Industries | ALLIED | Singlezone Non-Ducted, Wall Placement | 208127266 |  | HRCU-A-CB-O | 4DHP2S12S-1L | Mini-Splits | DWM212S4-1L | 13 | 23 | 11.6 | 13 | 23.5 | 10 | FALSE | FALSE | TRUE | 12000 | 8400 | 3.04 | 9250 | 2.56
208106724 |  | Live | Lennox Industries | AIREASE | Singlezone Non-Ducted, Wall Placement | 208106724 |  | HRCU-A-CB-O | 4DHP2S12S-1L | Mini-Splits | DWM212S4-1L | 13 | 23 | 11.6 | 13 | 23.5 | 10 | FALSE | FALSE | TRUE | 12000 | 8400 | 3.04 | 9250 | 2.56
208106666 |  | Live | Lennox Industries | DUCANE | Singlezone Non-Ducted, Ceiling Placement | 208106666 |  | HRCU-A-CB-O | 4DHP2S12S-1P | Mini-Splits | D22C112S4-1P | 14 | 22 | 10.6 | 13.9 | 22.7 | 9.9 | TRUE | FALSE | TRUE | 11800 | 8900 | 3.22 | 10060 | 2.36
208106663 |  | Live | Lennox Industries | DUCANE | Singlezone Non-Ducted, Wall Placement | 208106663 |  | HRCU-A-CB-O | 4DHP2S12S-1P | Mini-Splits | DWM212S4-1P | 13.7 | 23.2 | 13.2 | 13.7 | 24.6 | 10.7 | TRUE | FALSE | TRUE | 12000 | 9000 | 3.22 | 9922 | 2.31
208106693 |  | Live | Lennox Industries | CONCORD | Singlezone Non-Ducted, Ceiling Placement | 208106693 |  | HRCU-A-CB-O | 4DHP2S12S-1P | Mini-Splits | D22C112S4-1P | 14 | 22 | 10.6 | 13.9 | 22.7 | 9.9 | TRUE | FALSE | TRUE | 11800 | 8900 | 3.22 | 10060 | 2.36
208106690 |  | Live | Lennox Industries | CONCORD | Singlezone Non-Ducted, Wall Placement | 208106690 |  | HRCU-A-CB-O | 4DHP2S12S-1P | Mini-Splits | DWM212S4-1P | 13.7 | 23.2 | 13.2 | 13.7 | 24.6 | 10.7 | TRUE | FALSE | TRUE | 12000 | 9000 | 3.22 | 9922 | 2.31
208106675 |  | Live | Lennox Industries | ARMSTRONG AIR | Singlezone Non-Ducted, Ceiling Placement | 208106675 |  | HRCU-A-CB-O | 4DHP2S12S-1P | Mini-Splits | D22C112S4-1P | 14 | 22 | 10.6 | 13.9 | 22.7 | 9.9 | TRUE | FALSE | TRUE | 11800 | 8900 | 3.22 | 10060 | 2.36
208106672 |  | Live | Lennox Industries | ARMSTRONG AIR | Singlezone Non-Ducted, Wall Placement | 208106672 |  | HRCU-A-CB-O | 4DHP2S12S-1P | Mini-Splits | DWM212S4-1P | 13.7 | 23.2 | 13.2 | 13.7 | 24.6 | 10.7 | TRUE | FALSE | TRUE | 12000 | 9000 | 3.22 | 9922 | 2.31
208106657 |  | Live | Lennox Industries | ALLIED | Singlezone Non-Ducted, Ceiling Placement | 208106657 |  | HRCU-A-CB-O | 4DHP2S12S-1P | Mini-Splits | D22C112S4-1P | 14 | 22 | 10.6 | 13.9 | 22.7 | 9.9 | TRUE | FALSE | TRUE | 11800 | 8900 | 3.22 | 10060 | 2.36
208106653 |  | Live | Lennox Industries | ALLIED | Singlezone Non-Ducted, Wall Placement | 208106653 |  | HRCU-A-CB-O | 4DHP2S12S-1P | Mini-Splits | DWM212S4-1P | 13.7 | 23.2 | 13.2 | 13.7 | 24.6 | 10.7 | TRUE | FALSE | TRUE | 12000 | 9000 | 3.22 | 9922 | 2.31
208106681 |  | Live | Lennox Industries | AIREASE | Singlezone Non-Ducted, Wall Placement | 208106681 |  | HRCU-A-CB-O | 4DHP2S12S-1P | Mini-Splits | DWM212S4-1P | 13.7 | 23.2 | 13.2 | 13.7 | 24.6 | 10.7 | TRUE | FALSE | TRUE | 12000 | 9000 | 3.22 | 9922 | 2.31
208106842 |  | Live | Lennox Industries | DUCANE | Multizone All Non-Ducted | 208106842 |  | HMSV-A-CB | 4DHP2S18M-1P | Non-Ducted Indoor Units |  | 13.3 | 22.5 | 10.6 | 13.9 | 22.9 | 10.5 | TRUE | FALSE | TRUE | 18000 | 14300 | 3.64 | 15600 | 2.31
208106827 |  | Live | Lennox Industries | CONCORD | Multizone All Non-Ducted | 208106827 |  | HMSV-A-CB | 4DHP2S18M-1P | Non-Ducted Indoor Units |  | 13.3 | 22.5 | 10.6 | 13.9 | 22.9 | 10.5 | TRUE | FALSE | TRUE | 18000 | 14300 | 3.64 | 15600 | 2.31
208106812 |  | Live | Lennox Industries | ARMSTRONG AIR | Multizone All Non-Ducted | 208106812 |  | HMSV-A-CB | 4DHP2S18M-1P | Non-Ducted Indoor Units |  | 13.3 | 22.5 | 10.6 | 13.9 | 22.9 | 10.5 | TRUE | FALSE | TRUE | 18000 | 14300 | 3.64 | 15600 | 2.31
208136325 |  | Live | Midea Electric Trading | DUCTLESSAIRE | Multizone All Ducted | 208136325 |  | HMSV-A-CB | DA27-3Z-0* | Ducted Indoor Units |  | 11.2 | 21 | 10.2 | 11.7 | 21 | 9.2 | FALSE | FALSE | TRUE | 28000 | 22000 | 2.6 | 22600 | 2.25
208106782 |  | Live | Lennox Industries | ALLIED | Multizone All Non-Ducted | 208106782 |  | HMSV-A-CB | 4DHP2S18M-1P | Non-Ducted Indoor Units |  | 13.3 | 22.5 | 10.6 | 13.9 | 22.9 | 10.5 | TRUE | FALSE | TRUE | 18000 | 14300 | 3.64 | 15600 | 2.31
208106797 |  | Live | Lennox Industries | AIREASE | Multizone All Non-Ducted | 208106797 |  | HMSV-A-CB | 4DHP2S18M-1P | Non-Ducted Indoor Units |  | 13.3 | 22.5 | 10.6 | 13.9 | 22.9 | 10.5 | TRUE | FALSE | TRUE | 18000 | 14300 | 3.64 | 15600 | 2.31
208106664 |  | Live | Lennox Industries | DUCANE | Singlezone Non-Ducted, Wall Placement | 208106664 |  | HRCU-A-CB-O | 4DHP2S18S-1P | Mini-Splits | DWM218S4-1P | 12.5 | 22.6 | 12 | 12.4 | 23.5 | 10.7 | TRUE | FALSE | TRUE | 18000 | 14900 | 2.99 | 15934 | 2.37
208106670 |  | Live | Lennox Industries | DUCANE | Singlezone Ducted, Compact Ducted | 208106670 |  | HRCU-A-CB | 4DHP2S18S-1P | Mini-Splits | DMD218S4-1P | 12.5 | 20.5 | 11 | 12.3 | 20 | 10.5 | TRUE | FALSE | TRUE | 17000 | 12600 | 2.74 | 14000 | 2.28
208106691 |  | Live | Lennox Industries | CONCORD | Singlezone Non-Ducted, Wall Placement | 208106691 |  | HRCU-A-CB-O | 4DHP2S18S-1P | Mini-Splits | DWM218S4-1P | 12.5 | 22.6 | 12 | 12.4 | 23.5 | 10.7 | TRUE | FALSE | TRUE | 18000 | 14900 | 2.99 | 15934 | 2.37
208106697 |  | Live | Lennox Industries | CONCORD | Singlezone Ducted, Compact Ducted | 208106697 |  | HRCU-A-CB | 4DHP2S18S-1P | Mini-Splits | DMD218S4-1P | 12.5 | 20.5 | 11 | 12.3 | 20 | 10.5 | TRUE | FALSE | TRUE | 17000 | 12600 | 2.74 | 14000 | 2.28
208106673 |  | Live | Lennox Industries | ARMSTRONG AIR | Singlezone Non-Ducted, Wall Placement | 208106673 |  | HRCU-A-CB-O | 4DHP2S18S-1P | Mini-Splits | DWM218S4-1P | 12.5 | 22.6 | 12 | 12.4 | 23.5 | 10.7 | TRUE | FALSE | TRUE | 18000 | 14900 | 2.99 | 15934 | 2.37
208106679 |  | Live | Lennox Industries | ARMSTRONG AIR | Singlezone Ducted, Compact Ducted | 208106679 |  | HRCU-A-CB | 4DHP2S18S-1P | Mini-Splits | DMD218S4-1P | 12.5 | 20.5 | 11 | 12.3 | 20 | 10.5 | TRUE | FALSE | TRUE | 17000 | 12600 | 2.74 | 14000 | 2.28
208106654 |  | Live | Lennox Industries | ALLIED | Singlezone Non-Ducted, Wall Placement | 208106654 |  | HRCU-A-CB-O | 4DHP2S18S-1P | Mini-Splits | DWM218S4-1P | 12.5 | 22.6 | 12 | 12.4 | 23.5 | 10.7 | TRUE | FALSE | TRUE | 18000 | 14900 | 2.99 | 15934 | 2.37
208106661 |  | Live | Lennox Industries | ALLIED | Singlezone Ducted, Compact Ducted | 208106661 |  | HRCU-A-CB | 4DHP2S18S-1P | Mini-Splits | DMD218S4-1P | 12.5 | 20.5 | 11 | 12.3 | 20 | 10.5 | TRUE | FALSE | TRUE | 17000 | 12600 | 2.74 | 14000 | 2.28
208106682 |  | Live | Lennox Industries | AIREASE | Singlezone Non-Ducted, Wall Placement | 208106682 |  | HRCU-A-CB-O | 4DHP2S18S-1P | Mini-Splits | DWM218S4-1P | 12.5 | 22.6 | 12 | 12.4 | 23.5 | 10.7 | TRUE | FALSE | TRUE | 18000 | 14900 | 2.99 | 15934 | 2.37
208106688 |  | Live | Lennox Industries | AIREASE | Singlezone Ducted, Compact Ducted | 208106688 |  | HRCU-A-CB | 4DHP2S18S-1P | Mini-Splits | DMD218S4-1P | 12.5 | 20.5 | 11 | 12.3 | 20 | 10.5 | TRUE | FALSE | TRUE | 17000 | 12600 | 2.74 | 14000 | 2.28
207825502 |  | Live | Midea Electric Trading | ECO AC | Multizone All Ducted | 207825502 |  | HMSV-A-CB | EMH-3O27BB | Ducted Indoor Units |  | 11.2 | 21 | 10.2 | 11.7 | 21 | 9.2 | TRUE | FALSE | TRUE | 28000 | 22000 | 2.6 | 22600 | 2.25
208106665 |  | Live | Lennox Industries | DUCANE | Singlezone Non-Ducted, Wall Placement | 208106665 |  | HRCU-A-CB-O | 4DHP2S24S-1P | Mini-Splits | DWM224S4-1P | 14 | 22 | 12 | 14 | 22 | 9.9 | TRUE | FALSE | TRUE | 24000 | 16200 | 3.08 | 20000 | 2.1
208106692 |  | Live | Lennox Industries | CONCORD | Singlezone Non-Ducted, Wall Placement | 208106692 |  | HRCU-A-CB-O | 4DHP2S24S-1P | Mini-Splits | DWM224S4-1P | 14 | 22 | 12 | 14 | 22 | 9.9 | TRUE | FALSE | TRUE | 24000 | 16200 | 3.08 | 20000 | 2.1
208106674 |  | Live | Lennox Industries | ARMSTRONG AIR | Singlezone Non-Ducted, Wall Placement | 208106674 |  | HRCU-A-CB-O | 4DHP2S24S-1P | Mini-Splits | DWM224S4-1P | 14 | 22 | 12 | 14 | 22 | 9.9 | TRUE | FALSE | TRUE | 24000 | 16200 | 3.08 | 20000 | 2.1
208106655 |  | Live | Lennox Industries | ALLIED | Singlezone Non-Ducted, Wall Placement | 208106655 |  | HRCU-A-CB-O | 4DHP2S24S-1P | Mini-Splits | DWM224S4-1P | 14 | 22 | 12 | 14 | 22 | 9.9 | TRUE | FALSE | TRUE | 24000 | 16200 | 3.08 | 20000 | 2.1
208106683 |  | Live | Lennox Industries | AIREASE | Singlezone Non-Ducted, Wall Placement | 208106683 |  | HRCU-A-CB-O | 4DHP2S24S-1P | Mini-Splits | DWM224S4-1P | 14 | 22 | 12 | 14 | 22 | 9.9 | TRUE | FALSE | TRUE | 24000 | 16200 | 3.08 | 20000 | 2.1
208121872 |  | Live | Midea Electric Trading | ECO-AIR | Multizone All Ducted | 208121872 |  | HMSV-A-CB | M3OJ-27HFN1-M | Ducted Indoor Units |  | 11.2 | 21 | 10.2 | 11.7 | 21 | 9.2 | TRUE | FALSE | TRUE | 28000 | 22000 | 2.6 | 22600 | 2.25
208106741 |  | Live | Lennox Industries | ARMSTRONG AIR | Singlezone Non-Ducted, Wall Placement | 208106741 |  | HRCU-A-CB-O | 4DHV2S12S-1L | Mini-Splits | DWH212S4-1L | 10.3 | 20 | 10.8 | 10.3 | 20.8 | 8.7 | FALSE | FALSE | FALSE | 12000 | 7800 | 2.63 | 8200 | 1.35
208106719 |  | Live | Lennox Industries | DUCANE | Singlezone Non-Ducted, Wall Placement | 208106719 |  | HRCU-A-CB-O | 4DHV2S12S-1L | Mini-Splits | DWH212S4-1L | 10.3 | 20 | 10.8 | 10.3 | 20.8 | 8.7 | FALSE | FALSE | FALSE | 12000 | 7800 | 2.63 | 8200 | 1.35
208106708 |  | Live | Lennox Industries | ALLIED | Singlezone Non-Ducted, Wall Placement | 208106708 |  | HRCU-A-CB-O | 4DHV2S12S-1L | Mini-Splits | DWH212S4-1L | 10.3 | 20 | 10.8 | 10.3 | 20.8 | 8.7 | FALSE | FALSE | FALSE | 12000 | 7800 | 2.63 | 8200 | 1.35
208106730 |  | Live | Lennox Industries | AIREASE | Singlezone Non-Ducted, Wall Placement | 208106730 |  | HRCU-A-CB-O | 4DHV2S12S-1L | Mini-Splits | DWH212S4-1L | 10.3 | 20 | 10.8 | 10.3 | 20.8 | 8.7 | FALSE | FALSE | FALSE | 12000 | 7800 | 2.63 | 8200 | 1.35
208106752 |  | Live | Lennox Industries | CONCORD | Singlezone Non-Ducted, Wall Placement | 208106752 |  | HRCU-A-CB-O | 4DHV2S12S-1L | Mini-Splits | DWH212S4-1L | 10.3 | 20 | 10.8 | 10.3 | 20.8 | 8.7 | FALSE | FALSE | FALSE | 12000 | 7800 | 2.63 | 8200 | 1.35
208106721 |  | Live | Lennox Industries | DUCANE | Singlezone Non-Ducted, Wall Placement | 208106721 |  | HRCU-A-CB-O | 4DHV2S12S-1P | Mini-Splits | DWH212S4-1P | 10.8 | 20.5 | 10.7 | 10.8 | 21.4 | 9.2 | FALSE | FALSE | FALSE | 12000 | 7000 | 2.5 | 9300 | 2
208106710 |  | Live | Lennox Industries | ALLIED | Singlezone Non-Ducted, Wall Placement | 208106710 |  | HRCU-A-CB-O | 4DHV2S12S-1P | Mini-Splits | DWH212S4-1P | 10.8 | 20.5 | 10.7 | 10.8 | 21.4 | 9.2 | FALSE | FALSE | FALSE | 12000 | 7000 | 2.5 | 9300 | 2
208106743 |  | Live | Lennox Industries | ARMSTRONG AIR | Singlezone Non-Ducted, Wall Placement | 208106743 |  | HRCU-A-CB-O | 4DHV2S12S-1P | Mini-Splits | DWH212S4-1P | 10.8 | 20.5 | 10.7 | 10.8 | 21.4 | 9.2 | FALSE | FALSE | FALSE | 12000 | 7000 | 2.5 | 9300 | 2
208106732 |  | Live | Lennox Industries | AIREASE | Singlezone Non-Ducted, Wall Placement | 208106732 |  | HRCU-A-CB-O | 4DHV2S12S-1P | Mini-Splits | DWH212S4-1P | 10.8 | 20.5 | 10.7 | 10.8 | 21.4 | 9.2 | FALSE | FALSE | FALSE | 12000 | 7000 | 2.5 | 9300 | 2
208106754 |  | Live | Lennox Industries | CONCORD | Singlezone Non-Ducted, Wall Placement | 208106754 |  | HRCU-A-CB-O | 4DHV2S12S-1P | Mini-Splits | DWH212S4-1P | 10.8 | 20.5 | 10.7 | 10.8 | 21.4 | 9.2 | FALSE | FALSE | FALSE | 12000 | 7000 | 2.5 | 9300 | 2
208106722 |  | Live | Lennox Industries | DUCANE | Singlezone Non-Ducted, Wall Placement | 208106722 |  | HRCU-A-CB-O | 4DHV2S18S-1P | Mini-Splits | DWH218S4-1P | 11 | 19.5 | 10 | 11 | 19.5 | 8.7 | FALSE | FALSE | FALSE | 18000 | 11400 | 2.57 | 14370 | 2.49
208106711 |  | Live | Lennox Industries | ALLIED | Singlezone Non-Ducted, Wall Placement | 208106711 |  | HRCU-A-CB-O | 4DHV2S18S-1P | Mini-Splits | DWH218S4-1P | 11 | 19.5 | 10 | 11 | 19.5 | 8.7 | FALSE | FALSE | FALSE | 18000 | 11400 | 2.57 | 14370 | 2.49
208106744 |  | Live | Lennox Industries | ARMSTRONG AIR | Singlezone Non-Ducted, Wall Placement | 208106744 |  | HRCU-A-CB-O | 4DHV2S18S-1P | Mini-Splits | DWH218S4-1P | 11 | 19.5 | 10 | 11 | 19.5 | 8.7 | FALSE | FALSE | FALSE | 18000 | 11400 | 2.57 | 14370 | 2.49
208106733 |  | Live | Lennox Industries | AIREASE | Singlezone Non-Ducted, Wall Placement | 208106733 |  | HRCU-A-CB-O | 4DHV2S18S-1P | Mini-Splits | DWH218S4-1P | 11 | 19.5 | 10 | 11 | 19.5 | 8.7 | FALSE | FALSE | FALSE | 18000 | 11400 | 2.57 | 14370 | 2.49
208106755 |  | Live | Lennox Industries | CONCORD | Singlezone Non-Ducted, Wall Placement | 208106755 |  | HRCU-A-CB-O | 4DHV2S18S-1P | Mini-Splits | DWH218S4-1P | 11 | 19.5 | 10 | 11 | 19.5 | 8.7 | FALSE | FALSE | FALSE | 18000 | 11400 | 2.57 | 14370 | 2.49
208106712 |  | Live | Lennox Industries | ALLIED | Singlezone Non-Ducted, Wall Placement | 208106712 |  | HRCU-A-CB-O | 4DHV2S24S-1P | Mini-Splits | DWH224S4-1P | 9.5 | 18.5 | 10.2 | 9.5 | 18.5 | 8.6 | FALSE | FALSE | FALSE | 24000 | 16500 | 2.9 | 19257 | 2.11
208106723 |  | Live | Lennox Industries | DUCANE | Singlezone Non-Ducted, Wall Placement | 208106723 |  | HRCU-A-CB-O | 4DHV2S24S-1P | Mini-Splits | DWH224S4-1P | 9.5 | 18.5 | 10.2 | 9.5 | 18.5 | 8.6 | FALSE | FALSE | FALSE | 24000 | 16500 | 2.9 | 19257 | 2.11
208106745 |  | Live | Lennox Industries | ARMSTRONG AIR | Singlezone Non-Ducted, Wall Placement | 208106745 |  | HRCU-A-CB-O | 4DHV2S24S-1P | Mini-Splits | DWH224S4-1P | 9.5 | 18.5 | 10.2 | 9.5 | 18.5 | 8.6 | FALSE | FALSE | FALSE | 24000 | 16500 | 2.9 | 19257 | 2.11
208106734 |  | Live | Lennox Industries | AIREASE | Singlezone Non-Ducted, Wall Placement | 208106734 |  | HRCU-A-CB-O | 4DHV2S24S-1P | Mini-Splits | DWH224S4-1P | 9.5 | 18.5 | 10.2 | 9.5 | 18.5 | 8.6 | FALSE | FALSE | FALSE | 24000 | 16500 | 2.9 | 19257 | 2.11
208106756 |  | Live | Lennox Industries | CONCORD | Singlezone Non-Ducted, Wall Placement | 208106756 |  | HRCU-A-CB-O | 4DHV2S24S-1P | Mini-Splits | DWH224S4-1P | 9.5 | 18.5 | 10.2 | 9.5 | 18.5 | 8.6 | FALSE | FALSE | FALSE | 24000 | 16500 | 2.9 | 19257 | 2.11
208106642 |  | Live | Lennox Industries | LENNOX | Singlezone Non-Ducted, Wall Placement | 208106642 |  | HRCU-A-CB-O | MHB012S4S-1L | Mini-Splits | MWHB012S4-1L | 10.3 | 20 | 10.8 | 10.3 | 20.8 | 8.7 | FALSE | FALSE | FALSE | 12000 | 7800 | 2.63 | 8200 | 1.35
208106644 |  | Live | Lennox Industries | LENNOX | Singlezone Non-Ducted, Wall Placement | 208106644 |  | HRCU-A-CB-O | MHB012S4S-1P | Mini-Splits | MWHB012S4-1P | 10.8 | 20.5 | 10.7 | 10.8 | 21.4 | 9.2 | FALSE | FALSE | FALSE | 12000 | 7000 | 2.5 | 9300 | 2
208106645 |  | Live | Lennox Industries | LENNOX | Singlezone Non-Ducted, Wall Placement | 208106645 |  | HRCU-A-CB-O | MHB018S4S-1P | Mini-Splits | MWHB018S4-1P | 11 | 19.5 | 10 | 11 | 19.5 | 8.7 | FALSE | FALSE | FALSE | 18000 | 11400 | 2.57 | 14370 | 2.49
208106646 |  | Live | Lennox Industries | LENNOX | Singlezone Non-Ducted, Wall Placement | 208106646 |  | HRCU-A-CB-O | MHB024S4S-1P | Mini-Splits | MWHB024S4-1P | 9.5 | 18.5 | 10.2 | 9.5 | 18.5 | 8.6 | FALSE | FALSE | FALSE | 24000 | 16500 | 2.9 | 19257 | 2.11
207742476 |  | Live | Midea Electric Trading | ELIOS | Multizone All Ducted | 207742476 |  | HMSV-A-CB | DEA27HOM23230X2 | Ducted Indoor Units |  | 11.2 | 21 | 10.2 | 11.7 | 21 | 9.2 | TRUE | FALSE | TRUE | 28000 | 22000 | 2.6 | 22600 | 2.25
205782162 |  | Live | Lennox Industries | LENNOX | Singlezone Non-Ducted, Floor Placement | 205782162 |  | HRCU-A-CB-O | MLB036S4S-1P | Mini-Splits | MCFA036S4-2P | 8.6 | 17.5 | 10 | 8.5 | 17.5 | 9 | FALSE | FALSE | FALSE | 36000 | 25000 | 2.34 | 44150 | 1.95
205782164 |  | Live | Lennox Industries | LENNOX | Singlezone Non-Ducted, Ceiling Placement | 205782164 |  | HRCU-A-CB-O | MLB036S4S-1P | Mini-Splits | M33A036S4-2P | 9.5 | 18 | 10.3 | 9.5 | 18 | 9 | FALSE | FALSE | FALSE | 36000 | 25400 | 2.33 | 42370 | 2.2
205782165 |  | Live | Lennox Industries | LENNOX | Singlezone Non-Ducted, Ceiling Placement | 205782165 |  | HRCU-A-CB-O | MLB048S4S-1P | Mini-Splits | M33B048S4-2P | 8.3 | 16.5 | 10.7 | 8.3 | 16.5 | 9.8 | FALSE | FALSE | FALSE | 48000 | 35000 | 2.6 | 53970 | 2.18
206188242 |  | Live | Lennox Industries | LENNOX | Singlezone Non-Ducted, Floor Placement | 206188242 |  | HRCU-A-CB-O | MPB012S4S-1P | Mini-Splits | MFMA012S4-1P | 13 | 20.5 | 10 | 13 | 20.5 | 8.8 | FALSE | FALSE | FALSE | 12000 | 7200 | 2.67 | 11225 | 2.28
203343587 |  | Live | Lennox Industries | LENNOX | Multizone All Non-Ducted | 203343587 |  | HMSV-A-CB | MPB030S4M-2P | Non-Ducted Indoor Units |  | 12.5 | 23 | 10.3 | 12.5 | 23 | 9.2 | FALSE | FALSE | FALSE | 28000 | 17200 | 2.82 | 24345 | 2.07
10062014 |  | Live | Lennox Industries | LENNOX | Multizone All Non-Ducted | 10062014 |  | HMSV-A-CB | MPB036S4M-1P | Non-Ducted Indoor Units |  | 11.5 | 22.5 | 10.2 | 11.5 | 22.5 | 9 | FALSE | FALSE | FALSE | 36000 | 24600 | 2.78 | 25750 | 2.18
10058839 |  | Live | Lennox Industries | LENNOX | Singlezone Non-Ducted, Ceiling Placement | 10058839 |  | HRCU-A-CB-O | MPB048S4S-1P | Mini-Splits | M33B048S4-1P | 9.5 | 16.8 | 11 | 9.5 | 16.8 | 9 | FALSE | FALSE | FALSE | 48000 | 35000 | 2.36 | 40862 | 2.32
10058829 |  | Live | Lennox Industries | LENNOX | Singlezone Non-Ducted, Floor Placement | 10058829 |  | HRCU-A-CB-O | MPB048S4S-1P | Mini-Splits | MCFA048S4-1P | 9.3 | 17.8 | 11 | 9.3 | 17.8 | 9 | FALSE | FALSE | FALSE | 48000 | 35000 | 2.36 | 40834 | 2.33
207683496 |  | Live | Lennox Industries | LENNOX | Singlezone Non-Ducted, Wall Placement | 207683496 |  | HRCU-A-CB-O | MPC012S4S-1L | Mini-Splits | MWMC012S4-1L | 13 | 23 | 11.6 | 13 | 23.5 | 10 | FALSE | FALSE | TRUE | 12000 | 8400 | 3.04 | 9250 | 2.56
207683515 |  | Live | Lennox Industries | LENNOX | Singlezone Non-Ducted, Ceiling Placement | 207683515 |  | HRCU-A-CB-O | MPC012S4S-1P | Mini-Splits | M22A012S4-2P | 14 | 22 | 10.6 | 13.9 | 22.7 | 9.9 | TRUE | FALSE | TRUE | 11800 | 8900 | 3.22 | 10060 | 2.36
207683498 |  | Live | Lennox Industries | LENNOX | Singlezone Non-Ducted, Wall Placement | 207683498 |  | HRCU-A-CB-O | MPC012S4S-1P | Mini-Splits | MWMC012S4-1P | 13.7 | 23.2 | 13.2 | 13.7 | 24.6 | 10.7 | TRUE | FALSE | TRUE | 12000 | 9000 | 3.22 | 9922 | 2.31
210343157 |  | Live | Midea Electric Trading | INNOVAIR | Singlezone Ducted, Centrally Ducted | 210343157 |  | HRCU-A-CB | SHV48H2R20 |  | DEV48H2R19 | 8.5 | 16 | 10 | 8.2 | 15.6 | 9.4 | FALSE | TRUE | FALSE | 47000 | 36000 | 2.36 | 48000 | 2.05
210343159 |  | Live | Midea Electric Trading | INNOVAIR | Singlezone Ducted, Centrally Ducted | 210343159 |  | HRCU-A-CB | SHV60H2R20 |  | DEV60H2R19 | 9 | 16.4 | 10.5 | 8.8 | 15.3 | 9.4 | FALSE | TRUE | FALSE | 55000 | 42000 | 2.6 | 52500 | 2.3
210692280 |  | Live | Daikin North America, LLC | DAIKIN | Singlezone Ducted, Centrally Ducted | 210692280 |  | HRCU-A-CB | DZ9VCA2410A* | Ducted Indoor Units | CHPF3642C6C*+MBVC1200**-1A*+TXV |  |  |  | 11.5 | 20.5 | 8 | FALSE | FALSE | FALSE | 22400 | 14100 | 2.63 | 16100 | 2.59
210692281 |  | Live | Daikin North America, LLC | DAIKIN | Singlezone Ducted, Centrally Ducted | 210692281 |  | HRCU-A-CB | DZ9VCA2410A* | Ducted Indoor Units | CSCF3642N6D*+MBVC1200**-1A*+TXV |  |  |  | 11.5 | 22.5 | 8 | FALSE | FALSE | FALSE | 23000 | 14200 | 2.65 | 16100 | 2.59
210610033 |  | Live | Daikin North America, LLC | GOODMAN | Singlezone Ducted, Centrally Ducted | 210610033 |  | HRCU-A-CB | GSZV902410A* | Ducted Indoor Units | AMVE24BP1400A* |  |  |  | 11.5 | 20.5 | 8.2 | FALSE | FALSE | TRUE | 22400 | 14800 | 2.63 | 16100 | 2.59
210607571 |  | Live | Daikin North America, LLC | GOODMAN | Singlezone Ducted, Centrally Ducted | 210607571 |  | HRCU-A-CB | GSZV902410A* | Ducted Indoor Units | CA*F3137*6A*+MBVC1201**-1A*+TX |  |  |  | 12 | 21 | 8.2 | TRUE | FALSE | TRUE | 23200 | 14000 | 2.6 | 16100 | 2.59
210692668 |  | Live | Daikin North America, LLC | GOODMAN | Singlezone Ducted, Centrally Ducted | 210692668 |  | HRCU-A-CB | GSZV902410A* | Ducted Indoor Units | CA*F3743*6D*+MBVC1201**-1A*+TXV |  |  |  | 12 | 21.5 | 8.2 | FALSE | FALSE | TRUE | 23000 | 14500 | 2.71 | 16100 | 2.59
210692679 |  | Live | Daikin North America, LLC | GOODMAN | Singlezone Ducted, Centrally Ducted | 210692679 |  | HRCU-A-CB | GSZV902410A* | Ducted Indoor Units | CHPF3636B6C*+MBVC1201**-1A*+TXV |  |  |  | 11.5 | 20.5 | 8 | FALSE | FALSE | FALSE | 22400 | 14200 | 2.6 | 16100 | 2.59
210799672 |  | Live | Midea Electric Trading | COOPER&HUNTER | Singlezone Non-Ducted, Wall Placement | 210799672 |  | HRCU-A-CB-O | CH-ES18-230VO | Mini-Splits | CH-18MASTWM-230VI | 12.5 | 22.6 | 12 | 12.5 | 23.5 | 10.8 | TRUE | FALSE | TRUE | 18000 | 14900 | 2.48 | 15934 | 2.37
209937049 |  | Live | Midea Electric Trading | C&H | Singlezone Non-Ducted, Wall Placement | 209937049 |  | HRCU-A-CB-O | CH-ES18-230VO | Mini-Splits | CH-18MASTWM-230VI | 12.5 | 22.6 | 12 | 12.5 | 23.5 | 10.8 | TRUE | FALSE | TRUE | 18000 | 14900 | 2.48 | 15934 | 2.37
209843057 |  | Live | Midea Electric Trading | AC PRO.COM | Singlezone Non-Ducted, Wall Placement | 209843057 |  | HRCU-A-CB-O | AOX430-18HFN1-MT8W | Mini-Splits | ASEPC-18HRFN1-MU0W | 12.5 | 22.6 | 12 | 12.5 | 23.5 | 10.8 | FALSE | FALSE | TRUE | 18000 | 14900 | 2.48 | 15934 | 2.37
210692688 |  | Live | Daikin North America, LLC | GOODMAN | Singlezone Ducted, Centrally Ducted | 210692688 |  | HRCU-A-CB | GSZV902410A* | Ducted Indoor Units | CHPF3642C6C*+MBVC1201**-1A*+TXV |  |  |  | 11.5 | 20.5 | 8 | FALSE | FALSE | FALSE | 22400 | 14100 | 2.63 | 16100 | 2.59
208816911 |  | Live | Midea Electric Trading | TRUST AIR CONDITIONERS | Singlezone Non-Ducted, Wall Placement | 208816911 |  | HRCU-A-CB-O | OUS18H/O4S4P | Mini-Splits | IUMW118H/I41P | 12.5 | 22.6 | 12 | 12.5 | 23.5 | 10.8 | FALSE | FALSE | TRUE | 18000 | 14900 | 2.48 | 15934 | 2.37
210692689 |  | Live | Daikin North America, LLC | GOODMAN | Singlezone Ducted, Centrally Ducted | 210692689 |  | HRCU-A-CB | GSZV902410A* | Ducted Indoor Units | CSCF3642N6D*+MBVC1201**-1A*+TXV |  |  |  | 11.5 | 22.5 | 8 | FALSE | FALSE | FALSE | 23000 | 14200 | 2.65 | 16100 | 2.59
208280155 |  | Live | Midea Electric Trading | TRUST AIR CONDITIONERS | Singlezone Non-Ducted, Floor Placement | 208280155 |  | HRCU-A-CB-O | IS18H/O4S41P | Mini-Splits | IUMFC18H/I41P | 12.5 | 21.5 | 10.5 | 12.5 | 23 | 10 | FALSE | FALSE | FALSE | 18000 | 12800 | 2.52 | 14200 | 2.29
208130821 |  | Live | Midea Electric Trading | LBG PRODUCTS | Singlezone Non-Ducted, Floor Placement | 208130821 |  | HRCU-A-CB-O | LBHB18DUWO | Mini-Splits | LMHB18DZDI | 12.5 | 21.5 | 10.5 | 12.5 | 23 | 10 | TRUE | FALSE | TRUE | 18000 | 12800 | 2.52 | 14200 | 2.29
210610034 |  | Live | Daikin North America, LLC | AMANA | Singlezone Ducted, Centrally Ducted | 210610034 |  | HRCU-A-CB | ASZV902410A* | Ducted Indoor Units | AMVE24BP1400A* |  |  |  | 11.5 | 20.5 | 8.2 | FALSE | FALSE | TRUE | 22400 | 14800 | 2.63 | 16100 | 2.59
210607572 |  | Live | Daikin North America, LLC | AMANA | Singlezone Ducted, Centrally Ducted | 210607572 |  | HRCU-A-CB | ASZV902410A* | Ducted Indoor Units | CA*F3137*6A*+MBVC1201**-1A*+TX |  |  |  | 12 | 21 | 8.2 | TRUE | FALSE | TRUE | 23200 | 14000 | 2.6 | 16100 | 2.59
208816936 |  | Live | Midea Electric Trading | TRUST AIR CONDITIONERS | Singlezone Non-Ducted, Floor Placement | 208816936 |  | HRCU-A-CB-O | OUS18H/O4S4P | Mini-Splits | IUMFC18H/I41P | 12.5 | 21.5 | 10.5 | 12.5 | 23 | 10 | FALSE | FALSE | TRUE | 18000 | 12800 | 2.52 | 14200 | 2.29
209748107 |  | Live | Midea Electric Trading | AC PRO.COM | Singlezone Non-Ducted, Floor Placement | 209748107 |  | HRCU-A-CB-O | AOX430-18HFN1-MT8W | Mini-Splits | AUEU-18HRFN1-M(C) | 12.5 | 21.5 | 10.5 | 12.5 | 23 | 10 | FALSE | FALSE | TRUE | 18000 | 12800 | 2.52 | 14200 | 2.29
210692464 |  | Live | Daikin North America, LLC | AMANA | Singlezone Ducted, Centrally Ducted | 210692464 |  | HRCU-A-CB | ASZV902410A* | Ducted Indoor Units | CA*F3743*6D*+MBVC1201**-1A*+TXV |  |  |  | 12 | 21.5 | 8.2 | FALSE | FALSE | TRUE | 23000 | 14500 | 2.71 | 16100 | 2.59
210799587 |  | Live | Midea Electric Trading | COOPER&HUNTER | Singlezone Non-Ducted, Floor Placement | 210799587 |  | HRCU-A-CB-O | CH-ES18-230VO | Mini-Splits | CH-18MSPHFC-230VI | 12.5 | 21.5 | 10.5 | 12.5 | 23 | 10 | TRUE | FALSE | TRUE | 18000 | 12800 | 2.52 | 14200 | 2.29
210692475 |  | Live | Daikin North America, LLC | AMANA | Singlezone Ducted, Centrally Ducted | 210692475 |  | HRCU-A-CB | ASZV902410A* | Ducted Indoor Units | CHPF3636B6C*+MBVC1201**-1A*+TXV |  |  |  | 11.5 | 20.5 | 8 | FALSE | FALSE | FALSE | 22400 | 14200 | 2.6 | 16100 | 2.59
210692484 |  | Live | Daikin North America, LLC | AMANA | Singlezone Ducted, Centrally Ducted | 210692484 |  | HRCU-A-CB | ASZV902410A* | Ducted Indoor Units | CHPF3642C6C*+MBVC1201**-1A*+TXV |  |  |  | 11.5 | 20.5 | 8 | FALSE | FALSE | FALSE | 22400 | 14100 | 2.63 | 16100 | 2.59
210692485 |  | Live | Daikin North America, LLC | AMANA | Singlezone Ducted, Centrally Ducted | 210692485 |  | HRCU-A-CB | ASZV902410A* | Ducted Indoor Units | CSCF3642N6D*+MBVC1201**-1A*+TXV |  |  |  | 11.5 | 22.5 | 8 | FALSE | FALSE | FALSE | 23000 | 14200 | 2.65 | 16100 | 2.59
208280076 |  | Live | Midea Electric Trading | TRUST AIR CONDITIONERS | Singlezone Non-Ducted, Ceiling Placement | 208280076 |  | HRCU-A-CB-O | IS18H/O4S41P | Mini-Splits | IUMC418H/I41P | 12.5 | 20.5 | 11 | 12.5 | 20.5 | 10.5 | FALSE | FALSE | FALSE | 16000 | 12000 | 2.51 | 13600 | 2.24
210610035 |  | Live | Daikin North America, LLC | FRANKLIN | Singlezone Ducted, Centrally Ducted | 210610035 |  | HRCU-A-CB | GSZV902410A* | Ducted Indoor Units | AMVE24BP1400A* |  |  |  | 11.5 | 20.5 | 8.2 | FALSE | FALSE | TRUE | 22400 | 14800 | 2.63 | 16100 | 2.59
210607573 |  | Live | Daikin North America, LLC | FRANKLIN | Singlezone Ducted, Centrally Ducted | 210607573 |  | HRCU-A-CB | GSZV902410A* | Ducted Indoor Units | CA*F3137*6A*+MBVC1201**-1A*+TX |  |  |  | 12 | 21 | 8.2 | FALSE | FALSE | TRUE | 23200 | 14000 | 2.6 | 16100 | 2.59
208280101 |  | Live | Midea Electric Trading | TRUST AIR CONDITIONERS | Singlezone Ducted, Compact Ducted | 208280101 |  | HRCU-A-CB | IS18H/O4S41P | Mini-Splits | IUMDL18H/I43P | 12.5 | 20.5 | 11 | 12.5 | 20 | 10.6 | FALSE | FALSE | FALSE | 17000 | 12600 | 2.66 | 14100 | 2.4
210692872 |  | Live | Daikin North America, LLC | FRANKLIN | Singlezone Ducted, Centrally Ducted | 210692872 |  | HRCU-A-CB | GSZV902410A* | Ducted Indoor Units | CA*F3743*6D*+MBVC1201**-1A*+TXV |  |  |  | 12 | 21.5 | 8.2 | FALSE | FALSE | TRUE | 23000 | 14500 | 2.71 | 16100 | 2.59
208130815 |  | Live | Midea Electric Trading | LBG PRODUCTS | Singlezone Ducted, Compact Ducted | 208130815 |  | HRCU-A-CB | LBHB18DUWO | Mini-Splits | LMHB18DFI | 12.5 | 20.5 | 11 | 12.5 | 20 | 10.6 | TRUE | FALSE | TRUE | 17000 | 12600 | 2.66 | 14100 | 2.4
210692883 |  | Live | Daikin North America, LLC | FRANKLIN | Singlezone Ducted, Centrally Ducted | 210692883 |  | HRCU-A-CB | GSZV902410A* | Ducted Indoor Units | CHPF3636B6C*+MBVC1201**-1A*+TXV |  |  |  | 11.5 | 20.5 | 8 | FALSE | FALSE | FALSE | 22400 | 14200 | 2.6 | 16100 | 2.59
208119667 |  | Live | Midea Electric Trading | AIRLUX | Singlezone Ducted, Compact Ducted | 208119667 |  | HRCU-A-CB | ASZ18O/2022 | Mini-Splits | AMD18I | 12.5 | 20.5 | 11 | 12.5 | 20 | 10.6 | FALSE | FALSE | TRUE | 17000 | 12600 | 2.66 | 14100 | 2.4
208816928 |  | Live | Midea Electric Trading | TRUST AIR CONDITIONERS | Singlezone Ducted, Compact Ducted | 208816928 |  | HRCU-A-CB | OUS18H/O4S4P | Mini-Splits | IUMDL18H/I43P | 12.5 | 20.5 | 11 | 12.5 | 20 | 10.6 | FALSE | FALSE | TRUE | 17000 | 12600 | 2.66 | 14100 | 2.4
210692892 |  | Live | Daikin North America, LLC | FRANKLIN | Singlezone Ducted, Centrally Ducted | 210692892 |  | HRCU-A-CB | GSZV902410A* | Ducted Indoor Units | CHPF3642C6C*+MBVC1201**-1A*+TXV |  |  |  | 11.5 | 20.5 | 8 | FALSE | FALSE | FALSE | 22400 | 14100 | 2.63 | 16100 | 2.59
210692893 |  | Live | Daikin North America, LLC | FRANKLIN | Singlezone Ducted, Centrally Ducted | 210692893 |  | HRCU-A-CB | GSZV902410A* | Ducted Indoor Units | CSCF3642N6D*+MBVC1201**-1A*+TXV |  |  |  | 11.5 | 22.5 | 8 | FALSE | FALSE | FALSE | 23000 | 14200 | 2.65 | 16100 | 2.59
207657372 |  | Live | Midea Electric Trading | FRUIKONAIRE | Singlezone Ducted, Compact Ducted | 207657372 |  | HRCU-A-CB | SIU-18DOR1 | Mini-Splits | SIU-18DIR1 | 12.5 | 20.5 | 11 | 12.5 | 20 | 10.6 | FALSE | FALSE | TRUE | 17000 | 12600 | 2.66 | 14100 | 2.4
207825496 |  | Live | Midea Electric Trading | ECO AC | Singlezone Ducted, Compact Ducted | 207825496 |  | HRCU-A-CB | EHH-O18BB | Mini-Splits | EHH-D18BA | 12.5 | 20.5 | 11 | 12.5 | 20 | 10.6 | TRUE | FALSE | TRUE | 17000 | 12600 | 2.66 | 14100 | 2.4
209748105 |  | Live | Midea Electric Trading | AC PRO.COM | Singlezone Ducted, Compact Ducted | 209748105 |  | HRCU-A-CB | AOX430-18HFN1-MT8W | Mini-Splits | ATIU-18HWFN1-M | 12.5 | 20.5 | 11 | 12.5 | 20 | 10.6 | FALSE | FALSE | TRUE | 17000 | 12600 | 2.66 | 14100 | 2.4
210610036 |  | Live | Daikin North America, LLC | FRANKLIN | Singlezone Ducted, Centrally Ducted | 210610036 |  | HRCU-A-CB | ASZV902410A* | Ducted Indoor Units | AMVE24BP1400A* |  |  |  | 11.5 | 20.5 | 8.2 | FALSE | FALSE | TRUE | 22400 | 14800 | 2.63 | 16100 | 2.59
210607574 |  | Live | Daikin North America, LLC | FRANKLIN | Singlezone Ducted, Centrally Ducted | 210607574 |  | HRCU-A-CB | ASZV902410A* | Ducted Indoor Units | CA*F3137*6A*+MBVC1201**-1A*+TX |  |  |  | 12 | 21 | 8.2 | FALSE | FALSE | TRUE | 23200 | 14000 | 2.6 | 16100 | 2.59
210799586 |  | Live | Midea Electric Trading | COOPER&HUNTER | Singlezone Ducted, Compact Ducted | 210799586 |  | HRCU-A-CB | CH-ES18-230VO | Mini-Splits | CH-M18DTUI | 12.5 | 20.5 | 11 | 12.5 | 20 | 10.6 | TRUE | FALSE | TRUE | 17000 | 12600 | 2.66 | 14100 | 2.4
209948202 |  | Live | Midea Electric Trading | BLUERIDGE | Singlezone Non-Ducted, Wall Placement | 209948202 |  | HRCU-A-CB-O | BMY3021C | Mini-Splits | BMY3020WM | 12.2 | 21 | 10.5 | 12.2 | 21 | 8.7 | TRUE | FALSE | FALSE | 30000 | 20000 | 1.87 | 23000 | 2.1
210693076 |  | Live | Daikin North America, LLC | FRANKLIN | Singlezone Ducted, Centrally Ducted | 210693076 |  | HRCU-A-CB | ASZV902410A* | Ducted Indoor Units | CA*F3743*6D*+MBVC1201**-1A*+TXV |  |  |  | 12 | 21.5 | 8.2 | FALSE | FALSE | TRUE | 23000 | 14500 | 2.71 | 16100 | 2.59
209948201 |  | Live | Midea Electric Trading | BLUERIDGE | Singlezone Non-Ducted, Floor Placement | 209948201 |  | HRCU-A-CB-O | BMY60UC2 | Mini-Splits | BM60MFCC | 9.8 | 18.7 | 10.5 | 9.8 | 19.8 | 9 | FALSE | FALSE | FALSE | 54000 | 35000 | 2.34 | 35200 | 1.98
210693087 |  | Live | Daikin North America, LLC | FRANKLIN | Singlezone Ducted, Centrally Ducted | 210693087 |  | HRCU-A-CB | ASZV902410A* | Ducted Indoor Units | CHPF3636B6C*+MBVC1201**-1A*+TXV |  |  |  | 11.5 | 20.5 | 8 | FALSE | FALSE | FALSE | 22400 | 14200 | 2.6 | 16100 | 2.59
210799609 |  | Live | Midea Electric Trading | COOPER&HUNTER | Singlezone Non-Ducted, Floor Placement | 210799609 |  | HRCU-A-CB-O | CH-N60LCU-230VO | Mini-Splits | CH-60LCFC/I | 9.8 | 18.7 | 10.5 | 9.8 | 19.8 | 9 | FALSE | FALSE | FALSE | 54000 | 35000 | 2.34 | 35200 | 1.98
208130825 |  | Live | Midea Electric Trading | LBG PRODUCTS | Singlezone Non-Ducted, Floor Placement | 208130825 |  | HRCU-A-CB-O | LUHB60DO | Mini-Splits | LUHB60DZDI | 9.8 | 18.7 | 10.5 | 9.8 | 19.8 | 9 | FALSE | FALSE | FALSE | 54000 | 35000 | 2.34 | 35200 | 1.98
210693096 |  | Live | Daikin North America, LLC | FRANKLIN | Singlezone Ducted, Centrally Ducted | 210693096 |  | HRCU-A-CB | ASZV902410A* | Ducted Indoor Units | CHPF3642C6C*+MBVC1201**-1A*+TXV |  |  |  | 11.5 | 20.5 | 8 | FALSE | FALSE | FALSE | 22400 | 14100 | 2.63 | 16100 | 2.59
210693097 |  | Live | Daikin North America, LLC | FRANKLIN | Singlezone Ducted, Centrally Ducted | 210693097 |  | HRCU-A-CB | ASZV902410A* | Ducted Indoor Units | CSCF3642N6D*+MBVC1201**-1A*+TXV |  |  |  | 11.5 | 22.5 | 8 | FALSE | FALSE | FALSE | 23000 | 14200 | 2.65 | 16100 | 2.59
209843074 |  | Live | Midea Electric Trading | CTMORLEY | Singlezone Non-Ducted, Floor Placement | 209843074 |  | HRCU-A-CB-O | MOU-A60L-2 | Mini-Splits | MIU-A60LF-2 | 9.8 | 18.7 | 10.5 | 9.8 | 19.8 | 9 | FALSE | FALSE | FALSE | 54000 | 35000 | 2.34 | 35200 | 1.98
207743739 |  | Live | Midea Electric Trading | DIRECT AIR | Singlezone Non-Ducted, Ceiling Placement | 207743739 |  | HRCU-A-CB-O | DIRM-12DA25-1Z | Mini-Splits | DIRM-12HP-CA | 14 | 22 | 10.6 | 14 | 22.7 | 10 | TRUE | FALSE | TRUE | 12000 | 8900 | 2.75 | 9300 | 2.39
209843073 |  | Live | Midea Electric Trading | CTMORLEY | Singlezone Ducted, Compact Ducted | 209843073 |  | HRCU-A-CB | MOU-A60L-2 | Mini-Splits | MIU-A60LD-2 | 10.6 | 19.2 | 10.2 | 10.3 | 17 | 8.4 | FALSE | FALSE | FALSE | 59000 | 34400 | 2.37 | 36000 | 2.29
210610037 |  | Live | Daikin North America, LLC | LIBERTY HEATING & AIR CONDITIONING | Singlezone Ducted, Centrally Ducted | 210610037 |  | HRCU-A-CB | ASZV902410A* | Ducted Indoor Units | AMVE24BP1400A* |  |  |  | 11.5 | 20.5 | 8.2 | FALSE | FALSE | TRUE | 22400 | 14800 | 2.63 | 16100 | 2.59
210607575 |  | Live | Daikin North America, LLC | LIBERTY HEATING & AIR CONDITIONING | Singlezone Ducted, Centrally Ducted | 210607575 |  | HRCU-A-CB | ASZV902410A* | Ducted Indoor Units | CA*F3137*6A*+MBVC1201**-1A*+TX |  |  |  | 12 | 21 | 8.2 | FALSE | FALSE | TRUE | 23200 | 14000 | 2.6 | 16100 | 2.59
208130819 |  | Live | Midea Electric Trading | LBG PRODUCTS | Singlezone Ducted, Compact Ducted | 208130819 |  | HRCU-A-CB | LUHB60DO | Mini-Splits | LUHB60DFI | 10.6 | 19.2 | 10.2 | 10.3 | 17 | 8.4 | FALSE | FALSE | FALSE | 59000 | 34400 | 2.37 | 36000 | 2.29
208191861 |  | Live | Midea Electric Trading | PIONEER | Singlezone Non-Ducted, Ceiling Placement | 208191861 |  | HRCU-A-CB-O | YN012GMFI22RPE | Mini-Splits | CB012GMFILCFHD | 14 | 22 | 10.6 | 14 | 22.7 | 10 | TRUE | FALSE | TRUE | 12000 | 8900 | 2.75 | 9300 | 2.39
210799608 |  | Live | Midea Electric Trading | COOPER&HUNTER | Singlezone Ducted, Compact Ducted | 210799608 |  | HRCU-A-CB | CH-N60LCU-230VO | Mini-Splits | CH-60LCDTU/I | 10.6 | 19.2 | 10.2 | 10.3 | 17 | 8.4 | FALSE | FALSE | FALSE | 59000 | 34400 | 2.37 | 36000 | 2.29
208121945 |  | Live | Midea Electric Trading | PIONEER | Singlezone Non-Ducted, Ceiling Placement | 208121945 |  | HRCU-A-CB-O | YN012GMFI20RPD | Mini-Splits | CB012GMFILCFHD | 14 | 22 | 10.6 | 14 | 22.7 | 10 | TRUE | FALSE | TRUE | 12000 | 8900 | 2.75 | 9300 | 2.39
210693280 |  | Live | Daikin North America, LLC | LIBERTY HEATING & AIR CONDITIONING | Singlezone Ducted, Centrally Ducted | 210693280 |  | HRCU-A-CB | ASZV902410A* | Ducted Indoor Units | CA*F3743*6D*+MBVC1201**-1A*+TXV |  |  |  | 12 | 21.5 | 8.2 | FALSE | FALSE | TRUE | 23000 | 14500 | 2.71 | 16100 | 2.59
210693291 |  | Live | Daikin North America, LLC | LIBERTY HEATING & AIR CONDITIONING | Singlezone Ducted, Centrally Ducted | 210693291 |  | HRCU-A-CB | ASZV902410A* | Ducted Indoor Units | CHPF3636B6C*+MBVC1201**-1A*+TXV |  |  |  | 11.5 | 20.5 | 8 | FALSE | FALSE | FALSE | 22400 | 14200 | 2.6 | 16100 | 2.59
210693300 |  | Live | Daikin North America, LLC | LIBERTY HEATING & AIR CONDITIONING | Singlezone Ducted, Centrally Ducted | 210693300 |  | HRCU-A-CB | ASZV902410A* | Ducted Indoor Units | CHPF3642C6C*+MBVC1201**-1A*+TXV |  |  |  | 11.5 | 20.5 | 8 | FALSE | FALSE | FALSE | 22400 | 14100 | 2.63 | 16100 | 2.59
210693301 |  | Live | Daikin North America, LLC | LIBERTY HEATING & AIR CONDITIONING | Singlezone Ducted, Centrally Ducted | 210693301 |  | HRCU-A-CB | ASZV902410A* | Ducted Indoor Units | CSCF3642N6D*+MBVC1201**-1A*+TXV |  |  |  | 11.5 | 22.5 | 8 | FALSE | FALSE | FALSE | 23000 | 14200 | 2.65 | 16100 | 2.59
210609964 |  | Live | Daikin North America, LLC | DAIKIN | Singlezone Ducted, Centrally Ducted | 210609964 |  | HRCU-A-CB | DZ9VCA3610A* | Ducted Indoor Units | DMVE36CP1400A* |  |  |  | 11.5 | 18.5 | 8.2 | FALSE | FALSE | TRUE | 33600 | 21600 | 2.65 | 29200 | 2.23
210692292 |  | Live | Daikin North America, LLC | DAIKIN | Singlezone Ducted, Centrally Ducted | 210692292 |  | HRCU-A-CB | DZ9VCA3610A* | Ducted Indoor Units | CA*F3137*6A*+MBVC1200**-1A*+TXV |  |  |  | 12 | 18.5 | 8.2 | FALSE | FALSE | TRUE | 34000 | 21600 | 2.65 | 29200 | 2.23
210692301 |  | Live | Daikin North America, LLC | DAIKIN | Singlezone Ducted, Centrally Ducted | 210692301 |  | HRCU-A-CB | DZ9VCA3610A* | Ducted Indoor Units | CA*F3743*6D*+MBVC1200**-1A*+TXV |  |  |  | 12 | 19 | 8.2 | FALSE | FALSE | TRUE | 34000 | 21600 | 2.65 | 29200 | 2.23
210607577 |  | Live | Daikin North America, LLC | DAIKIN | Singlezone Ducted, Centrally Ducted | 210607577 |  | HRCU-A-CB | DZ9VCA3610A* | Ducted Indoor Units | CA*F3743*6D*+MBVC1600**-1A*+TX |  |  |  | 12 | 19 | 8.2 | TRUE | FALSE | TRUE | 34200 | 21600 | 2.65 | 29200 | 2.23
210692321 |  | Live | Daikin North America, LLC | DAIKIN | Singlezone Ducted, Centrally Ducted | 210692321 |  | HRCU-A-CB | DZ9VCA3610A* | Ducted Indoor Units | CHPF3642C6C*+MBVC1200**-1A*+TXV |  |  |  | 11 | 18 | 8.2 | FALSE | FALSE | TRUE | 33400 | 21600 | 2.65 | 29200 | 2.23
210692322 |  | Live | Daikin North America, LLC | DAIKIN | Singlezone Ducted, Centrally Ducted | 210692322 |  | HRCU-A-CB | DZ9VCA3610A* | Ducted Indoor Units | CHPF3642C6C*+MBVC1600**-1A*+TXV |  |  |  | 11 | 18 | 8.2 | FALSE | FALSE | TRUE | 33400 | 21600 | 2.65 | 29200 | 2.23
210692340 |  | Live | Daikin North America, LLC | DAIKIN | Singlezone Ducted, Centrally Ducted | 210692340 |  | HRCU-A-CB | DZ9VCA3610A* | Ducted Indoor Units | CHPF3743C6B*+MBVC1200**-1A*+TXV |  |  |  | 11 | 18 | 8.2 | FALSE | FALSE | TRUE | 33400 | 21600 | 2.65 | 29200 | 2.23
210692341 |  | Live | Daikin North America, LLC | DAIKIN | Singlezone Ducted, Centrally Ducted | 210692341 |  | HRCU-A-CB | DZ9VCA3610A* | Ducted Indoor Units | CHPF3743C6B*+MBVC1600**-1A*+TXV |  |  |  | 11 | 18 | 8.2 | FALSE | FALSE | TRUE | 33400 | 21600 | 2.65 | 29200 | 2.23
210692359 |  | Live | Daikin North America, LLC | DAIKIN | Singlezone Ducted, Centrally Ducted | 210692359 |  | HRCU-A-CB | DZ9VCA3610A* | Ducted Indoor Units | CSCF3642N6D*+MBVC1200**-1A*+TXV |  |  |  | 11.5 | 18.5 | 8.2 | FALSE | FALSE | TRUE | 33800 | 21600 | 2.65 | 29200 | 2.23
210692360 |  | Live | Daikin North America, LLC | DAIKIN | Singlezone Ducted, Centrally Ducted | 210692360 |  | HRCU-A-CB | DZ9VCA3610A* | Ducted Indoor Units | CSCF3642N6D*+MBVC1600**-1A*+TXV |  |  |  | 11.5 | 18.5 | 8.2 | FALSE | FALSE | TRUE | 33800 | 21600 | 2.65 | 29200 | 2.23
210609966 |  | Live | Daikin North America, LLC | GOODMAN | Singlezone Ducted, Centrally Ducted | 210609966 |  | HRCU-A-CB | GSZV903610A* | Ducted Indoor Units | AMVE36CP1400A* |  |  |  | 11.5 | 18.5 | 8.2 | FALSE | FALSE | TRUE | 33600 | 21600 | 2.65 | 29200 | 2.23
210692700 |  | Live | Daikin North America, LLC | GOODMAN | Singlezone Ducted, Centrally Ducted | 210692700 |  | HRCU-A-CB | GSZV903610A* | Ducted Indoor Units | CA*F3137*6A*+MBVC1201**-1A*+TXV |  |  |  | 12 | 18.5 | 8.2 | FALSE | FALSE | TRUE | 34000 | 21600 | 2.65 | 29200 | 2.23
210692709 |  | Live | Daikin North America, LLC | GOODMAN | Singlezone Ducted, Centrally Ducted | 210692709 |  | HRCU-A-CB | GSZV903610A* | Ducted Indoor Units | CA*F3743*6D*+MBVC1201**-1A*+TXV |  |  |  | 12 | 19 | 8.2 | FALSE | FALSE | TRUE | 34000 | 21600 | 2.65 | 29200 | 2.23
210607412 |  | Live | Daikin North America, LLC | GOODMAN | Singlezone Ducted, Centrally Ducted | 210607412 |  | HRCU-A-CB | GSZV903610A* | Ducted Indoor Units | CA*F3743*6D*+MBVC1601**-1A*+TX |  |  |  | 12 | 19 | 8.2 | TRUE | FALSE | TRUE | 34200 | 21600 | 2.65 | 29200 | 2.23
210692729 |  | Live | Daikin North America, LLC | GOODMAN | Singlezone Ducted, Centrally Ducted | 210692729 |  | HRCU-A-CB | GSZV903610A* | Ducted Indoor Units | CHPF3642C6C*+MBVC1201**-1A*+TXV |  |  |  | 11 | 18 | 8.2 | FALSE | FALSE | TRUE | 33400 | 21600 | 2.65 | 29200 | 2.23
210692730 |  | Live | Daikin North America, LLC | GOODMAN | Singlezone Ducted, Centrally Ducted | 210692730 |  | HRCU-A-CB | GSZV903610A* | Ducted Indoor Units | CHPF3642C6C*+MBVC1601**-1A*+TXV |  |  |  | 11 | 18 | 8.2 | FALSE | FALSE | TRUE | 33400 | 21600 | 2.65 | 29200 | 2.23
210857419 |  | Live | Midea Electric Trading | COOPER&HUNTER | Singlezone Non-Ducted, Ceiling Placement | 210857419 |  | HRCU-A-CB-O | CH-ES18-230VO | Mini-Splits | CH-18MCT1W-230VI | 12.5 | 21.2 | 12 | 12.5 | 21.8 | 10.7 | TRUE | FALSE | TRUE | 18000 | 12200 | 2.79 | 15500 | 2.4
210692748 |  | Live | Daikin North America, LLC | GOODMAN | Singlezone Ducted, Centrally Ducted | 210692748 |  | HRCU-A-CB | GSZV903610A* | Ducted Indoor Units | CHPF3743C6B*+MBVC1201**-1A*+TXV |  |  |  | 11 | 18 | 8.2 | FALSE | FALSE | TRUE | 33400 | 21600 | 2.65 | 29200 | 2.23
210692749 |  | Live | Daikin North America, LLC | GOODMAN | Singlezone Ducted, Centrally Ducted | 210692749 |  | HRCU-A-CB | GSZV903610A* | Ducted Indoor Units | CHPF3743C6B*+MBVC1601**-1A*+TXV |  |  |  | 11 | 18 | 8.2 | FALSE | FALSE | TRUE | 33400 | 21600 | 2.65 | 29200 | 2.23
210692767 |  | Live | Daikin North America, LLC | GOODMAN | Singlezone Ducted, Centrally Ducted | 210692767 |  | HRCU-A-CB | GSZV903610A* | Ducted Indoor Units | CSCF3642N6D*+MBVC1201**-1A*+TXV |  |  |  | 11.5 | 18.5 | 8.2 | FALSE | FALSE | TRUE | 33800 | 21600 | 2.65 | 29200 | 2.23
210692768 |  | Live | Daikin North America, LLC | GOODMAN | Singlezone Ducted, Centrally Ducted | 210692768 |  | HRCU-A-CB | GSZV903610A* | Ducted Indoor Units | CSCF3642N6D*+MBVC1601**-1A*+TXV |  |  |  | 11.5 | 18.5 | 8.2 | FALSE | FALSE | TRUE | 33800 | 21600 | 2.65 | 29200 | 2.23
210609968 |  | Live | Daikin North America, LLC | AMANA | Singlezone Ducted, Centrally Ducted | 210609968 |  | HRCU-A-CB | ASZV903610A* | Ducted Indoor Units | AMVE36CP1400A* |  |  |  | 11.5 | 18.5 | 8.2 | FALSE | FALSE | TRUE | 33600 | 21600 | 2.65 | 29200 | 2.23
210692496 |  | Live | Daikin North America, LLC | AMANA | Singlezone Ducted, Centrally Ducted | 210692496 |  | HRCU-A-CB | ASZV903610A* | Ducted Indoor Units | CA*F3137*6A*+MBVC1201**-1A*+TXV |  |  |  | 12 | 18.5 | 8.2 | FALSE | FALSE | TRUE | 34000 | 21600 | 2.65 | 29200 | 2.23
210692505 |  | Live | Daikin North America, LLC | AMANA | Singlezone Ducted, Centrally Ducted | 210692505 |  | HRCU-A-CB | ASZV903610A* | Ducted Indoor Units | CA*F3743*6D*+MBVC1201**-1A*+TXV |  |  |  | 12 | 19 | 8.2 | FALSE | FALSE | TRUE | 34000 | 21600 | 2.65 | 29200 | 2.23
210607578 |  | Live | Daikin North America, LLC | AMANA | Singlezone Ducted, Centrally Ducted | 210607578 |  | HRCU-A-CB | ASZV903610A* | Ducted Indoor Units | CA*F3743*6D*+MBVC1601**-1A*+TX |  |  |  | 12 | 19 | 8.2 | TRUE | FALSE | TRUE | 34200 | 21600 | 2.65 | 29200 | 2.23
210857418 |  | Live | Midea Electric Trading | COOPER&HUNTER | Singlezone Non-Ducted, Ceiling Placement | 210857418 |  | HRCU-A-CB-O | CH-ES12-230VO | Mini-Splits | CH-12MCT1W-230VI | 12.6 | 21.2 | 10.8 | 12.6 | 22 | 9.8 | TRUE | FALSE | TRUE | 12000 | 7700 | 2 | 9000 | 2.42
210692525 |  | Live | Daikin North America, LLC | AMANA | Singlezone Ducted, Centrally Ducted | 210692525 |  | HRCU-A-CB | ASZV903610A* | Ducted Indoor Units | CHPF3642C6C*+MBVC1201**-1A*+TXV |  |  |  | 11 | 18 | 8.2 | FALSE | FALSE | TRUE | 33400 | 21600 | 2.65 | 29200 | 2.23
210692526 |  | Live | Daikin North America, LLC | AMANA | Singlezone Ducted, Centrally Ducted | 210692526 |  | HRCU-A-CB | ASZV903610A* | Ducted Indoor Units | CHPF3642C6C*+MBVC1601**-1A*+TXV |  |  |  | 11 | 18 | 8.2 | FALSE | FALSE | TRUE | 33400 | 21600 | 2.65 | 29200 | 2.23
210857480 |  | Live | Midea Electric Trading | AC BEST LA | Singlezone Non-Ducted, Ceiling Placement | 210857480 |  | HRCU-A-CB-O | MOX230-12HFN1-MV5W | Mini-Splits | MCBU-12HRFN1-MV0W | 12.6 | 21.2 | 10.8 | 12.6 | 22 | 9.8 | FALSE | FALSE | FALSE | 12000 | 7700 | 2 | 9000 | 2.42
210692544 |  | Live | Daikin North America, LLC | AMANA | Singlezone Ducted, Centrally Ducted | 210692544 |  | HRCU-A-CB | ASZV903610A* | Ducted Indoor Units | CHPF3743C6B*+MBVC1201**-1A*+TXV |  |  |  | 11 | 18 | 8.2 | FALSE | FALSE | TRUE | 33400 | 21600 | 2.65 | 29200 | 2.23
210692545 |  | Live | Daikin North America, LLC | AMANA | Singlezone Ducted, Centrally Ducted | 210692545 |  | HRCU-A-CB | ASZV903610A* | Ducted Indoor Units | CHPF3743C6B*+MBVC1601**-1A*+TXV |  |  |  | 11 | 18 | 8.2 | FALSE | FALSE | TRUE | 33400 | 21600 | 2.65 | 29200 | 2.23
208280044 |  | Live | Midea Electric Trading | TRUST AIR CONDITIONERS | Singlezone Non-Ducted, Wall Placement | 208280044 |  | HRCU-A-CB-O | IS12H/O4S41R | Mini-Splits | IS12H/I4S41R | 13 | 23 | 11.6 | 13 | 23.5 | 10 | FALSE | FALSE | TRUE | 12000 | 8400 | 2.8 | 9250 | 2.56
210692563 |  | Live | Daikin North America, LLC | AMANA | Singlezone Ducted, Centrally Ducted | 210692563 |  | HRCU-A-CB | ASZV903610A* | Ducted Indoor Units | CSCF3642N6D*+MBVC1201**-1A*+TXV |  |  |  | 11.5 | 18.5 | 8.2 | FALSE | FALSE | TRUE | 33800 | 21600 | 2.65 | 29200 | 2.23
210692564 |  | Live | Daikin North America, LLC | AMANA | Singlezone Ducted, Centrally Ducted | 210692564 |  | HRCU-A-CB | ASZV903610A* | Ducted Indoor Units | CSCF3642N6D*+MBVC1601**-1A*+TXV |  |  |  | 11.5 | 18.5 | 8.2 | FALSE | FALSE | TRUE | 33800 | 21600 | 2.65 | 29200 | 2.23
209862113 |  | Live | Midea Electric Trading | MRCOOL | Singlezone Non-Ducted, Ceiling Placement | 209862113 |  | HRCU-A-CB-O | DIY-18-HP-C-230C25 | Mini-Splits | DIYCASSETTE18HP-230C25 | 12.5 | 21.8 | 11.6 | 12.5 | 23 | 10.3 | TRUE | FALSE | FALSE | 17000 | 14000 | 2.47 | 15100 | 2.34
210609970 |  | Live | Daikin North America, LLC | FRANKLIN | Singlezone Ducted, Centrally Ducted | 210609970 |  | HRCU-A-CB | GSZV903610A* | Ducted Indoor Units | AMVE36CP1400A* |  |  |  | 11.5 | 18.5 | 8.2 | FALSE | FALSE | TRUE | 33600 | 21600 | 2.65 | 29200 | 2.23
210609971 |  | Live | Daikin North America, LLC | FRANKLIN | Singlezone Ducted, Centrally Ducted | 210609971 |  | HRCU-A-CB | GSZV903610A* | Ducted Indoor Units | AMVE48DP1400A* |  |  |  | 12 | 19 | 8.2 | FALSE | FALSE | TRUE | 34000 | 21600 | 2.65 | 29200 | 2.23
207613967 |  | Live | Midea Electric Trading | SENVILLE | Singlezone Non-Ducted, Wall Placement | 207613967 |  | HRCU-A-CB-O | SENL/18CD/OY | Mini-Splits | SENL/18CD/IY | 10.5 | 19 | 10 | 10.5 | 19 | 8.7 | FALSE | FALSE | FALSE | 18000 | 11500 | 2.57 | 14370 | 2.49
210692904 |  | Live | Daikin North America, LLC | FRANKLIN | Singlezone Ducted, Centrally Ducted | 210692904 |  | HRCU-A-CB | GSZV903610A* | Ducted Indoor Units | CA*F3137*6A*+MBVC1201**-1A*+TXV |  |  |  | 12 | 18.5 | 8.2 | FALSE | FALSE | TRUE | 34000 | 21600 | 2.65 | 29200 | 2.23
207526332 |  | Live | Trane U.S. Inc. | TRANE | Singlezone Ducted, Centrally Ducted | 207526332 |  | HRCU-A-CB | 4TWV8X36A1 |  | TAM9A0C42V41 | 12.5 | 18 | 10 |  |  |  | FALSE | FALSE | FALSE | 35800 | 25400 | 3.35 | 25700 | 2.22
207742344 |  | Live | Midea Electric Trading | C&H | Singlezone Ducted, Compact Ducted | 207742344 |  | HRCU-A-CB | CH-N60LCU-230VO | Mini-Splits | CH-60LCDTU/I | 10.6 | 19.2 | 10.2 | 10.3 | 17 | 8.4 | FALSE | FALSE | FALSE | 59000 | 34400 | 2.37 | 36000 | 2.29
207613965 |  | Live | Midea Electric Trading | SENVILLE | Singlezone Non-Ducted, Wall Placement | 207613965 |  | HRCU-A-CB-O | SENL/09CD220/OY | Mini-Splits | SENL/09CD220/IY | 12.6 | 21.5 | 10 | 12.6 | 21.7 | 9.1 | TRUE | FALSE | FALSE | 9000 | 6900 | 2.53 | 7500 | 2.02
210692913 |  | Live | Daikin North America, LLC | FRANKLIN | Singlezone Ducted, Centrally Ducted | 210692913 |  | HRCU-A-CB | GSZV903610A* | Ducted Indoor Units | CA*F3743*6D*+MBVC1201**-1A*+TXV |  |  |  | 12 | 19 | 8.2 | FALSE | FALSE | TRUE | 34000 | 21600 | 2.65 | 29200 | 2.23
210607413 |  | Live | Daikin North America, LLC | FRANKLIN | Singlezone Ducted, Centrally Ducted | 210607413 |  | HRCU-A-CB | GSZV903610A* | Ducted Indoor Units | CA*F3743*6D*+MBVC1601**-1A*+TX |  |  |  | 12 | 19 | 8.2 | FALSE | FALSE | TRUE | 34200 | 21600 | 2.65 | 29200 | 2.23
207742345 |  | Live | Midea Electric Trading | C&H | Singlezone Non-Ducted, Floor Placement | 207742345 |  | HRCU-A-CB-O | CH-N60LCU-230VO | Mini-Splits | CH-60LCFC/I | 9.8 | 18.7 | 10.5 | 9.8 | 19.8 | 9 | FALSE | FALSE | FALSE | 54000 | 35000 | 2.34 | 35200 | 1.98
210191032 |  | Live | Midea Electric Trading | BLUERIDGE | Singlezone Non-Ducted, Floor Placement | 210191032 |  | HRCU-A-CB-O | BMY60HHUC | Mini-Splits | BM60MFCC | 9 | 16.8 | 11.3 | 9 | 17.3 | 10.2 | FALSE | TRUE | TRUE | 55000 | 40000 | 2.58 | 58600 | 2.35
207613963 |  | Live | Midea Electric Trading | SENVILLE | Singlezone Non-Ducted, Wall Placement | 207613963 |  | HRCU-A-CB-O | SENL/09CD/OY | Mini-Splits | SENL/09CD/IY | 12.5 | 20.5 | 10 | 12.5 | 21.5 | 9 | TRUE | FALSE | FALSE | 9000 | 6800 | 2.46 | 8044 | 2.12
10093506 |  | Live | Trane U.S. Inc. | TRANE | Singlezone Ducted, Centrally Ducted | 10093506 |  | HRCU-A-CB | 4TWV8036A1 |  | TAM9A0C42V41 | 12.5 | 18 | 10 |  |  |  | FALSE | FALSE | FALSE | 35800 | 25400 | 3.35 | 25700 | 2.22
210692933 |  | Live | Daikin North America, LLC | FRANKLIN | Singlezone Ducted, Centrally Ducted | 210692933 |  | HRCU-A-CB | GSZV903610A* | Ducted Indoor Units | CHPF3642C6C*+MBVC1201**-1A*+TXV |  |  |  | 11 | 18 | 8.2 | FALSE | FALSE | TRUE | 33400 | 21600 | 2.65 | 29200 | 2.23
210692934 |  | Live | Daikin North America, LLC | FRANKLIN | Singlezone Ducted, Centrally Ducted | 210692934 |  | HRCU-A-CB | GSZV903610A* | Ducted Indoor Units | CHPF3642C6C*+MBVC1601**-1A*+TXV |  |  |  | 11 | 18 | 8.2 | FALSE | FALSE | TRUE | 33400 | 21600 | 2.65 | 29200 | 2.23
210191034 |  | Live | Midea Electric Trading | CTMORLEY | Singlezone Non-Ducted, Floor Placement | 210191034 |  | HRCU-A-CB-O | MOU-A55LH-2 | Mini-Splits | MIU-A60LF-2 | 9 | 16.8 | 11.3 | 9 | 17.3 | 10.2 | FALSE | FALSE | TRUE | 55000 | 40000 | 2.58 | 58600 | 2.35
210692952 |  | Live | Daikin North America, LLC | FRANKLIN | Singlezone Ducted, Centrally Ducted | 210692952 |  | HRCU-A-CB | GSZV903610A* | Ducted Indoor Units | CHPF3743C6B*+MBVC1201**-1A*+TXV |  |  |  | 11 | 18 | 8.2 | FALSE | FALSE | TRUE | 33400 | 21600 | 2.65 | 29200 | 2.23
210857346 |  | Live | Midea Electric Trading | DIYCOOL | Singlezone Non-Ducted, Floor Placement | 210857346 |  | HRCU-A-CB-O | ACIQ-60ZPL-HP230B | Mini-Splits | ACIQ-60FM-HH-MB | 9 | 16.8 | 11.3 | 9 | 17.3 | 10.2 | FALSE | TRUE | TRUE | 55000 | 40000 | 2.58 | 58600 | 2.35
210692953 |  | Live | Daikin North America, LLC | FRANKLIN | Singlezone Ducted, Centrally Ducted | 210692953 |  | HRCU-A-CB | GSZV903610A* | Ducted Indoor Units | CHPF3743C6B*+MBVC1601**-1A*+TXV |  |  |  | 11 | 18 | 8.2 | FALSE | FALSE | TRUE | 33400 | 21600 | 2.65 | 29200 | 2.23
207742322 |  | Live | Midea Electric Trading | C&H | Singlezone Ducted, Compact Ducted | 207742322 |  | HRCU-A-CB | CH-ES18-230VO | Mini-Splits | CH-M18DTUI | 12.5 | 20.5 | 11 | 12.5 | 20 | 10.6 | TRUE | FALSE | TRUE | 17000 | 12600 | 2.66 | 14100 | 2.4
210857306 |  | Live | Midea Electric Trading | 1HVAC | Singlezone Non-Ducted, Floor Placement | 210857306 |  | HRCU-A-CB-O | ACIQ-60ZPL-HP230B | Mini-Splits | ACIQ-60FM-HH-MB | 9 | 16.8 | 11.3 | 9 | 17.3 | 10.2 | FALSE | TRUE | TRUE | 55000 | 40000 | 2.58 | 58600 | 2.35
207742447 |  | Live | Midea Electric Trading | ELIOS | Singlezone Ducted, Compact Ducted | 207742447 |  | HRCU-A-CB | DEA18HOS25230E8 | Mini-Splits | DUA18HIDU230X5 | 12.5 | 20.5 | 11 | 12.5 | 20 | 10.6 | TRUE | FALSE | TRUE | 17000 | 12600 | 2.66 | 14100 | 2.4
210692971 |  | Live | Daikin North America, LLC | FRANKLIN | Singlezone Ducted, Centrally Ducted | 210692971 |  | HRCU-A-CB | GSZV903610A* | Ducted Indoor Units | CSCF3642N6D*+MBVC1201**-1A*+TXV |  |  |  | 11.5 | 18.5 | 8.2 | FALSE | FALSE | TRUE | 33800 | 21600 | 2.65 | 29200 | 2.23
210692972 |  | Live | Daikin North America, LLC | FRANKLIN | Singlezone Ducted, Centrally Ducted | 210692972 |  | HRCU-A-CB | GSZV903610A* | Ducted Indoor Units | CSCF3642N6D*+MBVC1601**-1A*+TXV |  |  |  | 11.5 | 18.5 | 8.2 | FALSE | FALSE | TRUE | 33800 | 21600 | 2.65 | 29200 | 2.23
210857326 |  | Live | Midea Electric Trading | ACIQ | Singlezone Non-Ducted, Floor Placement | 210857326 |  | HRCU-A-CB-O | ACIQ-60ZPL-HP230B | Mini-Splits | ACIQ-60FM-HH-MB | 9 | 16.8 | 11.3 | 9 | 17.3 | 10.2 | FALSE | TRUE | TRUE | 55000 | 40000 | 2.58 | 58600 | 2.35
207742516 |  | Live | Midea Electric Trading | MOOVAIR | Singlezone Ducted, Compact Ducted | 207742516 |  | HRCU-A-CB | DMA18HOS25230E8 | Mini-Splits | DUA18HIDU230X5 | 12.5 | 20.5 | 11 | 12.5 | 20 | 10.6 | TRUE | FALSE | TRUE | 17000 | 12600 | 2.66 | 14100 | 2.4
210434545 |  | Live | Midea Electric Trading | C&H | Singlezone Non-Ducted, Wall Placement | 210434545 |  | HRCU-A-CB-O | CH-NY06MIA-115VO | Mini-Splits | CH-NY06MIA-115VI | 12.5 | 20.5 | 10 | 12.5 | 21.5 | 9 | TRUE | FALSE | FALSE | 6000 | 6800 | 2.46 | 8044 | 2.12
210799697 |  | Live | Midea Electric Trading | COOPER&HUNTER | Singlezone Non-Ducted, Wall Placement | 210799697 |  | HRCU-A-CB-O | CH-NY06MIA-115VO | Mini-Splits | CH-NY06MIA-115VI | 12.5 | 20.5 | 10 | 12.5 | 21.5 | 9 | TRUE | FALSE | FALSE | 6000 | 6800 | 2.46 | 8044 | 2.12
210799695 |  | Live | Midea Electric Trading | COOPER&HUNTER | Singlezone Non-Ducted, Wall Placement | 210799695 |  | HRCU-A-CB-O | CH-ES06-115VO | Mini-Splits | CH-06OLVWM-115VI | 13.8 | 23 | 11 | 13.8 | 23 | 9.8 | TRUE | FALSE | FALSE | 6000 | 5900 | 2.93 | 9018 | 2.4
210609972 |  | Live | Daikin North America, LLC | FRANKLIN | Singlezone Ducted, Centrally Ducted | 210609972 |  | HRCU-A-CB | ASZV903610A* | Ducted Indoor Units | AMVE36CP1400A* |  |  |  | 11.5 | 18.5 | 8.2 | FALSE | FALSE | TRUE | 33600 | 21600 | 2.65 | 29200 | 2.23
210609973 |  | Live | Daikin North America, LLC | FRANKLIN | Singlezone Ducted, Centrally Ducted | 210609973 |  | HRCU-A-CB | ASZV903610A* | Ducted Indoor Units | AMVE48DP1400A* |  |  |  | 12 | 19 | 8.2 | FALSE | FALSE | TRUE | 34000 | 21600 | 2.65 | 29200 | 2.23
210693108 |  | Live | Daikin North America, LLC | FRANKLIN | Singlezone Ducted, Centrally Ducted | 210693108 |  | HRCU-A-CB | ASZV903610A* | Ducted Indoor Units | CA*F3137*6A*+MBVC1201**-1A*+TXV |  |  |  | 12 | 18.5 | 8.2 | FALSE | FALSE | TRUE | 34000 | 21600 | 2.65 | 29200 | 2.23
210799696 |  | Live | Midea Electric Trading | COOPER&HUNTER | Singlezone Non-Ducted, Wall Placement | 210799696 |  | HRCU-A-CB-O | CH-06OLVWM-115VO | Mini-Splits | CH-06OLVWM-115VI | 13.8 | 23 | 11 | 13.8 | 23 | 9.8 | TRUE | FALSE | FALSE | 6000 | 5900 | 2.93 | 9018 | 2.4
210693117 |  | Live | Daikin North America, LLC | FRANKLIN | Singlezone Ducted, Centrally Ducted | 210693117 |  | HRCU-A-CB | ASZV903610A* | Ducted Indoor Units | CA*F3743*6D*+MBVC1201**-1A*+TXV |  |  |  | 12 | 19 | 8.2 | FALSE | FALSE | TRUE | 34000 | 21600 | 2.65 | 29200 | 2.23
210434544 |  | Live | Midea Electric Trading | C&H | Singlezone Non-Ducted, Wall Placement | 210434544 |  | HRCU-A-CB-O | CH-06OLVWM-115VO | Mini-Splits | CH-06OLVWM-115VI | 13.8 | 23 | 11 | 13.8 | 23 | 9.8 | TRUE | FALSE | FALSE | 6000 | 5900 | 2.93 | 9018 | 2.4
210607414 |  | Live | Daikin North America, LLC | FRANKLIN | Singlezone Ducted, Centrally Ducted | 210607414 |  | HRCU-A-CB | ASZV903610A* | Ducted Indoor Units | CA*F3743*6D*+MBVC1601**-1A*+TX |  |  |  | 12 | 19 | 8.2 | FALSE | FALSE | TRUE | 34200 | 21600 | 2.65 | 29200 | 2.23
210665996 |  | Live | Midea Electric Trading | C&H | Singlezone Non-Ducted, Wall Placement | 210665996 |  | HRCU-A-CB-O | CH-ES06-115VO | Mini-Splits | CH-06OLVWM-115VI | 13.8 | 23 | 11 | 13.8 | 23 | 9.8 | TRUE | FALSE | FALSE | 6000 | 5900 | 2.93 | 9018 | 2.4
207571417 |  | Live | Midea Electric Trading | SENVILLE | Singlezone Non-Ducted, Wall Placement | 207571417 |  | HRCU-A-CB-O | SENL/36CD/OY | Mini-Splits | SENL/36CD/IY | 8.5 | 17.5 | 12 | 8.5 | 17.5 | 8.7 | FALSE | FALSE | FALSE | 36000 | 24000 | 2 | 24160 | 1.98
207629145 |  | Live | Trane U.S. Inc. | TRANE | Singlezone Non-Ducted, Ceiling Placement | 207629145 |  | HRCU-A-CB-O | 4TXK2530A10N0** | Mini-Splits | 4MXW2530A10N0** | 10.55 | 18 | 10 |  |  |  | FALSE | FALSE | FALSE | 30000 | 16000 | 2.36 | 20000 | 1.98
210693137 |  | Live | Daikin North America, LLC | FRANKLIN | Singlezone Ducted, Centrally Ducted | 210693137 |  | HRCU-A-CB | ASZV903610A* | Ducted Indoor Units | CHPF3642C6C*+MBVC1201**-1A*+TXV |  |  |  | 11 | 18 | 8.2 | FALSE | FALSE | TRUE | 33400 | 21600 | 2.65 | 29200 | 2.23
210693138 |  | Live | Daikin North America, LLC | FRANKLIN | Singlezone Ducted, Centrally Ducted | 210693138 |  | HRCU-A-CB | ASZV903610A* | Ducted Indoor Units | CHPF3642C6C*+MBVC1601**-1A*+TXV |  |  |  | 11 | 18 | 8.2 | FALSE | FALSE | TRUE | 33400 | 21600 | 2.65 | 29200 | 2.23
208193235 |  | Live | Hisense | HISENSE | Singlezone Non-Ducted, Wall Placement | 208193235 |  | HRCU-A-CB-O | AS-24UW3SKK00 | Mini-Splits | AS-24UW3SKK**00 | 12.5 | 21 | 11.5 |  |  |  | TRUE | TRUE | TRUE | 24000 | 15500 | 1.31 | 21000 | 1.62
207742323 |  | Live | Midea Electric Trading | C&H | Singlezone Non-Ducted, Floor Placement | 207742323 |  | HRCU-A-CB-O | CH-ES18-230VO | Mini-Splits | CH-18MSPHFC-230VI | 12.5 | 21.5 | 10.5 | 12.5 | 23 | 10 | TRUE | FALSE | TRUE | 18000 | 12800 | 2.52 | 14200 | 2.29
210693156 |  | Live | Daikin North America, LLC | FRANKLIN | Singlezone Ducted, Centrally Ducted | 210693156 |  | HRCU-A-CB | ASZV903610A* | Ducted Indoor Units | CHPF3743C6B*+MBVC1201**-1A*+TXV |  |  |  | 11 | 18 | 8.2 | FALSE | FALSE | TRUE | 33400 | 21600 | 2.65 | 29200 | 2.23
210693157 |  | Live | Daikin North America, LLC | FRANKLIN | Singlezone Ducted, Centrally Ducted | 210693157 |  | HRCU-A-CB | ASZV903610A* | Ducted Indoor Units | CHPF3743C6B*+MBVC1601**-1A*+TXV |  |  |  | 11 | 18 | 8.2 | FALSE | FALSE | TRUE | 33400 | 21600 | 2.65 | 29200 | 2.23
207827147 |  | Live | Midea Electric Trading | AC PRO.COM | Singlezone Non-Ducted, Wall Placement | 207827147 |  | HRCU-A-CB-O | AOX430-18HFN1-MU0W | Mini-Splits | ASEPC-18HRFN1-MU0W | 12.5 | 22.6 | 12 | 12.5 | 23.5 | 10.8 | FALSE | FALSE | TRUE | 18000 | 14900 | 2.48 | 15934 | 2.37
207742492 |  | Live | Midea Electric Trading | MOOVAIR | Singlezone Non-Ducted, Wall Placement | 207742492 |  | HRCU-A-CB-O | DMA18HOS25230E8 | Mini-Splits | DMA18HIW25230E8 | 12.5 | 22.6 | 12 | 12.5 | 23.5 | 10.8 | TRUE | FALSE | TRUE | 18000 | 14900 | 2.48 | 15934 | 2.37
210693175 |  | Live | Daikin North America, LLC | FRANKLIN | Singlezone Ducted, Centrally Ducted | 210693175 |  | HRCU-A-CB | ASZV903610A* | Ducted Indoor Units | CSCF3642N6D*+MBVC1201**-1A*+TXV |  |  |  | 11.5 | 18.5 | 8.2 | FALSE | FALSE | TRUE | 33800 | 21600 | 2.65 | 29200 | 2.23
210693176 |  | Live | Daikin North America, LLC | FRANKLIN | Singlezone Ducted, Centrally Ducted | 210693176 |  | HRCU-A-CB | ASZV903610A* | Ducted Indoor Units | CSCF3642N6D*+MBVC1601**-1A*+TXV |  |  |  | 11.5 | 18.5 | 8.2 | FALSE | FALSE | TRUE | 33800 | 21600 | 2.65 | 29200 | 2.23
207742426 |  | Live | Midea Electric Trading | ELIOS | Singlezone Non-Ducted, Wall Placement | 207742426 |  | HRCU-A-CB-O | DEA18HOS25230E8 | Mini-Splits | DEA18HIW25230E8 | 12.5 | 22.6 | 12 | 12.5 | 23.5 | 10.8 | TRUE | FALSE | TRUE | 18000 | 14900 | 2.48 | 15934 | 2.37
210609974 |  | Live | Daikin North America, LLC | LIBERTY HEATING & AIR CONDITIONING | Singlezone Ducted, Centrally Ducted | 210609974 |  | HRCU-A-CB | ASZV903610A* | Ducted Indoor Units | AMVE36CP1400A* |  |  |  | 11.5 | 18.5 | 8.2 | FALSE | FALSE | TRUE | 33600 | 21600 | 2.65 | 29200 | 2.23
210609975 |  | Live | Daikin North America, LLC | LIBERTY HEATING & AIR CONDITIONING | Singlezone Ducted, Centrally Ducted | 210609975 |  | HRCU-A-CB | ASZV903610A* | Ducted Indoor Units | AMVE48DP1400A* |  |  |  | 12 | 19 | 8.2 | FALSE | FALSE | TRUE | 34000 | 21600 | 2.65 | 29200 | 2.23
207742404 |  | Live | Midea Electric Trading | SUPREME | Singlezone Non-Ducted, Wall Placement | 207742404 |  | HRCU-A-CB-O | YS25E-18HRDN1 | Mini-Splits | YS25E-18HRDN1 | 12.5 | 22.6 | 12 | 12.5 | 23.5 | 10.8 | FALSE | FALSE | TRUE | 18000 | 14900 | 2.48 | 15934 | 2.37
210693312 |  | Live | Daikin North America, LLC | LIBERTY HEATING & AIR CONDITIONING | Singlezone Ducted, Centrally Ducted | 210693312 |  | HRCU-A-CB | ASZV903610A* | Ducted Indoor Units | CA*F3137*6A*+MBVC1201**-1A*+TXV |  |  |  | 12 | 18.5 | 8.2 | FALSE | FALSE | TRUE | 34000 | 21600 | 2.65 | 29200 | 2.23
210693321 |  | Live | Daikin North America, LLC | LIBERTY HEATING & AIR CONDITIONING | Singlezone Ducted, Centrally Ducted | 210693321 |  | HRCU-A-CB | ASZV903610A* | Ducted Indoor Units | CA*F3743*6D*+MBVC1201**-1A*+TXV |  |  |  | 12 | 19 | 8.2 | FALSE | FALSE | TRUE | 34000 | 21600 | 2.65 | 29200 | 2.23
210607415 |  | Live | Daikin North America, LLC | LIBERTY HEATING & AIR CONDITIONING | Singlezone Ducted, Centrally Ducted | 210607415 |  | HRCU-A-CB | ASZV903610A* | Ducted Indoor Units | CA*F3743*6D*+MBVC1601**-1A*+TX |  |  |  | 12 | 19 | 8.2 | FALSE | FALSE | TRUE | 34200 | 21600 | 2.65 | 29200 | 2.23
208136307 |  | Live | Midea Electric Trading | DUCTLESSAIRE | Singlezone Non-Ducted, Wall Placement | 208136307 |  | HRCU-A-CB-O | DA1221-H2-O* | Mini-Splits | DA1221-H2-I* | 12.5 | 22 | 10.8 | 12.5 | 23.1 | 9.3 | TRUE | FALSE | FALSE | 12000 | 8200 | 2.25 | 9543 | 2.39
210693341 |  | Live | Daikin North America, LLC | LIBERTY HEATING & AIR CONDITIONING | Singlezone Ducted, Centrally Ducted | 210693341 |  | HRCU-A-CB | ASZV903610A* | Ducted Indoor Units | CHPF3642C6C*+MBVC1201**-1A*+TXV |  |  |  | 11 | 18 | 8.2 | FALSE | FALSE | TRUE | 33400 | 21600 | 2.65 | 29200 | 2.23
210693342 |  | Live | Daikin North America, LLC | LIBERTY HEATING & AIR CONDITIONING | Singlezone Ducted, Centrally Ducted | 210693342 |  | HRCU-A-CB | ASZV903610A* | Ducted Indoor Units | CHPF3642C6C*+MBVC1601**-1A*+TXV |  |  |  | 11 | 18 | 8.2 | FALSE | FALSE | TRUE | 33400 | 21600 | 2.65 | 29200 | 2.23
203238009 |  | Live | Midea Electric Trading | MAXI AIR | Singlezone Non-Ducted, Wall Placement | 203238009 |  | HRCU-A-CB-O | YS21F-12HRDN1 | Mini-Splits | YS21F-12HRDN1 | 12.5 | 22 | 10.8 | 12.5 | 23.1 | 9.3 | FALSE | FALSE | FALSE | 12000 | 8200 | 2.25 | 9543 | 2.39
210693360 |  | Live | Daikin North America, LLC | LIBERTY HEATING & AIR CONDITIONING | Singlezone Ducted, Centrally Ducted | 210693360 |  | HRCU-A-CB | ASZV903610A* | Ducted Indoor Units | CHPF3743C6B*+MBVC1201**-1A*+TXV |  |  |  | 11 | 18 | 8.2 | FALSE | FALSE | TRUE | 33400 | 21600 | 2.65 | 29200 | 2.23
210693361 |  | Live | Daikin North America, LLC | LIBERTY HEATING & AIR CONDITIONING | Singlezone Ducted, Centrally Ducted | 210693361 |  | HRCU-A-CB | ASZV903610A* | Ducted Indoor Units | CHPF3743C6B*+MBVC1601**-1A*+TXV |  |  |  | 11 | 18 | 8.2 | FALSE | FALSE | TRUE | 33400 | 21600 | 2.65 | 29200 | 2.23
208284477 |  | Live | Midea Electric Trading | TRUST AIR CONDITIONERS | Multizone All Ducted | 208284477 |  | HMSV-A-CB | M3S27H/O4S4P | Ducted Indoor Units |  | 11.2 | 21 | 10.2 | 11.7 | 21 | 9.2 | FALSE | FALSE | TRUE | 28000 | 22000 | 2.6 | 22600 | 2.25
210693379 |  | Live | Daikin North America, LLC | LIBERTY HEATING & AIR CONDITIONING | Singlezone Ducted, Centrally Ducted | 210693379 |  | HRCU-A-CB | ASZV903610A* | Ducted Indoor Units | CSCF3642N6D*+MBVC1201**-1A*+TXV |  |  |  | 11.5 | 18.5 | 8.2 | FALSE | FALSE | TRUE | 33800 | 21600 | 2.65 | 29200 | 2.23
210693380 |  | Live | Daikin North America, LLC | LIBERTY HEATING & AIR CONDITIONING | Singlezone Ducted, Centrally Ducted | 210693380 |  | HRCU-A-CB | ASZV903610A* | Ducted Indoor Units | CSCF3642N6D*+MBVC1601**-1A*+TXV |  |  |  | 11.5 | 18.5 | 8.2 | FALSE | FALSE | TRUE | 33800 | 21600 | 2.65 | 29200 | 2.23
207827141 |  | Live | Midea Electric Trading | AC PRO.COM | Singlezone Non-Ducted, Wall Placement | 207827141 |  | HRCU-A-CB-O | AOX330-18HFN1-MS0W | Mini-Splits | ASABD-18HRFN1-MS1W | 10.5 | 19 | 10 | 10.5 | 19 | 8.7 | FALSE | FALSE | FALSE | 18000 | 11500 | 2.57 | 14370 | 2.49
210609976 |  | Live | Daikin North America, LLC | DAIKIN | Singlezone Ducted, Centrally Ducted | 210609976 |  | HRCU-A-CB | DZ9VCA4810A* | Ducted Indoor Units | DMVE48DP1400A* |  |  |  | 11.5 | 20 | 8.2 | FALSE | FALSE | TRUE | 44000 | 27000 | 2.6 | 34000 | 2.4
210609977 |  | Live | Daikin North America, LLC | DAIKIN | Singlezone Ducted, Centrally Ducted | 210609977 |  | HRCU-A-CB | DZ9VCA4810A* | Ducted Indoor Units | DMVE60DP1400A* |  |  |  | 11.5 | 20 | 8.2 | FALSE | FALSE | TRUE | 44000 | 27000 | 2.6 | 34000 | 2.4
210692380 |  | Live | Daikin North America, LLC | DAIKIN | Singlezone Ducted, Centrally Ducted | 210692380 |  | HRCU-A-CB | DZ9VCA4810A* | Ducted Indoor Units | CA*F4860*6D*+MBVC1600**-1A*+TXV |  |  |  | 11 | 19.5 | 8.2 | FALSE | FALSE | TRUE | 43500 | 27000 | 2.6 | 34000 | 2.4
210692381 |  | Live | Daikin North America, LLC | DAIKIN | Singlezone Ducted, Centrally Ducted | 210692381 |  | HRCU-A-CB | DZ9VCA4810A* | Ducted Indoor Units | CA*F4860*6D*+MBVC2000**-1A*+TXV |  |  |  | 11.5 | 20 | 8.2 | FALSE | FALSE | TRUE | 43500 | 27000 | 2.6 | 34000 | 2.4
208447952 |  | Live | Midea Electric Trading | SLIMAIR | Multizone All Ducted | 208447952 |  | HMSV-A-CB | SHC3Z27VC2AG | Ducted Indoor Units |  | 11.2 | 21 | 10.2 | 11.7 | 21 | 9.2 | TRUE | FALSE | TRUE | 28000 | 22000 | 2.6 | 22600 | 2.25
205725746 |  | Live | Midea Electric Trading | ULTRA MAXI AIR | Singlezone Non-Ducted, Wall Placement | 205725746 |  | HRCU-A-CB-O | LSAB-18HRDN1 | Mini-Splits | LSAB-18HRDN1 | 10.5 | 19 | 10 | 10.5 | 19 | 8.7 | FALSE | FALSE | FALSE | 18000 | 11500 | 2.57 | 14370 | 2.49
210692393 |  | Live | Daikin North America, LLC | DAIKIN | Singlezone Ducted, Centrally Ducted | 210692393 |  | HRCU-A-CB | DZ9VCA4810A* | Ducted Indoor Units | CA*F4961*6D*+MBVC1600**-1A*+TXV |  |  |  | 11.5 | 20 | 8.2 | FALSE | FALSE | TRUE | 44000 | 27000 | 2.6 | 34000 | 2.4
210607579 |  | Live | Daikin North America, LLC | DAIKIN | Singlezone Ducted, Centrally Ducted | 210607579 |  | HRCU-A-CB | DZ9VCA4810A* | Ducted Indoor Units | CA*F4961*6D*+MBVC2000**-1A*+TX |  |  |  | 12 | 19 | 8.2 | TRUE | FALSE | TRUE | 45000 | 27000 | 2.6 | 34000 | 2.4
207742486 |  | Live | Midea Electric Trading | MOOVAIR | Singlezone Non-Ducted, Wall Placement | 207742486 |  | HRCU-A-CB-O | DMA18HOS21230S1 | Mini-Splits | DMA18HIW21230S1 | 10.5 | 19 | 10 | 10.5 | 19 | 8.7 | FALSE | FALSE | FALSE | 18000 | 11500 | 2.57 | 14370 | 2.49
210692406 |  | Live | Daikin North America, LLC | DAIKIN | Singlezone Ducted, Centrally Ducted | 210692406 |  | HRCU-A-CB | DZ9VCA4810A* | Ducted Indoor Units | CHPF4860D6D*+MBVC1600**-1A*+TXV |  |  |  | 11 | 19 | 8 | FALSE | FALSE | FALSE | 43000 | 27000 | 2.6 | 34000 | 2.4
209832223 |  | Live | Mitsubishi Electric Trane | MITSUBISHI ELECTRIC | Singlezone Non-Ducted, Wall Placement | 209832223 |  | HRCU-A-CB-O | MUZ-HM09NA*** | Mini-Splits | NTXWMT09A112A* | 12 | 18 | 10 | 12 | 20 | 10 | TRUE | FALSE | TRUE | 9000 | 6700 | 2.52 | 7200 | 1.16
210692407 |  | Live | Daikin North America, LLC | DAIKIN | Singlezone Ducted, Centrally Ducted | 210692407 |  | HRCU-A-CB | DZ9VCA4810A* | Ducted Indoor Units | CHPF4860D6D*+MBVC2000**-1A*+TXV |  |  |  | 11 | 19 | 8 | FALSE | FALSE | FALSE | 43000 | 27000 | 2.6 | 34000 | 2.4
204629361 |  | Live | Mitsubishi Electric Trane | MITSUBISHI ELECTRIC | Singlezone Non-Ducted, Wall Placement | 204629361 |  | HRCU-A-CB-O | NAXSMT12A112A* | Mini-Splits | MSZ-HM12NA*** | 9.9 | 18 | 10 |  |  |  | FALSE | FALSE | FALSE | 12000 | 7600 | 2.78 | 9000 | 2.66
209832191 |  | Live | Mitsubishi Electric Trane | MITSUBISHI ELECTRIC | Singlezone Non-Ducted, Wall Placement | 209832191 |  | HRCU-A-CB-O | MUZ-HM12NA*** | Mini-Splits | NAXWMT12A112A* | 9.9 | 18 | 10 | 9.9 | 20 | 10 | FALSE | FALSE | TRUE | 12000 | 7600 | 2.78 | 9000 | 2.66
207641333 |  | Live | Midea Electric Trading | SENVILLE | Multizone All Ducted | 207641333 |  | HMSV-A-CB | SENA/30HF/MOQ | Ducted Indoor Units |  | 11.2 | 21 | 10.2 | 11.7 | 21 | 9.2 | TRUE | FALSE | TRUE | 28000 | 22000 | 2.6 | 22600 | 2.25
209832190 |  | Live | Mitsubishi Electric Trane | MITSUBISHI ELECTRIC | Singlezone Non-Ducted, Wall Placement | 209832190 |  | HRCU-A-CB-O | MUZ-HM09NA*** | Mini-Splits | NAXWMT09A112A* | 12 | 18 | 10 | 12 | 20 | 10 | TRUE | FALSE | TRUE | 9000 | 6700 | 2.52 | 7200 | 1.16
204629360 |  | Live | Mitsubishi Electric Trane | MITSUBISHI ELECTRIC | Singlezone Non-Ducted, Wall Placement | 204629360 |  | HRCU-A-CB-O | NAXSMT09A112A* | Mini-Splits | MSZ-HM09NA*** | 12 | 18 | 10 |  |  |  | FALSE | FALSE | FALSE | 9000 | 6700 | 2.52 | 7200 | 1.16
211306460 |  | Live | Treasure Link Inc. | FUJIECO | Multizone All Non-Ducted | 211306460 |  | HMSR-A-CB-O | FES-27H2TK-M3O | Non-Ducted Indoor Units |  | 12.5 | 22 | 10 | 12 | 22 | 9 | TRUE | FALSE | FALSE | 24000 | 18100 | 2.95 | 19000 | 2.53
207742420 |  | Live | Midea Electric Trading | ELIOS | Singlezone Non-Ducted, Wall Placement | 207742420 |  | HRCU-A-CB-O | DEA18HOS21230S1 | Mini-Splits | DEA18HIW21230S1 | 10.5 | 19 | 10 | 10.5 | 19 | 8.7 | FALSE | FALSE | FALSE | 18000 | 11500 | 2.57 | 14370 | 2.49
211306459 |  | Live | Treasure Link Inc. | FUJIECO | Multizone All Non-Ducted | 211306459 |  | HMSR-A-CB-O | FES-18H2TK-M2O | Non-Ducted Indoor Units |  | 12.5 | 22 | 10 | 12 | 22 | 9 | FALSE | FALSE | FALSE | 17000 | 12200 | 2.65 | 15000 | 2.2
211306454 |  | Live | Treasure Link Inc. | FUJIECO | Singlezone Non-Ducted, Wall Placement | 211306454 |  | HRCU-A-CB-O | FES-24H2TK-ES(O) | Mini-Splits | FES-24H2TK-ES(I) | 12.5 | 20 | 10 | 12.5 | 20 | 9 | TRUE | FALSE | FALSE | 23000 | 13900 | 2.75 | 21760 | 2.21
211306452 |  | Live | Treasure Link Inc. | FUJIECO | Singlezone Non-Ducted, Wall Placement | 211306452 |  | HRCU-A-CB-O | FES-12H2TK-ES(O) | Mini-Splits | FES-12H2TK-ES(I) | 13 | 23 | 10 | 13 | 23 | 9.5 | FALSE | FALSE | TRUE | 12000 | 7600 | 3.14 | 11100 | 2.48
212316954 |  | Live | Treasure Link Inc. | FUJIECO | Singlezone Non-Ducted, Wall Placement | 212316954 |  | HRCU-A-CB-O | FES-09H2TK-ES(O) | Mini-Splits | FES-09H2TK-ES(I) | 13 | 23 | 10 | 13 | 23.5 | 9.2 | FALSE | FALSE | FALSE | 9000 | 5900 | 2.79 | 8380 | 2.61
10093508 |  | Live | Trane U.S. Inc. | TRANE | Singlezone Ducted, Centrally Ducted | 10093508 |  | HRCU-A-CB | 4TWV8037A1 |  | TAM9A0C36V31 | 13 | 18 | 10 |  |  |  | FALSE | FALSE | FALSE | 35000 | 25200 | 3.18 | 25500 | 2.32
212386857 |  | Live | Treasure Link Inc. | FUJIECO | Singlezone Non-Ducted, Wall Placement | 212386857 |  | HRCU-A-CB-O | FES-12H1TQ(O) | Mini-Splits | FES-12H1TQ(I) |  |  |  | 10 | 19 | 8.5 | FALSE | FALSE | FALSE | 12000 | 7300 | 2.61 | 9700 | 2.2
212386854 |  | Live | Treasure Link Inc. | FUJIECO | Singlezone Non-Ducted, Wall Placement | 212386854 |  | HRCU-A-CB-O | FES-24H2T*(O) | Mini-Splits | FES-24H2TK(I) |  |  |  | 10 | 19 | 8.5 | FALSE | FALSE | FALSE | 24000 | 15800 | 2.77 | 17000 | 2.21
206753162 |  | Live | GE Appliances, a Haier Company | GE APPLIANCES | Singlezone Ducted, Centrally Ducted | 206753162 |  | HRCU-A-CB | AUH4860ZGDA* |  | UUY60ZGDAB* | 10.5 | 17 | 10 | 10 | 15.8 | 9 | FALSE | TRUE | TRUE | 54000 | 36000 | 2.4 | 36000 | 2.4
210692417 |  | Live | Daikin North America, LLC | DAIKIN | Singlezone Ducted, Centrally Ducted | 210692417 |  | HRCU-A-CB | DZ9VCA4810A* | Ducted Indoor Units | CSCF4860N6D*+MBVC1600**-1A*+TXV |  |  |  | 11.5 | 19.5 | 8 | FALSE | FALSE | FALSE | 43000 | 27000 | 2.6 | 34000 | 2.4
210692418 |  | Live | Daikin North America, LLC | DAIKIN | Singlezone Ducted, Centrally Ducted | 210692418 |  | HRCU-A-CB | DZ9VCA4810A* | Ducted Indoor Units | CSCF4860N6D*+MBVC2000**-1A*+TXV |  |  |  | 11.5 | 19.5 | 8 | FALSE | FALSE | FALSE | 43000 | 27000 | 2.6 | 34000 | 2.4
210568107 |  | Live | Midea Electric Trading | DURASTAR | Singlezone Non-Ducted, Ceiling Placement | 210568107 |  | HRCU-A-CB-O | DRA1U12S1B | Mini-Splits | DRAL12F1A | 12.6 | 21.2 | 10.8 | 12.6 | 22 | 9.8 | TRUE | FALSE | TRUE | 12000 | 7700 | 2 | 9000 | 2.42
207740527 |  | Live | Midea Electric Trading | C&H | Singlezone Non-Ducted, Wall Placement | 207740527 |  | HRCU-A-CB-O | CH-NY18MIA-230VO | Mini-Splits | CH-NY18MIA-230VI | 10.5 | 19 | 10 | 10.5 | 19 | 8.7 | FALSE | FALSE | FALSE | 18000 | 11500 | 2.57 | 14370 | 2.49
210568108 |  | Live | Midea Electric Trading | DURASTAR | Singlezone Non-Ducted, Ceiling Placement | 210568108 |  | HRCU-A-CB-O | DRA1U18S1B | Mini-Splits | DRAL18F1A | 12.5 | 21.2 | 12 | 12.5 | 21.8 | 10.7 | TRUE | FALSE | TRUE | 18000 | 12200 | 2.79 | 15500 | 2.4
207787175 |  | Live | Midea Electric Trading | DURASTAR | Multizone All Ducted | 207787175 |  | HMSV-A-CB | DRA3U28M1B | Ducted Indoor Units |  | 11.2 | 21 | 10.2 | 11.7 | 21 | 9.2 | TRUE | FALSE | TRUE | 28000 | 22000 | 2.6 | 22600 | 2.25
10093496 |  | Live | Trane U.S. Inc. | TRANE | Singlezone Ducted, Centrally Ducted | 10093496 |  | HRCU-A-CB | 4TWV0036A1 |  | TAM9A0C36V31 | 13.5 | 19.75 | 10 |  |  |  | FALSE | FALSE | TRUE | 35000 | 25200 | 3.18 | 25500 | 2.32
207787141 |  | Live | Midea Electric Trading | DURASTAR | Singlezone Ducted, Compact Ducted | 207787141 |  | HRCU-A-CB | DRA1U18S1B | Mini-Splits | DRAD18F1A | 12.5 | 20.5 | 11 | 12.5 | 20 | 10.6 | TRUE | FALSE | TRUE | 17000 | 12600 | 2.66 | 14100 | 2.4
207787142 |  | Live | Midea Electric Trading | DURASTAR | Singlezone Non-Ducted, Floor Placement | 207787142 |  | HRCU-A-CB-O | DRA1U18S1B | Mini-Splits | DRAF18F1A | 12.5 | 21.5 | 10.5 | 12.5 | 23 | 10 | TRUE | FALSE | TRUE | 18000 | 12800 | 2.52 | 14200 | 2.29
210609978 |  | Live | Daikin North America, LLC | GOODMAN | Singlezone Ducted, Centrally Ducted | 210609978 |  | HRCU-A-CB | GSZV904810A* | Ducted Indoor Units | AMVE48DP1400A* |  |  |  | 11.5 | 20 | 8.2 | FALSE | FALSE | TRUE | 44000 | 27000 | 2.6 | 34000 | 2.4
210609979 |  | Live | Daikin North America, LLC | GOODMAN | Singlezone Ducted, Centrally Ducted | 210609979 |  | HRCU-A-CB | GSZV904810A* | Ducted Indoor Units | AMVE60DP1400A* |  |  |  | 11.5 | 20 | 8.2 | FALSE | FALSE | TRUE | 44000 | 27000 | 2.6 | 34000 | 2.4
210692788 |  | Live | Daikin North America, LLC | GOODMAN | Singlezone Ducted, Centrally Ducted | 210692788 |  | HRCU-A-CB | GSZV904810A* | Ducted Indoor Units | CA*F4860*6D*+MBVC1601**-1A*+TXV |  |  |  | 11 | 19.5 | 8.2 | FALSE | FALSE | TRUE | 43500 | 27000 | 2.6 | 34000 | 2.4
207787133 |  | Live | Midea Electric Trading | DURASTAR | Singlezone Non-Ducted, Wall Placement | 207787133 |  | HRCU-A-CB-O | DRA1U24S1B | Mini-Splits | DRAW24F1B | 13 | 21 | 10 | 13 | 21 | 8.5 | TRUE | FALSE | FALSE | 24000 | 17400 | 2.28 | 23471 | 2.29
207827139 |  | Live | Midea Electric Trading | AC PRO.COM | Singlezone Non-Ducted, Wall Placement | 207827139 |  | HRCU-A-CB-O | AOX230-09HFN1-MT0W | Mini-Splits | ASABA-09HRFN1-MU5W | 12.6 | 21.5 | 10 | 12.6 | 21.7 | 9.1 | FALSE | FALSE | FALSE | 9000 | 6900 | 2.53 | 7500 | 2.02
210692789 |  | Live | Daikin North America, LLC | GOODMAN | Singlezone Ducted, Centrally Ducted | 210692789 |  | HRCU-A-CB | GSZV904810A* | Ducted Indoor Units | CA*F4860*6D*+MBVC2001**-1A*+TXV |  |  |  | 11.5 | 20 | 8.2 | FALSE | FALSE | TRUE | 43500 | 27000 | 2.6 | 34000 | 2.4
207740525 |  | Live | Midea Electric Trading | C&H | Singlezone Non-Ducted, Wall Placement | 207740525 |  | HRCU-A-CB-O | CH-NY09MIA-230VO | Mini-Splits | CH-NY09MIA-230VI | 12.6 | 21.5 | 10 | 12.6 | 21.7 | 9.1 | TRUE | FALSE | FALSE | 9000 | 6900 | 2.53 | 7500 | 2.02
210692801 |  | Live | Daikin North America, LLC | GOODMAN | Singlezone Ducted, Centrally Ducted | 210692801 |  | HRCU-A-CB | GSZV904810A* | Ducted Indoor Units | CA*F4961*6D*+MBVC1601**-1A*+TXV |  |  |  | 11.5 | 20 | 8.2 | FALSE | FALSE | TRUE | 44000 | 27000 | 2.6 | 34000 | 2.4
210607416 |  | Live | Daikin North America, LLC | GOODMAN | Singlezone Ducted, Centrally Ducted | 210607416 |  | HRCU-A-CB | GSZV904810A* | Ducted Indoor Units | CA*F4961*6D*+MBVC2001**-1A*+TX |  |  |  | 12 | 19 | 8.2 | TRUE | FALSE | TRUE | 45000 | 27000 | 2.6 | 34000 | 2.4
208121965 |  | Live | Midea Electric Trading | PIONEER | Multizone All Ducted | 208121965 |  | HMSV-A-CB | YN030GMFI22M3E | Ducted Indoor Units |  | 11.2 | 21 | 10.2 | 11.7 | 21 | 9.2 | TRUE | FALSE | TRUE | 28000 | 22000 | 2.6 | 22600 | 2.25
207787136 |  | Live | Midea Electric Trading | DURASTAR | Singlezone Non-Ducted, Ceiling Placement | 207787136 |  | HRCU-A-CB-O | DRA1U12S1B | Mini-Splits | DRAC12F1A | 14 | 22 | 10.6 | 14 | 22.7 | 10 | TRUE | FALSE | TRUE | 12000 | 8900 | 2.75 | 9300 | 2.39
207827137 |  | Live | Midea Electric Trading | AC PRO.COM | Singlezone Non-Ducted, Wall Placement | 207827137 |  | HRCU-A-CB-O | AOX230-09HFN1-BS5W | Mini-Splits | ASABA-09HRFN1-BT5W | 12.5 | 20.5 | 10 | 12.5 | 21.5 | 9 | FALSE | FALSE | FALSE | 9000 | 6800 | 2.46 | 8044 | 2.12
211719736 |  | Live | Carrier | GRANDAIRE | Singlezone Ducted, Centrally Ducted | 211719736 |  | HRCU-A-CB | WDLCURAH18ABK | Ducted Indoor Units | FMA4P18**AL* |  |  |  | 10 | 14.3 | 8.5 | FALSE | FALSE | FALSE | 17400 | 12700 | 2.36 | 13081 | 2.54
211719735 |  | Live | Carrier | TEMPSTAR | Singlezone Ducted, Centrally Ducted | 211719735 |  | HRCU-A-CB | DLCURAH18ABK | Ducted Indoor Units | FMA4P18**AL* |  |  |  | 10 | 14.3 | 8.5 | FALSE | FALSE | FALSE | 17400 | 12700 | 2.36 | 13081 | 2.54
210692814 |  | Live | Daikin North America, LLC | GOODMAN | Singlezone Ducted, Centrally Ducted | 210692814 |  | HRCU-A-CB | GSZV904810A* | Ducted Indoor Units | CHPF4860D6D*+MBVC1601**-1A*+TXV |  |  |  | 11 | 19 | 8 | FALSE | FALSE | FALSE | 43000 | 27000 | 2.6 | 34000 | 2.4
211719734 |  | Live | Carrier | SMART COMFORT | Singlezone Ducted, Centrally Ducted | 211719734 |  | HRCU-A-CB | DLCURAH18ABK | Ducted Indoor Units | FMA4P18**AL* |  |  |  | 10 | 14.3 | 8.5 | FALSE | FALSE | FALSE | 17400 | 12700 | 2.36 | 13081 | 2.54
211719733 |  | Live | Carrier | KEEPRITE | Singlezone Ducted, Centrally Ducted | 211719733 |  | HRCU-A-CB | DLCURAH18ABK | Ducted Indoor Units | FMA4P18**AL* |  |  |  | 10 | 14.3 | 8.5 | FALSE | FALSE | FALSE | 17400 | 12700 | 2.36 | 13081 | 2.54
210692815 |  | Live | Daikin North America, LLC | GOODMAN | Singlezone Ducted, Centrally Ducted | 210692815 |  | HRCU-A-CB | GSZV904810A* | Ducted Indoor Units | CHPF4860D6D*+MBVC2001**-1A*+TXV |  |  |  | 11 | 19 | 8 | FALSE | FALSE | FALSE | 43000 | 27000 | 2.6 | 34000 | 2.4
211719732 |  | Live | Carrier | HEIL | Singlezone Ducted, Centrally Ducted | 211719732 |  | HRCU-A-CB | DLCURAH18ABK | Ducted Indoor Units | FMA4P18**AL* |  |  |  | 10 | 14.3 | 8.5 | FALSE | FALSE | FALSE | 17400 | 12700 | 2.36 | 13081 | 2.54
211719731 |  | Live | Carrier | DAY & NIGHT | Singlezone Ducted, Centrally Ducted | 211719731 |  | HRCU-A-CB | DLCURAH18ABK | Ducted Indoor Units | FMA4P18**AL* |  |  |  | 10 | 14.3 | 8.5 | FALSE | FALSE | FALSE | 17400 | 12700 | 2.36 | 13081 | 2.54
211719730 |  | Live | Carrier | COMFORTMAKER | Singlezone Ducted, Centrally Ducted | 211719730 |  | HRCU-A-CB | DLCURAH18ABK | Ducted Indoor Units | FMA4P18**AL* |  |  |  | 10 | 14.3 | 8.5 | FALSE | FALSE | FALSE | 17400 | 12700 | 2.36 | 13081 | 2.54
211719729 |  | Live | Carrier | ARCOAIRE | Singlezone Ducted, Centrally Ducted | 211719729 |  | HRCU-A-CB | DLCURAH18ABK | Ducted Indoor Units | FMA4P18**AL* |  |  |  | 10 | 14.3 | 8.5 | FALSE | FALSE | FALSE | 17400 | 12700 | 2.36 | 13081 | 2.54
211719728 |  | Live | Carrier | AIRQUEST | Singlezone Ducted, Centrally Ducted | 211719728 |  | HRCU-A-CB | DLCURAH18ABK | Ducted Indoor Units | FMA4P18**AL* |  |  |  | 10 | 14.3 | 8.5 | FALSE | FALSE | FALSE | 17400 | 12700 | 2.36 | 13081 | 2.54
211264875 |  | Live | Carrier | GRANDAIRE | Singlezone Ducted, Centrally Ducted | 211264875 |  | HRCU-A-CB | WDLCURAH18ABK | Ducted Indoor Units | WAXL184A* |  |  |  | 10.5 | 16.5 | 8.5 | FALSE | FALSE | TRUE | 17800 | 12300 | 2.39 | 12669 | 2.56
211264873 |  | Live | Carrier | TEMPSTAR | Singlezone Ducted, Centrally Ducted | 211264873 |  | HRCU-A-CB | DLCURAH18ABK | Ducted Indoor Units | FXM4X18**AL |  |  |  | 10.5 | 16.5 | 8.5 | FALSE | FALSE | TRUE | 17800 | 12300 | 2.39 | 12669 | 2.56
211264871 |  | Live | Carrier | SMART COMFORT | Singlezone Ducted, Centrally Ducted | 211264871 |  | HRCU-A-CB | DLCURAH18ABK | Ducted Indoor Units | FXM4X18**AL |  |  |  | 10.5 | 16.5 | 8.5 | FALSE | FALSE | TRUE | 17800 | 12300 | 2.39 | 12669 | 2.56
211264869 |  | Live | Carrier | KEEPRITE | Singlezone Ducted, Centrally Ducted | 211264869 |  | HRCU-A-CB | DLCURAH18ABK | Ducted Indoor Units | FXM4X18**AL |  |  |  | 10.5 | 16.5 | 8.5 | FALSE | FALSE | TRUE | 17800 | 12300 | 2.39 | 12669 | 2.56
211264867 |  | Live | Carrier | HEIL | Singlezone Ducted, Centrally Ducted | 211264867 |  | HRCU-A-CB | DLCURAH18ABK | Ducted Indoor Units | FXM4X18**AL |  |  |  | 10.5 | 16.5 | 8.5 | FALSE | FALSE | TRUE | 17800 | 12300 | 2.39 | 12669 | 2.56
211264865 |  | Live | Carrier | DAY & NIGHT | Singlezone Ducted, Centrally Ducted | 211264865 |  | HRCU-A-CB | DLCURAH18ABK | Ducted Indoor Units | FXM4X18**AL |  |  |  | 10.5 | 16.5 | 8.5 | FALSE | FALSE | TRUE | 17800 | 12300 | 2.39 | 12669 | 2.56
211264862 |  | Live | Carrier | COMFORTMAKER | Singlezone Ducted, Centrally Ducted | 211264862 |  | HRCU-A-CB | DLCURAH18ABK | Ducted Indoor Units | FXM4X18**AL |  |  |  | 10.5 | 16.5 | 8.5 | FALSE | FALSE | TRUE | 17800 | 12300 | 2.39 | 12669 | 2.56
211264861 |  | Live | Carrier | ARCOAIRE | Singlezone Ducted, Centrally Ducted | 211264861 |  | HRCU-A-CB | DLCURAH18ABK | Ducted Indoor Units | FXM4X18**AL |  |  |  | 10.5 | 16.5 | 8.5 | FALSE | FALSE | TRUE | 17800 | 12300 | 2.39 | 12669 | 2.56
211264859 |  | Live | Carrier | AIRQUEST | Singlezone Ducted, Centrally Ducted | 211264859 |  | HRCU-A-CB | DLCURAH18ABK | Ducted Indoor Units | FXM4X18**AL |  |  |  | 10.5 | 16.5 | 8.5 | FALSE | FALSE | TRUE | 17800 | 12300 | 2.39 | 12669 | 2.56
211264853 |  | Live | Carrier | GRANDAIRE | Singlezone Ducted, Centrally Ducted | 211264853 |  | HRCU-A-CB | WDLCURAH18ABK | Ducted Indoor Units | WAHL244C* |  |  |  | 10.5 | 16.5 | 8 | FALSE | FALSE | FALSE | 17300 | 12100 | 2.3 | 12463 | 2.47
210692825 |  | Live | Daikin North America, LLC | GOODMAN | Singlezone Ducted, Centrally Ducted | 210692825 |  | HRCU-A-CB | GSZV904810A* | Ducted Indoor Units | CSCF4860N6D*+MBVC1601**-1A*+TXV |  |  |  | 11.5 | 19.5 | 8 | FALSE | FALSE | FALSE | 43000 | 27000 | 2.6 | 34000 | 2.4
211264850 |  | Live | Carrier | TEMPSTAR | Singlezone Ducted, Centrally Ducted | 211264850 |  | HRCU-A-CB | DLCURAH18ABK | Ducted Indoor Units | FEM4X24**CL |  |  |  | 10.5 | 16.5 | 8 | FALSE | FALSE | FALSE | 17300 | 12100 | 2.3 | 12463 | 2.47
211264848 |  | Live | Carrier | SMART COMFORT | Singlezone Ducted, Centrally Ducted | 211264848 |  | HRCU-A-CB | DLCURAH18ABK | Ducted Indoor Units | FEM4X24**CL |  |  |  | 10.5 | 16.5 | 8 | FALSE | FALSE | FALSE | 17300 | 12100 | 2.3 | 12463 | 2.47
211264846 |  | Live | Carrier | KEEPRITE | Singlezone Ducted, Centrally Ducted | 211264846 |  | HRCU-A-CB | DLCURAH18ABK | Ducted Indoor Units | FEM4X24**CL |  |  |  | 10.5 | 16.5 | 8 | FALSE | FALSE | FALSE | 17300 | 12100 | 2.3 | 12463 | 2.47
207742484 |  | Live | Midea Electric Trading | MOOVAIR | Singlezone Non-Ducted, Wall Placement | 207742484 |  | HRCU-A-CB-O | DMA09HOS21115S1 | Mini-Splits | DMA09HIW21115S1 | 12.5 | 20.5 | 10 | 12.5 | 21.5 | 9 | TRUE | FALSE | FALSE | 9000 | 6800 | 2.46 | 8044 | 2.12
211264845 |  | Live | Carrier | HEIL | Singlezone Ducted, Centrally Ducted | 211264845 |  | HRCU-A-CB | DLCURAH18ABK | Ducted Indoor Units | FEM4X24**CL |  |  |  | 10.5 | 16.5 | 8 | FALSE | FALSE | FALSE | 17300 | 12100 | 2.3 | 12463 | 2.47
210692826 |  | Live | Daikin North America, LLC | GOODMAN | Singlezone Ducted, Centrally Ducted | 210692826 |  | HRCU-A-CB | GSZV904810A* | Ducted Indoor Units | CSCF4860N6D*+MBVC2001**-1A*+TXV |  |  |  | 11.5 | 19.5 | 8 | FALSE | FALSE | FALSE | 43000 | 27000 | 2.6 | 34000 | 2.4
211264843 |  | Live | Carrier | DAY & NIGHT | Singlezone Ducted, Centrally Ducted | 211264843 |  | HRCU-A-CB | DLCURAH18ABK | Ducted Indoor Units | FEM4X24**CL |  |  |  | 10.5 | 16.5 | 8 | FALSE | FALSE | FALSE | 17300 | 12100 | 2.3 | 12463 | 2.47
211264841 |  | Live | Carrier | COMFORTMAKER | Singlezone Ducted, Centrally Ducted | 211264841 |  | HRCU-A-CB | DLCURAH18ABK | Ducted Indoor Units | FEM4X24**CL |  |  |  | 10.5 | 16.5 | 8 | FALSE | FALSE | FALSE | 17300 | 12100 | 2.3 | 12463 | 2.47
211264839 |  | Live | Carrier | ARCOAIRE | Singlezone Ducted, Centrally Ducted | 211264839 |  | HRCU-A-CB | DLCURAH18ABK | Ducted Indoor Units | FEM4X24**CL |  |  |  | 10.5 | 16.5 | 8 | FALSE | FALSE | FALSE | 17300 | 12100 | 2.3 | 12463 | 2.47
211264837 |  | Live | Carrier | AIRQUEST | Singlezone Ducted, Centrally Ducted | 211264837 |  | HRCU-A-CB | DLCURAH18ABK | Ducted Indoor Units | FEM4X24**CL |  |  |  | 10.5 | 16.5 | 8 | FALSE | FALSE | FALSE | 17300 | 12100 | 2.3 | 12463 | 2.47
211264829 |  | Live | Carrier | GRANDAIRE | Singlezone Ducted, Centrally Ducted | 211264829 |  | HRCU-A-CB | WDLCURAH18ABK | Ducted Indoor Units | WAHL244B* |  |  |  | 10.5 | 16 | 8.5 | FALSE | FALSE | TRUE | 17300 | 12300 | 2.33 | 12669 | 2.49
211264822 |  | Live | Carrier | GRANDAIRE | Singlezone Ducted, Centrally Ducted | 211264822 |  | HRCU-A-CB | WDLCURAH18ABK | Ducted Indoor Units | WAHL184B* |  |  |  | 10.5 | 16 | 8.5 | FALSE | FALSE | TRUE | 17400 | 12300 | 2.34 | 12669 | 2.51
211264820 |  | Live | Carrier | TEMPSTAR | Singlezone Ducted, Centrally Ducted | 211264820 |  | HRCU-A-CB | DLCURAH18ABK | Ducted Indoor Units | FEM4X18**BL |  |  |  | 10.5 | 16 | 8.5 | FALSE | FALSE | TRUE | 17400 | 12300 | 2.34 | 12669 | 2.51
211264818 |  | Live | Carrier | SMART COMFORT | Singlezone Ducted, Centrally Ducted | 211264818 |  | HRCU-A-CB | DLCURAH18ABK | Ducted Indoor Units | FEM4X18**BL |  |  |  | 10.5 | 16 | 8.5 | FALSE | FALSE | TRUE | 17400 | 12300 | 2.34 | 12669 | 2.51
211264816 |  | Live | Carrier | KEEPRITE | Singlezone Ducted, Centrally Ducted | 211264816 |  | HRCU-A-CB | DLCURAH18ABK | Ducted Indoor Units | FEM4X18**BL |  |  |  | 10.5 | 16 | 8.5 | FALSE | FALSE | TRUE | 17400 | 12300 | 2.34 | 12669 | 2.51
211264814 |  | Live | Carrier | HEIL | Singlezone Ducted, Centrally Ducted | 211264814 |  | HRCU-A-CB | DLCURAH18ABK | Ducted Indoor Units | FEM4X18**BL |  |  |  | 10.5 | 16 | 8.5 | FALSE | FALSE | TRUE | 17400 | 12300 | 2.34 | 12669 | 2.51
211264812 |  | Live | Carrier | DAY & NIGHT | Singlezone Ducted, Centrally Ducted | 211264812 |  | HRCU-A-CB | DLCURAH18ABK | Ducted Indoor Units | FEM4X18**BL |  |  |  | 10.5 | 16 | 8.5 | FALSE | FALSE | TRUE | 17400 | 12300 | 2.34 | 12669 | 2.51
211264810 |  | Live | Carrier | COMFORTMAKER | Singlezone Ducted, Centrally Ducted | 211264810 |  | HRCU-A-CB | DLCURAH18ABK | Ducted Indoor Units | FEM4X18**BL |  |  |  | 10.5 | 16 | 8.5 | FALSE | FALSE | TRUE | 17400 | 12300 | 2.34 | 12669 | 2.51
207742418 |  | Live | Midea Electric Trading | ELIOS | Singlezone Non-Ducted, Wall Placement | 207742418 |  | HRCU-A-CB-O | DEA09HOS21115S1 | Mini-Splits | DEA09HIW21115S1 | 12.5 | 20.5 | 10 | 12.5 | 21.5 | 9 | TRUE | FALSE | FALSE | 9000 | 6800 | 2.46 | 8044 | 2.12
211264808 |  | Live | Carrier | ARCOAIRE | Singlezone Ducted, Centrally Ducted | 211264808 |  | HRCU-A-CB | DLCURAH18ABK | Ducted Indoor Units | FEM4X18**BL |  |  |  | 10.5 | 16 | 8.5 | FALSE | FALSE | TRUE | 17400 | 12300 | 2.34 | 12669 | 2.51
211264805 |  | Live | Carrier | AIRQUEST | Singlezone Ducted, Centrally Ducted | 211264805 |  | HRCU-A-CB | DLCURAH18ABK | Ducted Indoor Units | FEM4X18**BL |  |  |  | 10.5 | 16 | 8.5 | FALSE | FALSE | TRUE | 17400 | 12300 | 2.34 | 12669 | 2.51
210609980 |  | Live | Daikin North America, LLC | AMANA | Singlezone Ducted, Centrally Ducted | 210609980 |  | HRCU-A-CB | ASZV904810A* | Ducted Indoor Units | AMVE48DP1400A* |  |  |  | 11.5 | 20 | 8.2 | FALSE | FALSE | TRUE | 44000 | 27000 | 2.6 | 34000 | 2.4
211264798 |  | Live | Carrier | GRANDAIRE | Singlezone Ducted, Centrally Ducted | 211264798 |  | HRCU-A-CB | WDLCURAH18ABK | Ducted Indoor Units | WAPL244A* |  |  |  | 10.5 | 16 | 8.5 | FALSE | FALSE | TRUE | 17300 | 12300 | 2.33 | 12669 | 2.49
210609981 |  | Live | Daikin North America, LLC | AMANA | Singlezone Ducted, Centrally Ducted | 210609981 |  | HRCU-A-CB | ASZV904810A* | Ducted Indoor Units | AMVE60DP1400A* |  |  |  | 11.5 | 20 | 8.2 | FALSE | FALSE | TRUE | 44000 | 27000 | 2.6 | 34000 | 2.4
211264796 |  | Live | Carrier | TEMPSTAR | Singlezone Ducted, Centrally Ducted | 211264796 |  | HRCU-A-CB | DLCURAH18ABK | Ducted Indoor Units | FEM4P24**AL |  |  |  | 10.5 | 16 | 8.5 | FALSE | FALSE | TRUE | 17300 | 12300 | 2.33 | 12669 | 2.49
210692584 |  | Live | Daikin North America, LLC | AMANA | Singlezone Ducted, Centrally Ducted | 210692584 |  | HRCU-A-CB | ASZV904810A* | Ducted Indoor Units | CA*F4860*6D*+MBVC1601**-1A*+TXV |  |  |  | 11 | 19.5 | 8.2 | FALSE | FALSE | TRUE | 43500 | 27000 | 2.6 | 34000 | 2.4
211264794 |  | Live | Carrier | SMART COMFORT | Singlezone Ducted, Centrally Ducted | 211264794 |  | HRCU-A-CB | DLCURAH18ABK | Ducted Indoor Units | FEM4P24**AL |  |  |  | 10.5 | 16 | 8.5 | FALSE | FALSE | TRUE | 17300 | 12300 | 2.33 | 12669 | 2.49
210692585 |  | Live | Daikin North America, LLC | AMANA | Singlezone Ducted, Centrally Ducted | 210692585 |  | HRCU-A-CB | ASZV904810A* | Ducted Indoor Units | CA*F4860*6D*+MBVC2001**-1A*+TXV |  |  |  | 11.5 | 20 | 8.2 | FALSE | FALSE | TRUE | 43500 | 27000 | 2.6 | 34000 | 2.4
211264792 |  | Live | Carrier | KEEPRITE | Singlezone Ducted, Centrally Ducted | 211264792 |  | HRCU-A-CB | DLCURAH18ABK | Ducted Indoor Units | FEM4P24**AL |  |  |  | 10.5 | 16 | 8.5 | FALSE | FALSE | TRUE | 17300 | 12300 | 2.33 | 12669 | 2.49
211264790 |  | Live | Carrier | HEIL | Singlezone Ducted, Centrally Ducted | 211264790 |  | HRCU-A-CB | DLCURAH18ABK | Ducted Indoor Units | FEM4P24**AL |  |  |  | 10.5 | 16 | 8.5 | FALSE | FALSE | TRUE | 17300 | 12300 | 2.33 | 12669 | 2.49
207740523 |  | Live | Midea Electric Trading | C&H | Singlezone Non-Ducted, Wall Placement | 207740523 |  | HRCU-A-CB-O | CH-NY09MIA-115VO | Mini-Splits | CH-NY09MIA-115VI | 12.5 | 20.5 | 10 | 12.5 | 21.5 | 9 | TRUE | FALSE | FALSE | 9000 | 6800 | 2.46 | 8044 | 2.12
211264788 |  | Live | Carrier | DAY & NIGHT | Singlezone Ducted, Centrally Ducted | 211264788 |  | HRCU-A-CB | DLCURAH18ABK | Ducted Indoor Units | FEM4P24**AL |  |  |  | 10.5 | 16 | 8.5 | FALSE | FALSE | TRUE | 17300 | 12300 | 2.33 | 12669 | 2.49
211264786 |  | Live | Carrier | COMFORTMAKER | Singlezone Ducted, Centrally Ducted | 211264786 |  | HRCU-A-CB | DLCURAH18ABK | Ducted Indoor Units | FEM4P24**AL |  |  |  | 10.5 | 16 | 8.5 | FALSE | FALSE | TRUE | 17300 | 12300 | 2.33 | 12669 | 2.49
211264784 |  | Live | Carrier | ARCOAIRE | Singlezone Ducted, Centrally Ducted | 211264784 |  | HRCU-A-CB | DLCURAH18ABK | Ducted Indoor Units | FEM4P24**AL |  |  |  | 10.5 | 16 | 8.5 | FALSE | FALSE | TRUE | 17300 | 12300 | 2.33 | 12669 | 2.49
211264782 |  | Live | Carrier | AIRQUEST | Singlezone Ducted, Centrally Ducted | 211264782 |  | HRCU-A-CB | DLCURAH18ABK | Ducted Indoor Units | FEM4P24**AL |  |  |  | 10.5 | 16 | 8.5 | FALSE | FALSE | TRUE | 17300 | 12300 | 2.33 | 12669 | 2.49
210692597 |  | Live | Daikin North America, LLC | AMANA | Singlezone Ducted, Centrally Ducted | 210692597 |  | HRCU-A-CB | ASZV904810A* | Ducted Indoor Units | CA*F4961*6D*+MBVC1601**-1A*+TXV |  |  |  | 11.5 | 20 | 8.2 | FALSE | FALSE | TRUE | 44000 | 27000 | 2.6 | 34000 | 2.4
210607580 |  | Live | Daikin North America, LLC | AMANA | Singlezone Ducted, Centrally Ducted | 210607580 |  | HRCU-A-CB | ASZV904810A* | Ducted Indoor Units | CA*F4961*6D*+MBVC2001**-1A*+TX |  |  |  | 12 | 19 | 8.2 | TRUE | FALSE | TRUE | 45000 | 27000 | 2.6 | 34000 | 2.4
211264776 |  | Live | Carrier | GRANDAIRE | Singlezone Ducted, Centrally Ducted | 211264776 |  | HRCU-A-CB | WDLCURAH18ABK | Ducted Indoor Units | WAPL184A* |  |  |  | 10.5 | 16 | 8.5 | FALSE | FALSE | TRUE | 17400 | 12300 | 2.34 | 12669 | 2.51
211719727 |  | Live | Carrier | PAYNE HEATING AND COOLING | Singlezone Ducted, Centrally Ducted | 211719727 |  | HRCU-A-CB | 38MURAQ18AB3* | Ducted Indoor Units | FMA4P18**AL* |  |  |  | 10 | 14.3 | 8.5 | FALSE | FALSE | FALSE | 17400 | 12700 | 2.36 | 13081 | 2.54
211719726 |  | Live | Carrier | BRYANT HEATING AND COOLING SYSTEMS | Singlezone Ducted, Centrally Ducted | 211719726 |  | HRCU-A-CB | 38MURAQ18AB3* | Ducted Indoor Units | FMA4P18**AL* |  |  |  | 10 | 14.3 | 8.5 | FALSE | FALSE | FALSE | 17400 | 12700 | 2.36 | 13081 | 2.54
211719725 |  | Live | Carrier | CARRIER | Singlezone Ducted, Centrally Ducted | 211719725 |  | HRCU-A-CB | 38MURAQ18AB3* | Ducted Indoor Units | FMA4P18**AL* |  |  |  | 10 | 14.3 | 8.5 | FALSE | FALSE | FALSE | 17400 | 12700 | 2.36 | 13081 | 2.54
207339181 |  | Live | Midea Electric Trading | BLUERIDGE | Singlezone Non-Ducted, Wall Placement | 207339181 |  | HRCU-A-CB-O | BMY24DIY21C | Mini-Splits | BMY24DIY21WM | 12.5 | 20.5 | 10.5 | 12.5 | 20.5 | 9.2 | TRUE | FALSE | FALSE | 23000 | 17900 | 2.34 | 21492 | 2.25
211264857 |  | Live | Carrier | PAYNE HEATING AND COOLING | Singlezone Ducted, Centrally Ducted | 211264857 |  | HRCU-A-CB | 38MURAQ18AB3* | Ducted Indoor Units | PF4MNB019L |  |  |  | 10.5 | 16.5 | 8.5 | FALSE | FALSE | TRUE | 17800 | 12300 | 2.39 | 12669 | 2.56
211264855 |  | Live | Carrier | BRYANT HEATING AND COOLING SYSTEMS | Singlezone Ducted, Centrally Ducted | 211264855 |  | HRCU-A-CB | 38MURAQ18AB3* | Ducted Indoor Units | FX4DNF019L |  |  |  | 10.5 | 16.5 | 8.5 | FALSE | FALSE | TRUE | 17800 | 12300 | 2.39 | 12669 | 2.56
211264835 |  | Live | Carrier | PAYNE HEATING AND COOLING | Singlezone Ducted, Centrally Ducted | 211264835 |  | HRCU-A-CB | 38MURAQ18AB3* | Ducted Indoor Units | PF4MNP025L* |  |  |  | 10.5 | 16.5 | 8 | FALSE | FALSE | FALSE | 17300 | 12100 | 2.3 | 12463 | 2.47
211264833 |  | Live | Carrier | PAYNE HEATING AND COOLING | Singlezone Ducted, Centrally Ducted | 211264833 |  | HRCU-A-CB | 38MURAQ18AB3* | Ducted Indoor Units | FB4CNP025L |  |  |  | 10.5 | 16.5 | 8 | FALSE | FALSE | FALSE | 17300 | 12100 | 2.3 | 12463 | 2.47
210692610 |  | Live | Daikin North America, LLC | AMANA | Singlezone Ducted, Centrally Ducted | 210692610 |  | HRCU-A-CB | ASZV904810A* | Ducted Indoor Units | CHPF4860D6D*+MBVC1601**-1A*+TXV |  |  |  | 11 | 19 | 8 | FALSE | FALSE | FALSE | 43000 | 27000 | 2.6 | 34000 | 2.4
211264831 |  | Live | Carrier | BRYANT HEATING AND COOLING SYSTEMS | Singlezone Ducted, Centrally Ducted | 211264831 |  | HRCU-A-CB | 38MURAQ18AB3* | Ducted Indoor Units | FB4CNP025L |  |  |  | 10.5 | 16.5 | 8 | FALSE | FALSE | FALSE | 17300 | 12100 | 2.3 | 12463 | 2.47
211264826 |  | Live | Carrier | PAYNE HEATING AND COOLING | Singlezone Ducted, Centrally Ducted | 211264826 |  | HRCU-A-CB | 38MURAQ18AB3* | Ducted Indoor Units | FB4CNP024L |  |  |  | 10.5 | 16 | 8.5 | FALSE | FALSE | TRUE | 17300 | 12300 | 2.33 | 12669 | 2.49
207339180 |  | Live | Midea Electric Trading | BLUERIDGE | Singlezone Non-Ducted, Wall Placement | 207339180 |  | HRCU-A-CB-O | BMY18DIY22C | Mini-Splits | BMY18DIY22WM | 12.5 | 22 | 11.5 | 12.6 | 22.7 | 9.8 | TRUE | FALSE | TRUE | 18000 | 13800 | 2.54 | 14760 | 2.31
211264824 |  | Live | Carrier | BRYANT HEATING AND COOLING SYSTEMS | Singlezone Ducted, Centrally Ducted | 211264824 |  | HRCU-A-CB | 38MURAQ18AB3* | Ducted Indoor Units | FB4CNP024L |  |  |  | 10.5 | 16 | 8.5 | FALSE | FALSE | TRUE | 17300 | 12300 | 2.33 | 12669 | 2.49
211264804 |  | Live | Carrier | PAYNE HEATING AND COOLING | Singlezone Ducted, Centrally Ducted | 211264804 |  | HRCU-A-CB | 38MURAQ18AB3* | Ducted Indoor Units | PF4MNP018L* |  |  |  | 10.5 | 16 | 8.5 | FALSE | FALSE | TRUE | 17400 | 12300 | 2.34 | 12669 | 2.51
210692611 |  | Live | Daikin North America, LLC | AMANA | Singlezone Ducted, Centrally Ducted | 210692611 |  | HRCU-A-CB | ASZV904810A* | Ducted Indoor Units | CHPF4860D6D*+MBVC2001**-1A*+TXV |  |  |  | 11 | 19 | 8 | FALSE | FALSE | FALSE | 43000 | 27000 | 2.6 | 34000 | 2.4
211264801 |  | Live | Carrier | PAYNE HEATING AND COOLING | Singlezone Ducted, Centrally Ducted | 211264801 |  | HRCU-A-CB | 38MURAQ18AB3* | Ducted Indoor Units | FB4CNP018L |  |  |  | 10.5 | 16 | 8.5 | FALSE | FALSE | TRUE | 17400 | 12300 | 2.34 | 12669 | 2.51
211264800 |  | Live | Carrier | BRYANT HEATING AND COOLING SYSTEMS | Singlezone Ducted, Centrally Ducted | 211264800 |  | HRCU-A-CB | 38MURAQ18AB3* | Ducted Indoor Units | FB4CNP018L |  |  |  | 10.5 | 16 | 8.5 | FALSE | FALSE | TRUE | 17400 | 12300 | 2.34 | 12669 | 2.51
211264780 |  | Live | Carrier | PAYNE HEATING AND COOLING | Singlezone Ducted, Centrally Ducted | 211264780 |  | HRCU-A-CB | 38MURAQ18AB3* | Ducted Indoor Units | FB4CNF024L |  |  |  | 10.5 | 16 | 8.5 | FALSE | FALSE | TRUE | 17300 | 12300 | 2.33 | 12669 | 2.49
211264778 |  | Live | Carrier | BRYANT HEATING AND COOLING SYSTEMS | Singlezone Ducted, Centrally Ducted | 211264778 |  | HRCU-A-CB | 38MURAQ18AB3* | Ducted Indoor Units | FB4CNF024L |  |  |  | 10.5 | 16 | 8.5 | FALSE | FALSE | TRUE | 17300 | 12300 | 2.33 | 12669 | 2.49
211264758 |  | Live | Carrier | PAYNE HEATING AND COOLING | Singlezone Ducted, Centrally Ducted | 211264758 |  | HRCU-A-CB | 38MURAQ18AB3* | Ducted Indoor Units | FB4CNF018L |  |  |  | 10.5 | 16 | 8.5 | FALSE | FALSE | TRUE | 17400 | 12300 | 2.34 | 12669 | 2.51
211264756 |  | Live | Carrier | BRYANT HEATING AND COOLING SYSTEMS | Singlezone Ducted, Centrally Ducted | 211264756 |  | HRCU-A-CB | 38MURAQ18AB3* | Ducted Indoor Units | FB4CNF018L |  |  |  | 10.5 | 16 | 8.5 | FALSE | FALSE | TRUE | 17400 | 12300 | 2.34 | 12669 | 2.51
211264754 |  | Live | Carrier | BRYANT HEATING AND COOLING SYSTEMS | Singlezone Ducted, Centrally Ducted | 211264754 |  | HRCU-A-CB | 38MURAQ18AB3* | Ducted Indoor Units | FZ4ANP024L |  |  |  | 10.5 | 15.5 | 8 | FALSE | FALSE | FALSE | 17000 | 12200 | 2.28 | 12566 | 2.44
211258115 |  | Live | Carrier | CARRIER | Singlezone Ducted, Centrally Ducted | 211258115 |  | HRCU-A-CB | 38MURAQ18AB3* | Ducted Indoor Units | FX4DNF019L |  |  |  | 10.5 | 16.5 | 8.5 | FALSE | FALSE | TRUE | 17800 | 12300 | 2.39 | 12669 | 2.56
211258114 |  | Live | Carrier | CARRIER | Singlezone Ducted, Centrally Ducted | 211258114 |  | HRCU-A-CB | 38MURAQ18AB3* | Ducted Indoor Units | FB4CNP025L |  |  |  | 10.5 | 16.5 | 8 | FALSE | FALSE | FALSE | 17300 | 12100 | 2.3 | 12463 | 2.47
207641273 |  | Live | Midea Electric Trading | NOVAIR | Multizone All Ducted | 207641273 |  | HMSV-A-CB | LEA27MZ-3P-25SK-O | Ducted Indoor Units |  | 11.2 | 21 | 10.2 | 11.7 | 21 | 9.2 | TRUE | FALSE | TRUE | 28000 | 22000 | 2.6 | 22600 | 2.25
211258113 |  | Live | Carrier | CARRIER | Singlezone Ducted, Centrally Ducted | 211258113 |  | HRCU-A-CB | 38MURAQ18AB3* | Ducted Indoor Units | FB4CNP024L |  |  |  | 10.5 | 16 | 8.5 | FALSE | FALSE | TRUE | 17300 | 12300 | 2.33 | 12669 | 2.49
210692621 |  | Live | Daikin North America, LLC | AMANA | Singlezone Ducted, Centrally Ducted | 210692621 |  | HRCU-A-CB | ASZV904810A* | Ducted Indoor Units | CSCF4860N6D*+MBVC1601**-1A*+TXV |  |  |  | 11.5 | 19.5 | 8 | FALSE | FALSE | FALSE | 43000 | 27000 | 2.6 | 34000 | 2.4
211258112 |  | Live | Carrier | CARRIER | Singlezone Ducted, Centrally Ducted | 211258112 |  | HRCU-A-CB | 38MURAQ18AB3* | Ducted Indoor Units | FB4CNP018L |  |  |  | 10.5 | 16 | 8.5 | FALSE | FALSE | TRUE | 17400 | 12300 | 2.34 | 12669 | 2.51
210692622 |  | Live | Daikin North America, LLC | AMANA | Singlezone Ducted, Centrally Ducted | 210692622 |  | HRCU-A-CB | ASZV904810A* | Ducted Indoor Units | CSCF4860N6D*+MBVC2001**-1A*+TXV |  |  |  | 11.5 | 19.5 | 8 | FALSE | FALSE | FALSE | 43000 | 27000 | 2.6 | 34000 | 2.4
211258111 |  | Live | Carrier | CARRIER | Singlezone Ducted, Centrally Ducted | 211258111 |  | HRCU-A-CB | 38MURAQ18AB3* | Ducted Indoor Units | FB4CNF024L |  |  |  | 10.5 | 16 | 8.5 | FALSE | FALSE | TRUE | 17300 | 12300 | 2.33 | 12669 | 2.49
211258109 |  | Live | Carrier | CARRIER | Singlezone Ducted, Centrally Ducted | 211258109 |  | HRCU-A-CB | 38MURAQ18AB3* | Ducted Indoor Units | FB4CNF018L |  |  |  | 10.5 | 16 | 8.5 | FALSE | FALSE | TRUE | 17400 | 12300 | 2.34 | 12669 | 2.51
211258107 |  | Live | Carrier | CARRIER | Singlezone Ducted, Centrally Ducted | 211258107 |  | HRCU-A-CB | 38MURAQ18AB3* | Ducted Indoor Units | FZ4ANP024L |  |  |  | 10.5 | 15.5 | 8 | FALSE | FALSE | FALSE | 17000 | 12200 | 2.28 | 12566 | 2.44
207339179 |  | Live | Midea Electric Trading | BLUERIDGE | Singlezone Non-Ducted, Wall Placement | 207339179 |  | HRCU-A-CB-O | BMY12DIY22C | Mini-Splits | BMY12DIY22WM | 12.5 | 22 | 11.5 | 12.5 | 22.5 | 9 | TRUE | FALSE | FALSE | 12000 | 7500 | 2.59 | 8210 | 2.41
210609982 |  | Live | Daikin North America, LLC | FRANKLIN | Singlezone Ducted, Centrally Ducted | 210609982 |  | HRCU-A-CB | GSZV904810A* | Ducted Indoor Units | AMVE48DP1400A* |  |  |  | 11.5 | 20 | 8.2 | FALSE | FALSE | TRUE | 44000 | 27000 | 2.6 | 34000 | 2.4
210609983 |  | Live | Daikin North America, LLC | FRANKLIN | Singlezone Ducted, Centrally Ducted | 210609983 |  | HRCU-A-CB | GSZV904810A* | Ducted Indoor Units | AMVE60DP1400A* |  |  |  | 11.5 | 20 | 8.2 | FALSE | FALSE | TRUE | 44000 | 27000 | 2.6 | 34000 | 2.4
210692992 |  | Live | Daikin North America, LLC | FRANKLIN | Singlezone Ducted, Centrally Ducted | 210692992 |  | HRCU-A-CB | GSZV904810A* | Ducted Indoor Units | CA*F4860*6D*+MBVC1601**-1A*+TXV |  |  |  | 11 | 19.5 | 8.2 | FALSE | FALSE | TRUE | 43500 | 27000 | 2.6 | 34000 | 2.4
210692993 |  | Live | Daikin North America, LLC | FRANKLIN | Singlezone Ducted, Centrally Ducted | 210692993 |  | HRCU-A-CB | GSZV904810A* | Ducted Indoor Units | CA*F4860*6D*+MBVC2001**-1A*+TXV |  |  |  | 11.5 | 20 | 8.2 | FALSE | FALSE | TRUE | 43500 | 27000 | 2.6 | 34000 | 2.4
210693005 |  | Live | Daikin North America, LLC | FRANKLIN | Singlezone Ducted, Centrally Ducted | 210693005 |  | HRCU-A-CB | GSZV904810A* | Ducted Indoor Units | CA*F4961*6D*+MBVC1601**-1A*+TXV |  |  |  | 11.5 | 20 | 8.2 | FALSE | FALSE | TRUE | 44000 | 27000 | 2.6 | 34000 | 2.4
210607417 |  | Live | Daikin North America, LLC | FRANKLIN | Singlezone Ducted, Centrally Ducted | 210607417 |  | HRCU-A-CB | GSZV904810A* | Ducted Indoor Units | CA*F4961*6D*+MBVC2001**-1A*+TX |  |  |  | 12 | 19 | 8.2 | FALSE | FALSE | TRUE | 45000 | 27000 | 2.6 | 34000 | 2.4
211034462 |  | Live | Lennox Industries | LENNOX | Singlezone Non-Ducted, Wall Placement | 211034462 |  | HRCU-A-CB-O | MHB012S4S-1L | Mini-Splits | MWHB012S4-*L | 10.3 | 20 | 10.8 | 10.3 | 20.8 | 8.7 | FALSE | FALSE | FALSE | 12000 | 7800 | 2.63 | 8200 | 1.35
211034592 |  | Live | Lennox Industries | DUCANE | Singlezone Non-Ducted, Wall Placement | 211034592 |  | HRCU-A-CB-O | 4DHV2S12S-1L | Mini-Splits | DWH212S4-*L | 10.3 | 20 | 10.8 | 10.3 | 20.8 | 8.7 | FALSE | FALSE | FALSE | 12000 | 7800 | 2.63 | 8200 | 1.35
211034566 |  | Live | Lennox Industries | CONCORD | Singlezone Non-Ducted, Wall Placement | 211034566 |  | HRCU-A-CB-O | 4DHV2S12S-1L | Mini-Splits | DWH212S4-*L | 10.3 | 20 | 10.8 | 10.3 | 20.8 | 8.7 | FALSE | FALSE | FALSE | 12000 | 7800 | 2.63 | 8200 | 1.35
211034540 |  | Live | Lennox Industries | ARMSTRONG AIR | Singlezone Non-Ducted, Wall Placement | 211034540 |  | HRCU-A-CB-O | 4DHV2S12S-1L | Mini-Splits | DWH212S4-*L | 10.3 | 20 | 10.8 | 10.3 | 20.8 | 8.7 | FALSE | FALSE | FALSE | 12000 | 7800 | 2.63 | 8200 | 1.35
210693018 |  | Live | Daikin North America, LLC | FRANKLIN | Singlezone Ducted, Centrally Ducted | 210693018 |  | HRCU-A-CB | GSZV904810A* | Ducted Indoor Units | CHPF4860D6D*+MBVC1601**-1A*+TXV |  |  |  | 11 | 19 | 8 | FALSE | FALSE | FALSE | 43000 | 27000 | 2.6 | 34000 | 2.4
211034514 |  | Live | Lennox Industries | ALLIED | Singlezone Non-Ducted, Wall Placement | 211034514 |  | HRCU-A-CB-O | 4DHV2S12S-1L | Mini-Splits | DWH212S4-*L | 10.3 | 20 | 10.8 | 10.3 | 20.8 | 8.7 | FALSE | FALSE | FALSE | 12000 | 7800 | 2.63 | 8200 | 1.35
208674973 |  | Live | Midea Electric Trading | NAKS | Multizone All Ducted | 208674973 |  | HMSV-A-CB | NAKS-MULTI AC-27K-208-230 | Ducted Indoor Units |  | 11.2 | 21 | 10.2 | 11.7 | 21 | 9.2 | FALSE | FALSE | TRUE | 28000 | 22000 | 2.6 | 22600 | 2.25
210693019 |  | Live | Daikin North America, LLC | FRANKLIN | Singlezone Ducted, Centrally Ducted | 210693019 |  | HRCU-A-CB | GSZV904810A* | Ducted Indoor Units | CHPF4860D6D*+MBVC2001**-1A*+TXV |  |  |  | 11 | 19 | 8 | FALSE | FALSE | FALSE | 43000 | 27000 | 2.6 | 34000 | 2.4
211034488 |  | Live | Lennox Industries | AIREASE | Singlezone Non-Ducted, Wall Placement | 211034488 |  | HRCU-A-CB-O | 4DHV2S12S-1L | Mini-Splits | DWH212S4-*L | 10.3 | 20 | 10.8 | 10.3 | 20.8 | 8.7 | FALSE | FALSE | FALSE | 12000 | 7800 | 2.63 | 8200 | 1.35
211034466 |  | Live | Lennox Industries | LENNOX | Singlezone Non-Ducted, Wall Placement | 211034466 |  | HRCU-A-CB-O | MHB024S4S-1P | Mini-Splits | MWHB024S4-*P | 9.5 | 18.5 | 10.2 | 9.5 | 18.5 | 8.6 | FALSE | FALSE | FALSE | 23800 | 16500 | 2.9 | 19257 | 2.11
211034465 |  | Live | Lennox Industries | LENNOX | Singlezone Non-Ducted, Wall Placement | 211034465 |  | HRCU-A-CB-O | MHB018S4S-1P | Mini-Splits | MWHB018S4-*P | 11 | 19.5 | 10 | 10.8 | 19.5 | 8.7 | FALSE | FALSE | FALSE | 18000 | 11400 | 2.57 | 14370 | 2.49
211034464 |  | Live | Lennox Industries | LENNOX | Singlezone Non-Ducted, Wall Placement | 211034464 |  | HRCU-A-CB-O | MHB012S4S-1P | Mini-Splits | MWHB012S4-*P | 10.8 | 20.5 | 10.7 | 10.8 | 21.4 | 9.2 | FALSE | FALSE | FALSE | 12000 | 7000 | 2.5 | 9300 | 2
208552953 |  | Live | Midea Electric Trading | MRCOOL | Multizone All Ducted | 208552953 |  | HMSV-A-CB | MULTI3-27HP230B | Ducted Indoor Units |  | 11.2 | 21 | 10.2 | 11.7 | 21 | 9.2 | TRUE | FALSE | TRUE | 28000 | 22000 | 2.6 | 22600 | 2.25
210693029 |  | Live | Daikin North America, LLC | FRANKLIN | Singlezone Ducted, Centrally Ducted | 210693029 |  | HRCU-A-CB | GSZV904810A* | Ducted Indoor Units | CSCF4860N6D*+MBVC1601**-1A*+TXV |  |  |  | 11.5 | 19.5 | 8 | FALSE | FALSE | FALSE | 43000 | 27000 | 2.6 | 34000 | 2.4
210693030 |  | Live | Daikin North America, LLC | FRANKLIN | Singlezone Ducted, Centrally Ducted | 210693030 |  | HRCU-A-CB | GSZV904810A* | Ducted Indoor Units | CSCF4860N6D*+MBVC2001**-1A*+TXV |  |  |  | 11.5 | 19.5 | 8 | FALSE | FALSE | FALSE | 43000 | 27000 | 2.6 | 34000 | 2.4
208959770 |  | Live | Midea Electric Trading | MRCOOL | Multizone All Ducted | 208959770 |  | HMSV-A-CB | DIY-MULTI3-27HP230C | Ducted Indoor Units |  | 11 | 19.5 | 10.4 | 11 | 19.5 | 9.1 | FALSE | FALSE | TRUE | 28000 | 21000 | 2.5 | 22600 | 2.25
211034439 |  | Live | Lennox Industries | LENNOX | Singlezone Non-Ducted, Ceiling Placement | 211034439 |  | HRCU-A-CB-O | MPC048S4S-1P | Mini-Splits | M33C048S4-*P | 9.5 | 17.8 | 11 | 9.5 | 18.5 | 9.8 | FALSE | FALSE | TRUE | 47000 | 30000 | 1.93 | 37903 | 2.22
211034435 |  | Live | Lennox Industries | LENNOX | Singlezone Non-Ducted, Ceiling Placement | 211034435 |  | HRCU-A-CB-O | MPC012S4S-1P | Mini-Splits | M22A012S4-*P | 14 | 22 | 10.6 | 13.9 | 22.7 | 9.9 | TRUE | FALSE | TRUE | 11800 | 8900 | 3.22 | 10060 | 2.36
211034433 |  | Live | Lennox Industries | LENNOX | Singlezone Non-Ducted, Floor Placement | 211034433 |  | HRCU-A-CB-O | MPC048S4S-1P | Mini-Splits | MCFA048S4-*P | 9.3 | 18 | 11 | 9.1 | 18.9 | 9.7 | FALSE | TRUE | TRUE | 48000 | 29000 | 2.3 | 36007 | 2.26
211034432 |  | Live | Lennox Industries | LENNOX | Singlezone Non-Ducted, Floor Placement | 211034432 |  | HRCU-A-CB-O | MPC036S4S-1P | Mini-Splits | MCFA036S4-*P | 8 | 17 | 10 | 8.5 | 18.8 | 9 | FALSE | FALSE | FALSE | 35600 | 23000 | 2.41 | 25972 | 2.16
211034430 |  | Live | Lennox Industries | LENNOX | Singlezone Non-Ducted, Floor Placement | 211034430 |  | HRCU-A-CB-O | MPC018S4S-1P | Mini-Splits | MCFB018S4-*P | 12.5 | 21.5 | 10.5 | 12.5 | 23 | 9.9 | TRUE | FALSE | TRUE | 18000 | 12800 | 2.5 | 13700 | 2.11
207742533 |  | Live | Midea Electric Trading | MOOVAIR | Multizone All Ducted | 207742533 |  | HMSV-A-CB | DMA27HOM23230X2 | Ducted Indoor Units |  | 11.2 | 21 | 10.2 | 11.7 | 21 | 9.2 | TRUE | FALSE | TRUE | 28000 | 22000 | 2.6 | 22600 | 2.25
210609984 |  | Live | Daikin North America, LLC | FRANKLIN | Singlezone Ducted, Centrally Ducted | 210609984 |  | HRCU-A-CB | ASZV904810A* | Ducted Indoor Units | AMVE48DP1400A* |  |  |  | 11.5 | 20 | 8.2 | FALSE | FALSE | TRUE | 44000 | 27000 | 2.6 | 34000 | 2.4
210609985 |  | Live | Daikin North America, LLC | FRANKLIN | Singlezone Ducted, Centrally Ducted | 210609985 |  | HRCU-A-CB | ASZV904810A* | Ducted Indoor Units | AMVE60DP1400A* |  |  |  | 11.5 | 20 | 8.2 | FALSE | FALSE | TRUE | 44000 | 27000 | 2.6 | 34000 | 2.4
210693196 |  | Live | Daikin North America, LLC | FRANKLIN | Singlezone Ducted, Centrally Ducted | 210693196 |  | HRCU-A-CB | ASZV904810A* | Ducted Indoor Units | CA*F4860*6D*+MBVC1601**-1A*+TXV |  |  |  | 11 | 19.5 | 8.2 | FALSE | FALSE | TRUE | 43500 | 27000 | 2.6 | 34000 | 2.4
210693197 |  | Live | Daikin North America, LLC | FRANKLIN | Singlezone Ducted, Centrally Ducted | 210693197 |  | HRCU-A-CB | ASZV904810A* | Ducted Indoor Units | CA*F4860*6D*+MBVC2001**-1A*+TXV |  |  |  | 11.5 | 20 | 8.2 | FALSE | FALSE | TRUE | 43500 | 27000 | 2.6 | 34000 | 2.4
211931446 |  | Live | Gree | TOSOT | Singlezone Non-Ducted, Wall Placement | 211931446 |  | HRCU-A-CB-O | GWH09QCXB-A3DND4B/O | Mini-Splits | GWH09AFCXB-A3DN***/I |  |  |  | 12.5 | 20 | 8.6 | FALSE | FALSE | FALSE | 9100 | 6300 | 2.72 | 10000 | 2.02
211034428 |  | Live | Lennox Industries | LENNOX | Singlezone Ducted, Compact Ducted | 211034428 |  | HRCU-A-CB | MPC048S4S-1P | Mini-Splits | MMDB048S4-*P | 9.2 | 17.4 | 10.3 | 8.4 | 15.1 | 9.1 | FALSE | FALSE | FALSE | 48000 | 34000 | 2.93 | 41070 | 2.32
211931450 |  | Live | Gree | TOSOT | Singlezone Non-Ducted, Wall Placement | 211931450 |  | HRCU-A-CB-O | GWH12QCXB-A3DND4C/O | Mini-Splits | GWH12AFCXB-A3DN***/I |  |  |  | 11.3 | 20 | 8.5 | FALSE | FALSE | FALSE | 12000 | 7000 | 2.74 | 10500 | 2.11
211931452 |  | Live | Gree | TOSOT | Singlezone Non-Ducted, Wall Placement | 211931452 |  | HRCU-A-CB-O | GWH12QCXB-D3DND4C/O | Mini-Splits | GWH12AFCXB-D3DN***/I |  |  |  | 11.3 | 20 | 8.5 | FALSE | FALSE | FALSE | 12000 | 7000 | 2.74 | 10500 | 2.11
211034425 |  | Live | Lennox Industries | LENNOX | Singlezone Ducted, Compact Ducted | 211034425 |  | HRCU-A-CB | MPC018S4S-1P | Mini-Splits | MMDB018S4-*P | 12.5 | 20.5 | 11 | 12.3 | 20 | 10.5 | TRUE | FALSE | TRUE | 17000 | 12600 | 2.74 | 14000 | 2.28
211034420 |  | Live | Lennox Industries | LENNOX | Singlezone Non-Ducted, Wall Placement | 211034420 |  | HRCU-A-CB-O | MPC030S4S-1P | Mini-Splits | MWMC030S4-*P | 11.5 | 20 | 9.6 | 11.4 | 20 | 9.2 | FALSE | FALSE | FALSE | 29600 | 19000 | 2.25 | 21100 | 1.68
211034419 |  | Live | Lennox Industries | LENNOX | Singlezone Non-Ducted, Wall Placement | 211034419 |  | HRCU-A-CB-O | MPC024S4S-1P | Mini-Splits | MWMC024S4-*P | 14 | 22 | 12 | 14 | 22 | 9.9 | TRUE | FALSE | TRUE | 24000 | 16200 | 3.08 | 20000 | 2.1
211034418 |  | Live | Lennox Industries | LENNOX | Singlezone Non-Ducted, Wall Placement | 211034418 |  | HRCU-A-CB-O | MPC018S4S-1P | Mini-Splits | MWMC018S4-*P | 12.5 | 22.6 | 12 | 12.4 | 23.5 | 10.7 | TRUE | FALSE | TRUE | 18000 | 14900 | 2.99 | 15934 | 2.37
210693209 |  | Live | Daikin North America, LLC | FRANKLIN | Singlezone Ducted, Centrally Ducted | 210693209 |  | HRCU-A-CB | ASZV904810A* | Ducted Indoor Units | CA*F4961*6D*+MBVC1601**-1A*+TXV |  |  |  | 11.5 | 20 | 8.2 | FALSE | FALSE | TRUE | 44000 | 27000 | 2.6 | 34000 | 2.4
210607418 |  | Live | Daikin North America, LLC | FRANKLIN | Singlezone Ducted, Centrally Ducted | 210607418 |  | HRCU-A-CB | ASZV904810A* | Ducted Indoor Units | CA*F4961*6D*+MBVC2001**-1A*+TX |  |  |  | 12 | 19 | 8.2 | FALSE | FALSE | TRUE | 45000 | 27000 | 2.6 | 34000 | 2.4
212365454 |  | Live | Midea Electric Trading | CUSTOM COMFORT | Singlezone Ducted, Centrally Ducted | 212365454 |  | HRCU-A-CB | CCOXHA24V48HP |  | CCOXHAAH24V48 | 8.5 | 16 | 10 | 8.2 | 15.6 | 9.4 | FALSE | TRUE | FALSE | 47000 | 36000 | 2.36 | 48000 | 2.05
211034417 |  | Live | Lennox Industries | LENNOX | Singlezone Non-Ducted, Wall Placement | 211034417 |  | HRCU-A-CB-O | MPC012S4S-1P | Mini-Splits | MWMC012S4-*P | 13.7 | 23.2 | 13.2 | 13.7 | 24.6 | 10.7 | TRUE | FALSE | TRUE | 12000 | 9000 | 3.22 | 9922 | 2.31
211034596 |  | Live | Lennox Industries | DUCANE | Singlezone Non-Ducted, Wall Placement | 211034596 |  | HRCU-A-CB-O | 4DHV2S24S-1P | Mini-Splits | DWH224S4-*P | 9.5 | 18.5 | 10.2 | 9.5 | 18.5 | 8.6 | FALSE | FALSE | FALSE | 23800 | 16500 | 2.9 | 19257 | 2.11
211793551 |  | Live | Midea Electric Trading | KADEN | Singlezone Ducted, Centrally Ducted | 211793551 |  | HRCU-A-CB | KO-UUS36HP-2AAMA |  | KI-UUS36AHU-2AAMA | 10.4 | 18 | 9.1 | 10.1 | 16.9 | 8.2 | FALSE | FALSE | FALSE | 36000 | 20400 | 2.48 | 22700 | 2.1
211793552 |  | Live | Midea Electric Trading | KADEN | Singlezone Ducted, Centrally Ducted | 211793552 |  | HRCU-A-CB | KO-UUS48HP-2AAMA |  | KI-UUS48AHU-2AAMA | 9.3 | 17.3 | 10 | 8.8 | 15.8 | 9.4 | FALSE | FALSE | FALSE | 47000 | 37000 | 2.4 | 39000 | 2.2
211034595 |  | Live | Lennox Industries | DUCANE | Singlezone Non-Ducted, Wall Placement | 211034595 |  | HRCU-A-CB-O | 4DHV2S18S-1P | Mini-Splits | DWH218S4-*P | 11 | 19.5 | 10 | 10.8 | 19.5 | 8.7 | FALSE | FALSE | FALSE | 18000 | 11400 | 2.57 | 14370 | 2.49
212365458 |  | Live | Midea Electric Trading | CUSTOM COMFORT | Singlezone Ducted, Centrally Ducted | 212365458 |  | HRCU-A-C | CCOXHA24V30HP |  | CCOACC3036C | 10.7 | 14.2 | 9.5 | 10.5 | 15.5 | 9.7 | FALSE | TRUE | TRUE | 30000 | 22600 | 2.62 | 26000 | 2.28
211034594 |  | Live | Lennox Industries | DUCANE | Singlezone Non-Ducted, Wall Placement | 211034594 |  | HRCU-A-CB-O | 4DHV2S12S-1P | Mini-Splits | DWH212S4-*P | 10.8 | 20.5 | 10.7 | 10.8 | 21.4 | 9.2 | FALSE | FALSE | FALSE | 12000 | 7000 | 2.5 | 9300 | 2
212365460 |  | Live | Midea Electric Trading | CUSTOM COMFORT | Singlezone Ducted, Centrally Ducted | 212365460 |  | HRCU-A-C | CCOXHA24V48HP |  | CCOACC48C | 9 | 14 | 10 | 8.6 | 14.3 | 9 | FALSE | FALSE | FALSE | 46000 | 32000 | 2.36 | 45000 | 2.11
212365447 |  | Live | Midea Electric Trading | CUSTOM COMFORT | Singlezone Ducted, Centrally Ducted | 212365447 |  | HRCU-A-CB | CCOXHASZ36CHP |  | CCOXHAAHUC36 | 11 | 18 | 10.6 | 10 | 14.9 | 8.9 | FALSE | FALSE | FALSE | 36000 | 28600 | 2.2 | 43000 | 2.2
211034590 |  | Live | Lennox Industries | DUCANE | Singlezone Non-Ducted, Ceiling Placement | 211034590 |  | HRCU-A-CB-O | 4DHP2S48S-1P | Mini-Splits | D33C248S4-*P | 9.5 | 17.8 | 11 | 9.5 | 18.5 | 9.8 | FALSE | FALSE | TRUE | 47000 | 30000 | 1.93 | 37903 | 2.22
210693222 |  | Live | Daikin North America, LLC | FRANKLIN | Singlezone Ducted, Centrally Ducted | 210693222 |  | HRCU-A-CB | ASZV904810A* | Ducted Indoor Units | CHPF4860D6D*+MBVC1601**-1A*+TXV |  |  |  | 11 | 19 | 8 | FALSE | FALSE | FALSE | 43000 | 27000 | 2.6 | 34000 | 2.4
212365455 |  | Live | Midea Electric Trading | CUSTOM COMFORT | Singlezone Ducted, Centrally Ducted | 212365455 |  | HRCU-A-CB | CCOXHA24V60HP |  | CCOXHAAH24V60 | 9 | 16.4 | 10.5 | 8.8 | 15.3 | 9.4 | FALSE | TRUE | FALSE | 55000 | 42000 | 2.6 | 52500 | 2.3
212365449 |  | Live | Midea Electric Trading | CUSTOM COMFORT | Singlezone Ducted, Centrally Ducted | 212365449 |  | HRCU-A-CB | CCOXHASZ60CHP |  | CCOXHAAHUC60 | 9 | 16.4 | 10.5 | 9 | 15.5 | 9.2 | FALSE | TRUE | FALSE | 55000 | 41000 | 2.56 | 57000 | 2.35
210693223 |  | Live | Daikin North America, LLC | FRANKLIN | Singlezone Ducted, Centrally Ducted | 210693223 |  | HRCU-A-CB | ASZV904810A* | Ducted Indoor Units | CHPF4860D6D*+MBVC2001**-1A*+TXV |  |  |  | 11 | 19 | 8 | FALSE | FALSE | FALSE | 43000 | 27000 | 2.6 | 34000 | 2.4
211034586 |  | Live | Lennox Industries | DUCANE | Singlezone Non-Ducted, Ceiling Placement | 211034586 |  | HRCU-A-CB-O | 4DHP2S12S-1P | Mini-Splits | D22C112S4-*P | 14 | 22 | 10.6 | 13.9 | 22.7 | 9.9 | TRUE | FALSE | TRUE | 11800 | 8900 | 3.22 | 10060 | 2.36
211034584 |  | Live | Lennox Industries | DUCANE | Singlezone Ducted, Compact Ducted | 211034584 |  | HRCU-A-CB | 4DHP2S48S-1P | Mini-Splits | DMD248S4-*P | 9.2 | 17.4 | 10.3 | 8.4 | 15.1 | 9.1 | FALSE | FALSE | FALSE | 48000 | 34000 | 2.93 | 41070 | 2.32
211034581 |  | Live | Lennox Industries | DUCANE | Singlezone Ducted, Compact Ducted | 211034581 |  | HRCU-A-CB | 4DHP2S18S-1P | Mini-Splits | DMD218S4-*P | 12.5 | 20.5 | 11 | 12.3 | 20 | 10.5 | TRUE | FALSE | TRUE | 17000 | 12600 | 2.74 | 14000 | 2.28
211034576 |  | Live | Lennox Industries | DUCANE | Singlezone Non-Ducted, Wall Placement | 211034576 |  | HRCU-A-CB-O | 4DHP2S30S-1P | Mini-Splits | DWM230S4-*P | 11.5 | 20 | 9.6 | 11.4 | 20 | 9.2 | FALSE | FALSE | FALSE | 29600 | 19000 | 2.25 | 21100 | 1.68
211034575 |  | Live | Lennox Industries | DUCANE | Singlezone Non-Ducted, Wall Placement | 211034575 |  | HRCU-A-CB-O | 4DHP2S24S-1P | Mini-Splits | DWM224S4-*P | 14 | 22 | 12 | 14 | 22 | 9.9 | TRUE | FALSE | TRUE | 24000 | 16200 | 3.08 | 20000 | 2.1
211034574 |  | Live | Lennox Industries | DUCANE | Singlezone Non-Ducted, Wall Placement | 211034574 |  | HRCU-A-CB-O | 4DHP2S18S-1P | Mini-Splits | DWM218S4-*P | 12.5 | 22.6 | 12 | 12.4 | 23.5 | 10.7 | TRUE | FALSE | TRUE | 18000 | 14900 | 2.99 | 15934 | 2.37
211034573 |  | Live | Lennox Industries | DUCANE | Singlezone Non-Ducted, Wall Placement | 211034573 |  | HRCU-A-CB-O | 4DHP2S12S-1P | Mini-Splits | DWM212S4-*P | 13.7 | 23.2 | 13.2 | 13.7 | 24.6 | 10.7 | TRUE | FALSE | TRUE | 12000 | 9000 | 3.22 | 9922 | 2.31
211034570 |  | Live | Lennox Industries | CONCORD | Singlezone Non-Ducted, Wall Placement | 211034570 |  | HRCU-A-CB-O | 4DHV2S24S-1P | Mini-Splits | DWH224S4-*P | 9.5 | 18.5 | 10.2 | 9.5 | 18.5 | 8.6 | FALSE | FALSE | FALSE | 23800 | 16500 | 2.9 | 19257 | 2.11
211034569 |  | Live | Lennox Industries | CONCORD | Singlezone Non-Ducted, Wall Placement | 211034569 |  | HRCU-A-CB-O | 4DHV2S18S-1P | Mini-Splits | DWH218S4-*P | 11 | 19.5 | 10 | 10.8 | 19.5 | 8.7 | FALSE | FALSE | FALSE | 18000 | 11400 | 2.57 | 14370 | 2.49
211034568 |  | Live | Lennox Industries | CONCORD | Singlezone Non-Ducted, Wall Placement | 211034568 |  | HRCU-A-CB-O | 4DHV2S12S-1P | Mini-Splits | DWH212S4-*P | 10.8 | 20.5 | 10.7 | 10.8 | 21.4 | 9.2 | FALSE | FALSE | FALSE | 12000 | 7000 | 2.5 | 9300 | 2
211034564 |  | Live | Lennox Industries | CONCORD | Singlezone Non-Ducted, Ceiling Placement | 211034564 |  | HRCU-A-CB-O | 4DHP2S48S-1P | Mini-Splits | D33C248S4-*P | 9.5 | 17.8 | 11 | 9.5 | 18.5 | 9.8 | FALSE | FALSE | TRUE | 47000 | 30000 | 1.93 | 37903 | 2.22
207641307 |  | Live | Midea Electric Trading | LBG PRODUCTS | Multizone All Ducted | 207641307 |  | HMSV-A-CB | LMHB27DO | Ducted Indoor Units |  | 11.2 | 21 | 10.2 | 11.7 | 21 | 9.2 | TRUE | FALSE | TRUE | 28000 | 22000 | 2.6 | 22600 | 2.25
210693233 |  | Live | Daikin North America, LLC | FRANKLIN | Singlezone Ducted, Centrally Ducted | 210693233 |  | HRCU-A-CB | ASZV904810A* | Ducted Indoor Units | CSCF4860N6D*+MBVC1601**-1A*+TXV |  |  |  | 11.5 | 19.5 | 8 | FALSE | FALSE | FALSE | 43000 | 27000 | 2.6 | 34000 | 2.4
211034560 |  | Live | Lennox Industries | CONCORD | Singlezone Non-Ducted, Ceiling Placement | 211034560 |  | HRCU-A-CB-O | 4DHP2S12S-1P | Mini-Splits | D22C112S4-*P | 14 | 22 | 10.6 | 13.9 | 22.7 | 9.9 | TRUE | FALSE | TRUE | 11800 | 8900 | 3.22 | 10060 | 2.36
211034558 |  | Live | Lennox Industries | CONCORD | Singlezone Ducted, Compact Ducted | 211034558 |  | HRCU-A-CB | 4DHP2S48S-1P | Mini-Splits | DMD248S4-*P | 9.2 | 17.4 | 10.3 | 8.4 | 15.1 | 9.1 | FALSE | FALSE | FALSE | 48000 | 34000 | 2.93 | 41070 | 2.32
210693234 |  | Live | Daikin North America, LLC | FRANKLIN | Singlezone Ducted, Centrally Ducted | 210693234 |  | HRCU-A-CB | ASZV904810A* | Ducted Indoor Units | CSCF4860N6D*+MBVC2001**-1A*+TXV |  |  |  | 11.5 | 19.5 | 8 | FALSE | FALSE | FALSE | 43000 | 27000 | 2.6 | 34000 | 2.4
211034555 |  | Live | Lennox Industries | CONCORD | Singlezone Ducted, Compact Ducted | 211034555 |  | HRCU-A-CB | 4DHP2S18S-1P | Mini-Splits | DMD218S4-*P | 12.5 | 20.5 | 11 | 12.3 | 20 | 10.5 | TRUE | FALSE | TRUE | 17000 | 12600 | 2.74 | 14000 | 2.28
211034550 |  | Live | Lennox Industries | CONCORD | Singlezone Non-Ducted, Wall Placement | 211034550 |  | HRCU-A-CB-O | 4DHP2S30S-1P | Mini-Splits | DWM230S4-*P | 11.5 | 20 | 9.6 | 11.4 | 20 | 9.2 | FALSE | FALSE | FALSE | 29600 | 19000 | 2.25 | 21100 | 1.68
211034549 |  | Live | Lennox Industries | CONCORD | Singlezone Non-Ducted, Wall Placement | 211034549 |  | HRCU-A-CB-O | 4DHP2S24S-1P | Mini-Splits | DWM224S4-*P | 14 | 22 | 12 | 14 | 22 | 9.9 | TRUE | FALSE | TRUE | 24000 | 16200 | 3.08 | 20000 | 2.1
211034548 |  | Live | Lennox Industries | CONCORD | Singlezone Non-Ducted, Wall Placement | 211034548 |  | HRCU-A-CB-O | 4DHP2S18S-1P | Mini-Splits | DWM218S4-*P | 12.5 | 22.6 | 12 | 12.4 | 23.5 | 10.7 | TRUE | FALSE | TRUE | 18000 | 14900 | 2.99 | 15934 | 2.37
212365426 |  | Live | Midea Electric Trading | CUSTOM COMFORT | Singlezone Non-Ducted, Wall Placement | 212365426 |  | HRCU-A-CB-O | CCOXHASZ36CHP | Mini-Splits | CCOXHAFC36 | 8.6 | 17.5 | 10 | 8.8 | 17.6 | 10 | FALSE | TRUE | FALSE | 36000 | 32000 | 2.23 | 42000 | 1.9
211034547 |  | Live | Lennox Industries | CONCORD | Singlezone Non-Ducted, Wall Placement | 211034547 |  | HRCU-A-CB-O | 4DHP2S12S-1P | Mini-Splits | DWM212S4-*P | 13.7 | 23.2 | 13.2 | 13.7 | 24.6 | 10.7 | TRUE | FALSE | TRUE | 12000 | 9000 | 3.22 | 9922 | 2.31
211034544 |  | Live | Lennox Industries | ARMSTRONG AIR | Singlezone Non-Ducted, Wall Placement | 211034544 |  | HRCU-A-CB-O | 4DHV2S24S-1P | Mini-Splits | DWH224S4-*P | 9.5 | 18.5 | 10.2 | 9.5 | 18.5 | 8.6 | FALSE | FALSE | FALSE | 23800 | 16500 | 2.9 | 19257 | 2.11
211034543 |  | Live | Lennox Industries | ARMSTRONG AIR | Singlezone Non-Ducted, Wall Placement | 211034543 |  | HRCU-A-CB-O | 4DHV2S18S-1P | Mini-Splits | DWH218S4-*P | 11 | 19.5 | 10 | 10.8 | 19.5 | 8.7 | FALSE | FALSE | FALSE | 18000 | 11400 | 2.57 | 14370 | 2.49
211034542 |  | Live | Lennox Industries | ARMSTRONG AIR | Singlezone Non-Ducted, Wall Placement | 211034542 |  | HRCU-A-CB-O | 4DHV2S12S-1P | Mini-Splits | DWH212S4-*P | 10.8 | 20.5 | 10.7 | 10.8 | 21.4 | 9.2 | FALSE | FALSE | FALSE | 12000 | 7000 | 2.5 | 9300 | 2
211034538 |  | Live | Lennox Industries | ARMSTRONG AIR | Singlezone Non-Ducted, Ceiling Placement | 211034538 |  | HRCU-A-CB-O | 4DHP2S48S-1P | Mini-Splits | D33C248S4-*P | 9.5 | 17.8 | 11 | 9.5 | 18.5 | 9.8 | FALSE | FALSE | TRUE | 47000 | 30000 | 1.93 | 37903 | 2.22
211034534 |  | Live | Lennox Industries | ARMSTRONG AIR | Singlezone Non-Ducted, Ceiling Placement | 211034534 |  | HRCU-A-CB-O | 4DHP2S12S-1P | Mini-Splits | D22C112S4-*P | 14 | 22 | 10.6 | 13.9 | 22.7 | 9.9 | TRUE | FALSE | TRUE | 11800 | 8900 | 3.22 | 10060 | 2.36
210609986 |  | Live | Daikin North America, LLC | LIBERTY HEATING & AIR CONDITIONING | Singlezone Ducted, Centrally Ducted | 210609986 |  | HRCU-A-CB | ASZV904810A* | Ducted Indoor Units | AMVE48DP1400A* |  |  |  | 11.5 | 20 | 8.2 | FALSE | FALSE | TRUE | 44000 | 27000 | 2.6 | 34000 | 2.4
211034532 |  | Live | Lennox Industries | ARMSTRONG AIR | Singlezone Ducted, Compact Ducted | 211034532 |  | HRCU-A-CB | 4DHP2S48S-1P | Mini-Splits | DMD248S4-*P | 9.2 | 17.4 | 10.3 | 8.4 | 15.1 | 9.1 | FALSE | FALSE | FALSE | 48000 | 34000 | 2.93 | 41070 | 2.32
210609987 |  | Live | Daikin North America, LLC | LIBERTY HEATING & AIR CONDITIONING | Singlezone Ducted, Centrally Ducted | 210609987 |  | HRCU-A-CB | ASZV904810A* | Ducted Indoor Units | AMVE60DP1400A* |  |  |  | 11.5 | 20 | 8.2 | FALSE | FALSE | TRUE | 44000 | 27000 | 2.6 | 34000 | 2.4
211034529 |  | Live | Lennox Industries | ARMSTRONG AIR | Singlezone Ducted, Compact Ducted | 211034529 |  | HRCU-A-CB | 4DHP2S18S-1P | Mini-Splits | DMD218S4-*P | 12.5 | 20.5 | 11 | 12.3 | 20 | 10.5 | TRUE | FALSE | TRUE | 17000 | 12600 | 2.74 | 14000 | 2.28
210693400 |  | Live | Daikin North America, LLC | LIBERTY HEATING & AIR CONDITIONING | Singlezone Ducted, Centrally Ducted | 210693400 |  | HRCU-A-CB | ASZV904810A* | Ducted Indoor Units | CA*F4860*6D*+MBVC1601**-1A*+TXV |  |  |  | 11 | 19.5 | 8.2 | FALSE | FALSE | TRUE | 43500 | 27000 | 2.6 | 34000 | 2.4
210693401 |  | Live | Daikin North America, LLC | LIBERTY HEATING & AIR CONDITIONING | Singlezone Ducted, Centrally Ducted | 210693401 |  | HRCU-A-CB | ASZV904810A* | Ducted Indoor Units | CA*F4860*6D*+MBVC2001**-1A*+TXV |  |  |  | 11.5 | 20 | 8.2 | FALSE | FALSE | TRUE | 43500 | 27000 | 2.6 | 34000 | 2.4
211034524 |  | Live | Lennox Industries | ARMSTRONG AIR | Singlezone Non-Ducted, Wall Placement | 211034524 |  | HRCU-A-CB-O | 4DHP2S30S-1P | Mini-Splits | DWM230S4-*P | 11.5 | 20 | 9.6 | 11.4 | 20 | 9.2 | FALSE | FALSE | FALSE | 29600 | 19000 | 2.25 | 21100 | 1.68
211034523 |  | Live | Lennox Industries | ARMSTRONG AIR | Singlezone Non-Ducted, Wall Placement | 211034523 |  | HRCU-A-CB-O | 4DHP2S24S-1P | Mini-Splits | DWM224S4-*P | 14 | 22 | 12 | 14 | 22 | 9.9 | TRUE | FALSE | TRUE | 24000 | 16200 | 3.08 | 20000 | 2.1
211034522 |  | Live | Lennox Industries | ARMSTRONG AIR | Singlezone Non-Ducted, Wall Placement | 211034522 |  | HRCU-A-CB-O | 4DHP2S18S-1P | Mini-Splits | DWM218S4-*P | 12.5 | 22.6 | 12 | 12.4 | 23.5 | 10.7 | TRUE | FALSE | TRUE | 18000 | 14900 | 2.99 | 15934 | 2.37
211034521 |  | Live | Lennox Industries | ARMSTRONG AIR | Singlezone Non-Ducted, Wall Placement | 211034521 |  | HRCU-A-CB-O | 4DHP2S12S-1P | Mini-Splits | DWM212S4-*P | 13.7 | 23.2 | 13.2 | 13.7 | 24.6 | 10.7 | TRUE | FALSE | TRUE | 12000 | 9000 | 3.22 | 9922 | 2.31
211034518 |  | Live | Lennox Industries | ALLIED | Singlezone Non-Ducted, Wall Placement | 211034518 |  | HRCU-A-CB-O | 4DHV2S24S-1P | Mini-Splits | DWH224S4-*P | 9.5 | 18.5 | 10.2 | 9.5 | 18.5 | 8.6 | FALSE | FALSE | FALSE | 23800 | 16500 | 2.9 | 19257 | 2.11
211034517 |  | Live | Lennox Industries | ALLIED | Singlezone Non-Ducted, Wall Placement | 211034517 |  | HRCU-A-CB-O | 4DHV2S18S-1P | Mini-Splits | DWH218S4-*P | 11 | 19.5 | 10 | 10.8 | 19.5 | 8.7 | FALSE | FALSE | FALSE | 18000 | 11400 | 2.57 | 14370 | 2.49
211034516 |  | Live | Lennox Industries | ALLIED | Singlezone Non-Ducted, Wall Placement | 211034516 |  | HRCU-A-CB-O | 4DHV2S12S-1P | Mini-Splits | DWH212S4-*P | 10.8 | 20.5 | 10.7 | 10.8 | 21.4 | 9.2 | FALSE | FALSE | FALSE | 12000 | 7000 | 2.5 | 9300 | 2
210693413 |  | Live | Daikin North America, LLC | LIBERTY HEATING & AIR CONDITIONING | Singlezone Ducted, Centrally Ducted | 210693413 |  | HRCU-A-CB | ASZV904810A* | Ducted Indoor Units | CA*F4961*6D*+MBVC1601**-1A*+TXV |  |  |  | 11.5 | 20 | 8.2 | FALSE | FALSE | TRUE | 44000 | 27000 | 2.6 | 34000 | 2.4
210607420 |  | Live | Daikin North America, LLC | LIBERTY HEATING & AIR CONDITIONING | Singlezone Ducted, Centrally Ducted | 210607420 |  | HRCU-A-CB | ASZV904810A* | Ducted Indoor Units | CA*F4961*6D*+MBVC2001**-1A*+TX |  |  |  | 12 | 19 | 8.2 | FALSE | FALSE | TRUE | 45000 | 27000 | 2.6 | 34000 | 2.4
211034512 |  | Live | Lennox Industries | ALLIED | Singlezone Non-Ducted, Ceiling Placement | 211034512 |  | HRCU-A-CB-O | 4DHP2S48S-1P | Mini-Splits | D33C248S4-*P | 9.5 | 17.8 | 11 | 9.5 | 18.5 | 9.8 | FALSE | FALSE | TRUE | 47000 | 30000 | 1.93 | 37903 | 2.22
211034508 |  | Live | Lennox Industries | ALLIED | Singlezone Non-Ducted, Ceiling Placement | 211034508 |  | HRCU-A-CB-O | 4DHP2S12S-1P | Mini-Splits | D22C112S4-*P | 14 | 22 | 10.6 | 13.9 | 22.7 | 9.9 | TRUE | FALSE | TRUE | 11800 | 8900 | 3.22 | 10060 | 2.36
212365428 |  | Live | Midea Electric Trading | CUSTOM COMFORT | Singlezone Non-Ducted, Floor Placement | 212365428 |  | HRCU-A-CB-O | CCOXHASZ60CHP | Mini-Splits | CCOXHAFC60 | 9 | 16.8 | 11.3 | 9 | 17.3 | 10.2 | FALSE | TRUE | TRUE | 55000 | 40000 | 2.58 | 58600 | 2.35
211034506 |  | Live | Lennox Industries | ALLIED | Singlezone Ducted, Compact Ducted | 211034506 |  | HRCU-A-CB | 4DHP2S48S-1P | Mini-Splits | DMD248S4-*P | 9.2 | 17.4 | 10.3 | 8.4 | 15.1 | 9.1 | FALSE | FALSE | FALSE | 48000 | 34000 | 2.93 | 41070 | 2.32
212365421 |  | Live | Midea Electric Trading | CUSTOM COMFORT | Singlezone Ducted, Compact Ducted | 212365421 |  | HRCU-A-CB | CCOXHASZ60CHP | Mini-Splits | CCOXHASD60 | 9.4 | 18 | 11 | 9.4 | 15.8 | 9.5 | FALSE | TRUE | FALSE | 55000 | 40000 | 2.46 | 54000 | 2.2
210693426 |  | Live | Daikin North America, LLC | LIBERTY HEATING & AIR CONDITIONING | Singlezone Ducted, Centrally Ducted | 210693426 |  | HRCU-A-CB | ASZV904810A* | Ducted Indoor Units | CHPF4860D6D*+MBVC1601**-1A*+TXV |  |  |  | 11 | 19 | 8 | FALSE | FALSE | FALSE | 43000 | 27000 | 2.6 | 34000 | 2.4
209836182 |  | Live | Mitsubishi Electric Trane | MITSUBISHI ELECTRIC | Multizone All Ducted | 209836182 |  | HMSV-A-CB | MXZ-3C24NA3*** | Ducted Indoor Units |  | 11.2 | 16 | 9.2 | 11.2 | 16 | 8.6 | FALSE | FALSE | TRUE | 23600 | 14600 | 2.93 | 19600 | 2.35
211034503 |  | Live | Lennox Industries | ALLIED | Singlezone Ducted, Compact Ducted | 211034503 |  | HRCU-A-CB | 4DHP2S18S-1P | Mini-Splits | DMD218S4-*P | 12.5 | 20.5 | 11 | 12.3 | 20 | 10.5 | TRUE | FALSE | TRUE | 17000 | 12600 | 2.74 | 14000 | 2.28
211034498 |  | Live | Lennox Industries | ALLIED | Singlezone Non-Ducted, Wall Placement | 211034498 |  | HRCU-A-CB-O | 4DHP2S30S-1P | Mini-Splits | DWM230S4-*P | 11.5 | 20 | 9.6 | 11.4 | 20 | 9.2 | FALSE | FALSE | FALSE | 29600 | 19000 | 2.25 | 21100 | 1.68
210693427 |  | Live | Daikin North America, LLC | LIBERTY HEATING & AIR CONDITIONING | Singlezone Ducted, Centrally Ducted | 210693427 |  | HRCU-A-CB | ASZV904810A* | Ducted Indoor Units | CHPF4860D6D*+MBVC2001**-1A*+TXV |  |  |  | 11 | 19 | 8 | FALSE | FALSE | FALSE | 43000 | 27000 | 2.6 | 34000 | 2.4
211034497 |  | Live | Lennox Industries | ALLIED | Singlezone Non-Ducted, Wall Placement | 211034497 |  | HRCU-A-CB-O | 4DHP2S24S-1P | Mini-Splits | DWM224S4-*P | 14 | 22 | 12 | 14 | 22 | 9.9 | TRUE | FALSE | TRUE | 24000 | 16200 | 3.08 | 20000 | 2.1
211034496 |  | Live | Lennox Industries | ALLIED | Singlezone Non-Ducted, Wall Placement | 211034496 |  | HRCU-A-CB-O | 4DHP2S18S-1P | Mini-Splits | DWM218S4-*P | 12.5 | 22.6 | 12 | 12.4 | 23.5 | 10.7 | TRUE | FALSE | TRUE | 18000 | 14900 | 2.99 | 15934 | 2.37
211034495 |  | Live | Lennox Industries | ALLIED | Singlezone Non-Ducted, Wall Placement | 211034495 |  | HRCU-A-CB-O | 4DHP2S12S-1P | Mini-Splits | DWM212S4-*P | 13.7 | 23.2 | 13.2 | 13.7 | 24.6 | 10.7 | TRUE | FALSE | TRUE | 12000 | 9000 | 3.22 | 9922 | 2.31
209836183 |  | Live | Mitsubishi Electric Trane | MITSUBISHI ELECTRIC | Multizone All Ducted | 209836183 | 207342468 | HMSV-A-CB | MXZ-3C30NA3*** | Ducted Indoor Units |  | 9.6 | 16.2 | 9.6 | 9.6 | 16.2 | 8.8 | FALSE | FALSE | FALSE | 27400 | 17800 | 2.75 | 21000 | 2.18
211034492 |  | Live | Lennox Industries | AIREASE | Singlezone Non-Ducted, Wall Placement | 211034492 |  | HRCU-A-CB-O | 4DHV2S24S-1P | Mini-Splits | DWH224S4-*P | 9.5 | 18.5 | 10.2 | 9.5 | 18.5 | 8.6 | FALSE | FALSE | FALSE | 23800 | 16500 | 2.9 | 19257 | 2.11
209836184 |  | Live | Mitsubishi Electric Trane | MITSUBISHI ELECTRIC | Multizone All Ducted | 209836184 |  | HMSV-A-CB | MXZ-4C36NA3*** | Ducted Indoor Units |  | 8.7 | 16 | 9.8 | 8.7 | 16 | 9.5 | FALSE | FALSE | FALSE | 34400 | 22400 | 2.66 | 26600 | 2.2
211034491 |  | Live | Lennox Industries | AIREASE | Singlezone Non-Ducted, Wall Placement | 211034491 |  | HRCU-A-CB-O | 4DHV2S18S-1P | Mini-Splits | DWH218S4-*P | 11 | 19.5 | 10 | 10.8 | 19.5 | 8.7 | FALSE | FALSE | FALSE | 18000 | 11400 | 2.57 | 14370 | 2.49
211034490 |  | Live | Lennox Industries | AIREASE | Singlezone Non-Ducted, Wall Placement | 211034490 |  | HRCU-A-CB-O | 4DHV2S12S-1P | Mini-Splits | DWH212S4-*P | 10.8 | 20.5 | 10.7 | 10.8 | 21.4 | 9.2 | FALSE | FALSE | FALSE | 12000 | 7000 | 2.5 | 9300 | 2
211034486 |  | Live | Lennox Industries | AIREASE | Singlezone Non-Ducted, Ceiling Placement | 211034486 |  | HRCU-A-CB-O | 4DHP2S48S-1P | Mini-Splits | D33C248S4-*P | 9.5 | 17.8 | 11 | 9.5 | 18.5 | 9.8 | FALSE | FALSE | TRUE | 47000 | 30000 | 1.93 | 37903 | 2.22
204875387 |  | Live | Daikin North America, LLC | DAIKIN | Singlezone Ducted, Centrally Ducted | 204875387 |  | HRCU-A-CB | DZ17VSA301A* |  | DV36FECC14A* | 10.7 | 18 | 9.6 |  |  |  | FALSE | FALSE | FALSE | 28400 | 17600 | 2.5 | 21300 | 2.75
211034482 |  | Live | Lennox Industries | AIREASE | Singlezone Non-Ducted, Ceiling Placement | 211034482 |  | HRCU-A-CB-O | 4DHP2S12S-1P | Mini-Splits | D22C112S4-*P | 14 | 22 | 10.6 | 13.9 | 22.7 | 9.9 | TRUE | FALSE | TRUE | 11800 | 8900 | 3.22 | 10060 | 2.36
211034480 |  | Live | Lennox Industries | AIREASE | Singlezone Ducted, Compact Ducted | 211034480 |  | HRCU-A-CB | 4DHP2S48S-1P | Mini-Splits | DMD248S4-*P | 9.2 | 17.4 | 10.3 | 8.4 | 15.1 | 9.1 | FALSE | FALSE | FALSE | 48000 | 34000 | 2.93 | 41070 | 2.32
211034477 |  | Live | Lennox Industries | AIREASE | Singlezone Ducted, Compact Ducted | 211034477 |  | HRCU-A-CB | 4DHP2S18S-1P | Mini-Splits | DMD218S4-*P | 12.5 | 20.5 | 11 | 12.3 | 20 | 10.5 | TRUE | FALSE | TRUE | 17000 | 12600 | 2.74 | 14000 | 2.28
207691850 |  | Live | Midea Electric Trading | KANIONCO | Multizone All Ducted | 207691850 |  | HMSV-A-CB | KWSMO-30R410AIHMV | Ducted Indoor Units |  | 11.2 | 21 | 10.2 | 11.7 | 21 | 9.2 | TRUE | FALSE | TRUE | 28000 | 22000 | 2.6 | 22600 | 2.25
211034472 |  | Live | Lennox Industries | AIREASE | Singlezone Non-Ducted, Wall Placement | 211034472 |  | HRCU-A-CB-O | 4DHP2S30S-1P | Mini-Splits | DWM230S4-*P | 11.5 | 20 | 9.6 | 11.4 | 20 | 9.2 | FALSE | FALSE | FALSE | 29600 | 19000 | 2.25 | 21100 | 1.68
210693437 |  | Live | Daikin North America, LLC | LIBERTY HEATING & AIR CONDITIONING | Singlezone Ducted, Centrally Ducted | 210693437 |  | HRCU-A-CB | ASZV904810A* | Ducted Indoor Units | CSCF4860N6D*+MBVC1601**-1A*+TXV |  |  |  | 11.5 | 19.5 | 8 | FALSE | FALSE | FALSE | 43000 | 27000 | 2.6 | 34000 | 2.4
211034471 |  | Live | Lennox Industries | AIREASE | Singlezone Non-Ducted, Wall Placement | 211034471 |  | HRCU-A-CB-O | 4DHP2S24S-1P | Mini-Splits | DWM224S4-*P | 14 | 22 | 12 | 14 | 22 | 9.9 | TRUE | FALSE | TRUE | 24000 | 16200 | 3.08 | 20000 | 2.1
211034470 |  | Live | Lennox Industries | AIREASE | Singlezone Non-Ducted, Wall Placement | 211034470 |  | HRCU-A-CB-O | 4DHP2S18S-1P | Mini-Splits | DWM218S4-*P | 12.5 | 22.6 | 12 | 12.4 | 23.5 | 10.7 | TRUE | FALSE | TRUE | 18000 | 14900 | 2.99 | 15934 | 2.37
211034469 |  | Live | Lennox Industries | AIREASE | Singlezone Non-Ducted, Wall Placement | 211034469 |  | HRCU-A-CB-O | 4DHP2S12S-1P | Mini-Splits | DWM212S4-*P | 13.7 | 23.2 | 13.2 | 13.7 | 24.6 | 10.7 | TRUE | FALSE | TRUE | 12000 | 9000 | 3.22 | 9922 | 2.31
210693438 |  | Live | Daikin North America, LLC | LIBERTY HEATING & AIR CONDITIONING | Singlezone Ducted, Centrally Ducted | 210693438 |  | HRCU-A-CB | ASZV904810A* | Ducted Indoor Units | CSCF4860N6D*+MBVC2001**-1A*+TXV |  |  |  | 11.5 | 19.5 | 8 | FALSE | FALSE | FALSE | 43000 | 27000 | 2.6 | 34000 | 2.4
207683512 |  | Live | Lennox Industries | LENNOX | Singlezone Non-Ducted, Floor Placement | 207683512 |  | HRCU-A-CB-O | MPC036S4S-1P | Mini-Splits | MCFA036S4-2P | 8 | 17 | 10 | 8.5 | 19 | 9 | FALSE | FALSE | FALSE | 36000 | 23000 | 2.41 | 25972 | 2.16
207683500 |  | Live | Lennox Industries | LENNOX | Singlezone Non-Ducted, Wall Placement | 207683500 |  | HRCU-A-CB-O | MPC024S4S-1P | Mini-Splits | MWMC024S4-1P | 14 | 22 | 12 | 14 | 22 | 9.9 | TRUE | FALSE | TRUE | 24000 | 16200 | 3.08 | 20000 | 2.1
207683505 |  | Live | Lennox Industries | LENNOX | Singlezone Ducted, Compact Ducted | 207683505 |  | HRCU-A-CB | MPC018S4S-1P | Mini-Splits | MMDB018S4-2P | 12.5 | 20.5 | 11 | 12.3 | 20 | 10.5 | TRUE | FALSE | TRUE | 17000 | 12600 | 2.74 | 14000 | 2.28
207683510 |  | Live | Lennox Industries | LENNOX | Singlezone Non-Ducted, Floor Placement | 207683510 |  | HRCU-A-CB-O | MPC018S4S-1P | Mini-Splits | MCFB018S4-2P | 12.5 | 21.5 | 10.5 | 12.5 | 23 | 9.9 | TRUE | FALSE | TRUE | 18000 | 12800 | 2.5 | 13700 | 2.11
204875786 |  | Live | Daikin North America, LLC | DAIKIN | Singlezone Ducted, Centrally Ducted | 204875786 |  | HRCU-A-CB | DZ17VSA301A* |  | CA*EA2422*4A*+MBVC1200**-1A* | 10.7 | 17 | 9.2 |  |  |  | FALSE | FALSE | FALSE | 28400 | 17600 | 2.5 | 21200 | 2.6
207683499 |  | Live | Lennox Industries | LENNOX | Singlezone Non-Ducted, Wall Placement | 207683499 |  | HRCU-A-CB-O | MPC018S4S-1P | Mini-Splits | MWMC018S4-1P | 12.5 | 22.6 | 12 | 12.4 | 23.5 | 10.7 | TRUE | FALSE | TRUE | 18000 | 14900 | 2.99 | 15934 | 2.37
207768721 |  | Live | Lennox Industries | LENNOX | Multizone All Non-Ducted | 207768721 |  | HMSV-A-CB | MPC018S4M-1P | Non-Ducted Indoor Units |  | 13.3 | 22.5 | 10.6 | 13.9 | 22.9 | 10.5 | TRUE | FALSE | TRUE | 17800 | 14300 | 3.64 | 15600 | 2.31
204875788 |  | Live | Daikin North America, LLC | DAIKIN | Singlezone Ducted, Centrally Ducted | 204875788 |  | HRCU-A-CB | DZ17VSA301A* |  | CA*EA2422*4A*+MBVC1600**-1A* | 10.7 | 18 | 9.6 |  |  |  | FALSE | FALSE | FALSE | 28400 | 17600 | 2.5 | 21200 | 2.6
204875390 |  | Live | Daikin North America, LLC | DAIKIN | Singlezone Ducted, Centrally Ducted | 204875390 |  | HRCU-A-CB | DZ17VSA361A* |  | DV36FECC14A* | 9.3 | 17.5 | 9.6 |  |  |  | FALSE | FALSE | FALSE | 34200 | 22000 | 2.5 | 23900 | 2.68
210609988 |  | Live | Daikin North America, LLC | DAIKIN | Singlezone Ducted, Centrally Ducted | 210609988 |  | HRCU-A-CB | DZ9VCA6010A* | Ducted Indoor Units | DMVE60DP1400A* |  |  |  | 10.5 | 19 | 8.2 | FALSE | FALSE | TRUE | 51500 | 33400 | 2.58 | 37400 | 2.45
210607421 |  | Live | Daikin North America, LLC | DAIKIN | Singlezone Ducted, Centrally Ducted | 210607421 |  | HRCU-A-CB | DZ9VCA6010A* | Ducted Indoor Units | CA*F4961*6D*+MBVC2000**-1A*+TX |  |  |  | 10.5 | 19 | 8.2 | FALSE | FALSE | TRUE | 52500 | 34000 | 2.6 | 37400 | 2.45
204875848 |  | Live | Daikin North America, LLC | DAIKIN | Singlezone Ducted, Centrally Ducted | 204875848 |  | HRCU-A-CB | DZ17VSA361A* |  | CA*EA3026*4A*+MBVC1200**-1A* | 9.3 | 16 | 9.2 |  |  |  | FALSE | FALSE | FALSE | 34200 | 22000 | 2.5 | 23500 | 2.6
204875851 |  | Live | Daikin North America, LLC | DAIKIN | Singlezone Ducted, Centrally Ducted | 204875851 |  | HRCU-A-CB | DZ17VSA361A* |  | CA*EA3026*4A*+MBVC1600**-1A* | 9.3 | 17.5 | 9.6 |  |  |  | FALSE | FALSE | FALSE | 34200 | 22000 | 2.5 | 23500 | 2.6
204875854 |  | Live | Daikin North America, LLC | DAIKIN | Singlezone Ducted, Centrally Ducted | 204875854 |  | HRCU-A-CB | DZ17VSA361A* |  | CA*EA3026*4A*+MBVC2000**-1A* | 9.3 | 17.5 | 9.6 |  |  |  | FALSE | FALSE | FALSE | 34200 | 22000 | 2.5 | 23500 | 2.6
204875857 |  | Live | Daikin North America, LLC | DAIKIN | Singlezone Ducted, Centrally Ducted | 204875857 |  | HRCU-A-CB | DZ17VSA421A* |  | DV42FECC14A* | 9 | 17 | 9.2 |  |  |  | FALSE | FALSE | FALSE | 40000 | 25200 | 2.5 | 34900 | 2.4
204875860 |  | Live | Daikin North America, LLC | DAIKIN | Singlezone Ducted, Centrally Ducted | 204875860 |  | HRCU-A-CB | DZ17VSA421A* |  | DV60FECD14A* | 9 | 17 | 9.2 |  |  |  | FALSE | FALSE | FALSE | 40000 | 25200 | 2.5 | 34900 | 2.4
204875393 |  | Live | Daikin North America, LLC | DAIKIN | Singlezone Ducted, Centrally Ducted | 204875393 |  | HRCU-A-CB | DZ17VSA421A* |  | DV48FECD14A* | 9 | 17 | 9.2 |  |  |  | FALSE | FALSE | FALSE | 40000 | 25200 | 2.5 | 34900 | 2.46
210692439 |  | Live | Daikin North America, LLC | DAIKIN | Singlezone Ducted, Centrally Ducted | 210692439 |  | HRCU-A-CB | DZ9VCA6010A* | Ducted Indoor Units | CHPF4860D6D*+MBVC2000**-1A*+TXV |  |  |  | 10 | 18 | 8 | FALSE | FALSE | FALSE | 51000 | 32400 | 2.57 | 37400 | 2.45
210609989 |  | Live | Daikin North America, LLC | GOODMAN | Singlezone Ducted, Centrally Ducted | 210609989 |  | HRCU-A-CB | GSZV906010A* | Ducted Indoor Units | AMVE60DP1400A* |  |  |  | 10.5 | 19 | 8.2 | FALSE | FALSE | TRUE | 51500 | 33400 | 2.58 | 37400 | 2.45
210607422 |  | Live | Daikin North America, LLC | GOODMAN | Singlezone Ducted, Centrally Ducted | 210607422 |  | HRCU-A-CB | GSZV906010A* | Ducted Indoor Units | CA*F4961*6D*+MBVC2001**-1A*+TX |  |  |  | 10.5 | 19 | 8.2 | FALSE | FALSE | TRUE | 52500 | 34000 | 2.6 | 37400 | 2.45
210692847 |  | Live | Daikin North America, LLC | GOODMAN | Singlezone Ducted, Centrally Ducted | 210692847 |  | HRCU-A-CB | GSZV906010A* | Ducted Indoor Units | CHPF4860D6D*+MBVC2001**-1A*+TXV |  |  |  | 10 | 18 | 8 | FALSE | FALSE | FALSE | 51000 | 32400 | 2.57 | 37400 | 2.45
210410113 |  | Live | Midea Electric Trading | SEA BREEZE+ | Singlezone Non-Ducted, Ceiling Placement | 210410113 |  | HRCU-A-CB-O | SZ12H424ZMO | Mini-Splits | SCA12H424ZMI | 12.6 | 21.2 | 10.8 | 12.6 | 22 | 9.8 | TRUE | FALSE | TRUE | 12000 | 7700 | 2 | 9000 | 2.42
210410114 |  | Live | Midea Electric Trading | SEA BREEZE+ | Singlezone Non-Ducted, Ceiling Placement | 210410114 |  | HRCU-A-CB-O | SZ18H424ZMO | Mini-Splits | SCA18H424ZMI | 12.5 | 21.2 | 12 | 12.5 | 21.8 | 10.7 | TRUE | FALSE | TRUE | 18000 | 12200 | 2.79 | 15500 | 2.4
210609990 |  | Live | Daikin North America, LLC | AMANA | Singlezone Ducted, Centrally Ducted | 210609990 |  | HRCU-A-CB | ASZV906010A* | Ducted Indoor Units | AMVE60DP1400A* |  |  |  | 10.5 | 19 | 8.2 | FALSE | FALSE | TRUE | 51500 | 33400 | 2.58 | 37400 | 2.45
210607423 |  | Live | Daikin North America, LLC | AMANA | Singlezone Ducted, Centrally Ducted | 210607423 |  | HRCU-A-CB | ASZV906010A* | Ducted Indoor Units | CA*F4961*6D*+MBVC2001**-1A*+TX |  |  |  | 10.5 | 19 | 8.2 | FALSE | FALSE | TRUE | 52500 | 34000 | 2.6 | 37400 | 2.45
208128278 |  | Live | Midea Electric Trading | SEA BREEZE+ | Singlezone Ducted, Compact Ducted | 208128278 |  | HRCU-A-CB | SZ18H424ZMO | Mini-Splits | D18H424ZMI | 12.5 | 20.5 | 11 | 12.5 | 20 | 10.6 | TRUE | FALSE | TRUE | 17000 | 12600 | 2.66 | 14100 | 2.4
210692643 |  | Live | Daikin North America, LLC | AMANA | Singlezone Ducted, Centrally Ducted | 210692643 |  | HRCU-A-CB | ASZV906010A* | Ducted Indoor Units | CHPF4860D6D*+MBVC2001**-1A*+TXV |  |  |  | 10 | 18 | 8 | FALSE | FALSE | FALSE | 51000 | 32400 | 2.57 | 37400 | 2.45
207658932 |  | Live | Midea Electric Trading | COMFORTSTAR | Singlezone Ducted, Compact Ducted | 207658932 |  | HRCU-A-CB | CZP18CD(O) | Mini-Splits | CPA-18B | 12.5 | 20.5 | 11 | 12.5 | 20 | 10.6 | TRUE | FALSE | TRUE | 17000 | 12600 | 2.66 | 14100 | 2.4
208128280 |  | Live | Midea Electric Trading | SEA BREEZE+ | Singlezone Non-Ducted, Floor Placement | 208128280 |  | HRCU-A-CB-O | SZ18H424ZMO | Mini-Splits | FC18H424ZMI | 12.5 | 21.5 | 10.5 | 12.5 | 23 | 10 | TRUE | FALSE | TRUE | 18000 | 12800 | 2.52 | 14200 | 2.29
207658955 |  | Live | Midea Electric Trading | COMFORTSTAR | Singlezone Non-Ducted, Floor Placement | 207658955 |  | HRCU-A-CB-O | CZP18CD(O) | Mini-Splits | FPA-18 | 12.5 | 21.5 | 10.5 | 12.5 | 23 | 10 | TRUE | FALSE | TRUE | 18000 | 12800 | 2.52 | 14200 | 2.29
210609991 |  | Live | Daikin North America, LLC | FRANKLIN | Singlezone Ducted, Centrally Ducted | 210609991 |  | HRCU-A-CB | GSZV906010A* | Ducted Indoor Units | AMVE60DP1400A* |  |  |  | 10.5 | 19 | 8.2 | FALSE | FALSE | TRUE | 51500 | 33400 | 2.58 | 37400 | 2.45
210607424 |  | Live | Daikin North America, LLC | FRANKLIN | Singlezone Ducted, Centrally Ducted | 210607424 |  | HRCU-A-CB | GSZV906010A* | Ducted Indoor Units | CA*F4961*6D*+MBVC2001**-1A*+TX |  |  |  | 10.5 | 19 | 8.2 | FALSE | FALSE | TRUE | 52500 | 34000 | 2.6 | 37400 | 2.45
206223108 |  | Live | Trane U.S. Inc. | TRANE | Singlezone Ducted, Centrally Ducted | 206223108 |  | HRCU-A-CB | 4TWV8X48A1 |  | TAMXA0C48V4PA | 12.5 | 18 | 10 |  |  |  | FALSE | FALSE | FALSE | 47000 | 34800 | 4.64 | 35200 | 2.2
210693051 |  | Live | Daikin North America, LLC | FRANKLIN | Singlezone Ducted, Centrally Ducted | 210693051 |  | HRCU-A-CB | GSZV906010A* | Ducted Indoor Units | CHPF4860D6D*+MBVC2001**-1A*+TXV |  |  |  | 10 | 18 | 8 | FALSE | FALSE | FALSE | 51000 | 32400 | 2.57 | 37400 | 2.45
210609992 |  | Live | Daikin North America, LLC | FRANKLIN | Singlezone Ducted, Centrally Ducted | 210609992 |  | HRCU-A-CB | ASZV906010A* | Ducted Indoor Units | AMVE60DP1400A* |  |  |  | 10.5 | 19 | 8.2 | FALSE | FALSE | TRUE | 51500 | 33400 | 2.58 | 37400 | 2.45
210607425 |  | Live | Daikin North America, LLC | FRANKLIN | Singlezone Ducted, Centrally Ducted | 210607425 |  | HRCU-A-CB | ASZV906010A* | Ducted Indoor Units | CA*F4961*6D*+MBVC2001**-1A*+TX |  |  |  | 10.5 | 19 | 8.2 | FALSE | FALSE | TRUE | 52500 | 34000 | 2.6 | 37400 | 2.45
210693255 |  | Live | Daikin North America, LLC | FRANKLIN | Singlezone Ducted, Centrally Ducted | 210693255 |  | HRCU-A-CB | ASZV906010A* | Ducted Indoor Units | CHPF4860D6D*+MBVC2001**-1A*+TXV |  |  |  | 10 | 18 | 8 | FALSE | FALSE | FALSE | 51000 | 32400 | 2.57 | 37400 | 2.45
205965726 |  | Live | Daikin North America, LLC | AMANA DISTINCTIONS | Singlezone Ducted, Centrally Ducted | 205965726 |  | HRCU-A-CB | GVZC200241A* |  | CA*F3642*6D*+MBVC1200**-1A*+TXV | 13 | 21 | 10 |  |  |  | FALSE | FALSE | FALSE | 23400 | 13000 | 2.57 | 15200 | 2.45
205358218 |  | Live | Daikin North America, LLC | AMANA | Singlezone Ducted, Centrally Ducted | 205358218 |  | HRCU-A-CB | AVZC200481A* |  | CA*F4961*6D*+MBVC2001**-1A*+TXV | 13 | 20 | 10 |  |  |  | FALSE | FALSE | FALSE | 46500 | 26600 | 2.85 | 34000 | 2.4
205965737 |  | Live | Daikin North America, LLC | AMANA DISTINCTIONS | Singlezone Ducted, Centrally Ducted | 205965737 |  | HRCU-A-CB | GVZC200241A* |  | CA*F3636*6D*+MBVC1200**-1A*+TXV | 13 | 20 | 10 |  |  |  | FALSE | FALSE | FALSE | 23200 | 13000 | 2.57 | 15200 | 2.45
205358214 |  | Live | Daikin North America, LLC | AMANA | Singlezone Ducted, Centrally Ducted | 205358214 |  | HRCU-A-CB | AVZC200481A* |  | CSCF4860N6D*+MBVC1601**-1A*+TXV | 12 | 20 | 10 |  |  |  | FALSE | FALSE | FALSE | 45000 | 26600 | 2.8 | 34000 | 2.4
205358212 |  | Live | Daikin North America, LLC | AMANA | Singlezone Ducted, Centrally Ducted | 205358212 |  | HRCU-A-CB | AVZC200481A* |  | CA*F4961*6D*+MBVC1601**-1A*+TXV | 12.5 | 20 | 10 |  |  |  | FALSE | FALSE | FALSE | 46500 | 26800 | 2.81 | 34000 | 2.4
205358217 |  | Live | Daikin North America, LLC | AMANA | Singlezone Ducted, Centrally Ducted | 205358217 |  | HRCU-A-CB | AVZC200481A* |  | CSCF4860N6D*+MBVC2001**-1A*+TXV | 12.5 | 20 | 10 |  |  |  | FALSE | FALSE | FALSE | 45000 | 26600 | 2.85 | 34000 | 2.4
207742348 |  | Live | Midea Electric Trading | C&H | Singlezone Non-Ducted, Wall Placement | 207742348 |  | HRCU-A-CB-O | CH-NHPR36LCU-230VO | Mini-Splits | CH-36LCFC/I | 8.6 | 17.5 | 10 | 8.8 | 17.6 | 10 | FALSE | TRUE | FALSE | 36000 | 32000 | 2.23 | 42000 | 1.9
205358215 |  | Live | Daikin North America, LLC | AMANA | Singlezone Ducted, Centrally Ducted | 205358215 |  | HRCU-A-CB | AVZC200481A* |  | CA*F4860*6D*+MBVC2001**-1A*+TXV | 12.5 | 20 | 10 |  |  |  | FALSE | FALSE | FALSE | 45000 | 26600 | 2.8 | 34000 | 2.4
205358213 |  | Live | Daikin North America, LLC | AMANA | Singlezone Ducted, Centrally Ducted | 205358213 |  | HRCU-A-CB | AVZC200481A* |  | CHPF4860D6D*+MBVC1601**-1A*+TXV | 12 | 19.5 | 10 |  |  |  | FALSE | FALSE | FALSE | 45000 | 26600 | 2.76 | 34000 | 2.4
205358216 |  | Live | Daikin North America, LLC | AMANA | Singlezone Ducted, Centrally Ducted | 205358216 |  | HRCU-A-CB | AVZC200481A* |  | CHPF4860D6D*+MBVC2001**-1A*+TXV | 12.5 | 20 | 10 |  |  |  | FALSE | FALSE | FALSE | 45000 | 26600 | 2.8 | 34000 | 2.4
205358210 |  | Live | Daikin North America, LLC | AMANA | Singlezone Ducted, Centrally Ducted | 205358210 |  | HRCU-A-CB | AVZC200361A* |  | CA*F3743*6D*+MBVC1601**-1A*+TXV | 14 | 21 | 10 |  |  |  | FALSE | FALSE | FALSE | 35400 | 18200 | 2.46 | 28800 | 2.27
205358209 |  | Live | Daikin North America, LLC | AMANA | Singlezone Ducted, Centrally Ducted | 205358209 |  | HRCU-A-CB | AVZC200361A* |  | CSCF3642N6D*+MBVC1601**-1A*+TXV | 13.5 | 20 | 10 |  |  |  | FALSE | FALSE | FALSE | 35000 | 18200 | 2.44 | 28800 | 2.27
205358208 |  | Live | Daikin North America, LLC | AMANA | Singlezone Ducted, Centrally Ducted | 205358208 |  | HRCU-A-CB | AVZC200361A* |  | CHPF3743C6B*+MBVC1601**-1A*+TXV | 13.5 | 20 | 10 |  |  |  | FALSE | FALSE | FALSE | 35200 | 18200 | 2.44 | 28800 | 2.27
205358206 |  | Live | Daikin North America, LLC | AMANA | Singlezone Ducted, Centrally Ducted | 205358206 |  | HRCU-A-CB | AVZC200361A* |  | CA*F3642*6D*+MBVC1601**-1A*+TXV | 13.5 | 20 | 10 |  |  |  | FALSE | FALSE | FALSE | 34600 | 18000 | 2.42 | 28800 | 2.27
205358211 |  | Live | Daikin North America, LLC | AMANA | Singlezone Ducted, Centrally Ducted | 205358211 |  | HRCU-A-CB | AVZC200481A* |  | CA*F4860*6D*+MBVC1601**-1A*+TXV | 12 | 19.5 | 10 |  |  |  | FALSE | FALSE | FALSE | 44500 | 26600 | 2.76 | 34000 | 2.4
205358205 |  | Live | Daikin North America, LLC | AMANA | Singlezone Ducted, Centrally Ducted | 205358205 |  | HRCU-A-CB | AVZC200361A* |  | CA*F3137*6A*+MBVC1601**-1A*+TXV | 13.5 | 20 | 10 |  |  |  | FALSE | FALSE | FALSE | 34800 | 18200 | 2.44 | 28800 | 2.27
205358203 |  | Live | Daikin North America, LLC | AMANA | Singlezone Ducted, Centrally Ducted | 205358203 |  | HRCU-A-CB | AVZC200361A* |  | CHPF3743C6B*+MBVC1201**-1A*+TXV | 13.5 | 20 | 10 |  |  |  | FALSE | FALSE | FALSE | 35000 | 18200 | 2.42 | 28800 | 2.27
205358201 |  | Live | Daikin North America, LLC | AMANA | Singlezone Ducted, Centrally Ducted | 205358201 |  | HRCU-A-CB | AVZC200361A* |  | CA*F3743*6D*+MBVC1201**-1A*+TXV | 13.5 | 20 | 10 |  |  |  | FALSE | FALSE | FALSE | 35200 | 18200 | 2.42 | 28800 | 2.27
205358204 |  | Live | Daikin North America, LLC | AMANA | Singlezone Ducted, Centrally Ducted | 205358204 |  | HRCU-A-CB | AVZC200361A* |  | CSCF3642N6D*+MBVC1201**-1A*+TXV | 13.5 | 20 | 10 |  |  |  | FALSE | FALSE | FALSE | 34800 | 18200 | 2.42 | 28800 | 2.27
205358202 |  | Live | Daikin North America, LLC | AMANA | Singlezone Ducted, Centrally Ducted | 205358202 |  | HRCU-A-CB | AVZC200361A* |  | CHPF3642C6C*+MBVC1201**-1A*+TXV | 13 | 20 | 10 |  |  |  | FALSE | FALSE | FALSE | 34800 | 18000 | 2.4 | 28800 | 2.27
205358200 |  | Live | Daikin North America, LLC | AMANA | Singlezone Ducted, Centrally Ducted | 205358200 |  | HRCU-A-CB | AVZC200361A* |  | CA*F3642*6D*+MBVC1201**-1A*+TXV | 13 | 20 | 10 |  |  |  | FALSE | FALSE | FALSE | 34600 | 18000 | 2.4 | 28800 | 2.27
205358196 |  | Live | Daikin North America, LLC | AMANA | Singlezone Ducted, Centrally Ducted | 205358196 |  | HRCU-A-CB | AVZC200241A* |  | CHPF3636B6C*+MBVC1201**-1A*+TXV | 13 | 21 | 10 |  |  |  | FALSE | FALSE | FALSE | 23400 | 13000 | 2.61 | 15200 | 2.45
205358198 |  | Live | Daikin North America, LLC | AMANA | Singlezone Ducted, Centrally Ducted | 205358198 |  | HRCU-A-CB | AVZC200241A* |  | CHPF3642C6C*+MBVC1201**-1A*+TXV | 13 | 21 | 10 |  |  |  | FALSE | FALSE | FALSE | 23400 | 13000 | 2.61 | 15200 | 2.45
205358199 |  | Live | Daikin North America, LLC | AMANA | Singlezone Ducted, Centrally Ducted | 205358199 |  | HRCU-A-CB | AVZC200361A* |  | CA*F3137*6A*+MBVC1201**-1A*+TXV | 13.5 | 20 | 10 |  |  |  | FALSE | FALSE | FALSE | 34800 | 18000 | 2.42 | 28800 | 2.27
205358197 |  | Live | Daikin North America, LLC | AMANA | Singlezone Ducted, Centrally Ducted | 205358197 |  | HRCU-A-CB | AVZC200241A* |  | CA*F3642*6D*+MBVC1201**-1A*+TXV | 13 | 21 | 10 |  |  |  | FALSE | FALSE | FALSE | 23400 | 13000 | 2.57 | 15200 | 2.45
205358195 |  | Live | Daikin North America, LLC | AMANA | Singlezone Ducted, Centrally Ducted | 205358195 |  | HRCU-A-CB | AVZC200241A* |  | CA*F3743*6D*+MBVC1201**-1A*+TXV | 13 | 21 | 10 |  |  |  | FALSE | FALSE | FALSE | 23800 | 13000 | 2.63 | 15200 | 2.45
205358194 |  | Live | Daikin North America, LLC | AMANA | Singlezone Ducted, Centrally Ducted | 205358194 |  | HRCU-A-CB | AVZC200241A* |  | CA*F3636*6D*+MBVC1201**-1A*+TXV | 13 | 20 | 10 |  |  |  | FALSE | FALSE | FALSE | 23200 | 13000 | 2.57 | 15200 | 2.45
205358193 |  | Live | Daikin North America, LLC | AMANA | Singlezone Ducted, Centrally Ducted | 205358193 |  | HRCU-A-CB | AVZC200241A* |  | CA*F3137*6A*+MBVC1201**-1A*+TXV | 13 | 21 | 10 |  |  |  | FALSE | FALSE | FALSE | 23800 | 13000 | 2.61 | 15200 | 2.45
9993626 |  | Live | Daikin North America, LLC | AMANA | Singlezone Ducted, Centrally Ducted | 9993626 |  | HRCU-A-CB | AVZC200481A* |  | AVPEC61D14A* | 12.5 | 20 | 10 |  |  |  | FALSE | FALSE | FALSE | 45500 | 28600 | 2.68 | 34000 | 2.4
8670115 |  | Live | Daikin North America, LLC | AMANA | Singlezone Ducted, Centrally Ducted | 8670115 |  | HRCU-A-CB | AVZC200481A* |  | CSCF4860N6D*+MBVC2000**-1A*+TXV | 12.5 | 20 | 10 |  |  |  | FALSE | FALSE | FALSE | 45000 | 33400 | 2.36 | 34000 | 2.4
205358207 |  | Live | Daikin North America, LLC | AMANA | Singlezone Ducted, Centrally Ducted | 205358207 |  | HRCU-A-CB | AVZC200361A* |  | CHPF3642C6C*+MBVC1601**-1A*+TXV | 13.5 | 20 | 10 |  |  |  | FALSE | FALSE | FALSE | 35000 | 18000 | 2.42 | 28800 | 2.27
8669687 |  | Live | Daikin North America, LLC | AMANA | Singlezone Ducted, Centrally Ducted | 8669687 |  | HRCU-A-CB | AVZC200481A* |  | CHPF4860D6D*+MBVC2000**-1A*+TXV | 12.5 | 20 | 10 |  |  |  | FALSE | FALSE | FALSE | 45000 | 34000 | 2.32 | 34000 | 2.4
8669642 |  | Live | Daikin North America, LLC | AMANA | Singlezone Ducted, Centrally Ducted | 8669642 |  | HRCU-A-CB | AVZC200481A* |  | CA*F4860*6D*+MBVC2000**-1A*+TXV | 12.5 | 20 | 10 |  |  |  | FALSE | FALSE | FALSE | 45000 | 33400 | 2.3 | 34000 | 2.4
207658962 |  | Live | Midea Electric Trading | COMFORTSTAR | Singlezone Non-Ducted, Wall Placement | 207658962 |  | HRCU-A-CB-O | CHF36CD(O) | Mini-Splits | FPA-36DU | 8.6 | 17.5 | 10 | 8.8 | 17.6 | 10 | FALSE | TRUE | FALSE | 36000 | 32000 | 2.23 | 42000 | 1.9
8669931 |  | Live | Daikin North America, LLC | AMANA | Singlezone Ducted, Centrally Ducted | 8669931 |  | HRCU-A-CB | AVZC200481A* |  | CSCF4860N6D*+MBVC1600**-1A*+TXV | 12 | 20 | 10 |  |  |  | FALSE | FALSE | FALSE | 45000 | 33400 | 2.34 | 34000 | 2.4
8669686 |  | Live | Daikin North America, LLC | AMANA | Singlezone Ducted, Centrally Ducted | 8669686 |  | HRCU-A-CB | AVZC200481A* |  | CHPF4860D6D*+MBVC1600**-1A*+TXV | 12 | 19.5 | 10 |  |  |  | FALSE | FALSE | FALSE | 45000 | 34000 | 2.3 | 34000 | 2.4
8669617 |  | Live | Daikin North America, LLC | AMANA | Singlezone Ducted, Centrally Ducted | 8669617 |  | HRCU-A-CB | AVZC200361A* |  | CSCF3642N6D*+MBVC1200**-1A*+TXV | 13.5 | 20 | 10 |  |  |  | FALSE | FALSE | FALSE | 34800 | 18200 | 2.16 | 28800 | 2.27
8669602 |  | Live | Daikin North America, LLC | AMANA | Singlezone Ducted, Centrally Ducted | 8669602 |  | HRCU-A-CB | AVZC200361A* |  | CHPF3743C6B*+MBVC1600**-1A*+TXV | 13.5 | 20 | 10 |  |  |  | FALSE | FALSE | FALSE | 35200 | 18200 | 2.12 | 28800 | 2.27
8669618 |  | Live | Daikin North America, LLC | AMANA | Singlezone Ducted, Centrally Ducted | 8669618 |  | HRCU-A-CB | AVZC200361A* |  | CSCF3642N6D*+MBVC1600**-1A*+TXV | 13.5 | 20 | 10 |  |  |  | FALSE | FALSE | FALSE | 35000 | 18200 | 2.16 | 28800 | 2.27
207658935 |  | Live | Midea Electric Trading | COMFORTSTAR | Singlezone Ducted, Compact Ducted | 207658935 |  | HRCU-A-CB | CZP48CD(O) | Mini-Splits | CPA-48DUB | 9.2 | 17.4 | 10.3 | 8.5 | 15.1 | 9.3 | FALSE | FALSE | FALSE | 48000 | 34000 | 2.32 | 41000 | 2.32
207765968 |  | Live | Midea Electric Trading | COMFORTSTAR | Singlezone Non-Ducted, Wall Placement | 207765968 |  | HRCU-A-CB-O | CZP48CD(O) | Mini-Splits | TIP48 | 9.5 | 17.8 | 11.5 | 9.5 | 18.5 | 9.8 | FALSE | FALSE | TRUE | 48000 | 30000 | 2.34 | 39000 | 2.05
210609993 |  | Live | Daikin North America, LLC | LIBERTY HEATING & AIR CONDITIONING | Singlezone Ducted, Centrally Ducted | 210609993 |  | HRCU-A-CB | ASZV906010A* | Ducted Indoor Units | AMVE60DP1400A* |  |  |  | 10.5 | 19 | 8.2 | FALSE | FALSE | TRUE | 51500 | 33400 | 2.58 | 37400 | 2.45
207658948 |  | Live | Midea Electric Trading | COMFORTSTAR | Singlezone Non-Ducted, Wall Placement | 207658948 |  | HRCU-A-CB-O | CZP48CD(O) | Mini-Splits | TPA-48C | 9.5 | 17.8 | 11.5 | 9.5 | 18.5 | 9.8 | FALSE | FALSE | TRUE | 48000 | 30000 | 2.34 | 39000 | 2.05
207742519 |  | Live | Midea Electric Trading | MOOVAIR | Singlezone Ducted, Compact Ducted | 207742519 |  | HRCU-A-CB | DMA48HOS18230S5 | Mini-Splits | DUA48HIDU230X5 | 9.2 | 17.4 | 10.3 | 8.5 | 15.1 | 9.3 | FALSE | FALSE | FALSE | 48000 | 34000 | 2.32 | 41000 | 2.32
210607426 |  | Live | Daikin North America, LLC | LIBERTY HEATING & AIR CONDITIONING | Singlezone Ducted, Centrally Ducted | 210607426 |  | HRCU-A-CB | ASZV906010A* | Ducted Indoor Units | CA*F4961*6D*+MBVC2001**-1A*+TX |  |  |  | 10.5 | 19 | 8.2 | FALSE | FALSE | TRUE | 52500 | 34000 | 2.6 | 37400 | 2.45
9993623 |  | Live | Daikin North America, LLC | AMANA | Singlezone Ducted, Centrally Ducted | 9993623 |  | HRCU-A-CB | AVZC200241A* |  | AVPEC25B14A* | 13 | 21 | 10 |  |  |  | FALSE | FALSE | FALSE | 23000 | 13600 | 2.61 | 15200 | 2.45
10324705 |  | Live | Daikin North America, LLC | AMANA | Singlezone Ducted, Centrally Ducted | 10324705 |  | HRCU-A-CB | AVZC200361A* |  | CA*F3743*6D*+MBVC1600**-1A*+TX | 14 | 21 | 10 |  |  |  | FALSE | FALSE | FALSE | 35400 | 18200 | 2.55 | 28800 | 2.27
207658934 |  | Live | Midea Electric Trading | COMFORTSTAR | Singlezone Ducted, Compact Ducted | 207658934 |  | HRCU-A-CB | CZP36CD(O) | Mini-Splits | CPA-36DUB | 9 | 16.7 | 11.5 | 8.8 | 15.8 | 8.8 | FALSE | FALSE | FALSE | 36000 | 25000 | 2.49 | 26000 | 2.22
210693459 |  | Live | Daikin North America, LLC | LIBERTY HEATING & AIR CONDITIONING | Singlezone Ducted, Centrally Ducted | 210693459 |  | HRCU-A-CB | ASZV906010A* | Ducted Indoor Units | CHPF4860D6D*+MBVC2001**-1A*+TXV |  |  |  | 10 | 18 | 8 | FALSE | FALSE | FALSE | 51000 | 32400 | 2.57 | 37400 | 2.45
207765967 |  | Live | Midea Electric Trading | COMFORTSTAR | Singlezone Non-Ducted, Wall Placement | 207765967 |  | HRCU-A-CB-O | CZP36CD(O) | Mini-Splits | TIP36 | 9 | 18.2 | 10.6 | 9.4 | 19.2 | 8.8 | FALSE | FALSE | FALSE | 36000 | 23000 | 2.45 | 26000 | 2.13
207658947 |  | Live | Midea Electric Trading | COMFORTSTAR | Singlezone Non-Ducted, Wall Placement | 207658947 |  | HRCU-A-CB-O | CZP36CD(O) | Mini-Splits | TPA-36C | 9 | 18.2 | 10.6 | 9.4 | 19.2 | 8.8 | FALSE | FALSE | FALSE | 36000 | 23000 | 2.45 | 26000 | 2.13
8669601 |  | Live | Daikin North America, LLC | AMANA | Singlezone Ducted, Centrally Ducted | 8669601 |  | HRCU-A-CB | AVZC200361A* |  | CHPF3743C6B*+MBVC1200**-1A*+TXV | 13.5 | 20 | 10 |  |  |  | FALSE | FALSE | FALSE | 35000 | 18200 | 2.12 | 28800 | 2.27
202132779 |  | Live | Daikin North America, LLC | AMANA | Singlezone Ducted, Centrally Ducted | 202132779 |  | HRCU-A-CB | AVZC200241A* |  | CHPF3642C6C*+MBVC1200**-1A*+TXV | 13 | 21 | 10 |  |  |  | FALSE | FALSE | FALSE | 23400 | 13000 | 2.61 | 15200 | 2.45
8669586 |  | Live | Daikin North America, LLC | AMANA | Singlezone Ducted, Centrally Ducted | 8669586 |  | HRCU-A-CB | AVZC200361A* |  | CHPF3642C6C*+MBVC1600**-1A*+TXV | 13.5 | 20 | 10 |  |  |  | FALSE | FALSE | FALSE | 35000 | 18000 | 2.1 | 28800 | 2.27
8669331 |  | Live | Daikin North America, LLC | AMANA | Singlezone Ducted, Centrally Ducted | 8669331 |  | HRCU-A-CB | AVZC200361A* |  | CA*F3743*6D*+MBVC1200**-1A*+TXV | 13.5 | 20 | 10 |  |  |  | FALSE | FALSE | FALSE | 35200 | 18200 | 2.12 | 28800 | 2.27
8669654 |  | Live | Daikin North America, LLC | AMANA | Singlezone Ducted, Centrally Ducted | 8669654 |  | HRCU-A-CB | AVZC200481A* |  | CA*F4961*6D*+MBVC1600**-1A*+TXV | 12.5 | 20 | 10 |  |  |  | FALSE | FALSE | FALSE | 46500 | 34000 | 2.34 | 34000 | 2.4
8669310 |  | Live | Daikin North America, LLC | AMANA | Singlezone Ducted, Centrally Ducted | 8669310 |  | HRCU-A-CB | AVZC200361A* |  | CA*F3642*6D*+MBVC1600**-1A*+TXV | 13.5 | 20 | 10 |  |  |  | FALSE | FALSE | FALSE | 34600 | 18000 | 2.08 | 28800 | 2.27
8669309 |  | Live | Daikin North America, LLC | AMANA | Singlezone Ducted, Centrally Ducted | 8669309 |  | HRCU-A-CB | AVZC200361A* |  | CA*F3642*6D*+MBVC1200**-1A*+TXV | 13 | 20 | 10 |  |  |  | FALSE | FALSE | FALSE | 34600 | 18000 | 2.08 | 28800 | 2.27
8669641 |  | Live | Daikin North America, LLC | AMANA | Singlezone Ducted, Centrally Ducted | 8669641 |  | HRCU-A-CB | AVZC200481A* |  | CA*F4860*6D*+MBVC1600**-1A*+TXV | 12 | 19.5 | 10 |  |  |  | FALSE | FALSE | FALSE | 44500 | 33400 | 2.28 | 34000 | 2.4
8669283 |  | Live | Daikin North America, LLC | AMANA | Singlezone Ducted, Centrally Ducted | 8669283 |  | HRCU-A-CB | AVZC200241A* |  | CHPF3636B6C*+MBVC1200**-1A*+TXV | 13 | 21 | 10 |  |  |  | FALSE | FALSE | FALSE | 23400 | 13000 | 2.4 | 15200 | 2.45
8669301 |  | Live | Daikin North America, LLC | AMANA | Singlezone Ducted, Centrally Ducted | 8669301 |  | HRCU-A-CB | AVZC200361A* |  | CA*F3137*6A*+MBVC1200**-1A*+TXV | 13.5 | 20 | 10 |  |  |  | FALSE | FALSE | FALSE | 34800 | 18000 | 2.12 | 28800 | 2.27
8669302 |  | Live | Daikin North America, LLC | AMANA | Singlezone Ducted, Centrally Ducted | 8669302 |  | HRCU-A-CB | AVZC200361A* |  | CA*F3137*6A*+MBVC1600**-1A*+TXV | 13.5 | 20 | 10 |  |  |  | FALSE | FALSE | FALSE | 34800 | 18200 | 2.14 | 28800 | 2.27
8669274 |  | Live | Daikin North America, LLC | AMANA | Singlezone Ducted, Centrally Ducted | 8669274 |  | HRCU-A-CB | AVZC200241A* |  | CA*F3743*6D*+MBVC1200**-1A*+TXV | 13 | 21 | 10 |  |  |  | FALSE | FALSE | FALSE | 23800 | 13000 | 2.4 | 15200 | 2.45
207658957 |  | Live | Midea Electric Trading | COMFORTSTAR | Singlezone Non-Ducted, Wall Placement | 207658957 |  | HRCU-A-CB-O | CZP36CD(O) | Mini-Splits | FPA-36DU | 8 | 17 | 10 | 8.5 | 19 | 9 | FALSE | FALSE | FALSE | 36000 | 23000 | 2.2 | 25000 | 2.11
8669585 |  | Live | Daikin North America, LLC | AMANA | Singlezone Ducted, Centrally Ducted | 8669585 |  | HRCU-A-CB | AVZC200361A* |  | CHPF3642C6C*+MBVC1200**-1A*+TXV | 13 | 20 | 10 |  |  |  | FALSE | FALSE | FALSE | 34800 | 18000 | 2.08 | 28800 | 2.27
8669093 |  | Live | Daikin North America, LLC | AMANA | Singlezone Ducted, Centrally Ducted | 8669093 |  | HRCU-A-CB | AVZC200241A* |  | CA*F3636*6D*+MBVC1200**-1A*+TXV | 13 | 20 | 10 |  |  |  | FALSE | FALSE | FALSE | 23200 | 13000 | 2.38 | 15200 | 2.45
207742342 |  | Live | Midea Electric Trading | C&H | Singlezone Ducted, Compact Ducted | 207742342 |  | HRCU-A-CB | CH-N48LCU-230VO | Mini-Splits | CH-48LCDTU/I | 9.2 | 17.4 | 10.3 | 8.5 | 15.1 | 9.3 | FALSE | FALSE | FALSE | 48000 | 34000 | 2.32 | 41000 | 2.32
8657940 |  | Live | Daikin North America, LLC | AMANA | Singlezone Ducted, Centrally Ducted | 8657940 |  | HRCU-A-CB | AVZC200241A* |  | CA*F3137*6A*+MBVC1200**-1A*+TXV | 13 | 21 | 10 |  |  |  | FALSE | FALSE | FALSE | 23800 | 13000 | 2.4 | 15200 | 2.45
205976168 |  | Live | Daikin North America, LLC | AMANA | Singlezone Ducted, Centrally Ducted | 205976168 |  | HRCU-A-CB | AVZC200601B* |  | CHPF4860D6D*+MBVC2001**-1A*+TXV | 11.5 | 19.5 | 10 |  |  |  | FALSE | FALSE | FALSE | 51500 | 32000 | 2.68 | 37300 | 2.44
205976155 |  | Live | Daikin North America, LLC | AMANA | Singlezone Ducted, Centrally Ducted | 205976155 |  | HRCU-A-CB | AVZC200601B* |  | CHPF4860D6D*+MBVC2000**-1A*+TXV | 11.5 | 19.5 | 10 |  |  |  | FALSE | FALSE | FALSE | 51500 | 32000 | 2.7 | 37300 | 2.44
210435088 |  | Live | Daikin North America, LLC | DAIKIN | Singlezone Ducted, Centrally Ducted | 210435088 |  | HRCU-A-CB | DZ6VSA1810A* | Ducted Indoor Units | DV24FECB14A* |  |  |  | 10.9 | 17.5 | 8.5 | FALSE | FALSE | TRUE | 16600 | 10800 | 2.71 | 17100 | 2.48
205976167 |  | Live | Daikin North America, LLC | AMANA | Singlezone Ducted, Centrally Ducted | 205976167 |  | HRCU-A-CB | AVZC200601B* |  | CA*F4961*6D*+MBVC2001**-1A*+TXV | 11.5 | 20 | 10 |  |  |  | FALSE | FALSE | FALSE | 52500 | 32000 | 2.7 | 37300 | 2.44
205976166 |  | Live | Daikin North America, LLC | AMANA | Singlezone Ducted, Centrally Ducted | 205976166 |  | HRCU-A-CB | AVZC200601B* |  | AVPEC61D14A* | 11.5 | 20 | 10 |  |  |  | FALSE | FALSE | FALSE | 52500 | 32600 | 2.68 | 37300 | 2.44
207742450 |  | Live | Midea Electric Trading | ELIOS | Singlezone Ducted, Compact Ducted | 207742450 |  | HRCU-A-CB | DEA48HOS18230S5 | Mini-Splits | DUA48HIDU230X5 | 9.2 | 17.4 | 10.3 | 8.5 | 15.1 | 9.3 | FALSE | FALSE | FALSE | 48000 | 34000 | 2.32 | 41000 | 2.32
205976135 |  | Live | Daikin North America, LLC | AMANA | Singlezone Ducted, Centrally Ducted | 205976135 |  | HRCU-A-CB | AVZC200601B* |  | CA*F4961*6D*+MBVC2000**-1A*+TXV | 11.5 | 20 | 10 |  |  |  | FALSE | FALSE | FALSE | 52500 | 32000 | 2.7 | 37300 | 2.44
207658923 |  | Live | Midea Electric Trading | COMFORTSTAR | Singlezone Non-Ducted, Wall Placement | 207658923 |  | HRCU-A-CB-O | CZP12CD(O) | Mini-Splits | CHF12CD(I) | 13.7 | 23.2 | 13.2 | 13.7 | 24.6 | 10.7 | TRUE | FALSE | TRUE | 12000 | 9000 | 2.69 | 9921 | 2.31
210435112 |  | Live | Daikin North America, LLC | DAIKIN | Singlezone Ducted, Centrally Ducted | 210435112 |  | HRCU-A-CB | DZ6VSA1810A* | Ducted Indoor Units | CA*EA1818*4A*+MBVC1200**-1A* |  |  |  | 10.9 | 17.5 | 8.5 | FALSE | FALSE | TRUE | 16600 | 10800 | 2.71 | 17100 | 2.48
207742438 |  | Live | Midea Electric Trading | ELIOS | Singlezone Non-Ducted, Wall Placement | 207742438 |  | HRCU-A-CB-O | DEA48HOS18230S5 | Mini-Splits | DUA48HICU230X5 | 9.5 | 17.8 | 11.5 | 9.5 | 18.5 | 9.8 | FALSE | FALSE | TRUE | 48000 | 30000 | 2.34 | 39000 | 2.05
210435119 |  | Live | Daikin North America, LLC | DAIKIN | Singlezone Ducted, Centrally Ducted | 210435119 |  | HRCU-A-CB | DZ6VSA1810A* | Ducted Indoor Units | CA*EA1818*4A*+MBVC1600**-1A* |  |  |  | 10.9 | 17.5 | 8.5 | FALSE | FALSE | TRUE | 16600 | 10800 | 2.71 | 17100 | 2.48
207658918 |  | Live | Midea Electric Trading | COMFORTSTAR | Singlezone Non-Ducted, Wall Placement | 207658918 |  | HRCU-A-CB-O | CGS24CD(O) | Mini-Splits | CGS24CD(I) | 9.5 | 18.5 | 10.2 | 9.5 | 18.5 | 8.6 | FALSE | FALSE | FALSE | 24000 | 16500 | 2.38 | 19257 | 2.11
207742341 |  | Live | Midea Electric Trading | C&H | Singlezone Non-Ducted, Wall Placement | 207742341 |  | HRCU-A-CB-O | CH-N48LCU-230VO | Mini-Splits | CH-N48LCCT-230VI | 9.5 | 17.8 | 11.5 | 9.5 | 18.5 | 9.8 | FALSE | FALSE | TRUE | 48000 | 30000 | 2.34 | 39000 | 2.05
207804186 |  | Live | Midea Electric Trading | COMFORTSTAR | Singlezone Non-Ducted, Wall Placement | 207804186 |  | HRCU-A-CB-O | CHI24CD(O) | Mini-Splits | CHI24CD(I) | 9.5 | 18.5 | 10.2 | 9.5 | 18.5 | 8.6 | FALSE | FALSE | FALSE | 24000 | 16500 | 2.38 | 19257 | 2.11
210435130 |  | Live | Daikin North America, LLC | DAIKIN | Singlezone Ducted, Centrally Ducted | 210435130 |  | HRCU-A-CB | DZ6VSA1810A* | Ducted Indoor Units | CA*EA2422*4A*+MBVC1200**-1A* |  |  |  | 10.9 | 17.5 | 8.5 | FALSE | FALSE | TRUE | 16600 | 10800 | 2.71 | 17100 | 2.48
202327352 |  | Live | Daikin North America, LLC | AMANA | Singlezone Ducted, Centrally Ducted | 202327352 |  | HRCU-A-CB | AVZC200481A* |  | AVPEC59D14A* | 11.7 | 19 | 9.5 |  |  |  | FALSE | FALSE | FALSE | 44500 | 27000 | 2.4 | 34000 | 2.4
210435137 |  | Live | Daikin North America, LLC | DAIKIN | Singlezone Ducted, Centrally Ducted | 210435137 |  | HRCU-A-CB | DZ6VSA1810A* | Ducted Indoor Units | CA*EA2422*4A*+MBVC1600**-1A* |  |  |  | 10.9 | 17.5 | 8.5 | FALSE | FALSE | TRUE | 16600 | 10800 | 2.71 | 17100 | 2.48
210435081 |  | Live | Daikin North America, LLC | DAIKIN | Singlezone Ducted, Centrally Ducted | 210435081 |  | HRCU-A-CB | DZ6VSA1810A* | Ducted Indoor Units | DFVE24BP1400A* |  |  |  | 10.9 | 17.5 | 8.5 | FALSE | FALSE | TRUE | 16600 | 10800 | 2.71 | 17100 | 2.48
210435089 |  | Live | Daikin North America, LLC | DAIKIN | Singlezone Ducted, Centrally Ducted | 210435089 |  | HRCU-A-CB | DZ6VSA2410A* | Ducted Indoor Units | DV24FECB14A* |  |  |  | 10.1 | 17.3 | 8.5 | FALSE | FALSE | TRUE | 22200 | 14600 | 2.58 | 17600 | 2.33
209949004 |  | Live | Mitsubishi Electric Trane | MITSUBISHI ELECTRIC | Multizone Mix of Ducted and Non-Ducted | 209949004 | 207348692 | HMSV-A-CB | MXZ-2C20NAHZ3*** | Mixed Ducted and Non-Ducted Indoor Units |  | 12.25 | 16 | 9.75 |  |  |  | FALSE | FALSE | FALSE | 19000 | 13700 | 2.64 | 22000 | 2.05
207804185 |  | Live | Midea Electric Trading | COMFORTSTAR | Singlezone Non-Ducted, Wall Placement | 207804185 |  | HRCU-A-CB-O | CHI18CD(O) | Mini-Splits | CHI18CD(I) | 11 | 19.5 | 10 | 11 | 19.5 | 8.7 | TRUE | FALSE | FALSE | 18000 | 11400 | 2.57 | 14370 | 2.49
204752938 |  | Live | Fujitsu General America, Inc. | FUJITSU | Singlezone Non-Ducted, Wall Placement | 204752938 |  | HRCU-A-CB-O | AOUG12LMAS1 | Mini-Splits | ASUG12LMAS | 12.5 | 23 | 12.5 | 12.5 | 23 | 11.1 | TRUE | FALSE | FALSE | 12000 | 10300 | 2.9 | 12700 | 2.68
207742507 |  | Live | Midea Electric Trading | MOOVAIR | Singlezone Non-Ducted, Wall Placement | 207742507 |  | HRCU-A-CB-O | DMA48HOS18230S5 | Mini-Splits | DUA48HICU230X5 | 9.5 | 17.8 | 11.5 | 9.5 | 18.5 | 9.8 | FALSE | FALSE | TRUE | 48000 | 30000 | 2.34 | 39000 | 2.05
207658917 |  | Live | Midea Electric Trading | COMFORTSTAR | Singlezone Non-Ducted, Wall Placement | 207658917 |  | HRCU-A-CB-O | CGS18CD(O) | Mini-Splits | CGS18CD(I) | 11 | 19.5 | 10 | 11 | 19.5 | 8.7 | TRUE | FALSE | FALSE | 18000 | 11400 | 2.57 | 14370 | 2.49
210435148 |  | Live | Daikin North America, LLC | DAIKIN | Singlezone Ducted, Centrally Ducted | 210435148 |  | HRCU-A-CB | DZ6VSA2410A* | Ducted Indoor Units | CA*EA1818*4A*+MBVC1200**-1A* |  |  |  | 10.1 | 17.3 | 8.5 | FALSE | FALSE | TRUE | 22200 | 14600 | 2.58 | 17600 | 2.33
207658916 |  | Live | Midea Electric Trading | COMFORTSTAR | Singlezone Non-Ducted, Wall Placement | 207658916 |  | HRCU-A-CB-O | CGS12CD(O) | Mini-Splits | CGS12CD(I) | 10.8 | 20.5 | 10.7 | 10.8 | 21.4 | 9.2 | FALSE | FALSE | FALSE | 12000 | 7000 | 2.5 | 9300 | 2
207804184 |  | Live | Midea Electric Trading | COMFORTSTAR | Singlezone Non-Ducted, Wall Placement | 207804184 |  | HRCU-A-CB-O | CHI12CD(O) | Mini-Splits | CHI12CD(I) | 10.8 | 20.5 | 10.7 | 10.8 | 21.4 | 9.2 | FALSE | FALSE | FALSE | 12000 | 7000 | 2.5 | 9300 | 2
210435155 |  | Live | Daikin North America, LLC | DAIKIN | Singlezone Ducted, Centrally Ducted | 210435155 |  | HRCU-A-CB | DZ6VSA2410A* | Ducted Indoor Units | CA*EA1818*4A*+MBVC1600**-1A* |  |  |  | 10.1 | 17.3 | 8.5 | FALSE | FALSE | TRUE | 22200 | 14600 | 2.58 | 17600 | 2.33
210435166 |  | Live | Daikin North America, LLC | DAIKIN | Singlezone Ducted, Centrally Ducted | 210435166 |  | HRCU-A-CB | DZ6VSA2410A* | Ducted Indoor Units | CA*EA2422*4A*+MBVC1200**-1A* |  |  |  | 10.1 | 17.3 | 8.5 | FALSE | FALSE | TRUE | 22200 | 14600 | 2.58 | 17600 | 2.33
204752937 |  | Live | Fujitsu General America, Inc. | FUJITSU | Singlezone Non-Ducted, Wall Placement | 204752937 |  | HRCU-A-CB-O | AOUG09LMAS1 | Mini-Splits | ASUG09LMAS | 14.3 | 26.5 | 13 | 14.3 | 26.5 | 11.5 | TRUE | FALSE | FALSE | 9000 | 7400 | 3.19 | 10100 | 2.21
207804183 |  | Live | Midea Electric Trading | COMFORTSTAR | Singlezone Non-Ducted, Wall Placement | 207804183 |  | HRCU-A-CB-O | CHI12CA(O) | Mini-Splits | CHI12CA(I) | 10.3 | 20 | 10.8 | 10.3 | 20.8 | 8.7 | FALSE | FALSE | FALSE | 12000 | 7800 | 2.31 | 8200 | 1.35
212608408 |  | Live | Lennox Industries | LENNOX | Multizone All Non-Ducted | 212608408 |  | HMSV-A-CB | VPC036H4M-3PD* | [5 empty] | 12.1 | 19.2 | 9.5 | TRUE | FALSE | TRUE | 36000 | 28000 | 2.45 | 41810 | 2.41
210435173 |  | Live | Daikin North America, LLC | DAIKIN | Singlezone Ducted, Centrally Ducted | 210435173 |  | HRCU-A-CB | DZ6VSA2410A* | Ducted Indoor Units | CA*EA2422*4A*+MBVC1600**-1A* |  |  |  | 10.1 | 17.3 | 8.5 | FALSE | FALSE | TRUE | 22200 | 14600 | 2.58 | 17600 | 2.33
212608409 |  | Live | Lennox Industries | LENNOX | Multizone All Ducted | 212608409 |  | HMSV-A-CB | VPC036H4M-3PD* | [5 empty] | 11.7 | 17.7 | 9.2 | TRUE | FALSE | TRUE | 36000 | 29600 | 2.4 | 42550 | 2.24
210435082 |  | Live | Daikin North America, LLC | DAIKIN | Singlezone Ducted, Centrally Ducted | 210435082 |  | HRCU-A-CB | DZ6VSA2410A* | Ducted Indoor Units | DFVE24BP1400A* |  |  |  | 10.1 | 17.3 | 8.5 | FALSE | FALSE | TRUE | 22200 | 14600 | 2.58 | 17600 | 2.33
212608415 |  | Live | Lennox Industries | LENNOX | Multizone Mix of Ducted and Non-Ducted | 212608415 |  | HMSV-A-CB | VPC036H4M-3PD* | [5 empty] | 11.9 | 18.45 | 9.35 | TRUE | FALSE | TRUE | 36000 | 28800 | 2.42 | 42180 | 2.32
212608416 |  | Live | Lennox Industries | LENNOX | Multizone All Non-Ducted | 212608416 |  | HMSV-A-CB | VPC048H4M-3P* | [5 empty] | 11 | 19 | 9.3 | FALSE | FALSE | FALSE | 48000 | 37000 | 2.35 | 44510 | 2.49
212608417 |  | Live | Lennox Industries | LENNOX | Multizone All Ducted | 212608417 |  | HMSV-A-CB | VPC048H4M-3P* | [5 empty] | 9.4 | 17.3 | 9 | FALSE | FALSE | FALSE | 48000 | 38000 | 2.25 | 46680 | 2.42
207658915 |  | Live | Midea Electric Trading | COMFORTSTAR | Singlezone Non-Ducted, Wall Placement | 207658915 |  | HRCU-A-CB-O | CGS12CA(O) | Mini-Splits | CGS12CA(I) | 10.3 | 20 | 10.8 | 10.3 | 20.8 | 8.7 | FALSE | FALSE | FALSE | 12000 | 7800 | 2.31 | 8200 | 1.35
210435090 |  | Live | Daikin North America, LLC | DAIKIN | Singlezone Ducted, Centrally Ducted | 210435090 |  | HRCU-A-CB | DZ6VSA3010A* | Ducted Indoor Units | DV36FECC14A* |  |  |  | 9.9 | 17.1 | 8.2 | FALSE | FALSE | FALSE | 27800 | 18000 | 2.52 | 21600 | 2.36
212608418 |  | Live | Lennox Industries | LENNOX | Multizone Mix of Ducted and Non-Ducted | 212608418 |  | HMSV-A-CB | VPC048H4M-3P* | [5 empty] | 10.2 | 18.15 | 9.15 | FALSE | FALSE | TRUE | 48000 | 37400 | 2.3 | 45595 | 2.45
212608407 |  | Live | Lennox Industries | LENNOX | Multizone All Non-Ducted | 212608407 |  | HMSV-A-CB | VPC036H4M-3PS* | [5 empty] | 11.7 | 18.4 | 9 | TRUE | FALSE | FALSE | 36000 | 25000 | 2.3 | 31190 | 2.68
212608406 |  | Live | Lennox Industries | LENNOX | Multizone All Non-Ducted | 212608406 |  | HMSV-A-CB | VPC024H4M-3P* | [5 empty] | 12.2 | 18.8 | 9.2 | TRUE | FALSE | FALSE | 24400 | 17000 | 2.4 | 27100 | 2.65
212608404 |  | Live | Lennox Industries | LENNOX | Multizone All Non-Ducted | 212608404 |  | HMSV-A-CB | VPC018H4M-3P* | [5 empty] | 12.5 | 19.2 | 9.4 | TRUE | FALSE | FALSE | 18200 | 14200 | 2.41 | 24040 | 2.66
212608405 |  | Live | Lennox Industries | LENNOX | Multizone All Ducted | 212608405 |  | HMSV-A-CB | VPC018H4M-3P* | [5 empty] | 11.7 | 17.15 | 8.85 | TRUE | FALSE | FALSE | 18200 | 14300 | 2.19 | 19680 | 1.99
212608410 |  | Live | Lennox Industries | LENNOX | Multizone Mix of Ducted and Non-Ducted | 212608410 |  | HMSV-A-CB | VPC018H4M-3P* | [5 empty] | 12.1 | 18.18 | 9.13 | TRUE | FALSE | FALSE | 18200 | 14200 | 2.3 | 21860 | 2.31
210154197 |  | Live | GE Appliances, a Haier Company | GE APPLIANCES | Multizone All Ducted | 210154197 |  | HMSV-A-CB | ASH436NCDD** | Ducted Indoor Units |  | 8.8 | 15.2 | 9.5 | 8.8 | 15.7 | 8.7 | FALSE | TRUE | FALSE | 33000 | 20000 | 2.34 | 28000 | 2.59
210151027 |  | Live | GE Appliances, a Haier Company | HAIER | Multizone All Ducted | 210151027 |  | HMSV-A-CB | 4U36EH2HD** | Ducted Indoor Units |  | 8.8 | 15.2 | 9.5 | 8.8 | 15.7 | 8.7 | FALSE | TRUE | FALSE | 33000 | 20000 | 2.34 | 28000 | 2.59
208128265 |  | Live | Midea Electric Trading | SEA BREEZE+ | Singlezone Non-Ducted, Wall Placement | 208128265 |  | HRCU-A-CB-O | SZ24H424ZMO | Mini-Splits | WM24H424ZMI | 13 | 21 | 10 | 13 | 21 | 8.5 | TRUE | FALSE | FALSE | 24000 | 17400 | 2.28 | 23471 | 2.29
9993624 |  | Live | Daikin North America, LLC | AMANA | Singlezone Ducted, Centrally Ducted | 9993624 |  | HRCU-A-CB | AVZC200361A* |  | AVPEC37C14A* | 13 | 19.5 | 9.8 |  |  |  | FALSE | FALSE | FALSE | 35200 | 18900 | 2.24 | 28800 | 2.27
210082201 |  | Live | GE Appliances, a Haier Company | HAIER | Multizone All Non-Ducted | 210082201 |  | HMSR-A-CB-O | 4U36EH2HD** | Non-Ducted Indoor Units |  | 9.3 | 18.5 | 11 | 9.3 | 19 | 9.5 | FALSE | TRUE | TRUE | 33400 | 23600 | 2.47 | 33000 | 3.06
9993625 |  | Live | Daikin North America, LLC | AMANA | Singlezone Ducted, Centrally Ducted | 9993625 |  | HRCU-A-CB | AVZC200361A* |  | AVPEC59D14A* | 14 | 20 | 10 |  |  |  | FALSE | FALSE | FALSE | 35800 | 18900 | 2.34 | 28800 | 2.27
202583713 |  | Live | GE Appliances, a Haier Company | HAIER | Singlezone Non-Ducted, Wall Placement | 202583713 |  | HRCU-A-CB-O | 1U24AP2VHA | Mini-Splits | AW24ES2VHB | 12.5 | 20 | 10.5 | 12.5 | 20 | 9.5 | TRUE | FALSE | TRUE | 22000 | 19000 | 1.7 | 26000 | 2.07
202588313 |  | Live | GE Appliances, a Haier Company | GE APPLIANCES | Singlezone Non-Ducted, Wall Placement | 202588313 |  | HRCU-A-CB-O | ASH118PRDWA | Mini-Splits | ASYW18PRDWB | 12.5 | 21 | 10.5 | 12.5 | 21 | 9.5 | TRUE | FALSE | TRUE | 17000 | 14000 | 2.5 | 19000 | 2.15
211729106 |  | Live | GE Appliances, a Haier Company | HAIER | Singlezone Ducted, Compact Ducted | 211729106 |  | HRCU-A-CB | 1U4248LP2HD** | Mini-Splits | USYM48UCDD** |  |  |  | 7.3 | 15.2 | 8.8 | FALSE | TRUE | FALSE | 46000 | 34600 | 2.1 | 41520 | 2.01
211744605 |  | Live | GE Appliances, a Haier Company | HAIER | Singlezone Non-Ducted, Ceiling Placement | 211744605 |  | HRCU-A-CB-O | 1U4248LP2HD** | Mini-Splits | USYL42UCDD** |  |  |  | 8.7 | 18 | 8.5 | FALSE | TRUE | FALSE | 42000 | 31000 | 2.1 | 37200 | 2.02
211729105 |  | Live | GE Appliances, a Haier Company | HAIER | Singlezone Ducted, Compact Ducted | 211729105 |  | HRCU-A-CB | 1U4248LP2HD** | Mini-Splits | USYM42UCDD** |  |  |  | 7.8 | 15.2 | 8.7 | FALSE | TRUE | FALSE | 42000 | 31600 | 2.2 | 37920 | 2.11
211729714 |  | Live | GE Appliances, a Haier Company | GE APPLIANCES | Singlezone Ducted, Compact Ducted | 211729714 |  | HRCU-A-CB | ASH4248UCDD** | Mini-Splits | USYM48UCDD** |  |  |  | 7.3 | 15.2 | 8.8 | FALSE | TRUE | FALSE | 46000 | 34600 | 2.1 | 41520 | 2.01
207571383 |  | Live | Midea Electric Trading | BLUERIDGE | Singlezone Ducted, Compact Ducted | 207571383 |  | HRCU-A-CB | BMY36UC | Mini-Splits | BM36MCD | 9 | 16.7 | 11.5 | 8.8 | 15.8 | 8.8 | FALSE | FALSE | FALSE | 36000 | 25000 | 2.49 | 26000 | 2.22
211744614 |  | Live | GE Appliances, a Haier Company | GE APPLIANCES | Singlezone Non-Ducted, Ceiling Placement | 211744614 |  | HRCU-A-CB-O | ASH4248UCDD** | Mini-Splits | USYL42UCDD** |  |  |  | 8.7 | 18 | 8.5 | FALSE | TRUE | FALSE | 42000 | 31000 | 2.1 | 37200 | 2.02
211729713 |  | Live | GE Appliances, a Haier Company | GE APPLIANCES | Singlezone Ducted, Compact Ducted | 211729713 |  | HRCU-A-CB | ASH4248UCDD** | Mini-Splits | USYM42UCDD** |  |  |  | 7.8 | 15.2 | 8.7 | FALSE | TRUE | FALSE | 42000 | 31600 | 2.2 | 37920 | 2.11
211709317 |  | Live | GE Appliances, a Haier Company | HAIER | Singlezone Non-Ducted, Wall Placement | 211709317 |  | HRCU-A-CB-O | 1U09AP2HD** | Mini-Splits | AW09AP2HD** |  |  |  | 14.5 | 23.5 | 9.6 | TRUE | TRUE | TRUE | 9000 | 5800 | 2.3 | 12760 | 2.24
207802647 |  | Live | GE Appliances, a Haier Company | HAIER | Multizone All Non-Ducted | 207802647 |  | HMSR-A-CB-O | 4U36MS2HD** | Non-Ducted Indoor Units | AW07TC2HD**,AW07TC2HD**,AW07TC2HD**, AW12CT2HD** | 9 | 18 | 10.5 | 9 | 19 | 9.4 | FALSE | FALSE | FALSE | 34000 | 23000 | 2.36 | 30000 | 1.87
207802918 |  | Live | GE Appliances, a Haier Company | GE APPLIANCES | Multizone All Non-Ducted | 207802918 |  | HMSR-A-CB-O | ASH436JCDD** | Non-Ducted Indoor Units | ASYW07CRDD**,ASYW07CRDD**,ASYW07CRDD**, ASYW12CRDD** | 9 | 18 | 10.5 | 9 | 19 | 9.4 | FALSE | FALSE | FALSE | 34000 | 23000 | 2.36 | 30000 | 1.87
207769097 |  | Live | GE Appliances, a Haier Company | HAIER | Singlezone Non-Ducted, Wall Placement | 207769097 |  | HRCU-A-CB-O | 1U24TL2HF** | Mini-Splits | AW24TL2HF** | 11 | 20 | 10 | 11 | 20 | 9.5 | FALSE | TRUE | TRUE | 23000 | 17000 | 2.9 | 19000 | 2.25
202583712 |  | Live | GE Appliances, a Haier Company | HAIER | Singlezone Non-Ducted, Wall Placement | 202583712 |  | HRCU-A-CB-O | 1U15AP2VHA | Mini-Splits | AW15ES2VHB | 12.5 | 21.5 | 10.5 | 12.5 | 21.5 | 9.6 | TRUE | FALSE | TRUE | 15000 | 12000 | 2.3 | 17000 | 2.13
204878399 |  | Live | GE Appliances, a Haier Company | HAIER | Multizone All Non-Ducted | 204878399 |  | HMSR-A-CB-O | 4U36EH2VH** | Non-Ducted Indoor Units |  | 12.5 | 20 | 10.5 |  |  |  | FALSE | FALSE | FALSE | 34000 | 22000 | 2.5 | 37000 | 2.75
210435184 |  | Live | Daikin North America, LLC | DAIKIN | Singlezone Ducted, Centrally Ducted | 210435184 |  | HRCU-A-CB | DZ6VSA3010A* | Ducted Indoor Units | CA*EA2422*4A*+MBVC1200**-1A* |  |  |  | 9.9 | 17.1 | 8.2 | FALSE | FALSE | FALSE | 27400 | 18000 | 2.52 | 21600 | 2.36
212578538 |  | Live | GE Appliances, a Haier Company | GE APPLIANCES | Singlezone Ducted, Centrally Ducted | 212578538 |  | HRCU-A-C | AUH2436ZGDA* | Ducted Indoor Units | NCCC24BT4** |  |  |  | 11 | 15.2 | 8.5 | FALSE | FALSE | TRUE | 23000 | 15000 | 2.1 | 17600 | 2.08
205965825 |  | Live | Daikin North America, LLC | AMANA DISTINCTIONS | Singlezone Ducted, Centrally Ducted | 205965825 |  | HRCU-A-CB | GVZC200361A* |  | CA*F3642*6D*+MBVC1601**-1A*+TXV | 13.5 | 20 | 10 |  |  |  | FALSE | FALSE | FALSE | 34600 | 18000 | 2.42 | 28800 | 2.27
212596402 |  | Live | GE Appliances, a Haier Company | GE APPLIANCES | Singlezone Ducted, Centrally Ducted | 212596402 |  | HRCU-A-C | AUH2436ZGDA* | Ducted Indoor Units | NCCC36BT4** |  |  |  | 9.5 | 15.2 | 8.5 | FALSE | FALSE | FALSE | 32000 | 22000 | 2 | 23100 | 1.99
205965823 |  | Live | Daikin North America, LLC | AMANA DISTINCTIONS | Singlezone Ducted, Centrally Ducted | 205965823 |  | HRCU-A-CB | GVZC200361A* |  | CA*F3137*6A*+MBVC1601**-1A*+TXV | 13.5 | 20 | 10 |  |  |  | FALSE | FALSE | FALSE | 34800 | 18200 | 2.44 | 28800 | 2.27
212596403 |  | Live | GE Appliances, a Haier Company | GE APPLIANCES | Singlezone Ducted, Centrally Ducted | 212596403 |  | HRCU-A-C | AUH4860ZGDA* | Ducted Indoor Units | NCCC48DT4** |  |  |  | 10 | 15.2 | 8.5 | FALSE | FALSE | TRUE | 47000 | 31200 | 2.1 | 32700 | 2.08
205965822 |  | Live | Daikin North America, LLC | AMANA DISTINCTIONS | Singlezone Ducted, Centrally Ducted | 205965822 |  | HRCU-A-CB | GVZC200361A* |  | CA*F3137*6A*+MBVC1201**-1A*+TXV | 13.5 | 20 | 10 |  |  |  | FALSE | FALSE | FALSE | 34800 | 18000 | 2.42 | 28800 | 2.27
205965824 |  | Live | Daikin North America, LLC | AMANA DISTINCTIONS | Singlezone Ducted, Centrally Ducted | 205965824 |  | HRCU-A-CB | GVZC200361A* |  | CA*F3642*6D*+MBVC1201**-1A*+TXV | 13 | 20 | 10 |  |  |  | FALSE | FALSE | FALSE | 34600 | 18000 | 2.4 | 28800 | 2.27
212596404 |  | Live | GE Appliances, a Haier Company | GE APPLIANCES | Singlezone Ducted, Centrally Ducted | 212596404 |  | HRCU-A-C | AUH4860ZGDA* | Ducted Indoor Units | NCCC60DT4** |  |  |  | 9.5 | 15.2 | 8.5 | FALSE | FALSE | FALSE | 50500 | 35200 | 2.1 | 36900 | 2.08
205965821 |  | Live | Daikin North America, LLC | AMANA DISTINCTIONS | Singlezone Ducted, Centrally Ducted | 205965821 |  | HRCU-A-CB | GVZC200361A* |  | AVPEC59D14A* | 14 | 20 | 10 |  |  |  | FALSE | FALSE | FALSE | 35800 | 18900 | 2.34 | 28800 | 2.27
205965820 |  | Live | Daikin North America, LLC | AMANA DISTINCTIONS | Singlezone Ducted, Centrally Ducted | 205965820 |  | HRCU-A-CB | GVZC200361A* |  | AVPEC37C14A* | 13 | 19.5 | 9.8 |  |  |  | FALSE | FALSE | FALSE | 35200 | 18900 | 2.24 | 28800 | 2.27
212409447 |  | Live | GE Appliances, a Haier Company | HAIER | Singlezone Non-Ducted, Wall Placement | 212409447 |  | HRCU-A-CB-O | 1U09EH2HE** | Mini-Splits | AW09EH2HE** |  |  |  | 16 | 30 | 14 | TRUE | TRUE | TRUE | 9000 | 7800 | 2.69 | 13260 | 2.54
212409448 |  | Live | GE Appliances, a Haier Company | HAIER | Singlezone Non-Ducted, Wall Placement | 212409448 |  | HRCU-A-CB-O | 1U12EH2HE** | Mini-Splits | AW12EH2HE** |  |  |  | 15 | 27.5 | 12.5 | TRUE | TRUE | TRUE | 12000 | 10800 | 2.9 | 19440 | 2.49
205965828 |  | Live | Daikin North America, LLC | AMANA DISTINCTIONS | Singlezone Ducted, Centrally Ducted | 205965828 |  | HRCU-A-CB | GVZC200361A* |  | CHPF3642C6C*+MBVC1201**-1A*+TXV | 13 | 20 | 10 |  |  |  | FALSE | FALSE | FALSE | 34800 | 18000 | 2.4 | 28800 | 2.27
212409449 |  | Live | GE Appliances, a Haier Company | HAIER | Singlezone Non-Ducted, Wall Placement | 212409449 |  | HRCU-A-CB-O | 1U18EH2HE** | Mini-Splits | AW18EH2HE** |  |  |  | 13 | 23 | 12 | TRUE | TRUE | TRUE | 17800 | 15300 | 2.61 | 21420 | 2.71
212409472 |  | Live | GE Appliances, a Haier Company | HAIER | Singlezone Ducted, Compact Ducted | 212409472 |  | HRCU-A-CB | 1U09EH2HE** | Mini-Splits | USYM09UCDSA* |  |  |  | 11.5 | 18 | 9.5 | FALSE | TRUE | TRUE | 9000 | 7000 | 1.99 | 11200 | 2.45
212409454 |  | Live | GE Appliances, a Haier Company | HAIER | Singlezone Non-Ducted, Ceiling Placement | 212409454 |  | HRCU-A-CB-O | 1U12EH2HE** | Mini-Splits | AB12SC2VHA |  |  |  | 12.5 | 20.5 | 8.5 | TRUE | TRUE | FALSE | 12000 | 8500 | 1.81 | 12750 | 2.09
205965814 |  | Live | Daikin North America, LLC | AMANA DISTINCTIONS | Singlezone Ducted, Centrally Ducted | 205965814 |  | HRCU-A-CB | GVZC200361A* |  | CSCF3642N6D*+MBVC1200**-1A*+TXV | 13.5 | 20 | 10 |  |  |  | FALSE | FALSE | FALSE | 34800 | 18200 | 2.42 | 28800 | 2.27
212409456 |  | Live | GE Appliances, a Haier Company | GE APPLIANCES | Singlezone Non-Ducted, Wall Placement | 212409456 |  | HRCU-A-CB-O | ASH109URDE** | Mini-Splits | ASYW09URDE** |  |  |  | 16 | 30 | 14 | TRUE | TRUE | TRUE | 9000 | 7800 | 2.69 | 13260 | 2.54
212409457 |  | Live | GE Appliances, a Haier Company | GE APPLIANCES | Singlezone Non-Ducted, Wall Placement | 212409457 |  | HRCU-A-CB-O | ASH112URDE** | Mini-Splits | ASYW12URDE** |  |  |  | 15 | 27.5 | 12.5 | TRUE | TRUE | TRUE | 12000 | 10800 | 2.9 | 19440 | 2.49
212409458 |  | Live | GE Appliances, a Haier Company | GE APPLIANCES | Singlezone Non-Ducted, Wall Placement | 212409458 |  | HRCU-A-CB-O | ASH118URDE** | Mini-Splits | ASYW18URDE** |  |  |  | 13 | 23 | 12 | TRUE | TRUE | TRUE | 17800 | 15300 | 2.61 | 21420 | 2.71
212409488 |  | Live | GE Appliances, a Haier Company | GE APPLIANCES | Singlezone Ducted, Compact Ducted | 212409488 |  | HRCU-A-CB | ASH109URDE** | Mini-Splits | USYM09UCDSA* |  |  |  | 11.5 | 18 | 9.5 | FALSE | TRUE | TRUE | 9000 | 7000 | 1.99 | 11200 | 2.45
212409463 |  | Live | GE Appliances, a Haier Company | GE APPLIANCES | Singlezone Non-Ducted, Ceiling Placement | 212409463 |  | HRCU-A-CB-O | ASH112URDE** | Mini-Splits | AB12SC2VHA |  |  |  | 12.5 | 20.5 | 8.5 | TRUE | TRUE | FALSE | 12000 | 8500 | 1.81 | 12750 | 2.09
206445025 |  | Live | GE Appliances, a Haier Company | HAIER | Singlezone Non-Ducted, Ceiling Placement | 206445025 |  | HRCU-A-CB-O | 1U09EH2VHE* | Non-Ducted Indoor Units | AB09SC2VHA* | 10.5 | 20 | 9 |  |  |  | FALSE | FALSE | FALSE | 9000 | 6000 | 1.76 | 10500 | 1.83
210435194 |  | Live | Daikin North America, LLC | DAIKIN | Singlezone Ducted, Centrally Ducted | 210435194 |  | HRCU-A-CB | DZ6VSA3010A* | Ducted Indoor Units | CA*EA2422*4A*+MBVC1600**-1A* |  |  |  | 9.9 | 17.1 | 8.2 | FALSE | FALSE | FALSE | 27400 | 18000 | 2.52 | 21600 | 2.36
206389356 |  | Live | GE Appliances, a Haier Company | HAIER | Singlezone Non-Ducted, Ceiling Placement | 206389356 |  | HRCU-A-CB-O | 1U12EH2VHE* | Mini-Splits | AB12SC2VHA* | 12.5 | 20 | 10 |  |  |  | FALSE | FALSE | FALSE | 12000 | 8500 | 2.11 | 12325 | 2.04
205965804 |  | Live | Daikin North America, LLC | AMANA DISTINCTIONS | Singlezone Ducted, Centrally Ducted | 205965804 |  | HRCU-A-CB | GVZC200361A* |  | CHPF3743C6B*+MBVC1600**-1A*+TXV | 13.5 | 20 | 10 |  |  |  | FALSE | FALSE | FALSE | 35200 | 18200 | 2.44 | 28800 | 2.27
206389355 |  | Live | GE Appliances, a Haier Company | HAIER | Singlezone Non-Ducted, Floor Placement | 206389355 |  | HRCU-A-CB-O | 1U12EH2VHE* | Mini-Splits | USYF12UCDWA* | 12.5 | 20 | 10 |  |  |  | FALSE | FALSE | FALSE | 11500 | 8500 | 1.99 | 12325 | 1.92
207742339 |  | Live | Midea Electric Trading | C&H | Singlezone Ducted, Compact Ducted | 207742339 |  | HRCU-A-CB | CH-N36LCU-230VO | Mini-Splits | CH-36LCDTU/I | 9 | 16.7 | 11.5 | 8.8 | 15.8 | 8.8 | FALSE | FALSE | FALSE | 36000 | 25000 | 2.49 | 26000 | 2.22
206445026 |  | Live | GE Appliances, a Haier Company | HAIER | Singlezone Non-Ducted, Ceiling Placement | 206445026 |  | HRCU-A-CB-O | 1U18EH2VHE* | Mini-Splits | AB18SC2VHA* | 10.5 | 16 | 9 |  |  |  | FALSE | FALSE | FALSE | 17000 | 13000 | 1.9 | 18200 | 2.04
206608653 |  | Live | GE Appliances, a Haier Company | HAIER | Singlezone Non-Ducted, Floor Placement | 206608653 |  | HRCU-A-CB-O | 1U18EH2VHE* | Non-Ducted Indoor Units | USYF18UCDWA* | 10 | 18 | 9 |  |  |  | FALSE | FALSE | FALSE | 14800 | 13000 | 1.9 | 18200 | 2.05
206608652 |  | Live | GE Appliances, a Haier Company | HAIER | Singlezone Non-Ducted, Floor Placement | 206608652 |  | HRCU-A-CB-O | 1U09EH2VHE* | Non-Ducted Indoor Units | USYF09UCDWA* | 11 | 20 | 10 |  |  |  | FALSE | FALSE | FALSE | 9000 | 6000 | 1.93 | 9900 | 1.9
212930526 |  | Live | Lennox Industries | ADP | Singlezone Ducted, Centrally Ducted | 212930526 |  | HRCU-A-C | MHD-18 | Ducted Indoor Units | HG21924+TD |  |  |  | 11.5 | 15 | 8.85 | FALSE | FALSE | FALSE | 17700 | 11900 | 2.1 | 14700 | 2.32
205965815 |  | Live | Daikin North America, LLC | AMANA DISTINCTIONS | Singlezone Ducted, Centrally Ducted | 205965815 |  | HRCU-A-CB | GVZC200361A* |  | CSCF3642N6D*+MBVC1600**-1A*+TXV | 13.5 | 20 | 10 |  |  |  | FALSE | FALSE | FALSE | 35000 | 18200 | 2.44 | 28800 | 2.27
212930527 |  | Live | Lennox Industries | ADP | Singlezone Ducted, Centrally Ducted | 212930527 |  | HRCU-A-C | MHD-24 | Ducted Indoor Units | HG21924+TD |  |  |  | 11 | 15 | 9.05 | FALSE | FALSE | FALSE | 22200 | 20800 | 2.1 | 25800 | 2.27
205965793 |  | Live | Daikin North America, LLC | AMANA DISTINCTIONS | Singlezone Ducted, Centrally Ducted | 205965793 |  | HRCU-A-CB | GVZC200361A* |  | CHPF3642C6C*+MBVC1200**-1A*+TXV | 13 | 20 | 10 |  |  |  | FALSE | FALSE | FALSE | 34800 | 18000 | 2.4 | 28800 | 2.27
205965794 |  | Live | Daikin North America, LLC | AMANA DISTINCTIONS | Singlezone Ducted, Centrally Ducted | 205965794 |  | HRCU-A-CB | GVZC200361A* |  | CHPF3642C6C*+MBVC1600**-1A*+TXV | 13.5 | 20 | 10 |  |  |  | FALSE | FALSE | FALSE | 35000 | 18000 | 2.42 | 28800 | 2.27
205965803 |  | Live | Daikin North America, LLC | AMANA DISTINCTIONS | Singlezone Ducted, Centrally Ducted | 205965803 |  | HRCU-A-CB | GVZC200361A* |  | CHPF3743C6B*+MBVC1200**-1A*+TXV | 13.5 | 20 | 10 |  |  |  | FALSE | FALSE | FALSE | 35000 | 18200 | 2.42 | 28800 | 2.27
205965784 |  | Live | Daikin North America, LLC | AMANA DISTINCTIONS | Singlezone Ducted, Centrally Ducted | 205965784 |  | HRCU-A-CB | GVZC200361A* |  | CA*F3743*6D*+MBVC1200**-1A*+TXV | 13.5 | 20 | 10 |  |  |  | FALSE | FALSE | FALSE | 35200 | 18200 | 2.42 | 28800 | 2.27
209852148 |  | Live | Carrier | MIDEA | Singlezone Ducted, Centrally Ducted | 209852148 |  | HRCU-A-CB | 38MURAQ30AA3 |  | 40MUAAQ30XA3 | 10.9 | 19.5 | 10.3 |  |  |  | FALSE | FALSE | FALSE | 30000 | 20000 | 2.45 | 20600 | 2.45
210435205 |  | Live | Daikin North America, LLC | DAIKIN | Singlezone Ducted, Centrally Ducted | 210435205 |  | HRCU-A-CB | DZ6VSA3010A* | Ducted Indoor Units | CA*EA3026*4A*+MBVC1200**-1A* |  |  |  | 9.9 | 17.1 | 8.2 | FALSE | FALSE | FALSE | 27400 | 18000 | 2.52 | 21600 | 2.36
209852140 |  | Live | Carrier | AIRQUEST | Singlezone Ducted, Centrally Ducted | 209852140 |  | HRCU-A-CB | DLCURAH30AAK |  | DLFUAAH30XAK | 10.9 | 19.5 | 10.3 |  |  |  | FALSE | FALSE | FALSE | 30000 | 20000 | 2.45 | 20600 | 2.45
209852041 |  | Live | Carrier | ARCOAIRE | Singlezone Ducted, Centrally Ducted | 209852041 |  | HRCU-A-CB | DLCURAH30AAK |  | DLFUAAH30XAK | 10.9 | 19.5 | 10.3 |  |  |  | FALSE | FALSE | FALSE | 30000 | 20000 | 2.45 | 20600 | 2.45
207742449 |  | Live | Midea Electric Trading | ELIOS | Singlezone Ducted, Compact Ducted | 207742449 |  | HRCU-A-CB | DEA36HOS18230S5 | Mini-Splits | DUA36HIDU230X5 | 9 | 16.7 | 11.5 | 8.8 | 15.8 | 8.8 | FALSE | FALSE | FALSE | 36000 | 25000 | 2.49 | 26000 | 2.22
209852052 |  | Live | Carrier | COMFORTMAKER | Singlezone Ducted, Centrally Ducted | 209852052 |  | HRCU-A-CB | DLCURAH30AAK |  | DLFUAAH30XAK | 10.9 | 19.5 | 10.3 |  |  |  | FALSE | FALSE | FALSE | 30000 | 20000 | 2.45 | 20600 | 2.45
209852063 |  | Live | Carrier | DAY & NIGHT | Singlezone Ducted, Centrally Ducted | 209852063 |  | HRCU-A-CB | DLCURAH30AAK |  | DLFUAAH30XAK | 10.9 | 19.5 | 10.3 |  |  |  | FALSE | FALSE | FALSE | 30000 | 20000 | 2.45 | 20600 | 2.45
209852074 |  | Live | Carrier | HEIL | Singlezone Ducted, Centrally Ducted | 209852074 |  | HRCU-A-CB | DLCURAH30AAK |  | DLFUAAH30XAK | 10.9 | 19.5 | 10.3 |  |  |  | FALSE | FALSE | FALSE | 30000 | 20000 | 2.45 | 20600 | 2.45
209852085 |  | Live | Carrier | KEEPRITE | Singlezone Ducted, Centrally Ducted | 209852085 |  | HRCU-A-CB | DLCURAH30AAK |  | DLFUAAH30XAK | 10.9 | 19.5 | 10.3 |  |  |  | FALSE | FALSE | FALSE | 30000 | 20000 | 2.45 | 20600 | 2.45
210435215 |  | Live | Daikin North America, LLC | DAIKIN | Singlezone Ducted, Centrally Ducted | 210435215 |  | HRCU-A-CB | DZ6VSA3010A* | Ducted Indoor Units | CA*EA3026*4A*+MBVC1600**-1A* |  |  |  | 9.9 | 17.1 | 8.2 | FALSE | FALSE | FALSE | 27400 | 18000 | 2.52 | 21600 | 2.36
209852107 |  | Live | Carrier | MIDEA | Singlezone Ducted, Centrally Ducted | 209852107 |  | HRCU-A-CB | DLCURAH30AAK |  | DLFUAAH30XAK | 10.9 | 19.5 | 10.3 |  |  |  | FALSE | FALSE | FALSE | 30000 | 20000 | 2.45 | 20600 | 2.45
210435083 |  | Live | Daikin North America, LLC | DAIKIN | Singlezone Ducted, Centrally Ducted | 210435083 |  | HRCU-A-CB | DZ6VSA3010A* | Ducted Indoor Units | DFVE36CP1400A* | 9.9 | 17.1 | 8.2 | 9.9 | 17.1 | 8.2 | FALSE | FALSE | FALSE | 27800 | 18000 | 2.52 | 21600 | 2.36
210435084 |  | Live | Daikin North America, LLC | DAIKIN | Singlezone Ducted, Centrally Ducted | 210435084 |  | HRCU-A-CB | DZ6VSA3610A* | Ducted Indoor Units | DFVE36CP1400A* | 8.7 | 16.3 | 8.2 | 8.7 | 16.3 | 8.2 | FALSE | FALSE | FALSE | 33600 | 22400 | 2.43 | 25200 | 2.37
209852129 |  | Live | Carrier | SMART COMFORT | Singlezone Ducted, Centrally Ducted | 209852129 |  | HRCU-A-CB | DLCURAH30AAK |  | DLFUAAH30XAK | 10.9 | 19.5 | 10.3 |  |  |  | FALSE | FALSE | FALSE | 30000 | 20000 | 2.45 | 20600 | 2.45
207742518 |  | Live | Midea Electric Trading | MOOVAIR | Singlezone Ducted, Compact Ducted | 207742518 |  | HRCU-A-CB | DMA36HOS18230S5 | Mini-Splits | DUA36HIDU230X5 | 9 | 16.7 | 11.5 | 8.8 | 15.8 | 8.8 | FALSE | FALSE | FALSE | 36000 | 25000 | 2.49 | 26000 | 2.22
206779796 |  | Live | Johnson Controls Inc. (York International Norman) | CHAMPION HEATING AND COOLING | Singlezone Ducted, Centrally Ducted | 206779796 |  | HRCU-A-CB | TH16B2421 |  | CM24BBAA1+MVC12BN21 | 12 | 17.5 | 9 |  |  |  | FALSE | FALSE | FALSE | 24000 | 14900 | 2.61 | 14900 | 2.61
209852118 |  | Live | Carrier | TEMPSTAR | Singlezone Ducted, Centrally Ducted | 209852118 |  | HRCU-A-CB | DLCURAH30AAK |  | DLFUAAH30XAK | 10.9 | 19.5 | 10.3 |  |  |  | FALSE | FALSE | FALSE | 30000 | 20000 | 2.45 | 20600 | 2.45
206779795 |  | Live | Johnson Controls Inc. (York International Norman) | FRASER-JOHNSTON | Singlezone Ducted, Centrally Ducted | 206779795 |  | HRCU-A-CB | TH16B2421 |  | CM24BBAA1+MVC12BN21 | 12 | 17.5 | 9 |  |  |  | FALSE | FALSE | FALSE | 24000 | 14900 | 2.61 | 14900 | 2.61
210295922 |  | Live | Midea Electric Trading | MOOVAIR | Singlezone Ducted, Centrally Ducted | 210295922 |  | HRCU-A-CB | DMA24HOS28230E8 |  | FM24HIAHUU230X6 | 12.5 | 20 | 11.6 |  |  |  | TRUE | FALSE | FALSE | 22000 | 16500 | 2.6 | 26548 | 2.26
210343321 |  | Live | Midea Electric Trading | AC PRO.COM | Multizone All Ducted | 210343321 |  | HMSV-A-CB | A5OA-55HFN1-M | Ducted Indoor Units |  | 10.5 | 19 | 10.8 |  |  |  | FALSE | FALSE | FALSE | 55000 | 35000 | 2.6 | 38000 | 2.22
206779794 |  | Live | Johnson Controls Inc. (York International Norman) | LUXAIRE | Singlezone Ducted, Centrally Ducted | 206779794 |  | HRCU-A-CB | TH16B2421 |  | CM24BBAA1+MVC12BN21 | 12 | 17.5 | 9 |  |  |  | FALSE | FALSE | FALSE | 24000 | 14900 | 2.61 | 14900 | 2.61
206779793 |  | Live | Johnson Controls Inc. (York International Norman) | COLEMAN | Singlezone Ducted, Centrally Ducted | 206779793 |  | HRCU-A-CB | CH16B2421 |  | CM24BBAA1+MVC12BN21 | 12 | 17.5 | 9 |  |  |  | FALSE | FALSE | FALSE | 24000 | 14900 | 2.61 | 14900 | 2.61
206779791 |  | Live | Johnson Controls Inc. (York International Norman) | FRASER-JOHNSTON | Singlezone Ducted, Centrally Ducted | 206779791 |  | HRCU-A-CB | TH16B2421 |  | CM24BXA1+MVC12BN21+TXV | 12 | 17.5 | 9 |  |  |  | FALSE | FALSE | FALSE | 24000 | 14900 | 2.61 | 14900 | 2.61
206778850 |  | Live | Johnson Controls Inc. (York International Norman) | YORK | Singlezone Ducted, Centrally Ducted | 206778850 |  | HRCU-A-CB | YHM24B21 |  | CM24BBAA1+MVC12BN21 | 12 | 17.5 | 9 |  |  |  | FALSE | FALSE | FALSE | 24000 | 14900 | 2.61 | 14900 | 2.61
206779792 |  | Live | Johnson Controls Inc. (York International Norman) | CHAMPION HEATING AND COOLING | Singlezone Ducted, Centrally Ducted | 206779792 |  | HRCU-A-CB | TH16B2421 |  | CM24BXA1+MVC12BN21+TXV | 12 | 17.5 | 9 |  |  |  | FALSE | FALSE | FALSE | 24000 | 14900 | 2.61 | 14900 | 2.61
210435226 |  | Live | Daikin North America, LLC | DAIKIN | Singlezone Ducted, Centrally Ducted | 210435226 |  | HRCU-A-CB | DZ6VSA3610A* | Ducted Indoor Units | CA*EA3026*4A*+MBVC1200**-1A* |  |  |  | 8.7 | 16.3 | 8.2 | FALSE | FALSE | FALSE | 33200 | 22400 | 2.43 | 25200 | 2.37
206779790 |  | Live | Johnson Controls Inc. (York International Norman) | LUXAIRE | Singlezone Ducted, Centrally Ducted | 206779790 |  | HRCU-A-CB | TH16B2421 |  | CM24BXA1+MVC12BN21+TXV | 12 | 17.5 | 9 |  |  |  | FALSE | FALSE | FALSE | 24000 | 14900 | 2.61 | 14900 | 2.61
206779789 |  | Live | Johnson Controls Inc. (York International Norman) | COLEMAN | Singlezone Ducted, Centrally Ducted | 206779789 |  | HRCU-A-CB | CH16B2421 |  | CM24BXA1+MVC12BN21+TXV | 12 | 17.5 | 9 |  |  |  | FALSE | FALSE | FALSE | 24000 | 14900 | 2.61 | 14900 | 2.61
207742506 |  | Live | Midea Electric Trading | MOOVAIR | Singlezone Non-Ducted, Wall Placement | 207742506 |  | HRCU-A-CB-O | DMA36HOS18230S5 | Mini-Splits | DUA36HICU230X5 | 9 | 18.2 | 10.6 | 9.4 | 19.2 | 8.8 | FALSE | FALSE | FALSE | 36000 | 23000 | 2.45 | 26000 | 2.13
206778849 |  | Live | Johnson Controls Inc. (York International Norman) | YORK | Singlezone Ducted, Centrally Ducted | 206778849 |  | HRCU-A-CB | YHM24B21 |  | CM24BXA1+MVC12BN21+TXV | 12 | 17.5 | 9 |  |  |  | FALSE | FALSE | FALSE | 24000 | 14900 | 2.61 | 14900 | 2.61
206906797 |  | Live | Lennox Industries | ALLIED | Singlezone Ducted, Centrally Ducted | 206906797 |  | HRCU-A-CB | 4HP18V60P | Ducted Indoor Units | BCE5E60M | 10 | 16 | 9 |  |  |  | FALSE | FALSE | FALSE | 55000 | 37800 | 2.15 | 37800 | 2.15
202101789 |  | Live | Johnson Controls Inc. (York International Norman) | LUXAIRE | Singlezone Ducted, Centrally Ducted | 202101789 |  | HRCU-A-CB | TH16B2421 |  | CF24BBAA1+MVC12BN21 | 12 | 17.5 | 9 |  |  |  | FALSE | FALSE | FALSE | 24000 | 14900 | 2.61 | 14900 | 2.61
202101791 |  | Live | Johnson Controls Inc. (York International Norman) | CHAMPION HEATING AND COOLING | Singlezone Ducted, Centrally Ducted | 202101791 |  | HRCU-A-CB | TH16B2421 |  | CF24BBAA1+MVC12BN21 | 12 | 17.5 | 9 |  |  |  | FALSE | FALSE | FALSE | 24000 | 14900 | 2.61 | 14900 | 2.61
202101790 |  | Live | Johnson Controls Inc. (York International Norman) | FRASER-JOHNSTON | Singlezone Ducted, Centrally Ducted | 202101790 |  | HRCU-A-CB | TH16B2421 |  | CF24BBAA1+MVC12BN21 | 12 | 17.5 | 9 |  |  |  | FALSE | FALSE | FALSE | 24000 | 14900 | 2.61 | 14900 | 2.61
202101788 |  | Live | Johnson Controls Inc. (York International Norman) | COLEMAN | Singlezone Ducted, Centrally Ducted | 202101788 |  | HRCU-A-CB | CH16B2421 |  | CF24BBAA1+MVC12BN21 | 12 | 17.5 | 9 |  |  |  | FALSE | FALSE | FALSE | 24000 | 14900 | 2.61 | 14900 | 2.61
206779788 |  | Live | Johnson Controls Inc. (York International Norman) | CHAMPION HEATING AND COOLING | Singlezone Ducted, Centrally Ducted | 206779788 |  | HRCU-A-CB | TH16B2421 |  | CF24BXA1+MVC12BN21+TXV | 12 | 17.5 | 9 |  |  |  | FALSE | FALSE | FALSE | 24000 | 14900 | 2.61 | 14900 | 2.61
202099388 |  | Live | Johnson Controls Inc. (York International Norman) | YORK | Singlezone Ducted, Centrally Ducted | 202099388 |  | HRCU-A-CB | YHM24B21 |  | CF24BBAA1+MVC12BN21 | 12 | 17.5 | 9 |  |  |  | FALSE | FALSE | FALSE | 24000 | 14900 | 2.61 | 14900 | 2.61
210435236 |  | Live | Daikin North America, LLC | DAIKIN | Singlezone Ducted, Centrally Ducted | 210435236 |  | HRCU-A-CB | DZ6VSA3610A* | Ducted Indoor Units | CA*EA3026*4A*+MBVC1600**-1A* |  |  |  | 8.7 | 16.3 | 8.2 | FALSE | FALSE | FALSE | 33200 | 22400 | 2.43 | 25200 | 2.37
206779787 |  | Live | Johnson Controls Inc. (York International Norman) | FRASER-JOHNSTON | Singlezone Ducted, Centrally Ducted | 206779787 |  | HRCU-A-CB | TH16B2421 |  | CF24BXA1+MVC12BN21+TXV | 12 | 17.5 | 9 |  |  |  | FALSE | FALSE | FALSE | 24000 | 14900 | 2.61 | 14900 | 2.61
206778798 |  | Live | Johnson Controls Inc. (York International Norman) | YORK | Singlezone Ducted, Centrally Ducted | 206778798 |  | HRCU-A-CB | YHM24B21 |  | CF24BXA1+MVC12BN21+TXV | 12 | 17.5 | 9 |  |  |  | FALSE | FALSE | FALSE | 24000 | 14900 | 2.61 | 14900 | 2.61
206779785 |  | Live | Johnson Controls Inc. (York International Norman) | COLEMAN | Singlezone Ducted, Centrally Ducted | 206779785 |  | HRCU-A-CB | CH16B2421 |  | CF24BXA1+MVC12BN21+TXV | 12 | 17.5 | 9 |  |  |  | FALSE | FALSE | FALSE | 24000 | 14900 | 2.61 | 14900 | 2.61
207742437 |  | Live | Midea Electric Trading | ELIOS | Singlezone Non-Ducted, Wall Placement | 207742437 |  | HRCU-A-CB-O | DEA36HOS18230S5 | Mini-Splits | DUA36HICU230X5 | 9 | 18.2 | 10.6 | 9.4 | 19.2 | 8.8 | FALSE | FALSE | FALSE | 36000 | 23000 | 2.45 | 26000 | 2.13
206779786 |  | Live | Johnson Controls Inc. (York International Norman) | LUXAIRE | Singlezone Ducted, Centrally Ducted | 206779786 |  | HRCU-A-CB | TH16B2421 |  | CF24BXA1+MVC12BN21+TXV | 12 | 17.5 | 9 |  |  |  | FALSE | FALSE | FALSE | 24000 | 14900 | 2.61 | 14900 | 2.61
210435241 |  | Live | Daikin North America, LLC | DAIKIN | Singlezone Ducted, Centrally Ducted | 210435241 |  | HRCU-A-CB | DZ6VSA3610A* | Ducted Indoor Units | CA*EA3026*4A*+MBVC2000**-1A* |  |  |  | 8.7 | 16.3 | 8.2 | FALSE | FALSE | FALSE | 33200 | 22400 | 2.43 | 25200 | 2.37
210435091 |  | Live | Daikin North America, LLC | DAIKIN | Singlezone Ducted, Centrally Ducted | 210435091 |  | HRCU-A-CB | DZ6VSA3610A* | Ducted Indoor Units | DV42FECC14A* |  |  |  | 8.7 | 16.3 | 8.2 | FALSE | FALSE | FALSE | 33600 | 22400 | 2.43 | 25200 | 2.37
206223107 |  | Live | Trane U.S. Inc. | TRANE | Singlezone Ducted, Centrally Ducted | 206223107 |  | HRCU-A-CB | 4TWV8X36A1 |  | TAMXA0C42V4PA | 12.5 | 18 | 10 |  |  |  | FALSE | FALSE | FALSE | 35800 | 25000 | 3.33 | 25000 | 2.21
206780122 |  | Live | Johnson Controls Inc. (York International Norman) | CHAMPION HEATING AND COOLING | Singlezone Ducted, Centrally Ducted | 206780122 |  | HRCU-A-CB | TH16B2421 |  | CM30BBAA1+MVC12BN21 | 11.75 | 17 | 9 |  |  |  | FALSE | FALSE | FALSE | 24000 | 15300 | 2.56 | 15300 | 2.56
206906985 |  | Live | Lennox Industries | CONCORD | Singlezone Ducted, Centrally Ducted | 206906985 |  | HRCU-A-CB | 4HP18V60P | Ducted Indoor Units | BCE5E60M | 10 | 16 | 9 |  |  |  | FALSE | FALSE | FALSE | 55000 | 37800 | 2.15 | 37800 | 2.15
210435092 |  | Live | Daikin North America, LLC | DAIKIN | Singlezone Ducted, Centrally Ducted | 210435092 |  | HRCU-A-CB | DZ6VSA3610A* | Ducted Indoor Units | DV36FECC14A* |  |  |  | 8.7 | 16.3 | 8.2 | FALSE | FALSE | FALSE | 33600 | 22400 | 2.43 | 25200 | 2.37
206780121 |  | Live | Johnson Controls Inc. (York International Norman) | FRASER-JOHNSTON | Singlezone Ducted, Centrally Ducted | 206780121 |  | HRCU-A-CB | TH16B2421 |  | CM30BBAA1+MVC12BN21 | 11.75 | 17 | 9 |  |  |  | FALSE | FALSE | FALSE | 24000 | 15300 | 2.56 | 15300 | 2.56
210435093 |  | Live | Daikin North America, LLC | DAIKIN | Singlezone Ducted, Centrally Ducted | 210435093 |  | HRCU-A-CB | DZ6VSA3610A* | Ducted Indoor Units | DFVE42CP1400A* |  |  |  | 8.7 | 16.3 | 8.2 | FALSE | FALSE | FALSE | 33600 | 22400 | 2.43 | 25200 | 2.37
210435086 |  | Live | Daikin North America, LLC | DAIKIN | Singlezone Ducted, Centrally Ducted | 210435086 |  | HRCU-A-CB | DZ6VSA4810A* | Ducted Indoor Units | DFVE48DP1400A* |  |  |  | 8 | 16.2 | 8.1 | FALSE | FALSE | FALSE | 45000 | 29800 | 2.47 | 36000 | 2.38
206780119 |  | Live | Johnson Controls Inc. (York International Norman) | COLEMAN | Singlezone Ducted, Centrally Ducted | 206780119 |  | HRCU-A-CB | CH16B2421 |  | CM30BBAA1+MVC12BN21 | 11.75 | 17 | 9 |  |  |  | FALSE | FALSE | FALSE | 24000 | 15300 | 2.56 | 15300 | 2.56
206780120 |  | Live | Johnson Controls Inc. (York International Norman) | LUXAIRE | Singlezone Ducted, Centrally Ducted | 206780120 |  | HRCU-A-CB | TH16B2421 |  | CM30BBAA1+MVC12BN21 | 11.75 | 17 | 9 |  |  |  | FALSE | FALSE | FALSE | 24000 | 15300 | 2.56 | 15300 | 2.56
210435099 |  | Live | Daikin North America, LLC | DAIKIN | Singlezone Ducted, Centrally Ducted | 210435099 |  | HRCU-A-CB | DZ6VSA4810A* | Ducted Indoor Units | DFVE60DP1400A* |  |  |  | 8 | 16.2 | 8.1 | FALSE | FALSE | FALSE | 45000 | 29800 | 2.47 | 36000 | 2.38
210435100 |  | Live | Daikin North America, LLC | DAIKIN | Singlezone Ducted, Centrally Ducted | 210435100 |  | HRCU-A-CB | DZ6VSA4810A* | Ducted Indoor Units | DV48FECD14A* |  |  |  | 8 | 16.2 | 8.1 | FALSE | FALSE | FALSE | 45000 | 29800 | 2.47 | 36000 | 2.38
206780116 |  | Live | Johnson Controls Inc. (York International Norman) | LUXAIRE | Singlezone Ducted, Centrally Ducted | 206780116 |  | HRCU-A-CB | TH16B2421 |  | CM30BXA1+MVC12BN21+TXV | 11.75 | 17 | 9 |  |  |  | FALSE | FALSE | FALSE | 24000 | 15300 | 2.56 | 15300 | 2.56
207742338 |  | Live | Midea Electric Trading | C&H | Singlezone Non-Ducted, Wall Placement | 207742338 |  | HRCU-A-CB-O | CH-N36LCU-230VO | Mini-Splits | CH-N36LCCT-230VI | 9 | 18.2 | 10.6 | 9.4 | 19.2 | 8.8 | FALSE | FALSE | FALSE | 36000 | 23000 | 2.45 | 26000 | 2.13
210435101 |  | Live | Daikin North America, LLC | DAIKIN | Singlezone Ducted, Centrally Ducted | 210435101 |  | HRCU-A-CB | DZ6VSA4810A* | Ducted Indoor Units | DV60FECD14A* |  |  |  | 8 | 16.2 | 8.1 | FALSE | FALSE | FALSE | 45000 | 29800 | 2.47 | 36000 | 2.38
206780115 |  | Live | Johnson Controls Inc. (York International Norman) | COLEMAN | Singlezone Ducted, Centrally Ducted | 206780115 |  | HRCU-A-CB | CH16B2421 |  | CM30BXA1+MVC12BN21+TXV | 11.75 | 17 | 9 |  |  |  | FALSE | FALSE | FALSE | 24000 | 15300 | 2.56 | 15300 | 2.56
206780117 |  | Live | Johnson Controls Inc. (York International Norman) | FRASER-JOHNSTON | Singlezone Ducted, Centrally Ducted | 206780117 |  | HRCU-A-CB | TH16B2421 |  | CM30BXA1+MVC12BN21+TXV | 11.75 | 17 | 9 |  |  |  | FALSE | FALSE | FALSE | 24000 | 15300 | 2.56 | 15300 | 2.56
2109791259 |  | Live | Daikin North America, LLC | DAIKIN | Singlezone Ducted, Centrally Ducted | 2109791259 |  | HRCU-A-CB | DZ6VSA3610A* | Ducted Indoor Units | DV35FECC14A* | 9.3 | 17.5 | 10 | 8.7 | 16.3 | 8.2 | FALSE | FALSE | FALSE | 31000 | 22000 | 2.39 | 25200 | 2.37
206778895 |  | Live | Johnson Controls Inc. (York International Norman) | YORK | Singlezone Ducted, Centrally Ducted | 206778895 |  | HRCU-A-CB | YHM24B21 |  | CM30BXA1+MVC12BN21+TXV | 11.75 | 17 | 9 |  |  |  | FALSE | FALSE | FALSE | 24000 | 15300 | 2.56 | 15300 | 2.56
2109791260 |  | Live | Daikin North America, LLC | DAIKIN | Singlezone Ducted, Centrally Ducted | 2109791260 |  | HRCU-A-CB | DZ6VSA4210A* | Ducted Indoor Units | DV47FECD14A* | 9 | 17 | 10 | 8.5 | 16.9 | 8.1 | FALSE | FALSE | FALSE | 37000 | 25200 | 2.62 | 35600 | 2.16
2109791261 |  | Live | Daikin North America, LLC | DAIKIN | Singlezone Ducted, Centrally Ducted | 2109791261 |  | HRCU-A-CB | DZ6VSA6010A* | Ducted Indoor Units | DV59FECD14A* | 8.3 | 16 | 10 | 8 | 16.1 | 8.1 | FALSE | FALSE | FALSE | 49000 | 34500 | 2.61 | 40500 | 2.39
207765974 |  | Live | Midea Electric Trading | COMFORTSTAR | Singlezone Non-Ducted, Ceiling Placement | 207765974 |  | HRCU-A-CB-O | CZP12CD(O) | Mini-Splits | TPA-12 | 14 | 22 | 10.6 | 14 | 22.7 | 10 | TRUE | FALSE | TRUE | 12000 | 8900 | 2.75 | 9300 | 2.39
206780113 |  | Live | Johnson Controls Inc. (York International Norman) | FRASER-JOHNSTON | Singlezone Ducted, Centrally Ducted | 206780113 |  | HRCU-A-CB | TH16B2421 |  | CF30BBAA1+MVC12BN21 | 11.75 | 17 | 9 |  |  |  | FALSE | FALSE | FALSE | 24000 | 15300 | 2.56 | 15300 | 2.56
207742340 |  | Live | Midea Electric Trading | C&H | Singlezone Non-Ducted, Wall Placement | 207742340 |  | HRCU-A-CB-O | CH-N36LCU-230VO | Mini-Splits | CH-36LCFC/I | 8 | 17 | 10 | 8.5 | 19 | 9 | FALSE | FALSE | FALSE | 36000 | 23000 | 2.2 | 25000 | 2.11
210773171 |  | Live | Daikin North America, LLC | AMANA | Singlezone Ducted, Centrally Ducted | 210773171 |  | HRCU-A-CB | ASZS601810A* | Ducted Indoor Units | AHVE24BP1400A* |  |  |  | 10.9 | 17.5 | 8.5 | FALSE | FALSE | TRUE | 16600 | 10800 | 2.71 | 17100 | 2.48
206780114 |  | Live | Johnson Controls Inc. (York International Norman) | CHAMPION HEATING AND COOLING | Singlezone Ducted, Centrally Ducted | 206780114 |  | HRCU-A-CB | TH16B2421 |  | CF30BBAA1+MVC12BN21 | 11.75 | 17 | 9 |  |  |  | FALSE | FALSE | FALSE | 24000 | 15300 | 2.56 | 15300 | 2.56
208128271 |  | Live | Midea Electric Trading | SEA BREEZE+ | Singlezone Non-Ducted, Ceiling Placement | 208128271 |  | HRCU-A-CB-O | SZ12H424ZMO | Mini-Splits | CA12H424ZMI | 14 | 22 | 10.6 | 14 | 22.7 | 10 | TRUE | FALSE | TRUE | 12000 | 8900 | 2.75 | 9300 | 2.39
207571384 |  | Live | Midea Electric Trading | BLUERIDGE | Singlezone Non-Ducted, Wall Placement | 207571384 |  | HRCU-A-CB-O | BMY36UC | Mini-Splits | BM36MFCC | 8 | 17 | 10 | 8.5 | 19 | 9 | FALSE | FALSE | FALSE | 36000 | 23000 | 2.2 | 25000 | 2.11
206780112 |  | Live | Johnson Controls Inc. (York International Norman) | LUXAIRE | Singlezone Ducted, Centrally Ducted | 206780112 |  | HRCU-A-CB | TH16B2421 |  | CF30BBAA1+MVC12BN21 | 11.75 | 17 | 9 |  |  |  | FALSE | FALSE | FALSE | 24000 | 15300 | 2.56 | 15300 | 2.56
207658944 |  | Live | Midea Electric Trading | COMFORTSTAR | Singlezone Non-Ducted, Ceiling Placement | 207658944 |  | HRCU-A-CB-O | CZP12CD(O) | Mini-Splits | TPA-12C | 14 | 22 | 10.6 | 14 | 22.7 | 10 | TRUE | FALSE | TRUE | 12000 | 8900 | 2.75 | 9300 | 2.39
210854807 |  | Live | Daikin North America, LLC | AMANA | Singlezone Ducted, Centrally Ducted | 210854807 |  | HRCU-A-CB | ASZS601810A* | Ducted Indoor Units | CA*EA1818*4A*+MBVC1200**-1A* |  |  |  | 10.9 | 17.5 | 8.5 | FALSE | FALSE | TRUE | 16600 | 10800 | 2.71 | 17100 | 2.48
210854808 |  | Live | Daikin North America, LLC | AMANA | Singlezone Ducted, Centrally Ducted | 210854808 |  | HRCU-A-CB | ASZS601810A* | Ducted Indoor Units | CA*EA1818*4A*+MBVC1600**-1A* |  |  |  | 10.9 | 17.5 | 8.5 | FALSE | FALSE | TRUE | 16600 | 10800 | 2.71 | 17100 | 2.48
206780118 |  | Live | Johnson Controls Inc. (York International Norman) | CHAMPION HEATING AND COOLING | Singlezone Ducted, Centrally Ducted | 206780118 |  | HRCU-A-CB | TH16B2421 |  | CM30BXA1+MVC12BN21+TXV | 11.75 | 17 | 9 |  |  |  | FALSE | FALSE | FALSE | 24000 | 15300 | 2.56 | 15300 | 2.56
206778896 |  | Live | Johnson Controls Inc. (York International Norman) | YORK | Singlezone Ducted, Centrally Ducted | 206778896 |  | HRCU-A-CB | YHM24B21 |  | CM30BBAA1+MVC12BN21 | 11.75 | 17 | 9 |  |  |  | FALSE | FALSE | FALSE | 24000 | 15300 | 2.56 | 15300 | 2.56
206780109 |  | Live | Johnson Controls Inc. (York International Norman) | FRASER-JOHNSTON | Singlezone Ducted, Centrally Ducted | 206780109 |  | HRCU-A-CB | TH16B2421 |  | CF30BXA1+MVC12BN21+TXV | 11.75 | 17 | 9 |  |  |  | FALSE | FALSE | FALSE | 24000 | 15300 | 2.56 | 15300 | 2.56
206780110 |  | Live | Johnson Controls Inc. (York International Norman) | CHAMPION HEATING AND COOLING | Singlezone Ducted, Centrally Ducted | 206780110 |  | HRCU-A-CB | TH16B2421 |  | CF30BXA1+MVC12BN21+TXV | 11.75 | 17 | 9 |  |  |  | FALSE | FALSE | FALSE | 24000 | 15300 | 2.56 | 15300 | 2.56
206778894 |  | Live | Johnson Controls Inc. (York International Norman) | YORK | Singlezone Ducted, Centrally Ducted | 206778894 |  | HRCU-A-CB | YHM24B21 |  | CF30BBAA1+MVC12BN21 | 11.75 | 17 | 9 |  |  |  | FALSE | FALSE | FALSE | 24000 | 15300 | 2.56 | 15300 | 2.56
210854809 |  | Live | Daikin North America, LLC | AMANA | Singlezone Ducted, Centrally Ducted | 210854809 |  | HRCU-A-CB | ASZS601810A* | Ducted Indoor Units | CA*EA2422*4A*+MBVC1200**-1A* |  |  |  | 10.9 | 17.5 | 8.5 | FALSE | FALSE | TRUE | 16600 | 10800 | 2.71 | 17100 | 2.48
210854810 |  | Live | Daikin North America, LLC | AMANA | Singlezone Ducted, Centrally Ducted | 210854810 |  | HRCU-A-CB | ASZS601810A* | Ducted Indoor Units | CA*EA2422*4A*+MBVC1600**-1A* |  |  |  | 10.9 | 17.5 | 8.5 | FALSE | FALSE | TRUE | 16600 | 10800 | 2.71 | 17100 | 2.48
210773174 |  | Live | Daikin North America, LLC | AMANA | Singlezone Ducted, Centrally Ducted | 210773174 |  | HRCU-A-CB | ASZS602410A* | Ducted Indoor Units | AHVE24BP1400A* |  |  |  | 10.1 | 17.3 | 8.5 | FALSE | FALSE | TRUE | 22200 | 14600 | 2.58 | 17600 | 2.33
206780108 |  | Live | Johnson Controls Inc. (York International Norman) | LUXAIRE | Singlezone Ducted, Centrally Ducted | 206780108 |  | HRCU-A-CB | TH16B2421 |  | CF30BXA1+MVC12BN21+TXV | 11.75 | 17 | 9 |  |  |  | FALSE | FALSE | FALSE | 24000 | 15300 | 2.56 | 15300 | 2.56
206780107 |  | Live | Johnson Controls Inc. (York International Norman) | COLEMAN | Singlezone Ducted, Centrally Ducted | 206780107 |  | HRCU-A-CB | CH16B2421 |  | CF30BXA1+MVC12BN21+TXV | 11.75 | 17 | 9 |  |  |  | FALSE | FALSE | FALSE | 24000 | 15300 | 2.56 | 15300 | 2.56
206780111 |  | Live | Johnson Controls Inc. (York International Norman) | COLEMAN | Singlezone Ducted, Centrally Ducted | 206780111 |  | HRCU-A-CB | CH16B2421 |  | CF30BBAA1+MVC12BN21 | 11.75 | 17 | 9 |  |  |  | FALSE | FALSE | FALSE | 24000 | 15300 | 2.56 | 15300 | 2.56
206778893 |  | Live | Johnson Controls Inc. (York International Norman) | YORK | Singlezone Ducted, Centrally Ducted | 206778893 |  | HRCU-A-CB | YHM24B21 |  | CF30BXA1+MVC12BN21+TXV | 11.75 | 17 | 9 |  |  |  | FALSE | FALSE | FALSE | 24000 | 15300 | 2.56 | 15300 | 2.56
210854812 |  | Live | Daikin North America, LLC | AMANA | Singlezone Ducted, Centrally Ducted | 210854812 |  | HRCU-A-CB | ASZS602410A* | Ducted Indoor Units | CA*EA1818*4A*+MBVC1200**-1A* |  |  |  | 10.1 | 17.3 | 8.5 | FALSE | FALSE | TRUE | 22200 | 14600 | 2.58 | 17600 | 2.33
206779804 |  | Live | Johnson Controls Inc. (York International Norman) | CHAMPION HEATING AND COOLING | Singlezone Ducted, Centrally Ducted | 206779804 |  | HRCU-A-CB | TH16B2421 |  | CM30CXA1+MVC16CN21+TXV | 11.75 | 17.25 | 9 |  |  |  | FALSE | FALSE | FALSE | 24000 | 14800 | 2.6 | 14800 | 2.6
206903644 |  | Live | Lennox Industries | DUCANE | Singlezone Ducted, Centrally Ducted | 206903644 |  | HRCU-A-CB | 4HP18V60P | Ducted Indoor Units | BCE5E60M | 10 | 16 | 9 |  |  |  | FALSE | FALSE | FALSE | 55000 | 37800 | 2.15 | 37800 | 2.15
210854813 |  | Live | Daikin North America, LLC | AMANA | Singlezone Ducted, Centrally Ducted | 210854813 |  | HRCU-A-CB | ASZS602410A* | Ducted Indoor Units | CA*EA1818*4A*+MBVC1600**-1A* |  |  |  | 10.1 | 17.3 | 8.5 | FALSE | FALSE | TRUE | 22200 | 14600 | 2.58 | 17600 | 2.33
206779801 |  | Live | Johnson Controls Inc. (York International Norman) | COLEMAN | Singlezone Ducted, Centrally Ducted | 206779801 |  | HRCU-A-CB | CH16B2421 |  | CM30CXA1+MVC16CN21+TXV | 11.75 | 17.25 | 9 |  |  |  | FALSE | FALSE | FALSE | 24000 | 14800 | 2.6 | 14800 | 2.6
206779802 |  | Live | Johnson Controls Inc. (York International Norman) | LUXAIRE | Singlezone Ducted, Centrally Ducted | 206779802 |  | HRCU-A-CB | TH16B2421 |  | CM30CXA1+MVC16CN21+TXV | 11.75 | 17.25 | 9 |  |  |  | FALSE | FALSE | FALSE | 24000 | 14800 | 2.6 | 14800 | 2.6
206779803 |  | Live | Johnson Controls Inc. (York International Norman) | FRASER-JOHNSTON | Singlezone Ducted, Centrally Ducted | 206779803 |  | HRCU-A-CB | TH16B2421 |  | CM30CXA1+MVC16CN21+TXV | 11.75 | 17.25 | 9 |  |  |  | FALSE | FALSE | FALSE | 24000 | 14800 | 2.6 | 14800 | 2.6
207658921 |  | Live | Midea Electric Trading | COMFORTSTAR | Singlezone Non-Ducted, Wall Placement | 207658921 |  | HRCU-A-CB-O | CZP12CA(O) | Mini-Splits | CHF12CA(I) | 13 | 23 | 11.6 | 13 | 23.5 | 10 | TRUE | FALSE | TRUE | 12000 | 8400 | 2.8 | 9250 | 2.56
206779799 |  | Live | Johnson Controls Inc. (York International Norman) | FRASER-JOHNSTON | Singlezone Ducted, Centrally Ducted | 206779799 |  | HRCU-A-CB | TH16B2421 |  | CF30CXA1+MVC16CN21+TXV | 11.75 | 17.25 | 9 |  |  |  | FALSE | FALSE | FALSE | 24000 | 14800 | 2.6 | 14800 | 2.6
207691822 |  | Live | Midea Electric Trading | COMFORT-AIRE | Singlezone Non-Ducted, Wall Placement | 207691822 |  | HRCU-A-CB-O | A-DVH18SH-1 | Mini-Splits | B-DVH18SH-1 | 10.5 | 19 | 10 | 10.5 | 19 | 8.7 | FALSE | FALSE | FALSE | 18000 | 11500 | 2.57 | 14370 | 2.49
206779798 |  | Live | Johnson Controls Inc. (York International Norman) | LUXAIRE | Singlezone Ducted, Centrally Ducted | 206779798 |  | HRCU-A-CB | TH16B2421 |  | CF30CXA1+MVC16CN21+TXV | 11.75 | 17.25 | 9 |  |  |  | FALSE | FALSE | FALSE | 24000 | 14800 | 2.6 | 14800 | 2.6
210854814 |  | Live | Daikin North America, LLC | AMANA | Singlezone Ducted, Centrally Ducted | 210854814 |  | HRCU-A-CB | ASZS602410A* | Ducted Indoor Units | CA*EA2422*4A*+MBVC1200**-1A* |  |  |  | 10.1 | 17.3 | 8.5 | FALSE | FALSE | TRUE | 22200 | 14600 | 2.58 | 17600 | 2.33
210854815 |  | Live | Daikin North America, LLC | AMANA | Singlezone Ducted, Centrally Ducted | 210854815 |  | HRCU-A-CB | ASZS602410A* | Ducted Indoor Units | CA*EA2422*4A*+MBVC1600**-1A* |  |  |  | 10.1 | 17.3 | 8.5 | FALSE | FALSE | TRUE | 22200 | 14600 | 2.58 | 17600 | 2.33
206779797 |  | Live | Johnson Controls Inc. (York International Norman) | COLEMAN | Singlezone Ducted, Centrally Ducted | 206779797 |  | HRCU-A-CB | CH16B2421 |  | CF30CXA1+MVC16CN21+TXV | 11.75 | 17.25 | 9 |  |  |  | FALSE | FALSE | FALSE | 24000 | 14800 | 2.6 | 14800 | 2.6
210773176 |  | Live | Daikin North America, LLC | AMANA | Singlezone Ducted, Centrally Ducted | 210773176 |  | HRCU-A-CB | ASZS603010A* | Ducted Indoor Units | AHVE36CP1400A* |  |  |  | 9.9 | 17.1 | 8.2 | FALSE | FALSE | FALSE | 27800 | 18000 | 2.52 | 21600 | 2.36
207691820 |  | Live | Midea Electric Trading | COMFORT-AIRE | Singlezone Non-Ducted, Wall Placement | 207691820 |  | HRCU-A-CB-O | A-DVH09SH-1 | Mini-Splits | B-DVH09SH-1 | 12.6 | 21.5 | 10 | 12.6 | 21.7 | 9.1 | TRUE | FALSE | FALSE | 9000 | 6900 | 2.53 | 7500 | 2.02
206779800 |  | Live | Johnson Controls Inc. (York International Norman) | CHAMPION HEATING AND COOLING | Singlezone Ducted, Centrally Ducted | 206779800 |  | HRCU-A-CB | TH16B2421 |  | CF30CXA1+MVC16CN21+TXV | 11.75 | 17.25 | 9 |  |  |  | FALSE | FALSE | FALSE | 24000 | 14800 | 2.6 | 14800 | 2.6
206778851 |  | Live | Johnson Controls Inc. (York International Norman) | YORK | Singlezone Ducted, Centrally Ducted | 206778851 |  | HRCU-A-CB | YHM24B21 |  | CF30CXA1+MVC16CN21+TXV | 11.75 | 17.25 | 9 |  |  |  | FALSE | FALSE | FALSE | 24000 | 14800 | 2.6 | 14800 | 2.6
207691818 |  | Live | Midea Electric Trading | COMFORT-AIRE | Singlezone Non-Ducted, Wall Placement | 207691818 |  | HRCU-A-CB-O | A-DVH09SH-0 | Mini-Splits | B-DVH09SH-0 | 12.5 | 20.5 | 10 | 12.5 | 21.5 | 9 | TRUE | FALSE | FALSE | 9000 | 6800 | 2.46 | 8044 | 2.12
206778852 |  | Live | Johnson Controls Inc. (York International Norman) | YORK | Singlezone Ducted, Centrally Ducted | 206778852 |  | HRCU-A-CB | YHM24B21 |  | CM30CXA1+MVC16CN21+TXV | 11.75 | 17.25 | 9 |  |  |  | FALSE | FALSE | FALSE | 24000 | 14800 | 2.6 | 14800 | 2.6
206780088 |  | Live | Johnson Controls Inc. (York International Norman) | LUXAIRE | Singlezone Ducted, Centrally Ducted | 206780088 |  | HRCU-A-CB | TH16B2421 |  | CM36CXA1+MVC16CN21+TXV | 11.5 | 17.25 | 9 |  |  |  | FALSE | FALSE | FALSE | 24000 | 15300 | 2.58 | 15300 | 2.58
206780090 |  | Live | Johnson Controls Inc. (York International Norman) | CHAMPION HEATING AND COOLING | Singlezone Ducted, Centrally Ducted | 206780090 |  | HRCU-A-CB | TH16B2421 |  | CM36CXA1+MVC16CN21+TXV | 11.5 | 17.25 | 9 |  |  |  | FALSE | FALSE | FALSE | 24000 | 15300 | 2.58 | 15300 | 2.58
206778888 |  | Live | Johnson Controls Inc. (York International Norman) | YORK | Singlezone Ducted, Centrally Ducted | 206778888 |  | HRCU-A-CB | YHM24B21 |  | CM36CXA1+MVC16CN21+TXV | 11.5 | 17.25 | 9 |  |  |  | FALSE | FALSE | FALSE | 24000 | 15300 | 2.58 | 15300 | 2.58
206780087 |  | Live | Johnson Controls Inc. (York International Norman) | COLEMAN | Singlezone Ducted, Centrally Ducted | 206780087 |  | HRCU-A-CB | CH16B2421 |  | CM36CXA1+MVC16CN21+TXV | 11.5 | 17.25 | 9 |  |  |  | FALSE | FALSE | FALSE | 24000 | 15300 | 2.58 | 15300 | 2.58
206780089 |  | Live | Johnson Controls Inc. (York International Norman) | FRASER-JOHNSTON | Singlezone Ducted, Centrally Ducted | 206780089 |  | HRCU-A-CB | TH16B2421 |  | CM36CXA1+MVC16CN21+TXV | 11.5 | 17.25 | 9 |  |  |  | FALSE | FALSE | FALSE | 24000 | 15300 | 2.58 | 15300 | 2.58
206780085 |  | Live | Johnson Controls Inc. (York International Norman) | FRASER-JOHNSTON | Singlezone Ducted, Centrally Ducted | 206780085 |  | HRCU-A-CB | TH16B2421 |  | CF36CXA1+MVC16CN21+TXV | 11.5 | 17.25 | 9 |  |  |  | FALSE | FALSE | FALSE | 24000 | 15300 | 2.58 | 15300 | 2.58
207590959 |  | Live | GE Appliances, a Haier Company | GE APPLIANCES | Singlezone Ducted, Centrally Ducted | 207590959 |  | HRCU-A-CB | AUH4860ZGDA* | Ducted Indoor Units | TUY60ZPDA | 10.5 | 16 | 10 | 10 | 15.8 | 9 | FALSE | FALSE | TRUE | 54000 | 36000 | 2.1 | 46800 | 1.93
206780086 |  | Live | Johnson Controls Inc. (York International Norman) | CHAMPION HEATING AND COOLING | Singlezone Ducted, Centrally Ducted | 206780086 |  | HRCU-A-CB | TH16B2421 |  | CF36CXA1+MVC16CN21+TXV | 11.5 | 17.25 | 9 |  |  |  | FALSE | FALSE | FALSE | 24000 | 15300 | 2.58 | 15300 | 2.58
206780083 |  | Live | Johnson Controls Inc. (York International Norman) | COLEMAN | Singlezone Ducted, Centrally Ducted | 206780083 |  | HRCU-A-CB | CH16B2421 |  | CF36CXA1+MVC16CN21+TXV | 11.5 | 17.25 | 9 |  |  |  | FALSE | FALSE | FALSE | 24000 | 15300 | 2.58 | 15300 | 2.58
207071259 |  | Live | Lennox Industries | CENTURY | Singlezone Ducted, Centrally Ducted | 207071259 |  | HRCU-A-CB | HRG1836S1P | Ducted Indoor Units | HCG30V1P | 13 | 20 | 10 |  |  |  | TRUE | FALSE | TRUE | 24000 | 15600 | 2.39 | 15600 | 2.39
207071031 |  | Live | Lennox Industries | CENTURY | Singlezone Ducted, Centrally Ducted | 207071031 |  | HRCU-A-CB | HRG1836S1P | Ducted Indoor Units | HMG42X1P | 11.5 | 19.5 | 10 |  |  |  | FALSE | FALSE | TRUE | 34600 | 21800 | 2.5 | 21800 | 2.5
207071251 |  | Live | Lennox Industries | CENTURY | Singlezone Ducted, Centrally Ducted | 207071251 |  | HRCU-A-CB | HRG1836S1P | Ducted Indoor Units | HMG24F1P+H4TXV01 | 12.5 | 17 | 9 |  |  |  | FALSE | FALSE | TRUE | 23400 | 16200 | 2.18 | 16200 | 2.18
207071257 |  | Live | Lennox Industries | CENTURY | Singlezone Ducted, Centrally Ducted | 207071257 |  | HRCU-A-CB | HRG1836S1P | Ducted Indoor Units | HCG24V1P | 13 | 20 | 10 |  |  |  | TRUE | FALSE | TRUE | 23800 | 15900 | 2.22 | 15900 | 2.22
207071025 |  | Live | Lennox Industries | CENTURY | Singlezone Ducted, Centrally Ducted | 207071025 |  | HRCU-A-CB | HRG1836S1P | Ducted Indoor Units | HCG36V1P | 12 | 19.5 | 10 |  |  |  | TRUE | FALSE | TRUE | 34600 | 21400 | 2.48 | 21400 | 2.48
207071029 |  | Live | Lennox Industries | CENTURY | Singlezone Ducted, Centrally Ducted | 207071029 |  | HRCU-A-CB | HRG1836S1P | Ducted Indoor Units | HMG36X1P | 11.5 | 19 | 10 |  |  |  | FALSE | FALSE | TRUE | 34600 | 21800 | 2.5 | 21800 | 2.5
207071033 |  | Live | Lennox Industries | CENTURY | Singlezone Ducted, Centrally Ducted | 207071033 |  | HRCU-A-CB | HRG1836S1P | Ducted Indoor Units | HCG42V1P | 12 | 19.5 | 10 |  |  |  | TRUE | FALSE | TRUE | 34800 | 21600 | 2.49 | 21600 | 2.49
206778887 |  | Live | Johnson Controls Inc. (York International Norman) | YORK | Singlezone Ducted, Centrally Ducted | 206778887 |  | HRCU-A-CB | YHM24B21 |  | CF36CXA1+MVC16CN21+TXV | 11.5 | 17.25 | 9 |  |  |  | FALSE | FALSE | FALSE | 24000 | 15300 | 2.58 | 15300 | 2.58
210854816 |  | Live | Daikin North America, LLC | AMANA | Singlezone Ducted, Centrally Ducted | 210854816 |  | HRCU-A-CB | ASZS603010A* | Ducted Indoor Units | CA*EA2422*4A*+MBVC1200**-1A* |  |  |  | 9.9 | 17.1 | 8.2 | FALSE | FALSE | FALSE | 27400 | 18000 | 2.52 | 21600 | 2.36
210854817 |  | Live | Daikin North America, LLC | AMANA | Singlezone Ducted, Centrally Ducted | 210854817 |  | HRCU-A-CB | ASZS603010A* | Ducted Indoor Units | CA*EA2422*4A*+MBVC1600**-1A* |  |  |  | 9.9 | 17.1 | 8.2 | FALSE | FALSE | FALSE | 27400 | 18000 | 2.52 | 21600 | 2.36
206780084 |  | Live | Johnson Controls Inc. (York International Norman) | LUXAIRE | Singlezone Ducted, Centrally Ducted | 206780084 |  | HRCU-A-CB | TH16B2421 |  | CF36CXA1+MVC16CN21+TXV | 11.5 | 17.25 | 9 |  |  |  | FALSE | FALSE | FALSE | 24000 | 15300 | 2.58 | 15300 | 2.58
212674038 |  | Live | Midea Electric Trading | GENIE AIRE | Singlezone Non-Ducted, Wall Placement | 212674038 |  | HRCU-A-CB-O | GA-12HP115V/O | Mini-Splits | GA-12HP115V/I | 10.3 | 20 | 10.8 | 10.3 | 20.8 | 8.7 | FALSE | FALSE | FALSE | 12000 | 7800 | 2.31 | 8200 | 1.35
212674041 |  | Live | Midea Electric Trading | GENIE AIRE | Singlezone Non-Ducted, Wall Placement | 212674041 |  | HRCU-A-CB-O | GA-24HP230V/O | Mini-Splits | GA-24HP230V/I | 9.5 | 18.5 | 10.2 | 9.5 | 18.5 | 8.6 | FALSE | FALSE | FALSE | 24000 | 16500 | 2.38 | 19257 | 2.11
10153695 |  | Live | Trane U.S. Inc. | TRANE | Singlezone Ducted, Centrally Ducted | 10153695 |  | HRCU-A-CB | 4TWV0036A1 |  | TEM8A0B30V31+TDR | 12.5 | 19.5 | 9.6 |  |  |  | FALSE | FALSE | FALSE | 34000 | 26200 | 3.46 | 26200 | 2.22
212615055 |  | Live | Midea Electric Trading | YONAN | Singlezone Non-Ducted, Wall Placement | 212615055 |  | HRCU-A-CB-O | YS-12HRFN1B-C1OU | Mini-Splits | YS-12HRFN1B-C1 | 10.3 | 20 | 10.8 | 10.3 | 20.8 | 8.7 | FALSE | FALSE | FALSE | 12000 | 7800 | 2.31 | 8200 | 1.35
212615059 |  | Live | Midea Electric Trading | YONAN | Singlezone Non-Ducted, Wall Placement | 212615059 |  | HRCU-A-CB-O | YS-24HRFN1-C1OU | Mini-Splits | YS-24HRFN1-C1 | 9.5 | 18.5 | 10.2 | 9.5 | 18.5 | 8.6 | FALSE | FALSE | FALSE | 24000 | 16500 | 2.38 | 19257 | 2.11
207339166 |  | Live | Midea Electric Trading | AURORA | Singlezone Non-Ducted, Wall Placement | 207339166 |  | HRCU-A-CB-O | AU-A12HR-1B-O | Mini-Splits | AU-A12HR-1B-I | 10.3 | 20 | 10.8 | 10.3 | 20.8 | 8.7 | FALSE | FALSE | FALSE | 12000 | 7800 | 2.31 | 8200 | 1.35
212563571 |  | Live | Midea Electric Trading | LIVART | Singlezone Non-Ducted, Wall Placement | 212563571 |  | HRCU-A-CB-O | LVA12KUHXV | Mini-Splits | LVA12KNHXV | 10.3 | 20 | 10.8 | 10.3 | 20.8 | 8.7 | FALSE | FALSE | FALSE | 12000 | 7800 | 2.31 | 8200 | 1.35
207071255 |  | Live | Lennox Industries | CENTURY | Singlezone Ducted, Centrally Ducted | 207071255 |  | HRCU-A-CB | HRG1836S1P | Ducted Indoor Units | HMG30X1P | 13 | 18 | 10 |  |  |  | TRUE | FALSE | TRUE | 24000 | 15600 | 2.38 | 15600 | 2.38
207071253 |  | Live | Lennox Industries | CENTURY | Singlezone Ducted, Centrally Ducted | 207071253 |  | HRCU-A-CB | HRG1836S1P | Ducted Indoor Units | HMG24X1P | 13 | 20 | 9.6 |  |  |  | TRUE | FALSE | TRUE | 24000 | 15600 | 2.22 | 15600 | 2.22
207339170 |  | Live | Midea Electric Trading | AURORA | Singlezone Non-Ducted, Wall Placement | 207339170 |  | HRCU-A-CB-O | AU-A24HR-2B-O | Mini-Splits | AU-A24HR-2B-I | 9.5 | 18.5 | 10.2 | 9.5 | 18.5 | 8.6 | FALSE | FALSE | FALSE | 24000 | 16500 | 2.38 | 19257 | 2.11
210854818 |  | Live | Daikin North America, LLC | AMANA | Singlezone Ducted, Centrally Ducted | 210854818 |  | HRCU-A-CB | ASZS603010A* | Ducted Indoor Units | CA*EA3026*4A*+MBVC1200**-1A* |  |  |  | 9.9 | 17.1 | 8.2 | FALSE | FALSE | FALSE | 27400 | 18000 | 2.52 | 21600 | 2.36
210854819 |  | Live | Daikin North America, LLC | AMANA | Singlezone Ducted, Centrally Ducted | 210854819 |  | HRCU-A-CB | ASZS603010A* | Ducted Indoor Units | CA*EA3026*4A*+MBVC1600**-1A* |  |  |  | 9.9 | 17.1 | 8.2 | FALSE | FALSE | FALSE | 27400 | 18000 | 2.52 | 21600 | 2.36
210773178 |  | Live | Daikin North America, LLC | AMANA | Singlezone Ducted, Centrally Ducted | 210773178 |  | HRCU-A-CB | ASZS603610A* | Ducted Indoor Units | AHVE36CP1400A* |  |  |  | 8.7 | 16.3 | 8.2 | FALSE | FALSE | FALSE | 33600 | 22400 | 2.43 | 25200 | 2.37
210798385 |  | Live | Daikin North America, LLC | AMANA | Singlezone Ducted, Centrally Ducted | 210798385 |  | HRCU-A-CB | ASZS603610A* | Ducted Indoor Units | AHVE42CP1400A* |  |  |  | 8.7 | 16.3 | 8.2 | FALSE | FALSE | FALSE | 33600 | 22400 | 2.43 | 25200 | 2.37
212928565 |  | Live | Midea Electric Trading | ZERO | Singlezone Non-Ducted, Wall Placement | 212928565 |  | HRCU-A-CB-O | ZSOV-36HDM-US | Mini-Splits | ZEV-36HDM-US | 8 | 17 | 10 | 8.5 | 19 | 9 | FALSE | FALSE | FALSE | 36000 | 23000 | 2.2 | 25000 | 2.11
212615046 |  | Live | Midea Electric Trading | KANIONCO | Singlezone Ducted, Compact Ducted | 212615046 |  | HRCU-A-CB | KD-36IR410AHSODU | Mini-Splits | KD-36IR410AHSIDU | 9 | 16.7 | 11.5 | 8.8 | 15.8 | 8.8 | FALSE | FALSE | FALSE | 36000 | 25000 | 2.49 | 26000 | 2.22
212928561 |  | Live | Midea Electric Trading | ZERO | Singlezone Ducted, Compact Ducted | 212928561 |  | HRCU-A-CB | ZSOV-36HDM-US | Mini-Splits | ZDV-36HDM-US | 9 | 16.7 | 11.5 | 8.8 | 15.8 | 8.8 | FALSE | FALSE | FALSE | 36000 | 25000 | 2.49 | 26000 | 2.22
212615047 |  | Live | Midea Electric Trading | KANIONCO | Singlezone Ducted, Compact Ducted | 212615047 |  | HRCU-A-CB | KD-48IR410AHSODU | Mini-Splits | KD-48IR410AHSIDU | 9.2 | 17.4 | 10.3 | 8.5 | 15.1 | 9.3 | FALSE | FALSE | FALSE | 48000 | 34000 | 2.32 | 41000 | 2.32
213082096 |  | Live | Midea Electric Trading | ECO AC | Singlezone Ducted, Compact Ducted | 213082096 |  | HRCU-A-CB | EHH-O48BB | Mini-Splits | EHH-D48BA | 9.2 | 17.4 | 10.3 | 8.5 | 15.1 | 9.3 | FALSE | FALSE | FALSE | 48000 | 34000 | 2.32 | 41000 | 2.32
212928562 |  | Live | Midea Electric Trading | ZERO | Singlezone Ducted, Compact Ducted | 212928562 |  | HRCU-A-CB | ZSOV-48HDM-US | Mini-Splits | ZDV-48HDM-US | 9.2 | 17.4 | 10.3 | 8.5 | 15.1 | 9.3 | FALSE | FALSE | FALSE | 48000 | 34000 | 2.32 | 41000 | 2.32
212928567 |  | Live | Midea Electric Trading | ZERO | Singlezone Non-Ducted, Floor Placement | 212928567 |  | HRCU-A-CB-O | ZSOV-60HDM-US | Mini-Splits | ZEV-60HDM-US | 9.8 | 18.7 | 10.5 | 9.8 | 19.8 | 9 | FALSE | FALSE | FALSE | 54000 | 35000 | 2.34 | 35200 | 1.98
212928563 |  | Live | Midea Electric Trading | ZERO | Singlezone Ducted, Compact Ducted | 212928563 |  | HRCU-A-CB | ZSOV-60HDM-US | Mini-Splits | ZDV-60HDM-US | 10.6 | 19.2 | 10.2 | 10.3 | 17 | 8.4 | FALSE | FALSE | FALSE | 59000 | 34400 | 2.37 | 36000 | 2.29
212615044 |  | Live | Midea Electric Trading | KANIONCO | Singlezone Ducted, Compact Ducted | 212615044 |  | HRCU-A-CB | KD-60IR410AHSODU | Mini-Splits | KD-60IR410AHSIDU | 10.6 | 19.2 | 10.2 | 10.3 | 17 | 8.4 | FALSE | FALSE | FALSE | 59000 | 34400 | 2.37 | 36000 | 2.29
212365408 |  | Live | Midea Electric Trading | CUSTOM COMFORT | Singlezone Non-Ducted, Wall Placement | 212365408 |  | HRCU-A-CB-O | CCOXHASZ33HP | Mini-Splits | CCOXHAWM33 |  |  |  | 12 | 19.5 | 10 | TRUE | TRUE | TRUE | 33000 | 28800 | 2.5 | 33600 | 2.39
212631695 |  | Live | Midea Electric Trading | KERR | Singlezone Ducted, Centrally Ducted | 212631695 |  | HRCU-A-C | A-KCD30SA-1 |  | MCD30/36C1A | 10.7 | 14.2 | 9.5 | 10.5 | 15.5 | 9.7 | FALSE | TRUE | TRUE | 30000 | 22600 | 2.62 | 26000 | 2.28
212631697 |  | Live | Midea Electric Trading | KERR | Singlezone Ducted, Centrally Ducted | 212631697 |  | HRCU-A-C | A-KCD48SA-1 |  | MCD48C1A | 9 | 14 | 10 | 8.6 | 14.3 | 9 | FALSE | FALSE | FALSE | 46000 | 32000 | 2.36 | 45000 | 2.11
212386767 |  | Live | Midea Electric Trading | COMFORT-AIRE | Singlezone Ducted, Centrally Ducted | 212386767 |  | HRCU-A-C | A-VCD60SA-1 |  | MCD60D1A |  |  |  | 8.6 | 14.5 | 8.6 | FALSE | FALSE | FALSE | 53000 | 37000 | 2.26 | 38000 | 2.26
212631698 |  | Live | Midea Electric Trading | KERR | Singlezone Ducted, Centrally Ducted | 212631698 |  | HRCU-A-C | A-KCD60SA-1 |  | MCD60D1A |  |  |  | 8.6 | 14.5 | 8.6 | FALSE | FALSE | FALSE | 53000 | 37000 | 2.26 | 38000 | 2.26
208101265 |  | Live | Midea Electric Trading | AURORA | Singlezone Ducted, Centrally Ducted | 208101265 |  | HRCU-A-CB | AU-LXU48-2A-O |  | AU-LCU48-2A-I | 8.5 | 16 | 10 | 8.2 | 15.6 | 9.4 | FALSE | FALSE | FALSE | 47000 | 36000 | 2.36 | 48000 | 2.05
212920482 |  | Live | Midea Electric Trading | MULTI MFG | Singlezone Ducted, Centrally Ducted | 212920482 |  | HRCU-A-CB | HHS-48HD-A |  | 48MPHP0-M-A | 8.5 | 16 | 10 | 8.2 | 15.6 | 9.4 | FALSE | TRUE | FALSE | 47000 | 36000 | 2.36 | 48000 | 2.05
213062291 |  | Live | Midea Electric Trading | KEPLER | Singlezone Ducted, Centrally Ducted | 213062291 |  | HRCU-A-CB | AZPN/48WD |  | AZPN/48WAH | 8.5 | 16 | 10 | 8.2 | 15.6 | 9.4 | FALSE | TRUE | FALSE | 47000 | 36000 | 2.36 | 48000 | 2.05
213081445 |  | Live | Midea Electric Trading | ELIOS | Singlezone Ducted, Centrally Ducted | 213081445 |  | HRCU-A-CB | DEA48HOS20230E7 |  | FEA48HIAHUU230X7 | 8.5 | 16 | 10 | 8.2 | 15.6 | 9.4 | FALSE | TRUE | FALSE | 47000 | 36000 | 2.36 | 48000 | 2.05
213062302 |  | Live | Midea Electric Trading | KEPLER | Singlezone Ducted, Centrally Ducted | 213062302 |  | HRCU-A-CB | AZPNS/36ROD |  | AZPN/36WAH | 10.4 | 18 | 9.1 | 10.1 | 16.9 | 8.2 | FALSE | FALSE | FALSE | 36000 | 20400 | 2.48 | 22700 | 2.1
212920475 |  | Live | Midea Electric Trading | MULTI MFG | Singlezone Ducted, Centrally Ducted | 212920475 |  | HRCU-A-CB | HES-36HD-A |  | 36MPHP0-M-A | 10.4 | 18 | 9.1 | 10.1 | 16.9 | 8.2 | FALSE | FALSE | FALSE | 36000 | 20400 | 2.48 | 22700 | 2.1
212920476 |  | Live | Midea Electric Trading | MULTI MFG | Singlezone Ducted, Centrally Ducted | 212920476 |  | HRCU-A-CB | HES-48HD-A |  | 48MPHP0-M-A | 9.3 | 17.3 | 10 | 8.8 | 15.8 | 9.4 | FALSE | FALSE | FALSE | 47000 | 37000 | 2.4 | 39000 | 2.2
212920472 |  | Live | Midea Electric Trading | MULTI MFG | Singlezone Ducted, Centrally Ducted | 212920472 |  | HRCU-A-CB | HES-18HD-A |  | 18MPHP0-M-A | 9.3 | 17.3 | 10 | 8.8 | 15.8 | 9.4 | FALSE | FALSE | FALSE | 47000 | 37000 | 2.4 | 39000 | 2.2
213062303 |  | Live | Midea Electric Trading | KEPLER | Singlezone Ducted, Centrally Ducted | 213062303 |  | HRCU-A-CB | AZPNS/48ROD |  | AZPN/48WAH | 9.3 | 17.3 | 10 | 8.8 | 15.8 | 9.4 | FALSE | FALSE | FALSE | 47000 | 37000 | 2.4 | 39000 | 2.2
212925576 |  | Live | Midea Electric Trading | TEMP SHIFT | Singlezone Ducted, Centrally Ducted | 212925576 |  | HRCU-A-C | TSMOD30U30HFN1MR0 |  | TSMAC36HWDN1MN0 | 10 | 14.2 | 9.5 | 10.2 | 14.9 | 9.3 | FALSE | FALSE | FALSE | 30000 | 22000 | 2.6 | 24400 | 2.1
213062295 |  | Live | Midea Electric Trading | KEPLER | Singlezone Ducted, Centrally Ducted | 213062295 |  | HRCU-A-C | AZPNS/30ROD |  | AZPN/C36WAC | 10 | 14.2 | 9.5 | 10.2 | 14.9 | 9.3 | FALSE | FALSE | FALSE | 30000 | 22000 | 2.6 | 24400 | 2.1
212928552 |  | Live | Midea Electric Trading | TRUST AIR CONDITIONERS | Singlezone Ducted, Centrally Ducted | 212928552 |  | HRCU-A-C | AH60H/O44P |  | CX60M/W4T5 | 9.5 | 14.9 | 9.3 | 9 | 15.2 | 8.5 | FALSE | FALSE | FALSE | 53000 | 34000 | 2.2 | 36000 | 2.19
207071027 |  | Live | Lennox Industries | CENTURY | Singlezone Ducted, Centrally Ducted | 207071027 |  | HRCU-A-CB | HRG1836S1P | Ducted Indoor Units | HMG36F1P+H4TXV01 | 11 | 16.5 | 9.6 |  |  |  | FALSE | FALSE | TRUE | 34000 | 22200 | 2.44 | 22200 | 2.44
212546255 |  | Live | Midea Electric Trading | IFLOW | Singlezone Ducted, Centrally Ducted | 212546255 |  | HRCU-A-C | 70HPIC60A |  | 70C5460DA | 9.5 | 14.9 | 9.3 | 9 | 15.2 | 8.5 | FALSE | FALSE | FALSE | 53000 | 34000 | 2.2 | 36000 | 2.19
207071556 |  | Live | Lennox Industries | CENTURY | Singlezone Ducted, Centrally Ducted | 207071556 |  | HRCU-A-CB | HRG1860S1P | Ducted Indoor Units | HMG48X1P | 11 | 16.5 | 9 |  |  |  | FALSE | FALSE | FALSE | 45500 | 30800 | 2.12 | 30800 | 2.12
212615093 |  | Live | Midea Electric Trading | CANAIR | Singlezone Ducted, Centrally Ducted | 212615093 |  | HRCU-A-C | CDH2060C21 |  | MAC-60HWDN1-MNO | 9.5 | 14.9 | 9.3 | 9 | 15.2 | 8.5 | FALSE | FALSE | FALSE | 53000 | 34000 | 2.2 | 36000 | 2.19
213062298 |  | Live | Midea Electric Trading | KEPLER | Singlezone Ducted, Centrally Ducted | 213062298 |  | HRCU-A-C | AZPNS/60ROD |  | AZPN/D60WAC | 9.5 | 14.9 | 9.3 | 9 | 15.2 | 8.5 | FALSE | FALSE | FALSE | 53000 | 34000 | 2.2 | 36000 | 2.19
213081450 |  | Live | Midea Electric Trading | ELIOS | Singlezone Ducted, Centrally Ducted | 213081450 |  | HRCU-A-C | DEA30HOS20230E7 |  | CUB36HAC20CWT7A | 10.7 | 14.2 | 9.5 | 10.5 | 15.5 | 9.7 | FALSE | TRUE | TRUE | 30000 | 22600 | 2.62 | 26000 | 2.28
207071558 |  | Live | Lennox Industries | CENTURY | Singlezone Ducted, Centrally Ducted | 207071558 |  | HRCU-A-CB | HRG1860S1P | Ducted Indoor Units | HCG48V1P | 11 | 17 | 9.6 |  |  |  | FALSE | FALSE | FALSE | 45500 | 30800 | 2.13 | 30800 | 2.13
212546250 |  | Live | Midea Electric Trading | IFLOW | Singlezone Ducted, Centrally Ducted | 212546250 |  | HRCU-A-C | 70HPIC30A |  | 70C3036CA | 10.7 | 14.2 | 9.5 | 10.5 | 15.5 | 9.7 | FALSE | FALSE | TRUE | 30000 | 22600 | 2.62 | 26000 | 2.28
213062284 |  | Live | Midea Electric Trading | KEPLER | Singlezone Ducted, Centrally Ducted | 213062284 |  | HRCU-A-C | AZPN/30WD |  | AZPN/C36WAC | 10.7 | 14.2 | 9.5 | 10.5 | 15.5 | 9.7 | FALSE | TRUE | TRUE | 30000 | 22600 | 2.62 | 26000 | 2.28
207071452 |  | Live | Lennox Industries | CENTURY | Singlezone Ducted, Centrally Ducted | 207071452 |  | HRCU-A-CB | HRG1860S1P | Ducted Indoor Units | HCG60V1P | 10 | 16.5 | 9 |  |  |  | FALSE | FALSE | FALSE | 55500 | 37400 | 2.12 | 37400 | 2.12
213062296 |  | Live | Midea Electric Trading | KEPLER | Singlezone Ducted, Centrally Ducted | 213062296 |  | HRCU-A-C | AZPN/36ROD |  | AZPN/C36WAC | 10.1 | 14.2 | 9.2 | 9.3 | 14.4 | 8 | FALSE | FALSE | FALSE | 36000 | 19800 | 2.2 | 24900 | 2.13
207071454 |  | Live | Lennox Industries | CENTURY | Singlezone Ducted, Centrally Ducted | 207071454 |  | HRCU-A-CB | HRG1860S1P | Ducted Indoor Units | HMG60X1P | 10 | 16 | 9 |  |  |  | FALSE | FALSE | FALSE | 55000 | 37800 | 2.15 | 37800 | 2.15
212925577 |  | Live | Midea Electric Trading | TEMP SHIFT | Singlezone Ducted, Centrally Ducted | 212925577 |  | HRCU-A-C | TSMOD30U36HFN1MR0 |  | TSMAC36HWDN1MN0 | 10.1 | 14.2 | 9.2 | 9.3 | 14.4 | 8 | FALSE | FALSE | FALSE | 36000 | 19800 | 2.2 | 24900 | 2.13
212928550 |  | Live | Midea Electric Trading | TRUST AIR CONDITIONERS | Singlezone Ducted, Centrally Ducted | 212928550 |  | HRCU-A-C | AH36H/O44P |  | CX36M/W4T4 | 10.1 | 14.2 | 9.2 | 9.3 | 14.4 | 8 | FALSE | FALSE | FALSE | 36000 | 19800 | 2.2 | 24900 | 2.13
212928551 |  | Live | Midea Electric Trading | TRUST AIR CONDITIONERS | Singlezone Ducted, Centrally Ducted | 212928551 |  | HRCU-A-C | AH48H/O44P |  | CX48M/W4T4 | 9.15 | 14 | 9.4 | 8.6 | 14.3 | 8.3 | FALSE | FALSE | FALSE | 48000 | 30400 | 2.2 | 32000 | 2.03
213062297 |  | Live | Midea Electric Trading | KEPLER | Singlezone Ducted, Centrally Ducted | 213062297 |  | HRCU-A-C | AZPNS/48ROD |  | AZPNS/C48WAC | 9.15 | 14 | 9.4 | 8.6 | 14.3 | 8.3 | FALSE | FALSE | FALSE | 48000 | 30400 | 2.2 | 32000 | 2.03
212546253 |  | Live | Midea Electric Trading | IFLOW | Singlezone Ducted, Centrally Ducted | 212546253 |  | HRCU-A-C | 70HPIC48A |  | 70C4248CA | 9 | 14 | 10 | 8.6 | 14.3 | 9 | FALSE | FALSE | FALSE | 46000 | 32000 | 2.36 | 45000 | 2.11
210854820 |  | Live | Daikin North America, LLC | AMANA | Singlezone Ducted, Centrally Ducted | 210854820 |  | HRCU-A-CB | ASZS603610A* | Ducted Indoor Units | CA*EA3026*4A*+MBVC1200**-1A* |  |  |  | 8.7 | 16.3 | 8.2 | FALSE | FALSE | FALSE | 33200 | 22400 | 2.43 | 25200 | 2.37
212928554 |  | Live | Midea Electric Trading | TRUST AIR CONDITIONERS | Singlezone Ducted, Centrally Ducted | 212928554 |  | HRCU-A-C | AA48H/O44P |  | CX48M/W4T4 | 9 | 14 | 10 | 8.6 | 14.3 | 9 | FALSE | FALSE | FALSE | 46000 | 32000 | 2.36 | 45000 | 2.11
212920483 |  | Live | Midea Electric Trading | MULTI MFG | Singlezone Ducted, Centrally Ducted | 212920483 |  | HRCU-A-CB | HHS-60HD-A |  | 60MPHP0-M-A | 9 | 16.4 | 10.5 | 8.8 | 15.3 | 9.4 | FALSE | TRUE | FALSE | 55000 | 42000 | 2.6 | 52500 | 2.3
210854821 |  | Live | Daikin North America, LLC | AMANA | Singlezone Ducted, Centrally Ducted | 210854821 |  | HRCU-A-CB | ASZS603610A* | Ducted Indoor Units | CA*EA3026*4A*+MBVC1600**-1A* |  |  |  | 8.7 | 16.3 | 8.2 | FALSE | FALSE | FALSE | 33200 | 22400 | 2.43 | 25200 | 2.37
213062292 |  | Live | Midea Electric Trading | KEPLER | Singlezone Ducted, Centrally Ducted | 213062292 |  | HRCU-A-CB | AZPN/60WD |  | AZPN/60WAH | 9 | 16.4 | 10.5 | 8.8 | 15.3 | 9.4 | FALSE | TRUE | FALSE | 55000 | 42000 | 2.6 | 52500 | 2.3
213081455 |  | Live | Midea Electric Trading | ALSETRIA | Singlezone Ducted, Centrally Ducted | 213081455 |  | HRCU-A-CB | MOE30U-55HFN1-M |  | MVC-60HWFN1-M | 9 | 16.4 | 10.5 | 8.8 | 15.3 | 9.4 | FALSE | TRUE | FALSE | 55000 | 42000 | 2.6 | 52500 | 2.3
213081446 |  | Live | Midea Electric Trading | ELIOS | Singlezone Ducted, Centrally Ducted | 213081446 |  | HRCU-A-CB | DEA60HOS20230E7 |  | FEA60HIAHUU230X7 | 9 | 16.4 | 10.5 | 8.8 | 15.3 | 9.4 | FALSE | TRUE | FALSE | 55000 | 42000 | 2.6 | 52500 | 2.3
213081459 |  | Live | Midea Electric Trading | ECO-AIR | Singlezone Ducted, Centrally Ducted | 213081459 |  | HRCU-A-CB | MOE30U-55HFN1-M |  | MVC-60HWFN1-M | 9 | 16.4 | 10.5 | 8.8 | 15.3 | 9.4 | FALSE | TRUE | FALSE | 55000 | 42000 | 2.6 | 52500 | 2.3
210854822 |  | Live | Daikin North America, LLC | AMANA | Singlezone Ducted, Centrally Ducted | 210854822 |  | HRCU-A-CB | ASZS603610A* | Ducted Indoor Units | CA*EA3026*4A*+MBVC2000**-1A* |  |  |  | 8.7 | 16.3 | 8.2 | FALSE | FALSE | FALSE | 33200 | 22400 | 2.43 | 25200 | 2.37
212386768 |  | Live | Midea Electric Trading | LBG PRODUCTS | Singlezone Ducted, Centrally Ducted | 212386768 |  | HRCU-A-C | LCUHB60DO |  | LCHB60DA |  |  |  | 8.6 | 14.5 | 8.6 | FALSE | FALSE | FALSE | 53000 | 37000 | 2.26 | 38000 | 2.26
212386769 |  | Live | Midea Electric Trading | BLADEX | Singlezone Ducted, Centrally Ducted | 212386769 |  | HRCU-A-C | BX30U-55HPHYHA |  | BLC-60HWAC1 |  |  |  | 8.6 | 14.5 | 8.6 | FALSE | FALSE | FALSE | 53000 | 37000 | 2.26 | 38000 | 2.26
212386770 |  | Live | Midea Electric Trading | CANAIR | Singlezone Ducted, Centrally Ducted | 212386770 |  | HRCU-A-C | CDH2060C22 |  | MAC-60HWDN1-MN0 |  |  |  | 8.6 | 14.5 | 8.6 | FALSE | FALSE | FALSE | 53000 | 37000 | 2.26 | 38000 | 2.26
207642983 |  | Live | Trane U.S. Inc. | AMERISTAR | Singlezone Non-Ducted, Ceiling Placement | 207642983 |  | HRCU-A-CB-O | M4THS2309A11N** | Mini-Splits | M4MHW2309A1N0** | 14.3 | 23 | 11 |  |  |  | FALSE | FALSE | TRUE | 9100 | 7300 | 2.61 | 10500 | 2.04
213081458 |  | Live | Midea Electric Trading | ALSETRIA | Singlezone Ducted, Centrally Ducted | 213081458 |  | HRCU-A-C | MOE30U-55HFN1-M |  | MAC-60HWDN1-MN0 |  |  |  | 8.6 | 14.5 | 8.6 | FALSE | FALSE | FALSE | 53000 | 37000 | 2.26 | 38000 | 2.26
210773182 |  | Live | Daikin North America, LLC | AMANA | Singlezone Ducted, Centrally Ducted | 210773182 |  | HRCU-A-CB | ASZS604810A* | Ducted Indoor Units | AHVE48DP1400A* |  |  |  | 8 | 16.2 | 8.1 | FALSE | FALSE | FALSE | 45000 | 29800 | 2.47 | 36000 | 2.38
213081462 |  | Live | Midea Electric Trading | ECO-AIR | Singlezone Ducted, Centrally Ducted | 213081462 |  | HRCU-A-C | MOE30U-55HFN1-M |  | MAC-60HWDN1-MN0 |  |  |  | 8.6 | 14.5 | 8.6 | FALSE | FALSE | FALSE | 53000 | 37000 | 2.26 | 38000 | 2.26
213081454 |  | Live | Midea Electric Trading | ELIOS | Singlezone Ducted, Centrally Ducted | 213081454 |  | HRCU-A-C | DEA60HOS20230E7 |  | CUB60HAC20DWT7A |  |  |  | 8.6 | 14.5 | 8.6 | FALSE | FALSE | FALSE | 53000 | 37000 | 2.26 | 38000 | 2.26
212615029 |  | Live | Midea Electric Trading | MOOVAIR | Singlezone Ducted, Centrally Ducted | 212615029 |  | HRCU-A-C | DMA60HOS20230E7 |  | CUB60HAC20DWT7A |  |  |  | 8.6 | 14.5 | 8.6 | FALSE | FALSE | FALSE | 53000 | 37000 | 2.26 | 38000 | 2.26
212928555 |  | Live | Midea Electric Trading | TRUST AIR CONDITIONERS | Singlezone Ducted, Centrally Ducted | 212928555 |  | HRCU-A-C | AA60H/O44P |  | CX60M/W4T5 |  |  |  | 8.6 | 14.5 | 8.6 | FALSE | FALSE | FALSE | 53000 | 37000 | 2.26 | 38000 | 2.26
212928595 |  | Live | Midea Electric Trading | MITS AIR | Singlezone Ducted, Centrally Ducted | 212928595 |  | HRCU-A-C | MOE30U-55HFN1-M |  | MAC-60HWDN1-MN0 |  |  |  | 8.6 | 14.5 | 8.6 | FALSE | FALSE | FALSE | 53000 | 37000 | 2.26 | 38000 | 2.26
210798388 |  | Live | Daikin North America, LLC | AMANA | Singlezone Ducted, Centrally Ducted | 210798388 |  | HRCU-A-CB | ASZS604810A* | Ducted Indoor Units | AHVE60DP1400A* |  |  |  | 8 | 16.2 | 8.1 | FALSE | FALSE | FALSE | 45000 | 29800 | 2.47 | 36000 | 2.38
213062286 |  | Live | Midea Electric Trading | KEPLER | Singlezone Ducted, Centrally Ducted | 213062286 |  | HRCU-A-C | AZPN/60WD |  | AZPN/D60WAC |  |  |  | 8.6 | 14.5 | 8.6 | FALSE | FALSE | FALSE | 53000 | 37000 | 2.26 | 38000 | 2.26
207642984 |  | Live | Trane U.S. Inc. | RUNTRU | Singlezone Non-Ducted, Ceiling Placement | 207642984 |  | HRCU-A-CB-O | M4THS2309A11N** | Mini-Splits | M4MHW2309A1N0** | 14.3 | 23 | 11 |  |  |  | FALSE | FALSE | TRUE | 9100 | 7300 | 2.61 | 10500 | 2.04
212925596 |  | Live | Midea Electric Trading | TEMP SHIFT | Singlezone Ducted, Centrally Ducted | 212925596 |  | HRCU-A-CB | TSMOE30U48HFN1M[X1] |  | TSMVC48HWFN1M | 8.5 | 16 | 10 | 8.2 | 15.6 | 9.4 | FALSE | FALSE | FALSE | 47000 | 36000 | 2.36 | 48000 | 2.05
207071254 |  | Live | Lennox Industries | COMFORT-AIRE | Singlezone Ducted, Centrally Ducted | 207071254 |  | HRCU-A-CB | HRG1836S1P | Ducted Indoor Units | HMG24X1P | 13 | 20 | 9.6 |  |  |  | TRUE | FALSE | TRUE | 24000 | 15600 | 2.22 | 15600 | 2.22
207071256 |  | Live | Lennox Industries | COMFORT-AIRE | Singlezone Ducted, Centrally Ducted | 207071256 |  | HRCU-A-CB | HRG1836S1P | Ducted Indoor Units | HMG30X1P | 13 | 18 | 10 |  |  |  | TRUE | FALSE | TRUE | 24000 | 15600 | 2.38 | 15600 | 2.38
207629144 |  | Live | Trane U.S. Inc. | AMERICAN STANDARD | Singlezone Non-Ducted, Ceiling Placement | 207629144 |  | HRCU-A-CB-O | 4TXK2509A10N0** | Mini-Splits | 4MXW2509A10N0** | 14.7 | 25.3 | 11.2 |  |  |  | TRUE | TRUE | TRUE | 9100 | 7300 | 2.61 | 10500 | 2.04
212925589 |  | Live | Midea Electric Trading | TEMP SHIFT | Singlezone Ducted, Centrally Ducted | 212925589 |  | HRCU-A-CB | TSMOD30U36HFN1MR0 |  | TSMVC36HWFN1M | 10.4 | 18 | 9.1 | 10.1 | 16.9 | 8.2 | FALSE | FALSE | FALSE | 36000 | 20400 | 2.48 | 22700 | 2.1
212925590 |  | Live | Midea Electric Trading | TEMP SHIFT | Singlezone Ducted, Centrally Ducted | 212925590 |  | HRCU-A-CB | TSMOE30U48HFN1MR0 |  | TSMVC48HWFN1M | 9.3 | 17.3 | 10 | 8.8 | 15.8 | 9.4 | FALSE | FALSE | FALSE | 47000 | 37000 | 2.4 | 39000 | 2.2
212925579 |  | Live | Midea Electric Trading | TEMP SHIFT | Singlezone Ducted, Centrally Ducted | 212925579 |  | HRCU-A-C | TSMOE30U60HFN1MR0 |  | TSMAC60HWDN1MN0 | 9.5 | 14.9 | 9.3 | 9 | 15.2 | 8.5 | FALSE | FALSE | FALSE | 53000 | 34000 | 2.2 | 36000 | 2.19
212925582 |  | Live | Midea Electric Trading | TEMP SHIFT | Singlezone Ducted, Centrally Ducted | 212925582 |  | HRCU-A-C | TSMOD30U30HFN1MR0(X) |  | TSMAC36HWDN1MN0 | 10.7 | 14.2 | 9.5 | 10.5 | 15.5 | 9.7 | FALSE | FALSE | TRUE | 30000 | 22600 | 2.62 | 26000 | 2.28
212925578 |  | Live | Midea Electric Trading | TEMP SHIFT | Singlezone Ducted, Centrally Ducted | 212925578 |  | HRCU-A-C | TSMOE30U48HFN1MR0 |  | TSMAC48HWDN1MN0 | 9.15 | 14 | 9.4 | 8.6 | 14.3 | 8.3 | FALSE | FALSE | FALSE | 48000 | 30400 | 2.2 | 32000 | 2.03
212925584 |  | Live | Midea Electric Trading | TEMP SHIFT | Singlezone Ducted, Centrally Ducted | 212925584 |  | HRCU-A-C | TSMOE30U48HFN1M[X1] |  | TSMAC48HWDN1MN0 | 9 | 14 | 10 | 8.6 | 14.3 | 9 | FALSE | FALSE | FALSE | 46000 | 32000 | 2.36 | 45000 | 2.11
212925597 |  | Live | Midea Electric Trading | TEMP SHIFT | Singlezone Ducted, Centrally Ducted | 212925597 |  | HRCU-A-CB | TSMOE30U55HFN1M |  | TSMVC60HWFN1M | 9 | 16.4 | 10.5 | 8.8 | 15.3 | 9.4 | FALSE | FALSE | FALSE | 55000 | 42000 | 2.6 | 52500 | 2.3
207629143 |  | Live | Trane U.S. Inc. | TRANE | Singlezone Non-Ducted, Ceiling Placement | 207629143 |  | HRCU-A-CB-O | 4TXK2509A10N0** | Mini-Splits | 4MXW2509A10N0** | 14.7 | 25.3 | 11.2 |  |  |  | TRUE | TRUE | TRUE | 9100 | 7300 | 2.61 | 10500 | 2.04
211497151 |  | Live | Midea Electric Trading | MRCOOL | Singlezone Ducted, Centrally Ducted | 211497151 |  | HRCU-A-CB | CENTRAL-24-HP-C-230A00 |  | CENTRAL-24-HP-MUAH230A00 |  |  |  | 11.7 | 17.4 | 10 | TRUE | TRUE | TRUE | 24000 | 19200 | 2.5 | 26400 | 2.14
212925585 |  | Live | Midea Electric Trading | TEMP SHIFT | Singlezone Ducted, Centrally Ducted | 212925585 |  | HRCU-A-C | TSMOE30U55HFN1M |  | TSMAC60HWDN1MN0 |  |  |  | 8.6 | 14.5 | 8.6 | FALSE | FALSE | FALSE | 53000 | 37000 | 2.26 | 38000 | 2.26
212544102 |  | Live | Lennox Industries | ADP | Singlezone Ducted, Centrally Ducted | 212544102 |  | HRCU-A-C | 4TXD2036A10NU** | Ducted Indoor Units | H,TG34930 |  |  |  | 11 | 15.2 | 8.5 | FALSE | FALSE | TRUE | 22800 | 15800 | 2.18 | 9250 | 2.56
212925409 |  | Live | Lennox Industries | ADP | Singlezone Ducted, Centrally Ducted | 212925409 |  | HRCU-A-C | A-VCD18SA-1 | Ducted Indoor Units | H,A,DG21924+TD |  |  |  | 11.5 | 16 | 8.85 | FALSE | FALSE | TRUE | 17700 | 13600 | 2.1 | 21000 | 2.21
212925364 |  | Live | Lennox Industries | ADP | Singlezone Ducted, Centrally Ducted | 212925364 |  | HRCU-A-C | A-VCD30SA-1 | Ducted Indoor Units | H,A,DE31930+TD |  |  |  | 10 | 15.2 | 9.05 | FALSE | FALSE | TRUE | 28600 | 21400 | 2.1 | 28600 | 2.1
212925366 |  | Live | Lennox Industries | ADP | Singlezone Ducted, Centrally Ducted | 212925366 |  | HRCU-A-C | A-VCD30SA-1 | Ducted Indoor Units | H,A,DG33936+TD |  |  |  | 10 | 15.2 | 9.35 | FALSE | FALSE | TRUE | 29400 | 21600 | 2.1 | 28600 | 2.1
212925411 |  | Live | Lennox Industries | ADP | Singlezone Ducted, Centrally Ducted | 212925411 |  | HRCU-A-C | A-VCD30SA-1 | Ducted Indoor Units | H,A,DG8J936+TD |  |  |  | 10.5 | 15.2 | 9.5 | FALSE | FALSE | TRUE | 29800 | 21600 | 2.1 | 28600 | 2.1
212925412 |  | Live | Lennox Industries | ADP | Singlezone Ducted, Centrally Ducted | 212925412 |  | HRCU-A-C | A-VCD36SA-1 | Ducted Indoor Units | H,A,DG8J936+TD |  |  |  | 9.5 | 15.2 | 9.8 | FALSE | FALSE | FALSE | 34600 | 32000 | 2.1 | 47000 | 1.9
212897468 |  | Live | Lennox Industries | ADP | Singlezone Ducted, Centrally Ducted | 212897468 |  | HRCU-A-C | DIRM-18MAGICPRO20-OU | Ducted Indoor Units | HG21924+TD |  |  |  | 11.5 | 16 | 8.85 | FALSE | FALSE | TRUE | 17700 | 13600 | 2.1 | 17400 | 2.42
212897472 |  | Live | Lennox Industries | ADP | Singlezone Ducted, Centrally Ducted | 212897472 |  | HRCU-A-C | DIRM-24MAGICPRO20-OU | Ducted Indoor Units | HG21924+TD |  |  |  | 10 | 16 | 8.8 | FALSE | FALSE | TRUE | 23000 | 19800 | 2.1 | 23000 | 2.28
212897475 |  | Live | Lennox Industries | ADP | Singlezone Ducted, Centrally Ducted | 212897475 |  | HRCU-A-C | DIRM-30MAGICPRO20-OU | Ducted Indoor Units | HE31930+TD |  |  |  | 10 | 15.2 | 9.05 | FALSE | FALSE | TRUE | 28600 | 21400 | 2.1 | 26000 | 2.28
212897481 |  | Live | Lennox Industries | ADP | Singlezone Ducted, Centrally Ducted | 212897481 |  | HRCU-A-C | DIRM-30MAGICPRO20-OU | Ducted Indoor Units | HG8J936+TD |  |  |  | 10.5 | 15.2 | 9.5 | FALSE | FALSE | TRUE | 29800 | 21600 | 2.1 | 26000 | 2.28
212897484 |  | Live | Lennox Industries | ADP | Singlezone Ducted, Centrally Ducted | 212897484 |  | HRCU-A-C | DIRM-36MAGICPRO20-OU | Ducted Indoor Units | HG8J936+TD |  |  |  | 9.5 | 15.2 | 9.8 | FALSE | FALSE | FALSE | 34600 | 32000 | 2.1 | 38000 | 1.9
212614021 |  | Live | Lennox Industries | ADP | Singlezone Ducted, Centrally Ducted | 212614021 |  | HRCU-A-C | DMA18HOS20230E7 | Ducted Indoor Units | HE20918+TD |  |  |  | 11 | 16 | 8.65 | FALSE | FALSE | TRUE | 17100 | 13500 | 2.1 | 17400 | 2.42
212614022 |  | Live | Lennox Industries | ADP | Singlezone Ducted, Centrally Ducted | 212614022 |  | HRCU-A-C | DMA18HOS20230E7 | Ducted Indoor Units | HE20924+TD |  |  |  | 11 | 16 | 8.65 | FALSE | FALSE | TRUE | 17100 | 13500 | 2.1 | 17400 | 2.42
212614023 |  | Live | Lennox Industries | ADP | Singlezone Ducted, Centrally Ducted | 212614023 |  | HRCU-A-C | DMA18HOS20230E7 | Ducted Indoor Units | HG21918+TD |  |  |  | 11.5 | 16 | 8.85 | FALSE | FALSE | TRUE | 17700 | 13600 | 2.1 | 17400 | 2.42
212614024 |  | Live | Lennox Industries | ADP | Singlezone Ducted, Centrally Ducted | 212614024 |  | HRCU-A-C | DMA18HOS20230E7 | Ducted Indoor Units | HG21924+TD |  |  |  | 11.5 | 16 | 8.85 | FALSE | FALSE | TRUE | 17700 | 13600 | 2.1 | 17400 | 2.42
212614025 |  | Live | Lennox Industries | ADP | Singlezone Ducted, Centrally Ducted | 212614025 |  | HRCU-A-C | DMA18HOS20230E7 | Ducted Indoor Units | HG21930+TD |  |  |  | 11.5 | 16 | 8.85 | FALSE | FALSE | TRUE | 17700 | 13600 | 2.1 | 17400 | 2.42
212702254 |  | Live | Lennox Industries | ADP | Singlezone Ducted, Centrally Ducted | 212702254 |  | HRCU-A-C | DMA18HOS28230E8 | Ducted Indoor Units | HG21924+TD |  |  |  | 11.5 | 15 | 8.85 | FALSE | FALSE | FALSE | 17700 | 11900 | 2.1 | 14700 | 2.32
212614026 |  | Live | Lennox Industries | ADP | Singlezone Ducted, Centrally Ducted | 212614026 |  | HRCU-A-C | DMA24HOS20230E7 | Ducted Indoor Units | HE20924+TD |  |  |  | 10 | 16 | 8.6 | FALSE | FALSE | TRUE | 22400 | 19800 | 2.1 | 23000 | 2.28
212614027 |  | Live | Lennox Industries | ADP | Singlezone Ducted, Centrally Ducted | 212614027 |  | HRCU-A-C | DMA24HOS20230E7 | Ducted Indoor Units | HG21924+TD |  |  |  | 10 | 16 | 8.8 | FALSE | FALSE | TRUE | 23000 | 19800 | 2.1 | 23000 | 2.28
212614028 |  | Live | Lennox Industries | ADP | Singlezone Ducted, Centrally Ducted | 212614028 |  | HRCU-A-C | DMA24HOS20230E7 | Ducted Indoor Units | HG21930+TD |  |  |  | 10 | 16 | 8.8 | FALSE | FALSE | TRUE | 23000 | 19800 | 2.1 | 23000 | 2.28
212702255 |  | Live | Lennox Industries | ADP | Singlezone Ducted, Centrally Ducted | 212702255 |  | HRCU-A-C | DMA24HOS28230E8 | Ducted Indoor Units | HE20924+TD |  |  |  | 11 | 14.5 | 8.85 | FALSE | FALSE | FALSE | 21400 | 20800 | 2.1 | 26548 | 2.26
212702256 |  | Live | Lennox Industries | ADP | Singlezone Ducted, Centrally Ducted | 212702256 |  | HRCU-A-C | DMA24HOS28230E8 | Ducted Indoor Units | HG21924+TD |  |  |  | 11 | 15 | 9.05 | FALSE | FALSE | FALSE | 22200 | 20800 | 2.1 | 26548 | 2.26
212614016 |  | Live | Lennox Industries | ADP | Singlezone Ducted, Centrally Ducted | 212614016 |  | HRCU-A-C | DMA30HOS20230E7 | Ducted Indoor Units | HE31930+TD |  |  |  | 10 | 15.2 | 9.05 | FALSE | FALSE | TRUE | 28600 | 21400 | 2.1 | 26000 | 2.28
212614017 |  | Live | Lennox Industries | ADP | Singlezone Ducted, Centrally Ducted | 212614017 |  | HRCU-A-C | DMA30HOS20230E7 | Ducted Indoor Units | HG33936+TD |  |  |  | 10 | 15.2 | 9.35 | FALSE | FALSE | TRUE | 29400 | 21600 | 2.1 | 26000 | 2.28
212614018 |  | Live | Lennox Industries | ADP | Singlezone Ducted, Centrally Ducted | 212614018 |  | HRCU-A-C | DMA30HOS20230E7 | Ducted Indoor Units | HG7J936+TD |  |  |  | 10 | 15.2 | 9.35 | FALSE | FALSE | TRUE | 29400 | 21600 | 2.1 | 26000 | 2.28
212614019 |  | Live | Lennox Industries | ADP | Singlezone Ducted, Centrally Ducted | 212614019 |  | HRCU-A-C | DMA30HOS20230E7 | Ducted Indoor Units | HG8J936+TD |  |  |  | 10.5 | 15.2 | 9.5 | FALSE | FALSE | TRUE | 29800 | 21600 | 2.1 | 26000 | 2.28
212702257 |  | Live | Lennox Industries | ADP | Singlezone Ducted, Centrally Ducted | 212702257 |  | HRCU-A-C | DMA36HOS20230E7 | Ducted Indoor Units | HG33936+TD |  |  |  | 9.5 | 15 | 9.65 | FALSE | FALSE | FALSE | 34400 | 32000 | 2.1 | 47000 | 1.9
212614020 |  | Live | Lennox Industries | ADP | Singlezone Ducted, Centrally Ducted | 212614020 |  | HRCU-A-C | DMA36HOS20230E7 | Ducted Indoor Units | HG8J936+TD |  |  |  | 9.5 | 15.2 | 9.8 | FALSE | FALSE | FALSE | 34600 | 32000 | 2.1 | 38000 | 1.9
212633392 |  | Live | Lennox Industries | ADP | Singlezone Ducted, Centrally Ducted | 212633392 |  | HRCU-A-C | FLEXX36HP230V1AO | Ducted Indoor Units | CDP36K15P+TD |  |  |  | 11 | 15.2 | 8.5 | FALSE | FALSE | TRUE | 22800 | 14000 | 2.1 | 16000 | 2.31
207071260 |  | Live | Lennox Industries | COMFORT-AIRE | Singlezone Ducted, Centrally Ducted | 207071260 |  | HRCU-A-CB | HRG1836S1P | Ducted Indoor Units | HCG30V1P | 13 | 20 | 10 |  |  |  | TRUE | FALSE | TRUE | 24000 | 15600 | 2.39 | 15600 | 2.39
212633393 |  | Live | Lennox Industries | ADP | Singlezone Ducted, Centrally Ducted | 212633393 |  | HRCU-A-C | FLEXX36HP230V1AO | Ducted Indoor Units | CDP36K15P |  |  |  | 9 | 15.2 | 8.5 | FALSE | FALSE | FALSE | 31600 | 21000 | 2.1 | 23100 | 1.99
212633394 |  | Live | Lennox Industries | ADP | Singlezone Ducted, Centrally Ducted | 212633394 |  | HRCU-A-C | FLEXX60HP230V1AO | Ducted Indoor Units | CDP60G20P+TD |  |  |  | 10 | 15.2 | 8.5 | FALSE | FALSE | TRUE | 47000 | 30200 | 2.1 | 31400 | 2.5
207071258 |  | Live | Lennox Industries | COMFORT-AIRE | Singlezone Ducted, Centrally Ducted | 207071258 |  | HRCU-A-CB | HRG1836S1P | Ducted Indoor Units | HCG24V1P | 13 | 20 | 10 |  |  |  | TRUE | FALSE | TRUE | 23800 | 15900 | 2.22 | 15900 | 2.22
212633395 |  | Live | Lennox Industries | ADP | Singlezone Ducted, Centrally Ducted | 212633395 |  | HRCU-A-C | FLEXX60HP230V1AO | Ducted Indoor Units | CDP60G20P |  |  |  | 9.5 | 15.2 | 8.5 | FALSE | FALSE | FALSE | 50500 | 34200 | 2.1 | 36900 | 2.08
212925214 |  | Live | Lennox Industries | ADP | Singlezone Ducted, Centrally Ducted | 212925214 |  | HRCU-A-C | FLEXX36HP230V1AO | Ducted Indoor Units | HG34936 |  |  |  | 11 | 15.2 | 8.5 | FALSE | FALSE | TRUE | 22800 | 13400 | 2.1 | 17600 | 2.08
207071030 |  | Live | Lennox Industries | COMFORT-AIRE | Singlezone Ducted, Centrally Ducted | 207071030 |  | HRCU-A-CB | HRG1836S1P | Ducted Indoor Units | HMG36X1P | 11.5 | 19 | 10 |  |  |  | FALSE | FALSE | TRUE | 34600 | 21800 | 2.5 | 21800 | 2.5
212925216 |  | Live | Lennox Industries | ADP | Singlezone Ducted, Centrally Ducted | 212925216 |  | HRCU-A-C | FLEXX36HP230V1AO | Ducted Indoor Units | HG34936+TD |  |  |  | 9 | 15.2 | 8.5 | FALSE | FALSE | FALSE | 31600 | 20400 | 2.1 | 23100 | 1.99
207071252 |  | Live | Lennox Industries | COMFORT-AIRE | Singlezone Ducted, Centrally Ducted | 207071252 |  | HRCU-A-CB | HRG1836S1P | Ducted Indoor Units | HMG24F1P+H4TXV01 | 12.5 | 17 | 9 |  |  |  | FALSE | FALSE | TRUE | 23400 | 16200 | 2.18 | 16200 | 2.18
212925407 |  | Live | Lennox Industries | ADP | Singlezone Ducted, Centrally Ducted | 212925407 |  | HRCU-A-C | FLEXX60HP230V1AO | Ducted Indoor Units | HE88960 |  |  |  | 10 | 15.2 | 8.5 | FALSE | FALSE | TRUE | 47000 | 29600 | 2.1 | 32700 | 2.08
207071026 |  | Live | Lennox Industries | COMFORT-AIRE | Singlezone Ducted, Centrally Ducted | 207071026 |  | HRCU-A-CB | HRG1836S1P | Ducted Indoor Units | HCG36V1P | 12 | 19.5 | 10 |  |  |  | TRUE | FALSE | TRUE | 34600 | 21400 | 2.48 | 21400 | 2.48
207071032 |  | Live | Lennox Industries | COMFORT-AIRE | Singlezone Ducted, Centrally Ducted | 207071032 |  | HRCU-A-CB | HRG1836S1P | Ducted Indoor Units | HMG42X1P | 11.5 | 19.5 | 10 |  |  |  | FALSE | FALSE | TRUE | 34600 | 21800 | 2.5 | 21800 | 2.5
212925408 |  | Live | Lennox Industries | ADP | Singlezone Ducted, Centrally Ducted | 212925408 |  | HRCU-A-C | FLEXX60HP230V1AO | Ducted Indoor Units | HE88960+TD |  |  |  | 9.5 | 15.2 | 8.5 | FALSE | FALSE | FALSE | 50500 | 33600 | 2.1 | 36900 | 2.08
212925418 |  | Live | Lennox Industries | ADP | Singlezone Ducted, Centrally Ducted | 212925418 |  | HRCU-A-C | FLEXX60HP230V1AO | Ducted Indoor Units | HG52960+TD |  |  |  | 9.5 | 15.2 | 8.5 | FALSE | FALSE | FALSE | 50500 | 33600 | 2.1 | 36900 | 2.08
207071034 |  | Live | Lennox Industries | COMFORT-AIRE | Singlezone Ducted, Centrally Ducted | 207071034 |  | HRCU-A-CB | HRG1836S1P | Ducted Indoor Units | HCG42V1P | 12 | 19.5 | 10 |  |  |  | TRUE | FALSE | TRUE | 34800 | 21600 | 2.49 | 21600 | 2.49
212926721 |  | Live | Lennox Industries | ADP | Singlezone Ducted, Centrally Ducted | 212926721 |  | HRCU-A-C | A-KCD24SA-1 | Ducted Indoor Units | HG21924+TD |  |  |  | 10 | 16 | 8.8 | FALSE | FALSE | TRUE | 23000 | 19800 | 2.1 | 25000 | 2
212926722 |  | Live | Lennox Industries | ADP | Singlezone Ducted, Centrally Ducted | 212926722 |  | HRCU-A-C | A-KCD30SA-1 | Ducted Indoor Units | HE31(1,2)30+TXV+TD |  |  |  | 10 | 15.2 | 9.05 | FALSE | FALSE | TRUE | 28600 | 21400 | 2.1 | 30000 | 2.2
212926723 |  | Live | Lennox Industries | ADP | Singlezone Ducted, Centrally Ducted | 212926723 |  | HRCU-A-C | A-KCD30SA-1 | Ducted Indoor Units | HE31930+TD |  |  |  | 10 | 15.2 | 9.05 | FALSE | FALSE | TRUE | 28600 | 21400 | 2.1 | 30000 | 2.2
207526348 |  | Live | Trane U.S. Inc. | TRANE | Singlezone Ducted, Centrally Ducted | 207526348 |  | HRCU-A-CB | 4TWV0X60A1 |  | TEM8A0C60V51+TDR | 12.5 | 19 | 9.6 |  |  |  | FALSE | FALSE | TRUE | 54500 | 50000 | 2.15 | 51600 | 2.15
212926724 |  | Live | Lennox Industries | ADP | Singlezone Ducted, Centrally Ducted | 212926724 |  | HRCU-A-C | A-KCD36SA-1 | Ducted Indoor Units | HG8J936+TD |  |  |  | 9.5 | 15.2 | 9.8 | FALSE | FALSE | FALSE | 34600 | 32000 | 2.1 | 46000 | 2.01
212851768 |  | Live | Lennox Industries | ADP | Singlezone Ducted, Centrally Ducted | 212851768 |  | HRCU-A-C | AUH2436ZGDA* | Ducted Indoor Units | HG34936+TD |  |  |  | 9 | 15.2 | 8.5 | FALSE | FALSE | FALSE | 31600 | 21000 | 2.1 | 24000 | 2.31
212851779 |  | Live | Lennox Industries | ADP | Singlezone Ducted, Centrally Ducted | 212851779 |  | HRCU-A-C | AUH4860ZGDA* | Ducted Indoor Units | HE49960+TD |  |  |  | 9.5 | 15.2 | 8.35 | FALSE | FALSE | FALSE | 50500 | 34200 | 2.1 | 31400 | 2.5
212851783 |  | Live | Lennox Industries | ADP | Singlezone Ducted, Centrally Ducted | 212851783 |  | HRCU-A-C | AUH4860ZGDA* | Ducted Indoor Units | HE50960+TD |  |  |  | 9.5 | 15.2 | 8.4 | FALSE | FALSE | FALSE | 50500 | 34200 | 2.1 | 31400 | 2.5
212862155 |  | Live | Lennox Industries | ADP | Singlezone Ducted, Centrally Ducted | 212862155 |  | HRCU-A-C | AUH2436ZGDA* | Ducted Indoor Units | HE7J924+TD |  |  |  | 10.5 | 15.2 | 8.4 | FALSE | FALSE | TRUE | 22200 | 14000 | 2.1 | 24000 | 2.31
212862163 |  | Live | Lennox Industries | ADP | Singlezone Ducted, Centrally Ducted | 212862163 |  | HRCU-A-C | AUH4860ZGDA* | Ducted Indoor Units | HE49948+TD |  |  |  | 10 | 15.2 | 8.35 | FALSE | FALSE | TRUE | 47000 | 30200 | 2.1 | 31400 | 2.5
212862166 |  | Live | Lennox Industries | ADP | Singlezone Ducted, Centrally Ducted | 212862166 |  | HRCU-A-C | AUH4860ZGDA* | Ducted Indoor Units | HE50948+TD |  |  |  | 10 | 15.2 | 8.4 | FALSE | FALSE | TRUE | 47000 | 30200 | 2.1 | 31400 | 2.5
212862169 |  | Live | Lennox Industries | ADP | Singlezone Ducted, Centrally Ducted | 212862169 |  | HRCU-A-C | AUH4860ZGDA* | Ducted Indoor Units | HE51948+TD |  |  |  | 10 | 15.2 | 8.45 | FALSE | FALSE | TRUE | 47000 | 30200 | 2.1 | 31400 | 2.5
212862211 |  | Live | Lennox Industries | ADP | Singlezone Ducted, Centrally Ducted | 212862211 |  | HRCU-A-C | AUH4860ZGDA* | Ducted Indoor Units | HE50960+TD |  |  |  | 9.5 | 15.2 | 8.4 | FALSE | FALSE | FALSE | 50500 | 34200 | 2.1 | 31400 | 2.5
212862214 |  | Live | Lennox Industries | ADP | Singlezone Ducted, Centrally Ducted | 212862214 |  | HRCU-A-C | AUH4860ZGDA* | Ducted Indoor Units | HE51960+TD |  |  |  | 9.5 | 15.2 | 8.45 | FALSE | FALSE | FALSE | 50500 | 34200 | 2.1 | 31400 | 2.5
212862218 |  | Live | Lennox Industries | ADP | Singlezone Ducted, Centrally Ducted | 212862218 |  | HRCU-A-C | AUH4860ZGDA* | Ducted Indoor Units | HG52960+TD |  |  |  | 9.5 | 15.2 | 8.5 | FALSE | FALSE | FALSE | 50500 | 34200 | 2.1 | 31400 | 2.5
212862224 |  | Live | Lennox Industries | ADP | Singlezone Ducted, Centrally Ducted | 212862224 |  | HRCU-A-C | AUH4860ZGDA* | Ducted Indoor Units | HE88960+TD |  |  |  | 9.5 | 15.2 | 8.5 | FALSE | FALSE | FALSE | 50500 | 34200 | 2.1 | 31400 | 2.5
212862761 |  | Live | Lennox Industries | ADP | Singlezone Ducted, Centrally Ducted | 212862761 |  | HRCU-A-C | AUH2436ZGDA* | Ducted Indoor Units | HE7J930+TD |  |  |  | 10.5 | 15.2 | 8.4 | FALSE | FALSE | TRUE | 22200 | 14000 | 2.1 | 24000 | 2.31
212869777 |  | Live | Lennox Industries | ADP | Singlezone Ducted, Centrally Ducted | 212869777 |  | HRCU-A-C | AUH2436ZGDA* | Ducted Indoor Units | HG33930+TD |  |  |  | 10.5 | 15.2 | 8.4 | FALSE | FALSE | TRUE | 22400 | 14000 | 2.1 | 24000 | 2.31
201982922 |  | Live | Johnson Controls Inc. (York International Norman) | FRASER-JOHNSTON | Singlezone Ducted, Centrally Ducted | 201982922 |  | HRCU-A-CB | HL20B3621S |  | AVV37BE221+CC | 13 | 19.75 | 9.5 |  |  |  | FALSE | FALSE | FALSE | 33600 | 31000 | 1.68 | 31000 | 1.68
201982921 |  | Live | Johnson Controls Inc. (York International Norman) | CHAMPION HEATING AND COOLING | Singlezone Ducted, Centrally Ducted | 201982921 |  | HRCU-A-CB | HL20B3621S |  | AVV37BE221+CC | 13 | 19.75 | 9.5 |  |  |  | FALSE | FALSE | FALSE | 33600 | 31000 | 1.68 | 31000 | 1.68
201982923 |  | Live | Johnson Controls Inc. (York International Norman) | LUXAIRE | Singlezone Ducted, Centrally Ducted | 201982923 |  | HRCU-A-CB | HL20B3621S |  | AVV37BE221+CC | 13 | 19.75 | 9.5 |  |  |  | FALSE | FALSE | FALSE | 33600 | 31000 | 1.68 | 31000 | 1.68
201982920 |  | Live | Johnson Controls Inc. (York International Norman) | COLEMAN | Singlezone Ducted, Centrally Ducted | 201982920 |  | HRCU-A-CB | HC20B3621S |  | AVV37BE221+CC | 13 | 19.75 | 9.5 |  |  |  | FALSE | FALSE | FALSE | 33600 | 31000 | 1.68 | 31000 | 1.68
201982948 |  | Live | Johnson Controls Inc. (York International Norman) | COLEMAN | Singlezone Ducted, Centrally Ducted | 201982948 |  | HRCU-A-CB | HC20B6021S |  | AVV61DE421+CC | 12.6 | 19.8 | 10.75 |  |  |  | FALSE | FALSE | FALSE | 53000 | 46000 | 2.3 | 54500 | 2.11
207071453 |  | Live | Lennox Industries | COMFORT-AIRE | Singlezone Ducted, Centrally Ducted | 207071453 |  | HRCU-A-CB | HRG1860S1P | Ducted Indoor Units | HCG60V1P | 10 | 16.5 | 9 |  |  |  | FALSE | FALSE | FALSE | 55500 | 37400 | 2.12 | 37400 | 2.12
207071455 |  | Live | Lennox Industries | COMFORT-AIRE | Singlezone Ducted, Centrally Ducted | 207071455 |  | HRCU-A-CB | HRG1860S1P | Ducted Indoor Units | HMG60X1P | 10 | 16 | 9 |  |  |  | FALSE | FALSE | FALSE | 55000 | 37800 | 2.15 | 37800 | 2.15
207071557 |  | Live | Lennox Industries | COMFORT-AIRE | Singlezone Ducted, Centrally Ducted | 207071557 |  | HRCU-A-CB | HRG1860S1P | Ducted Indoor Units | HMG48X1P | 11 | 16.5 | 9 |  |  |  | FALSE | FALSE | FALSE | 45500 | 30800 | 2.12 | 30800 | 2.12
207071028 |  | Live | Lennox Industries | COMFORT-AIRE | Singlezone Ducted, Centrally Ducted | 207071028 |  | HRCU-A-CB | HRG1836S1P | Ducted Indoor Units | HMG36F1P+H4TXV01 | 11 | 16.5 | 9.6 |  |  |  | FALSE | FALSE | TRUE | 34000 | 22200 | 2.44 | 22200 | 2.44
207071559 |  | Live | Lennox Industries | COMFORT-AIRE | Singlezone Ducted, Centrally Ducted | 207071559 |  | HRCU-A-CB | HRG1860S1P | Ducted Indoor Units | HCG48V1P | 11 | 17 | 9.6 |  |  |  | FALSE | FALSE | FALSE | 45500 | 30800 | 2.13 | 30800 | 2.13
10153708 |  | Live | Trane U.S. Inc. | TRANE | Singlezone Ducted, Centrally Ducted | 10153708 |  | HRCU-A-CB | 4TWV0060A1 |  | TEM8A0C60V51+TDR | 12.5 | 19 | 9.6 |  |  |  | FALSE | FALSE | FALSE | 54500 | 50000 | 2.15 | 51600 | 2.15
207827146 |  | Live | Midea Electric Trading | AC PRO.COM | Singlezone Non-Ducted, Wall Placement | 207827146 |  | HRCU-A-CB-O | AOX230-12HFN1-MV5W | Mini-Splits | ASEPB-12HRFN1-MW5W(GA) | 13.7 | 23.2 | 13.2 | 13.7 | 24.6 | 10.7 | FALSE | FALSE | TRUE | 12000 | 9000 | 2.69 | 9921 | 2.31
10093505 |  | Live | Trane U.S. Inc. | TRANE | Singlezone Ducted, Centrally Ducted | 10093505 |  | HRCU-A-CB | 4TWV8036A1 |  | TAM9A0C36V31 | 13 | 18 | 10 |  |  |  | FALSE | FALSE | FALSE | 35000 | 25200 | 3.24 | 25400 | 2.28
207742491 |  | Live | Midea Electric Trading | MOOVAIR | Singlezone Non-Ducted, Wall Placement | 207742491 |  | HRCU-A-CB-O | DMA12HOS25230E8 | Mini-Splits | DMA12HIW25230E8 | 13.7 | 23.2 | 13.2 | 13.7 | 24.6 | 10.7 | TRUE | FALSE | TRUE | 12000 | 9000 | 2.69 | 9921 | 2.31
207742403 |  | Live | Midea Electric Trading | SUPREME | Singlezone Non-Ducted, Wall Placement | 207742403 |  | HRCU-A-CB-O | YS25E-12HRDN1 | Mini-Splits | YS25E-12HRDN1 | 13.7 | 23.2 | 13.2 | 13.7 | 24.6 | 10.7 | FALSE | FALSE | TRUE | 12000 | 9000 | 2.69 | 9921 | 2.31
10153711 |  | Live | Trane U.S. Inc. | TRANE | Singlezone Ducted, Centrally Ducted | 10153711 |  | HRCU-A-CB | 4TWV0060A1 |  | TEM8A0D60V51+TDR | 12.25 | 18.25 | 10 |  |  |  | FALSE | FALSE | FALSE | 53000 | 49500 | 2.15 | 51100 | 2.15
10309057 |  | Live | Johnson Controls Inc. (York International Norman) | CHAMPION HEATING AND COOLING | Singlezone Ducted, Centrally Ducted | 10309057 |  | HRCU-A-CB | HL20B6021S |  | AVV61CE421+CC | 12.2 | 19.5 | 10.75 |  |  |  | FALSE | FALSE | FALSE | 53000 | 46000 | 2.3 | 54500 | 2.11
10309056 |  | Live | Johnson Controls Inc. (York International Norman) | FRASER-JOHNSTON | Singlezone Ducted, Centrally Ducted | 10309056 |  | HRCU-A-CB | HL20B6021S |  | AVV61CE421+CC | 12.2 | 19.5 | 10.75 |  |  |  | FALSE | FALSE | FALSE | 53000 | 46000 | 2.3 | 54500 | 2.11
10309055 |  | Live | Johnson Controls Inc. (York International Norman) | LUXAIRE | Singlezone Ducted, Centrally Ducted | 10309055 |  | HRCU-A-CB | HL20B6021S |  | AVV61CE421+CC | 12.2 | 19.5 | 10.75 |  |  |  | FALSE | FALSE | FALSE | 53000 | 46000 | 2.3 | 54500 | 2.11
204340536 |  | Live | Trane U.S. Inc. | TRANE | Multizone All Non-Ducted | 204340536 |  | HRCU-A-CB-O | 4TXM2324A13NU** | Non-Ducted Indoor Units |  | 12.5 | 23 | 10.5 |  |  |  | FALSE | TRUE | TRUE | 22000 | 17900 | 2.5 | 26000 | 1.93
207742425 |  | Live | Midea Electric Trading | ELIOS | Singlezone Non-Ducted, Wall Placement | 207742425 |  | HRCU-A-CB-O | DEA12HOS25230E8 | Mini-Splits | DEA12HIW25230E8 | 13.7 | 23.2 | 13.2 | 13.7 | 24.6 | 10.7 | TRUE | FALSE | TRUE | 12000 | 9000 | 2.69 | 9921 | 2.31
204340534 |  | Live | Trane U.S. Inc. | TRANE | Multizone All Non-Ducted | 204340534 |  | HRCU-A-CB-O | 4TXM2318A12NU** | Non-Ducted Indoor Units |  | 12.5 | 23 | 10.5 |  |  |  | FALSE | TRUE | TRUE | 18000 | 17000 | 2.49 | 21000 | 2.05
204340535 |  | Live | Trane U.S. Inc. | AMERICAN STANDARD | Multizone All Non-Ducted | 204340535 |  | HRCU-A-CB-O | 4TXM2318A12NU** | Non-Ducted Indoor Units |  | 12.5 | 23 | 10.5 |  |  |  | FALSE | TRUE | TRUE | 18000 | 17000 | 2.49 | 21000 | 2.05
204340537 |  | Live | Trane U.S. Inc. | AMERICAN STANDARD | Multizone All Non-Ducted | 204340537 |  | HRCU-A-CB-O | 4TXM2324A13NU** | Non-Ducted Indoor Units |  | 12.5 | 23 | 10.5 |  |  |  | FALSE | TRUE | TRUE | 22000 | 17900 | 2.5 | 26000 | 1.93
201982945 |  | Live | Johnson Controls Inc. (York International Norman) | CHAMPION HEATING AND COOLING | Singlezone Ducted, Centrally Ducted | 201982945 |  | HRCU-A-CB | HL20B3621S |  | CM37BE2A1+MVC12BN21+CC | 13.25 | 20.25 | 9.5 |  |  |  | FALSE | FALSE | FALSE | 33600 | 30800 | 1.7 | 30800 | 1.7
201982947 |  | Live | Johnson Controls Inc. (York International Norman) | LUXAIRE | Singlezone Ducted, Centrally Ducted | 201982947 |  | HRCU-A-CB | HL20B3621S |  | CM37BE2A1+MVC12BN21+CC | 13.25 | 20.25 | 9.5 |  |  |  | FALSE | FALSE | FALSE | 33600 | 30800 | 1.7 | 30800 | 1.7
207699112 |  | Live | Lennox Industries | LENNOX | Multizone Mix of Ducted and Non-Ducted | 207699112 |  | HMSV-A-CB | MPC030S4M-1P |  |  | 11.85 | 21.65 | 10.35 |  |  |  | TRUE | FALSE | TRUE | 28000 | 16000 | 2.61 | 22987 | 2
201982944 |  | Live | Johnson Controls Inc. (York International Norman) | FRASER-JOHNSTON | Singlezone Ducted, Centrally Ducted | 201982944 |  | HRCU-A-CB | HL20B3621S |  | CM37BE2A1+MVC12BN21+CC | 13.25 | 20.25 | 9.5 |  |  |  | FALSE | FALSE | FALSE | 33600 | 30800 | 1.7 | 30800 | 1.7
207768723 |  | Live | Lennox Industries | LENNOX | Multizone Mix of Ducted and Non-Ducted | 207768723 |  | HMSV-A-CB | MPC018S4M-1P |  |  | 12.65 | 20.75 | 10.7 |  |  |  | TRUE | FALSE | TRUE | 18000 | 11000 | 2.8 | 15600 | 2.31
10062016 |  | Live | Lennox Industries | LENNOX | Multizone All Non-Ducted | 10062016 |  | HMSV-A-CB | MPB048S4M-1P | Non-Ducted Indoor Units |  | 12.5 | 22.4 | 10.2 |  |  |  | FALSE | FALSE | FALSE | 48000 | 29600 | 2.7 | 36673 | 2.35
201796628 |  | Live | Lennox Industries | LENNOX | Singlezone Non-Ducted, Wall Placement | 201796628 |  | HRCU-A-CB-O | MPB009S4S-1L | Mini-Splits | MWMB009S4-2L | 15 | 24.5 | 11.2 |  |  |  | FALSE | FALSE | FALSE | 9500 | 6500 | 2.8 | 8280 | 2.33
207699100 |  | Live | Lennox Industries | LENNOX | Singlezone Non-Ducted, Wall Placement | 207699100 |  | HRCU-A-CB-O | MLB048S4S-2P | Mini-Splits | M33C048S4-1P | 8.3 | 16.5 | 10.7 |  |  |  | FALSE | FALSE | FALSE | 48000 | 35000 | 2.6 | 53094 | 2.23
207699098 |  | Live | Lennox Industries | LENNOX | Singlezone Non-Ducted, Wall Placement | 207699098 |  | HRCU-A-CB-O | MLB048S4S-2P | Mini-Splits | MCFA048S4-2P | 8.2 | 17 | 10.8 |  |  |  | FALSE | FALSE | FALSE | 48000 | 35000 | 2.34 | 52013 | 2.12
207699096 |  | Live | Lennox Industries | LENNOX | Singlezone Ducted, Compact Ducted | 207699096 |  | HRCU-A-CB | MLB048S4S-2P | Mini-Splits | MMDB048S4-2P | 8.7 | 16 | 11.1 |  |  |  | FALSE | FALSE | FALSE | 48000 | 33000 | 2.74 | 54445 | 2.37
207740511 |  | Live | Midea Electric Trading | C&H | Singlezone Non-Ducted, Wall Placement | 207740511 |  | HRCU-A-CB-O | CH-NY24MIA-230VO | Mini-Splits | CH-24MOLV-230VI | 9.5 | 18.5 | 10.2 | 9.5 | 18.5 | 8.6 | FALSE | FALSE | FALSE | 24000 | 16500 | 2.38 | 19257 | 2.11
211044463 |  | Live | Fujitsu General America, Inc. | RHEEM | Multizone All Non-Ducted | 211044463 |  | HMSV-A-CB | RO3HFZ24AJ1H | Non-Ducted Indoor Units |  | 13.3 | 20 | 10.3 | 13.3 | 20 | 10 | TRUE | TRUE | TRUE | 22000 | 15400 | 2.61 | 26000 | 2.13
211044465 |  | Live | Fujitsu General America, Inc. | RHEEM | Multizone All Ducted | 211044465 |  | HMSV-A-CB | RO3HFZ24AJ1H | Ducted Indoor Units |  | 12.1 | 18 | 9 | 12.1 | 17.8 | 9.2 | TRUE | TRUE | TRUE | 22000 | 15400 | 2.12 | 26238 | 2.11
211044461 |  | Live | Fujitsu General America, Inc. | RHEEM | Multizone All Ducted | 211044461 |  | HMSV-A-CB | RO2HFZ18AJ1H | Ducted Indoor Units |  | 12.4 | 19 | 9 | 12.4 | 19 | 9 | TRUE | TRUE | TRUE | 18000 | 14200 | 2.05 | 23611 | 2.14
201982946 |  | Live | Johnson Controls Inc. (York International Norman) | COLEMAN | Singlezone Ducted, Centrally Ducted | 201982946 |  | HRCU-A-CB | HC20B3621S |  | CM37BE2A1+MVC12BN21+CC | 13.25 | 20.25 | 9.5 |  |  |  | FALSE | FALSE | FALSE | 33600 | 30800 | 1.7 | 30800 | 1.7
211781753 |  | Live | Fujitsu General America, Inc. | RHEEM | Singlezone Ducted, Centrally Ducted | 211781753 |  | HRCU-A-CB | RD16AZ30AJHUA | Mini-Splits | RHMVZ3021SNAUNJ | 12 | 19.1 | 10.5 | 11.7 | 18.8 | 9.7 | TRUE | TRUE | TRUE | 28600 | 21600 | 3.03 | 34730 | 2.04
211781754 |  | Live | Fujitsu General America, Inc. | RHEEM | Singlezone Ducted, Centrally Ducted | 211781754 |  | HRCU-A-CB | RD16AZ36AJHUA | Mini-Splits | RHMVZ3621MNAUAJ | 11.5 | 17.3 | 11 | 11 | 17.1 | 10.4 | FALSE | FALSE | TRUE | 33000 | 25600 | 3.06 | 44880 | 2.23
210824759 |  | Live | Fujitsu General America, Inc. | RHEEM | Multizone All Non-Ducted | 210824759 |  | HMSV-A-CB | RO5HFZ45AJ2S | Non-Ducted Indoor Units |  | 10.5 | 19.7 | 10.3 | 10.5 | 20 | 9.2 | FALSE | FALSE | FALSE | 45000 | 28200 | 2.58 | 36407 | 2.02
207699099 |  | Live | Lennox Industries | LENNOX | Singlezone Non-Ducted, Wall Placement | 207699099 |  | HRCU-A-CB-O | MLB036S4S-2P | Mini-Splits | M33C036S4-1P | 9.5 | 19 | 10.3 |  |  |  | FALSE | FALSE | FALSE | 36000 | 25000 | 2.35 | 40432 | 1.93
210824765 |  | Live | Fujitsu General America, Inc. | RHEEM | Multizone All Non-Ducted | 210824765 |  | HMSV-A-CB | RO4HFZ36AJ1H | Non-Ducted Indoor Units |  | 13 | 20 | 10.3 | 13 | 20.5 | 9.5 | TRUE | TRUE | TRUE | 35200 | 21400 | 2.64 | 39341 | 2.25
211044459 |  | Live | Fujitsu General America, Inc. | RHEEM | Multizone All Non-Ducted | 211044459 |  | HMSV-A-CB | RO2HFZ18AJ1H | Non-Ducted Indoor Units |  | 13.5 | 21.5 | 10.3 | 13.5 | 21.5 | 9.6 | TRUE | TRUE | TRUE | 18000 | 14200 | 2.6 | 23500 | 2.17
210824722 |  | Live | Fujitsu General America, Inc. | RHEEM | Singlezone Ducted, Centrally Ducted | 210824722 |  | HRCU-A-CB | RO1HHZ12AJ8S | Mini-Splits | RIMHHZ12AJ8S | 13.4 | 21.3 | 11.7 | 12.5 | 19.1 | 10.5 | TRUE | TRUE | TRUE | 12000 | 10500 | 3.05 | 17600 | 2.62
211781755 |  | Live | Fujitsu General America, Inc. | RHEEM | Singlezone Ducted, Centrally Ducted | 211781755 |  | HRCU-A-CB | RD16AZ48AJHUA | Mini-Splits | RHMVZ4821SNAUAJ | 9.1 | 16.3 | 10.2 | 8.8 | 16.6 | 10 | FALSE | FALSE | FALSE | 45500 | 34400 | 2.88 | 51000 | 2.29
210368094 |  | Live | Fujitsu General America, Inc. | RHEEM | Singlezone Non-Ducted, Wall Placement | 210368094 |  | HRCU-A-CB-O | RO1HHZ09AJ2H | Mini-Splits | RIWHHZ09AJ2S | 15.4 | 26.5 | 13 | 15.4 | 26.5 | 12.3 | TRUE | TRUE | TRUE | 9000 | 7400 | 3.19 | 10550 | 2.22
210368114 |  | Live | Fujitsu General America, Inc. | RHEEM | Singlezone Non-Ducted, Wall Placement | 210368114 |  | HRCU-A-CB-O | RO1HHZ18AJ2S | Mini-Splits | RIWHHZ18AJ2S | 13 | 21.1 | 12.5 | 13 | 21.1 | 11.5 | TRUE | TRUE | TRUE | 18000 | 13600 | 3.11 | 23700 | 2.27
207699097 |  | Live | Lennox Industries | LENNOX | Singlezone Non-Ducted, Wall Placement | 207699097 |  | HRCU-A-CB-O | MLB036S4S-2P | Mini-Splits | MCFA036S4-2P | 8.6 | 17.5 | 10 |  |  |  | FALSE | FALSE | FALSE | 36000 | 25000 | 2.34 | 44148 | 1.95
210368124 |  | Live | Fujitsu General America, Inc. | RHEEM | Singlezone Non-Ducted, Wall Placement | 210368124 |  | HRCU-A-CB-O | RO1HHZ36AJ3S | Mini-Splits | RIWHHZ36AJ3S | 8.1 | 18 | 11 | 8.1 | 18 | 9.6 | FALSE | FALSE | FALSE | 33000 | 22400 | 2.7 | 30600 | 2
210368122 |  | Live | Fujitsu General America, Inc. | RHEEM | Singlezone Non-Ducted, Wall Placement | 210368122 |  | HRCU-A-CB-O | RO1HHZ30AJ3S | Mini-Splits | RIWHHZ30AJ3S | 9.8 | 18 | 11 | 9.8 | 18 | 9.8 | FALSE | FALSE | TRUE | 30000 | 19400 | 2.87 | 28800 | 1.98
210368110 |  | Live | Fujitsu General America, Inc. | RHEEM | Singlezone Non-Ducted, Wall Placement | 210368110 |  | HRCU-A-CB-O | RO1HHZ12AJ3S | Mini-Splits | RIWHHZ12AJ3S | 11 | 20 | 11 | 11 | 20 | 10.5 | FALSE | FALSE | TRUE | 12000 | 8800 | 3.03 | 11400 | 2.49
210368112 |  | Live | Fujitsu General America, Inc. | RHEEM | Singlezone Non-Ducted, Wall Placement | 210368112 |  | HRCU-A-CB-O | RO1HHZ09AJ3S | Mini-Splits | RIWHHZ09AJ3S | 12.5 | 20 | 11 | 12.5 | 20 | 10.5 | TRUE | FALSE | FALSE | 9000 | 6200 | 2.8 | 8500 | 2.29
210824705 |  | Live | Fujitsu General America, Inc. | RHEEM | Singlezone Non-Ducted, Ceiling Placement | 210824705 |  | HRCU-A-CB-O | RO1HHZ09AJ8S | Mini-Splits | RICHHZ09AJ8S | 13.6 | 22.5 | 12.5 | 13.6 | 23.5 | 11.8 | TRUE | TRUE | TRUE | 9000 | 7800 | 3.17 | 10500 | 2.17
210824712 |  | Live | Fujitsu General America, Inc. | RHEEM | Singlezone Non-Ducted, Ceiling Placement | 210824712 |  | HRCU-A-CB-O | RO1HHZ12AJ8S | Mini-Splits | RICHHZ12AJ8S | 12.8 | 22.1 | 12.2 | 12.8 | 23 | 11.3 | TRUE | TRUE | TRUE | 12000 | 10700 | 2.99 | 17000 | 2.48
207699095 |  | Live | Lennox Industries | LENNOX | Singlezone Ducted, Compact Ducted | 207699095 |  | HRCU-A-CB | MLB036S4S-2P | Mini-Splits | MMDB036S4-2P | 9 | 17.5 | 11.5 |  |  |  | FALSE | FALSE | FALSE | 36000 | 28000 | 2.75 | 47870 | 2.23
210824718 |  | Live | Fujitsu General America, Inc. | RHEEM | Singlezone Non-Ducted, Ceiling Placement | 210824718 |  | HRCU-A-CB-O | RO1HHZ18AJ8S | Mini-Splits | RICHHZ18AJ8S | 12.5 | 20.8 | 11.6 | 12.5 | 21.5 | 11.2 | TRUE | TRUE | TRUE | 17100 | 14700 | 2.93 | 19600 | 2.24
210824743 |  | Live | Fujitsu General America, Inc. | RHEEM | Singlezone Non-Ducted, Ceiling Placement | 210824743 |  | HRCU-A-CB-O | RO1HGZ48AJ8S | Mini-Splits | RIGHGZ48AJ8S | 10 | 17.8 | 10.6 | 10.1 | 18.2 | 9 | FALSE | FALSE | FALSE | 48000 | 31400 | 2.05 | 42500 | 2.67
211044469 |  | Live | Fujitsu General America, Inc. | RHEEM | Multizone All Ducted | 211044469 |  | HMSV-A-CB | RO4HFZ36AJ1H | Ducted Indoor Units |  | 12 | 18 | 9.3 | 12 | 18 | 8.7 | TRUE | TRUE | TRUE | 35200 | 21400 | 2 | 39341 | 2.22
210824748 |  | Live | Fujitsu General America, Inc. | RHEEM | Singlezone Ducted, Centrally Ducted | 210824748 |  | HRCU-A-CB | RD16AZ36AJVUA | Mini-Splits | RHMVZ3621MNAUAJ | 11.3 | 18 | 10.2 | 10.7 | 17.1 | 8.8 | FALSE | FALSE | TRUE | 36000 | 29400 | 2.62 | 38000 | 2.14
210824753 |  | Live | Fujitsu General America, Inc. | RHEEM | Singlezone Ducted, Centrally Ducted | 210824753 |  | HRCU-A-CB | RD16AZ48AJVUA | Mini-Splits | RHMVZ4821SNAUAJ | 8.2 | 17 | 10.2 | 8.2 | 16.2 | 9.2 | FALSE | FALSE | FALSE | 45500 | 38500 | 2.42 | 40200 | 2.25
210824732 |  | Live | Fujitsu General America, Inc. | RHEEM | Singlezone Ducted, Compact Ducted | 210824732 |  | HRCU-A-CB | RO1HGZ48AJ8S | Mini-Splits | RIMHGZ48AJ8S | 10.1 | 16.6 | 10.3 | 9.8 | 16.4 | 9 | FALSE | FALSE | FALSE | 48000 | 31400 | 2.58 | 42600 | 2.57
210824726 |  | Live | Fujitsu General America, Inc. | RHEEM | Singlezone Ducted, Compact Ducted | 210824726 |  | HRCU-A-CB | RO1HGZ42AJ8S | Mini-Splits | RIMHGZ42AJ8S | 11.5 | 17.8 | 10.5 | 10.7 | 17.3 | 9.8 | FALSE | FALSE | FALSE | 42000 | 29600 | 2.37 | 41100 | 2.64
211044467 |  | Live | Fujitsu General America, Inc. | RHEEM | Multizone All Ducted | 211044467 |  | HMSV-A-CB | RO5HFZ45AJ2S | Ducted Indoor Units |  | 9.8 | 17.7 | 9.3 | 9.8 | 18.2 | 8.3 | FALSE | FALSE | FALSE | 45000 | 27800 | 2.52 | 36407 | 2
210368088 |  | Live | Fujitsu General America, Inc. | RHEEM | Singlezone Non-Ducted, Wall Placement | 210368088 |  | HRCU-A-CB-O | RO1HFZ18AJ2H | Mini-Splits | RIWHFZ18AJ2S | 13.3 | 20 | 10.4 | 13.3 | 20 | 10 | TRUE | TRUE | TRUE | 18000 | 14600 | 3.01 | 22759 | 2.22
210368078 |  | Live | Fujitsu General America, Inc. | RHEEM | Singlezone Non-Ducted, Floor Placement | 210368078 |  | HRCU-A-CB-O | RO1HFZ12AJ2S | Mini-Splits | RIFHFZ12AJ2S | 13.1 | 22.7 | 11.6 | 13.1 | 22.7 | 11.2 | TRUE | TRUE | TRUE | 12000 | 10600 | 2.61 | 15000 | 2.03
210368090 |  | Live | Fujitsu General America, Inc. | RHEEM | Singlezone Non-Ducted, Wall Placement | 210368090 |  | HRCU-A-CB-O | RO1HFZ24AJ2H | Mini-Splits | RIWHFZ24AJ2S | 12.5 | 19.5 | 10.5 | 12.5 | 19.5 | 10.5 | TRUE | TRUE | TRUE | 22000 | 18000 | 2.5 | 27700 | 2.26
211781747 |  | Live | Fujitsu General America, Inc. | RHEEM | Singlezone Non-Ducted, Ceiling Placement | 211781747 |  | HRCU-A-CB-O | RO1HHZ18AJ8S | Mini-Splits | RISHHZ18AJ8S |  |  |  | 12.5 | 22.5 | 10.6 | TRUE | TRUE | TRUE | 18000 | 15800 | 2.91 | 19300 | 2.36
211781748 |  | Live | Fujitsu General America, Inc. | RHEEM | Singlezone Non-Ducted, Ceiling Placement | 211781748 |  | HRCU-A-CB-O | RO1HHZ24AJ8S | Mini-Splits | RISHHZ24AJ8S |  |  |  | 12.3 | 21.5 | 10.5 | TRUE | TRUE | TRUE | 24000 | 17500 | 3.07 | 26000 | 2.35
211781749 |  | Live | Fujitsu General America, Inc. | RHEEM | Singlezone Non-Ducted, Ceiling Placement | 211781749 |  | HRCU-A-CB-O | RO1HHZ30AJ8S | Mini-Splits | RISHHZ30AJ8S |  |  |  | 10.8 | 20 | 10.5 | FALSE | FALSE | TRUE | 30000 | 21000 | 3.08 | 30900 | 2.31
207339176 |  | Live | Midea Electric Trading | BLUERIDGE | Singlezone Non-Ducted, Wall Placement | 207339176 |  | HRCU-A-CB-O | BMY2419C | Mini-Splits | BMY2419WM | 9.5 | 18.5 | 10.2 | 9.5 | 18.5 | 8.6 | FALSE | FALSE | FALSE | 24000 | 16500 | 2.38 | 19257 | 2.11
211781750 |  | Live | Fujitsu General America, Inc. | RHEEM | Singlezone Non-Ducted, Ceiling Placement | 211781750 |  | HRCU-A-CB-O | RO1HHZ36AJ8S | Mini-Splits | RISHHZ36AJ8S |  |  |  | 9.6 | 19.5 | 10 | FALSE | FALSE | TRUE | 36000 | 24200 | 2.94 | 34500 | 2.37
211781751 |  | Live | Fujitsu General America, Inc. | RHEEM | Singlezone Ducted, Centrally Ducted | 211781751 |  | HRCU-A-CB | RD16AZ24AJVUA | Mini-Splits | RHMVZ2421MNAUNJ |  |  |  | 11.7 | 18.8 | 10 | TRUE | TRUE | TRUE | 24000 | 18700 | 2.85 | 25600 | 2.22
211781752 |  | Live | Fujitsu General America, Inc. | RHEEM | Singlezone Ducted, Centrally Ducted | 211781752 |  | HRCU-A-CB | RD16AZ30AJVUA | Mini-Splits | RHMVZ3021SNAUNJ |  |  |  | 10 | 18.5 | 9.5 | FALSE | FALSE | TRUE | 30000 | 21800 | 2.75 | 30200 | 2.13
211781739 |  | Live | Fujitsu General America, Inc. | RHEEM | Singlezone Ducted, Compact Ducted | 211781739 |  | HRCU-A-CB | RO1HHZ18AJ8S | Mini-Splits | RIMHHZ18AJ8S |  |  |  | 11.7 | 18.6 | 10 | TRUE | TRUE | TRUE | 17100 | 15500 | 2.89 | 19300 | 2.32
207768732 |  | Live | Lennox Industries | LENNOX | Multizone Mix of Ducted and Non-Ducted | 207768732 |  | HMSV-A-CB | MLB030S4M-1P |  |  | 12 | 21.5 | 10.7 |  |  |  | TRUE | TRUE | TRUE | 28000 | 17152 | 2.54 | 25173 | 2.09
211781740 |  | Live | Fujitsu General America, Inc. | RHEEM | Singlezone Ducted, Compact Ducted | 211781740 |  | HRCU-A-CB | RO1HHZ24AJ8S | Mini-Splits | RIMHHZ24AJ8S |  |  |  | 11.7 | 18.5 | 10 | TRUE | TRUE | TRUE | 24000 | 18100 | 2.9 | 25700 | 2.29
211781741 |  | Live | Fujitsu General America, Inc. | RHEEM | Singlezone Ducted, Compact Ducted | 211781741 |  | HRCU-A-CB | RO1HHZ30AJ8S | Mini-Splits | RIMHHZ30AJ8S |  |  |  | 10.4 | 18.5 | 10 | FALSE | FALSE | TRUE | 30000 | 21200 | 2.94 | 30900 | 2.29
211781742 |  | Live | Fujitsu General America, Inc. | RHEEM | Singlezone Ducted, Compact Ducted | 211781742 |  | HRCU-A-CB | RO1HHZ36AJ8S | Mini-Splits | RIMHHZ36AJ8S |  |  |  | 9.6 | 18 | 9.8 | FALSE | FALSE | FALSE | 36000 | 25800 | 2.9 | 34500 | 2.35
211781743 |  | Live | Fujitsu General America, Inc. | RHEEM | Singlezone Non-Ducted, Ceiling Placement | 211781743 |  | HRCU-A-CB-O | RO1HHZ18AJ8S | Mini-Splits | RIGHHZ18AJ8S |  |  |  | 13 | 23.5 | 11.2 | TRUE | TRUE | TRUE | 18000 | 15100 | 3.01 | 19300 | 2.42
211781744 |  | Live | Fujitsu General America, Inc. | RHEEM | Singlezone Non-Ducted, Ceiling Placement | 211781744 |  | HRCU-A-CB-O | RO1HHZ24AJ8S | Mini-Splits | RIGHHZ24AJ8S |  |  |  | 12.6 | 23 | 11 | TRUE | TRUE | TRUE | 24000 | 18000 | 3.08 | 26000 | 2.41
211781745 |  | Live | Fujitsu General America, Inc. | RHEEM | Singlezone Non-Ducted, Ceiling Placement | 211781745 |  | HRCU-A-CB-O | RO1HHZ30AJ8S | Mini-Splits | RIGHHZ30AJ8S |  |  |  | 11.7 | 21.5 | 10.6 | TRUE | TRUE | TRUE | 30000 | 20800 | 3.17 | 30900 | 2.38
211781746 |  | Live | Fujitsu General America, Inc. | RHEEM | Singlezone Non-Ducted, Ceiling Placement | 211781746 |  | HRCU-A-CB-O | RO1HHZ36AJ8S | Mini-Splits | RIGHHZ36AJ8S |  |  |  | 10 | 20.5 | 10.2 | FALSE | FALSE | TRUE | 36000 | 24600 | 2.94 | 34500 | 2.41
10153473 |  | Live | Trane U.S. Inc. | AMERICAN STANDARD | Singlezone Ducted, Centrally Ducted | 10153473 |  | HRCU-A-CB | 4A6V8060A1 |  | TEM8A0D48V41+TDR | 12.5 | 18 | 10 |  |  |  | FALSE | FALSE | FALSE | 53500 | 49500 | 2.2 | 51100 | 2.2
10153740 |  | Live | Trane U.S. Inc. | TRANE | Singlezone Ducted, Centrally Ducted | 10153740 |  | HRCU-A-CB | 4TWV8060A1 |  | TEM8A0D48V41+TDR | 12.5 | 18 | 10 |  |  |  | FALSE | FALSE | FALSE | 53500 | 49500 | 2.2 | 51100 | 2.2
207629147 |  | Live | Trane U.S. Inc. | TRANE | Singlezone Non-Ducted, Ceiling Placement | 207629147 |  | HRCU-A-CB-O | 4TXK2536A10N0** | Mini-Splits | 4MXW2536A10N0** | 9.2 | 18 | 10 |  |  |  | FALSE | FALSE | FALSE | 33600 | 22600 | 2.5 | 23800 | 2.49
207629148 |  | Live | Trane U.S. Inc. | AMERICAN STANDARD | Singlezone Non-Ducted, Ceiling Placement | 207629148 |  | HRCU-A-CB-O | 4TXK2536A10N0** | Mini-Splits | 4MXW2536A10N0** | 9.2 | 18 | 10 |  |  |  | FALSE | FALSE | FALSE | 33600 | 22600 | 2.5 | 23800 | 2.49
207642985 |  | Live | Trane U.S. Inc. | AMERISTAR | Singlezone Non-Ducted, Ceiling Placement | 207642985 |  | HRCU-A-CB-O | M4THS2312A11N** | Mini-Splits | M4MHW2312A1N0** | 13 | 23 | 11 |  |  |  | FALSE | FALSE | FALSE | 12000 | 7700 | 2.59 | 10500 | 2.46
7151532 |  | Live | Trane U.S. Inc. | AMERICAN STANDARD | Singlezone Non-Ducted, Wall Placement | 7151532 |  | HRCU-A-CB-O | 4TXK2712A10NAA | Mini-Splits | 4MXW2712A10N0AA | 13 | 25 | 10 |  |  |  | FALSE | FALSE | FALSE | 12000 | 8000 | 3.13 | 8700 | 2.52
7151533 |  | Live | Trane U.S. Inc. | TRANE | Singlezone Non-Ducted, Wall Placement | 7151533 |  | HRCU-A-CB-O | 4TXK2712A10NAA | Mini-Splits | 4MXW2712A10N0AA | 13 | 25 | 10 |  |  |  | FALSE | FALSE | FALSE | 12000 | 8000 | 3.13 | 8700 | 2.52
204330673 |  | Live | Lennox Industries | LENNOX | Multizone All Ducted | 204330673 |  | HMSV-A-CB | MLA036S4M-1P | Ducted Indoor Units |  | 11.3 | 19 | 11 |  |  |  | FALSE | FALSE | FALSE | 36000 | 24600 | 2.7 | 39296 | 2.19
210368120 |  | Live | Fujitsu General America, Inc. | RHEEM | Singlezone Non-Ducted, Wall Placement | 210368120 |  | HRCU-A-CB-O | RO1HHZ24AJ3S | Mini-Splits | RIWHHZ24AJ3S | 9.2 | 19 | 11 | 9.2 | 19 | 9.8 | FALSE | FALSE | TRUE | 24000 | 15400 | 2.86 | 19000 | 2.53
211044464 |  | Live | Fujitsu General America, Inc. | RUUD | Multizone All Non-Ducted | 211044464 |  | HMSV-A-CB | RO3HFZ24AJ1H | Non-Ducted Indoor Units |  | 13.3 | 20 | 10.3 | 13.3 | 20 | 10 | TRUE | TRUE | TRUE | 22000 | 15400 | 2.61 | 26000 | 2.13
9920055 |  | Live | Lennox Industries | LENNOX | Multizone All Non-Ducted | 9920055 |  | HMSV-A-CB | MLA036S4M-1P | Non-Ducted Indoor Units |  | 13.5 | 21.5 | 10.5 |  |  |  | FALSE | FALSE | FALSE | 36000 | 23200 | 2.78 | 38125 | 2.03
211044466 |  | Live | Fujitsu General America, Inc. | RUUD | Multizone All Ducted | 211044466 |  | HMSV-A-CB | RO3HFZ24AJ1H | Ducted Indoor Units |  | 12.1 | 18 | 9 | 12.1 | 17.8 | 9.2 | TRUE | TRUE | TRUE | 22000 | 15400 | 2.12 | 26238 | 2.11
211044462 |  | Live | Fujitsu General America, Inc. | RUUD | Multizone All Ducted | 211044462 |  | HMSV-A-CB | RO2HFZ18AJ1H | Ducted Indoor Units |  | 12.4 | 19 | 9 | 12.4 | 19 | 9 | TRUE | TRUE | TRUE | 18000 | 14200 | 2.05 | 23611 | 2.14
211781770 |  | Live | Fujitsu General America, Inc. | RUUD | Singlezone Ducted, Centrally Ducted | 211781770 |  | HRCU-A-CB | RD16AZ30AJHUA | Mini-Splits | RHMVZ3021SNAUNJ | 12 | 19.1 | 10.5 | 11.7 | 18.8 | 9.7 | TRUE | TRUE | TRUE | 28600 | 21600 | 3.03 | 34730 | 2.04
211781771 |  | Live | Fujitsu General America, Inc. | RUUD | Singlezone Ducted, Centrally Ducted | 211781771 |  | HRCU-A-CB | RD16AZ36AJHUA | Mini-Splits | RHMVZ3621MNAUAJ | 11.5 | 17.3 | 11 | 11 | 17.1 | 10.4 | FALSE | FALSE | TRUE | 33000 | 25600 | 3.06 | 44880 | 2.23
210824761 |  | Live | Fujitsu General America, Inc. | RUUD | Multizone All Non-Ducted | 210824761 |  | HMSV-A-CB | RO5HFZ45AJ2S | Non-Ducted Indoor Units |  | 10.5 | 19.7 | 10.3 | 10.5 | 20 | 9.2 | FALSE | FALSE | FALSE | 45000 | 28200 | 2.58 | 36407 | 2.02
207339175 |  | Live | Midea Electric Trading | BLUERIDGE | Singlezone Non-Ducted, Wall Placement | 207339175 |  | HRCU-A-CB-O | BMY1820C | Mini-Splits | BMY1820WM | 11 | 19.5 | 10 | 11 | 19.5 | 8.7 | TRUE | FALSE | FALSE | 18000 | 11400 | 2.57 | 14370 | 2.49
210824767 |  | Live | Fujitsu General America, Inc. | RUUD | Multizone All Non-Ducted | 210824767 |  | HMSV-A-CB | RO4HFZ36AJ1H | Non-Ducted Indoor Units |  | 13 | 20 | 10.3 | 13 | 20.5 | 9.5 | TRUE | TRUE | TRUE | 35200 | 21400 | 2.64 | 39341 | 2.25
201771988 |  | Live | Lennox Industries | LENNOX | Multizone All Non-Ducted | 201771988 |  | HMSV-A-CB | MLA030S4M-1P | Non-Ducted Indoor Units |  | 13 | 22 | 10.4 |  |  |  | FALSE | FALSE | FALSE | 28000 | 18000 | 2.75 | 31054 | 2.18
211044460 |  | Live | Fujitsu General America, Inc. | RUUD | Multizone All Non-Ducted | 211044460 |  | HMSV-A-CB | RO2HFZ18AJ1H | Non-Ducted Indoor Units |  | 13.5 | 21.5 | 10.3 | 13.5 | 21.5 | 9.6 | TRUE | TRUE | TRUE | 18000 | 14200 | 2.6 | 23500 | 2.17
210824724 |  | Live | Fujitsu General America, Inc. | RUUD | Singlezone Ducted, Centrally Ducted | 210824724 |  | HRCU-A-CB | RO1HHZ12AJ8S | Mini-Splits | RIMHHZ12AJ8S | 13.4 | 21.3 | 11.7 | 12.5 | 19.1 | 10.5 | TRUE | TRUE | TRUE | 12000 | 10500 | 3.05 | 17600 | 2.62
207590721 |  | Live | Trane U.S. Inc. | AMERICAN STANDARD | Singlezone Ducted, Centrally Ducted | 207590721 |  | HRCU-A-CB | 4A6V8X36A1 |  | TAMXA0C36V3PA | 13 | 18 | 10 |  |  |  | FALSE | FALSE | FALSE | 35000 | 24800 | 3.3 | 25100 | 2.2
211781772 |  | Live | Fujitsu General America, Inc. | RUUD | Singlezone Ducted, Centrally Ducted | 211781772 |  | HRCU-A-CB | RD16AZ48AJHUA | Mini-Splits | RHMVZ4821SNAUAJ | 9.1 | 16.3 | 10.2 | 8.8 | 16.6 | 10 | FALSE | FALSE | FALSE | 45500 | 34400 | 2.88 | 51000 | 2.29
210368095 |  | Live | Fujitsu General America, Inc. | RUUD | Singlezone Non-Ducted, Wall Placement | 210368095 |  | HRCU-A-CB-O | RO1HHZ09AJ2H | Mini-Splits | UIWHHZ09AJ2S | 15.4 | 26.5 | 13 | 15.4 | 26.5 | 12.3 | TRUE | TRUE | TRUE | 9000 | 7400 | 3.19 | 10550 | 2.22
210368115 |  | Live | Fujitsu General America, Inc. | RUUD | Singlezone Non-Ducted, Wall Placement | 210368115 |  | HRCU-A-CB-O | RO1HHZ18AJ2S | Mini-Splits | UIWHHZ18AJ2S | 13 | 21.1 | 12.5 | 13 | 21.1 | 11.5 | TRUE | TRUE | TRUE | 18000 | 13600 | 3.11 | 23700 | 2.27
210368125 |  | Live | Fujitsu General America, Inc. | RUUD | Singlezone Non-Ducted, Wall Placement | 210368125 |  | HRCU-A-CB-O | RO1HHZ36AJ3S | Mini-Splits | UIWHHZ36AJ3S | 8.1 | 18 | 11 | 8.1 | 18 | 9.6 | FALSE | FALSE | FALSE | 33000 | 22400 | 2.7 | 30600 | 2
210368123 |  | Live | Fujitsu General America, Inc. | RUUD | Singlezone Non-Ducted, Wall Placement | 210368123 |  | HRCU-A-CB-O | RO1HHZ30AJ3S | Mini-Splits | UIWHHZ30AJ3S | 9.8 | 18 | 11 | 9.8 | 18 | 9.8 | FALSE | FALSE | TRUE | 30000 | 19400 | 2.87 | 28800 | 1.98
210368111 |  | Live | Fujitsu General America, Inc. | RUUD | Singlezone Non-Ducted, Wall Placement | 210368111 |  | HRCU-A-CB-O | RO1HHZ12AJ3S | Mini-Splits | UIWHHZ12AJ3S | 11 | 20 | 11 | 11 | 20 | 10.5 | FALSE | FALSE | TRUE | 12000 | 8800 | 3.03 | 11400 | 2.49
10525699 |  | Live | Johnson Controls Inc. (York International Norman) | LUXAIRE | Singlezone Ducted, Centrally Ducted | 10525699 |  | HRCU-A-CB | HL20B4821 |  | AVV50CE321 | 12.5 | 20.5 | 10.2 |  |  |  | FALSE | FALSE | FALSE | 45000 | 43500 | 2.42 | 42000 | 2.47
210368113 |  | Live | Fujitsu General America, Inc. | RUUD | Singlezone Non-Ducted, Wall Placement | 210368113 |  | HRCU-A-CB-O | RO1HHZ09AJ3S | Mini-Splits | UIWHHZ09AJ3S | 12.5 | 20 | 11 | 12.5 | 20 | 10.5 | TRUE | FALSE | FALSE | 9000 | 6200 | 2.8 | 8500 | 2.29
210824709 |  | Live | Fujitsu General America, Inc. | RUUD | Singlezone Non-Ducted, Ceiling Placement | 210824709 |  | HRCU-A-CB-O | RO1HHZ09AJ8S | Mini-Splits | RICHHZ09AJ8S | 13.6 | 22.5 | 12.5 | 13.6 | 23.5 | 11.8 | TRUE | TRUE | TRUE | 9000 | 7800 | 3.17 | 10500 | 2.17
210824714 |  | Live | Fujitsu General America, Inc. | RUUD | Singlezone Non-Ducted, Ceiling Placement | 210824714 |  | HRCU-A-CB-O | RO1HHZ12AJ8S | Mini-Splits | RICHHZ12AJ8S | 12.8 | 22.1 | 12.2 | 12.8 | 23 | 11.3 | TRUE | TRUE | TRUE | 12000 | 10700 | 2.99 | 17000 | 2.48
210824720 |  | Live | Fujitsu General America, Inc. | RUUD | Singlezone Non-Ducted, Ceiling Placement | 210824720 |  | HRCU-A-CB-O | RO1HHZ18AJ8S | Mini-Splits | RICHHZ18AJ8S | 12.5 | 20.8 | 11.6 | 12.5 | 21.5 | 11.2 | TRUE | TRUE | TRUE | 17100 | 14700 | 2.93 | 19600 | 2.24
10525644 |  | Live | Johnson Controls Inc. (York International Norman) | FRASER-JOHNSTON | Singlezone Ducted, Centrally Ducted | 10525644 |  | HRCU-A-CB | HL20B4821 |  | AVV50CE321 | 12.5 | 20.5 | 10.2 |  |  |  | FALSE | FALSE | FALSE | 45000 | 43500 | 2.42 | 42000 | 2.47
208106805 |  | Live | Lennox Industries | AIREASE | Multizone Mix of Ducted and Non-Ducted | 208106805 |  | HMSV-A-CB | 4DHP2S30M-1P | Mixed Ducted and Non-Ducted Indoor Units |  | 11.85 | 21.65 | 10.35 |  |  |  | TRUE | FALSE | TRUE | 28000 | 16000 | 2.61 | 22987 | 2
210824745 |  | Live | Fujitsu General America, Inc. | RUUD | Singlezone Non-Ducted, Ceiling Placement | 210824745 |  | HRCU-A-CB-O | RO1HGZ48AJ8S | Mini-Splits | RIGHGZ48AJ8S | 10 | 17.8 | 10.6 | 10.1 | 18.2 | 9 | FALSE | FALSE | FALSE | 48000 | 31400 | 2.05 | 42500 | 2.67
211044470 |  | Live | Fujitsu General America, Inc. | RUUD | Multizone All Ducted | 211044470 |  | HMSV-A-CB | RO4HFZ36AJ1H | Ducted Indoor Units |  | 12 | 18 | 9.3 | 12 | 18 | 8.7 | TRUE | TRUE | TRUE | 35200 | 21400 | 2 | 39341 | 2.22
210824751 |  | Live | Fujitsu General America, Inc. | RUUD | Singlezone Ducted, Centrally Ducted | 210824751 |  | HRCU-A-CB | RD16AZ36AJVUA | Mini-Splits | RHMVZ3621MNAUAJ | 11.3 | 18 | 10.2 | 10.7 | 17.1 | 8.8 | FALSE | FALSE | TRUE | 36000 | 29400 | 2.62 | 38000 | 2.14
210824757 |  | Live | Fujitsu General America, Inc. | RUUD | Singlezone Ducted, Centrally Ducted | 210824757 |  | HRCU-A-CB | RD16AZ48AJVUA | Mini-Splits | RHMVZ4821SNAUAJ | 8.2 | 17 | 10.2 | 8.2 | 16.2 | 9.2 | FALSE | FALSE | FALSE | 45500 | 38500 | 2.42 | 40200 | 2.25
210824734 |  | Live | Fujitsu General America, Inc. | RUUD | Singlezone Ducted, Compact Ducted | 210824734 |  | HRCU-A-CB | RO1HGZ48AJ8S | Mini-Splits | RIMHGZ48AJ8S | 10.1 | 16.6 | 10.3 | 9.8 | 16.4 | 9 | FALSE | FALSE | FALSE | 48000 | 31400 | 2.58 | 42600 | 2.57
210824729 |  | Live | Fujitsu General America, Inc. | RUUD | Singlezone Ducted, Compact Ducted | 210824729 |  | HRCU-A-CB | RO1HGZ42AJ8S | Mini-Splits | RIMHGZ42AJ8S | 11.5 | 17.8 | 10.5 | 10.7 | 17.3 | 9.8 | FALSE | FALSE | FALSE | 42000 | 29600 | 2.37 | 41100 | 2.64
211044468 |  | Live | Fujitsu General America, Inc. | RUUD | Multizone All Ducted | 211044468 |  | HMSV-A-CB | RO5HFZ45AJ2S | Ducted Indoor Units |  | 9.8 | 17.7 | 9.3 | 9.8 | 18.2 | 8.3 | FALSE | FALSE | FALSE | 45000 | 27800 | 2.52 | 36407 | 2
210368089 |  | Live | Fujitsu General America, Inc. | RUUD | Singlezone Non-Ducted, Wall Placement | 210368089 |  | HRCU-A-CB-O | RO1HFZ18AJ2H | Mini-Splits | UIWHFZ18AJ2S | 13.3 | 20 | 10.4 | 13.3 | 20 | 10 | TRUE | TRUE | TRUE | 18000 | 14600 | 3.01 | 22759 | 2.22
210368079 |  | Live | Fujitsu General America, Inc. | RUUD | Singlezone Non-Ducted, Floor Placement | 210368079 |  | HRCU-A-CB-O | RO1HFZ12AJ2S | Mini-Splits | RIFHFZ12AJ2S | 13.1 | 22.7 | 11.6 | 13.1 | 22.7 | 11.2 | TRUE | TRUE | TRUE | 12000 | 10600 | 2.61 | 15000 | 2.03
208106790 |  | Live | Lennox Industries | ALLIED | Multizone Mix of Ducted and Non-Ducted | 208106790 |  | HMSV-A-CB | 4DHP2S30M-1P | Mixed Ducted and Non-Ducted Indoor Units |  | 11.85 | 21.65 | 10.35 |  |  |  | TRUE | FALSE | TRUE | 28000 | 16000 | 2.61 | 22987 | 2
210368091 |  | Live | Fujitsu General America, Inc. | RUUD | Singlezone Non-Ducted, Wall Placement | 210368091 |  | HRCU-A-CB-O | RO1HFZ24AJ2H | Mini-Splits | UIWHFZ24AJ2S | 12.5 | 19.5 | 10.5 | 12.5 | 19.5 | 10.5 | TRUE | TRUE | TRUE | 22000 | 18000 | 2.5 | 27700 | 2.26
211781764 |  | Live | Fujitsu General America, Inc. | RUUD | Singlezone Non-Ducted, Ceiling Placement | 211781764 |  | HRCU-A-CB-O | RO1HHZ18AJ8S | Mini-Splits | RISHHZ18AJ8S |  |  |  | 12.5 | 22.5 | 10.6 | TRUE | TRUE | TRUE | 18000 | 15800 | 2.91 | 19300 | 2.36
211781765 |  | Live | Fujitsu General America, Inc. | RUUD | Singlezone Non-Ducted, Ceiling Placement | 211781765 |  | HRCU-A-CB-O | RO1HHZ24AJ8S | Mini-Splits | RISHHZ24AJ8S |  |  |  | 12.3 | 21.5 | 10.5 | TRUE | TRUE | TRUE | 24000 | 17500 | 3.07 | 26000 | 2.35
211781766 |  | Live | Fujitsu General America, Inc. | RUUD | Singlezone Non-Ducted, Ceiling Placement | 211781766 |  | HRCU-A-CB-O | RO1HHZ30AJ8S | Mini-Splits | RISHHZ30AJ8S |  |  |  | 10.8 | 20 | 10.5 | FALSE | FALSE | TRUE | 30000 | 21000 | 3.08 | 30900 | 2.31
207740510 |  | Live | Midea Electric Trading | C&H | Singlezone Non-Ducted, Wall Placement | 207740510 |  | HRCU-A-CB-O | CH-NY18MIA-230VO | Mini-Splits | CH-18MOLV-230VI | 11 | 19.5 | 10 | 11 | 19.5 | 8.7 | TRUE | FALSE | FALSE | 18000 | 11400 | 2.57 | 14370 | 2.49
10153457 |  | Live | Trane U.S. Inc. | AMERICAN STANDARD | Singlezone Ducted, Centrally Ducted | 10153457 |  | HRCU-A-CB | 4A6V8037A1 |  | TEM8A0B30V31+TDR | 12.5 | 18 | 9.75 |  |  |  | FALSE | FALSE | FALSE | 34000 | 26000 | 3.46 | 26000 | 2.2
211781767 |  | Live | Fujitsu General America, Inc. | RUUD | Singlezone Non-Ducted, Ceiling Placement | 211781767 |  | HRCU-A-CB-O | RO1HHZ36AJ8S | Mini-Splits | RISHHZ36AJ8S |  |  |  | 9.6 | 19.5 | 10 | FALSE | FALSE | TRUE | 36000 | 24200 | 2.94 | 34500 | 2.37
208106820 |  | Live | Lennox Industries | ARMSTRONG AIR | Multizone Mix of Ducted and Non-Ducted | 208106820 |  | HMSV-A-CB | 4DHP2S30M-1P | Mixed Ducted and Non-Ducted Indoor Units |  | 11.85 | 21.65 | 10.35 |  |  |  | TRUE | FALSE | TRUE | 28000 | 16000 | 2.61 | 22987 | 2
211781768 |  | Live | Fujitsu General America, Inc. | RUUD | Singlezone Ducted, Centrally Ducted | 211781768 |  | HRCU-A-CB | RD16AZ24AJVUA | Mini-Splits | RHMVZ2421MNAUNJ |  |  |  | 11.7 | 18.8 | 10 | TRUE | TRUE | TRUE | 24000 | 18700 | 2.85 | 25600 | 2.22
211781769 |  | Live | Fujitsu General America, Inc. | RUUD | Singlezone Ducted, Centrally Ducted | 211781769 |  | HRCU-A-CB | RD16AZ30AJVUA | Mini-Splits | RHMVZ3021SNAUNJ |  |  |  | 10 | 18.5 | 9.5 | FALSE | FALSE | TRUE | 30000 | 21800 | 2.75 | 30200 | 2.13
211781756 |  | Live | Fujitsu General America, Inc. | RUUD | Singlezone Ducted, Compact Ducted | 211781756 |  | HRCU-A-CB | RO1HHZ18AJ8S | Mini-Splits | RIMHHZ18AJ8S |  |  |  | 11.7 | 18.6 | 10 | TRUE | TRUE | TRUE | 17100 | 15500 | 2.89 | 19300 | 2.32
211781757 |  | Live | Fujitsu General America, Inc. | RUUD | Singlezone Ducted, Compact Ducted | 211781757 |  | HRCU-A-CB | RO1HHZ24AJ8S | Mini-Splits | RIMHHZ24AJ8S |  |  |  | 11.7 | 18.5 | 10 | TRUE | TRUE | TRUE | 24000 | 18100 | 2.9 | 25700 | 2.29
211781758 |  | Live | Fujitsu General America, Inc. | RUUD | Singlezone Ducted, Compact Ducted | 211781758 |  | HRCU-A-CB | RO1HHZ30AJ8S | Mini-Splits | RIMHHZ30AJ8S |  |  |  | 10.4 | 18.5 | 10 | FALSE | FALSE | TRUE | 30000 | 21200 | 2.94 | 30900 | 2.29
211781759 |  | Live | Fujitsu General America, Inc. | RUUD | Singlezone Ducted, Compact Ducted | 211781759 |  | HRCU-A-CB | RO1HHZ36AJ8S | Mini-Splits | RIMHHZ36AJ8S |  |  |  | 9.6 | 18 | 9.8 | FALSE | FALSE | FALSE | 36000 | 25800 | 2.9 | 34500 | 2.35
211781760 |  | Live | Fujitsu General America, Inc. | RUUD | Singlezone Non-Ducted, Ceiling Placement | 211781760 |  | HRCU-A-CB-O | RO1HHZ18AJ8S | Mini-Splits | RIGHHZ18AJ8S |  |  |  | 13 | 23.5 | 11.2 | TRUE | TRUE | TRUE | 18000 | 15100 | 3.01 | 19300 | 2.42
208106835 |  | Live | Lennox Industries | CONCORD | Multizone Mix of Ducted and Non-Ducted | 208106835 |  | HMSV-A-CB | 4DHP2S30M-1P | Mixed Ducted and Non-Ducted Indoor Units |  | 11.85 | 21.65 | 10.35 |  |  |  | TRUE | FALSE | TRUE | 28000 | 16000 | 2.61 | 22987 | 2
211781761 |  | Live | Fujitsu General America, Inc. | RUUD | Singlezone Non-Ducted, Ceiling Placement | 211781761 |  | HRCU-A-CB-O | RO1HHZ24AJ8S | Mini-Splits | RIGHHZ24AJ8S |  |  |  | 12.6 | 23 | 11 | TRUE | TRUE | TRUE | 24000 | 18000 | 3.08 | 26000 | 2.41
211781762 |  | Live | Fujitsu General America, Inc. | RUUD | Singlezone Non-Ducted, Ceiling Placement | 211781762 |  | HRCU-A-CB-O | RO1HHZ30AJ8S | Mini-Splits | RIGHHZ30AJ8S |  |  |  | 11.7 | 21.5 | 10.6 | TRUE | TRUE | TRUE | 30000 | 20800 | 3.17 | 30900 | 2.38
211781763 |  | Live | Fujitsu General America, Inc. | RUUD | Singlezone Non-Ducted, Ceiling Placement | 211781763 |  | HRCU-A-CB-O | RO1HHZ36AJ8S | Mini-Splits | RIGHHZ36AJ8S |  |  |  | 10 | 20.5 | 10.2 | FALSE | FALSE | TRUE | 36000 | 24600 | 2.94 | 34500 | 2.41
208106850 |  | Live | Lennox Industries | DUCANE | Multizone Mix of Ducted and Non-Ducted | 208106850 |  | HMSV-A-CB | 4DHP2S30M-1P | Mixed Ducted and Non-Ducted Indoor Units |  | 11.85 | 21.65 | 10.35 |  |  |  | TRUE | FALSE | TRUE | 28000 | 16000 | 2.61 | 22987 | 2
10093449 |  | Live | Trane U.S. Inc. | AMERICAN STANDARD | Singlezone Ducted, Centrally Ducted | 10093449 |  | HRCU-A-CB | 4A6V0036A1 |  | TAM9A0C42V41 | 13.5 | 21 | 10 |  |  |  | FALSE | FALSE | FALSE | 35600 | 24800 | 3.3 | 25200 | 2.2
207590041 |  | Live | Trane U.S. Inc. | AMERICAN STANDARD | Singlezone Ducted, Centrally Ducted | 207590041 |  | HRCU-A-CB | 4A6V0X36A1 |  | TAM9A0C42V41 | 13.5 | 21 | 10 |  |  |  | FALSE | FALSE | FALSE | 35600 | 24800 | 3.3 | 25200 | 2.2
208106802 |  | Live | Lennox Industries | AIREASE | Multizone Mix of Ducted and Non-Ducted | 208106802 |  | HMSV-A-CB | 4DHP2S24M-1P | Mixed Ducted and Non-Ducted Indoor Units |  | 12.8 | 22.6 | 10.75 |  |  |  | TRUE | TRUE | TRUE | 24000 | 16700 | 3.2 | 21321 | 2.23
210368121 |  | Live | Fujitsu General America, Inc. | RUUD | Singlezone Non-Ducted, Wall Placement | 210368121 |  | HRCU-A-CB-O | RO1HHZ24AJ3S | Mini-Splits | UIWHHZ24AJ3S | 9.2 | 19 | 11 | 9.2 | 19 | 9.8 | FALSE | FALSE | TRUE | 24000 | 15400 | 2.86 | 19000 | 2.53
10093461 |  | Live | Trane U.S. Inc. | AMERICAN STANDARD | Singlezone Ducted, Centrally Ducted | 10093461 |  | HRCU-A-CB | 4A6V8037A1 |  | TAM9A0C42V41 | 13 | 18 | 9.6 |  |  |  | FALSE | FALSE | FALSE | 35400 | 25000 | 3.3 | 25200 | 2.22
207590076 |  | Live | Trane U.S. Inc. | AMERICAN STANDARD | Singlezone Ducted, Centrally Ducted | 207590076 |  | HRCU-A-CB | 4A6V8X60A1 |  | TEM8A0C60V51+TDR | 12.2 | 18 | 9 |  |  |  | FALSE | FALSE | TRUE | 55000 | 49000 | 2.17 | 49900 | 2.17
207740509 |  | Live | Midea Electric Trading | C&H | Singlezone Non-Ducted, Wall Placement | 207740509 |  | HRCU-A-CB-O | CH-NY12MIA-230VO | Mini-Splits | CH-12MOLV-230VI | 10.8 | 20.5 | 10.7 | 10.8 | 21.4 | 9.2 | FALSE | FALSE | FALSE | 12000 | 7000 | 2.5 | 9300 | 2
10153474 |  | Live | Trane U.S. Inc. | AMERICAN STANDARD | Singlezone Ducted, Centrally Ducted | 10153474 |  | HRCU-A-CB | 4A6V8060A1 |  | TEM8A0D60V51+TDR | 11.8 | 18 | 9.6 |  |  |  | FALSE | FALSE | FALSE | 53000 | 48500 | 2.15 | 49300 | 2.15
208106787 |  | Live | Lennox Industries | ALLIED | Multizone Mix of Ducted and Non-Ducted | 208106787 |  | HMSV-A-CB | 4DHP2S24M-1P | Mixed Ducted and Non-Ducted Indoor Units |  | 12.8 | 22.6 | 10.75 |  |  |  | TRUE | TRUE | TRUE | 24000 | 16700 | 3.2 | 21321 | 2.23
208106817 |  | Live | Lennox Industries | ARMSTRONG AIR | Multizone Mix of Ducted and Non-Ducted | 208106817 |  | HMSV-A-CB | 4DHP2S24M-1P | Mixed Ducted and Non-Ducted Indoor Units |  | 12.8 | 22.6 | 10.75 |  |  |  | TRUE | TRUE | TRUE | 24000 | 16700 | 3.2 | 21321 | 2.23
10153450 |  | Live | Trane U.S. Inc. | AMERICAN STANDARD | Singlezone Ducted, Centrally Ducted | 10153450 |  | HRCU-A-CB | 4A6V0060A1 |  | TEM8A0D60V51+TDR | 12.25 | 18.25 | 10 |  |  |  | FALSE | FALSE | FALSE | 53000 | 49500 | 2.15 | 51100 | 2.15
208106832 |  | Live | Lennox Industries | CONCORD | Multizone Mix of Ducted and Non-Ducted | 208106832 |  | HMSV-A-CB | 4DHP2S24M-1P | Mixed Ducted and Non-Ducted Indoor Units |  | 12.8 | 22.6 | 10.75 |  |  |  | TRUE | TRUE | TRUE | 24000 | 16700 | 3.2 | 21321 | 2.23
10093457 |  | Live | Trane U.S. Inc. | AMERICAN STANDARD | Singlezone Ducted, Centrally Ducted | 10093457 |  | HRCU-A-CB | 4A6V8036A1 |  | TAM9A0C36V31 | 13 | 18 | 10 |  |  |  | FALSE | FALSE | FALSE | 35000 | 25200 | 3.24 | 25400 | 2.28
207339174 |  | Live | Midea Electric Trading | BLUERIDGE | Singlezone Non-Ducted, Wall Placement | 207339174 |  | HRCU-A-CB-O | BMY1221C | Mini-Splits | BMY1221WM | 10.8 | 20.5 | 10.7 | 10.8 | 21.4 | 9.2 | FALSE | FALSE | FALSE | 12000 | 7000 | 2.5 | 9300 | 2
10153448 |  | Live | Trane U.S. Inc. | AMERICAN STANDARD | Singlezone Ducted, Centrally Ducted | 10153448 |  | HRCU-A-CB | 4A6V0060A1 |  | TEM8A0C60V51+TDR | 12.5 | 19 | 9.6 |  |  |  | FALSE | FALSE | FALSE | 54500 | 50000 | 2.15 | 51600 | 2.15
10153739 |  | Live | Trane U.S. Inc. | TRANE | Singlezone Ducted, Centrally Ducted | 10153739 |  | HRCU-A-CB | 4TWV8060A1 |  | TEM8A0C60V51+TDR | 12.2 | 18 | 9 |  |  |  | FALSE | FALSE | FALSE | 55000 | 49000 | 2.17 | 49900 | 2.17
207590062 |  | Live | Trane U.S. Inc. | AMERICAN STANDARD | Singlezone Ducted, Centrally Ducted | 207590062 |  | HRCU-A-CB | 4A6V0X60A1 |  | TEM8A0C60V51+TDR | 12.5 | 19 | 9.6 |  |  |  | FALSE | FALSE | TRUE | 54500 | 50000 | 2.15 | 51600 | 2.15
208106847 |  | Live | Lennox Industries | DUCANE | Multizone Mix of Ducted and Non-Ducted | 208106847 |  | HMSV-A-CB | 4DHP2S24M-1P | Mixed Ducted and Non-Ducted Indoor Units |  | 12.8 | 22.6 | 10.75 |  |  |  | TRUE | TRUE | TRUE | 24000 | 16700 | 3.2 | 21321 | 2.23
208106799 |  | Live | Lennox Industries | AIREASE | Multizone Mix of Ducted and Non-Ducted | 208106799 |  | HMSV-A-CB | 4DHP2S18M-1P | Mixed Ducted and Non-Ducted Indoor Units |  | 12.65 | 20.75 | 10.7 |  |  |  | TRUE | FALSE | TRUE | 18000 | 11400 | 2.91 | 15600 | 2.31
10153438 |  | Live | Trane U.S. Inc. | AMERICAN STANDARD | Singlezone Ducted, Centrally Ducted | 10153438 |  | HRCU-A-CB | 4A6V0036A1 |  | TEM8A0B30V31+TDR | 12.5 | 19.5 | 9.6 |  |  |  | FALSE | FALSE | FALSE | 34000 | 26200 | 3.46 | 26200 | 2.22
10153742 |  | Live | Trane U.S. Inc. | TRANE | Singlezone Ducted, Centrally Ducted | 10153742 |  | HRCU-A-CB | 4TWV8060A1 |  | TEM8A0D60V51+TDR | 11.8 | 18 | 9.6 |  |  |  | FALSE | FALSE | FALSE | 53000 | 48500 | 2.15 | 49300 | 2.15
208106784 |  | Live | Lennox Industries | ALLIED | Multizone Mix of Ducted and Non-Ducted | 208106784 |  | HMSV-A-CB | 4DHP2S18M-1P | Mixed Ducted and Non-Ducted Indoor Units |  | 12.65 | 20.75 | 10.7 |  |  |  | TRUE | FALSE | TRUE | 18000 | 11400 | 2.91 | 15600 | 2.31
10309049 |  | Live | Johnson Controls Inc. (York International Norman) | CHAMPION HEATING AND COOLING | Singlezone Ducted, Centrally Ducted | 10309049 |  | HRCU-A-CB | HL20B2421 |  | CM25BE1A1+MVC12BN21 | 14 | 20.75 | 10.5 |  |  |  | FALSE | FALSE | FALSE | 24000 | 22400 | 2.16 | 24000 | 2.13
208106814 |  | Live | Lennox Industries | ARMSTRONG AIR | Multizone Mix of Ducted and Non-Ducted | 208106814 |  | HMSV-A-CB | 4DHP2S18M-1P | Mixed Ducted and Non-Ducted Indoor Units |  | 12.65 | 20.75 | 10.7 |  |  |  | TRUE | FALSE | TRUE | 18000 | 11400 | 2.91 | 15600 | 2.31
201982918 |  | Live | Johnson Controls Inc. (York International Norman) | LUXAIRE | Singlezone Ducted, Centrally Ducted | 201982918 |  | HRCU-A-CB | HL20B3621 |  | AVV38CE221 | 13.3 | 20 | 10.9 |  |  |  | FALSE | FALSE | FALSE | 33600 | 33400 | 2.26 | 33500 | 2.41
207590722 |  | Live | Trane U.S. Inc. | AMERICAN STANDARD | Singlezone Ducted, Centrally Ducted | 207590722 |  | HRCU-A-CB | 4A6V8X36A1 |  | TAMXA0C42V4PA | 12.5 | 18 | 10 |  |  |  | FALSE | FALSE | FALSE | 35800 | 25000 | 3.33 | 25000 | 2.21
201982949 |  | Live | Johnson Controls Inc. (York International Norman) | LUXAIRE | Singlezone Ducted, Centrally Ducted | 201982949 |  | HRCU-A-CB | HL20B6021 |  | AVV61DE421 | 12.6 | 19.8 | 10.75 |  |  |  | FALSE | FALSE | FALSE | 53000 | 46000 | 2.3 | 59000 | 2.27
208106829 |  | Live | Lennox Industries | CONCORD | Multizone Mix of Ducted and Non-Ducted | 208106829 |  | HMSV-A-CB | 4DHP2S18M-1P | Mixed Ducted and Non-Ducted Indoor Units |  | 12.65 | 20.75 | 10.7 |  |  |  | TRUE | FALSE | TRUE | 18000 | 11400 | 2.91 | 15600 | 2.31
208106844 |  | Live | Lennox Industries | DUCANE | Multizone Mix of Ducted and Non-Ducted | 208106844 |  | HMSV-A-CB | 4DHP2S18M-1P | Mixed Ducted and Non-Ducted Indoor Units |  | 12.65 | 20.75 | 10.7 |  |  |  | TRUE | FALSE | TRUE | 18000 | 11400 | 2.91 | 15600 | 2.31
201982913 |  | Live | Johnson Controls Inc. (York International Norman) | LUXAIRE | Singlezone Ducted, Centrally Ducted | 201982913 |  | HRCU-A-CB | HL20B2421S |  | AVV25BE121 | 14.25 | 21 | 10.5 |  |  |  | FALSE | FALSE | FALSE | 24000 | 22400 | 2.16 | 24000 | 2.13
10093509 |  | Live | Trane U.S. Inc. | TRANE | Singlezone Ducted, Centrally Ducted | 10093509 |  | HRCU-A-CB | 4TWV8037A1 |  | TAM9A0C42V41 | 13 | 18 | 9.6 |  |  |  | FALSE | FALSE | FALSE | 35400 | 25000 | 3.3 | 25200 | 2.22
206733681 |  | Live | GENERALLUX | GENERALLUX STAR | Singlezone Non-Ducted, Wall Placement | 206733681 |  | HRCU-A-CB-O | AST-24UW3SDBTU01(O) | Non-Ducted Indoor Units | AST-24UW3SDBTU01(I) | 12.5 | 21 | 10.5 |  |  |  | FALSE | FALSE | FALSE | 23400 | 14500 | 2.47 | 20250 | 2.12
207590723 |  | Live | Trane U.S. Inc. | AMERICAN STANDARD | Singlezone Ducted, Centrally Ducted | 207590723 |  | HRCU-A-CB | 4A6V8X48A1 |  | TAMXA0C48V4PA | 12.5 | 18 | 10 |  |  |  | FALSE | FALSE | FALSE | 47000 | 34800 | 4.64 | 35200 | 2.2
207826691 |  | Live | Midea Electric Trading | BLUERIDGE | Singlezone Non-Ducted, Wall Placement | 207826691 |  | HRCU-A-CB-O | BMX1220C | Mini-Splits | BMX1220WM | 10.3 | 20 | 10.8 | 10.3 | 20.8 | 8.7 | FALSE | FALSE | FALSE | 12000 | 7800 | 2.31 | 8200 | 1.35
10093460 |  | Live | Trane U.S. Inc. | AMERICAN STANDARD | Singlezone Ducted, Centrally Ducted | 10093460 |  | HRCU-A-CB | 4A6V8037A1 |  | TAM9A0C36V31 | 13 | 18 | 10 |  |  |  | FALSE | FALSE | FALSE | 35000 | 25200 | 3.18 | 25500 | 2.32
10093448 |  | Live | Trane U.S. Inc. | AMERICAN STANDARD | Singlezone Ducted, Centrally Ducted | 10093448 |  | HRCU-A-CB | 4A6V0036A1 |  | TAM9A0C36V31 | 13.5 | 19.75 | 10 |  |  |  | FALSE | FALSE | TRUE | 35000 | 25200 | 3.18 | 25500 | 2.32
209457663 |  | Live | GENERALLUX | GENERALLUX | Singlezone Non-Ducted, Wall Placement | 209457663 |  | HRCU-A-CB-O | TSC-GL-09HA2/I3TO23 | Non-Ducted Indoor Units | TSC-GL-09HA2/I3TI23 | 13 | 23 | 10 |  |  |  | FALSE | FALSE | FALSE | 9000 | 9500 | 4.49 | 9500 | 2.96
207740508 |  | Live | Midea Electric Trading | C&H | Singlezone Non-Ducted, Wall Placement | 207740508 |  | HRCU-A-CB-O | CH-NY12MIA-115VO | Mini-Splits | CH-12OLV-115VI | 10.3 | 20 | 10.8 | 10.3 | 20.8 | 8.7 | FALSE | FALSE | FALSE | 12000 | 7800 | 2.31 | 8200 | 1.35
207590047 |  | Live | Trane U.S. Inc. | AMERICAN STANDARD | Singlezone Ducted, Centrally Ducted | 207590047 |  | HRCU-A-CB | 4A6V8X36A1 |  | TAM9A0C42V41 | 12.5 | 18 | 10 |  |  |  | FALSE | FALSE | FALSE | 35800 | 25400 | 3.35 | 25700 | 2.22
10093458 |  | Live | Trane U.S. Inc. | AMERICAN STANDARD | Singlezone Ducted, Centrally Ducted | 10093458 |  | HRCU-A-CB | 4A6V8036A1 |  | TAM9A0C42V41 | 12.5 | 18 | 10 |  |  |  | FALSE | FALSE | FALSE | 35800 | 25400 | 3.35 | 25700 | 2.22
10153449 |  | Live | Trane U.S. Inc. | AMERICAN STANDARD | Singlezone Ducted, Centrally Ducted | 10153449 |  | HRCU-A-CB | 4A6V0060A1 |  | TEM8A0D48V41+TDR | 12.5 | 18.5 | 10 |  |  |  | FALSE | FALSE | FALSE | 53500 | 49500 | 2.2 | 51100 | 2.2
207590720 |  | Live | Trane U.S. Inc. | AMERICAN STANDARD | Singlezone Ducted, Centrally Ducted | 207590720 |  | HRCU-A-CB | 4A6V8X24A1 |  | TAMXA0B30V3PA | 13 | 18 | 10 |  |  |  | FALSE | FALSE | FALSE | 23800 | 15800 | 1.98 | 15800 | 2.35
210435408 |  | Live | Trane U.S. Inc. | TRANE | Multizone All Non-Ducted | 210435408 |  | HMSR-A-CB-O | 4TXM2136A14N0** | Non-Ducted Indoor Units |  | 12 | 21 | 10 |  |  |  | TRUE | TRUE | TRUE | 34000 | 30800 | 2.04 | 37720 | 2.38
210435409 |  | Live | Trane U.S. Inc. | TRANE | Multizone All Non-Ducted | 210435409 |  | HMSR-A-CB-O | 4TXM2142A15N0** | Non-Ducted Indoor Units |  | 12 | 21 | 10 |  |  |  | TRUE | TRUE | TRUE | 36000 | 35600 | 2.38 | 38200 | 2.41
210435420 |  | Live | Trane U.S. Inc. | AMERICAN STANDARD | Multizone All Non-Ducted | 210435420 |  | HMSR-A-CB-O | 4TXM2118A12N0** | Non-Ducted Indoor Units |  | 12 | 21 | 10 |  |  |  | TRUE | TRUE | TRUE | 17000 | 14700 | 2.63 | 16400 | 2.64
210435421 |  | Live | Trane U.S. Inc. | AMERICAN STANDARD | Multizone All Non-Ducted | 210435421 |  | HMSR-A-CB-O | 4TXM2124A13N0** | Non-Ducted Indoor Units |  | 12.5 | 21 | 10 |  |  |  | TRUE | TRUE | TRUE | 23200 | 23600 | 2.34 | 26600 | 2.5
210435422 |  | Live | Trane U.S. Inc. | AMERICAN STANDARD | Multizone All Non-Ducted | 210435422 |  | HMSR-A-CB-O | 4TXM2130A14N0** | Non-Ducted Indoor Units |  | 12.5 | 21 | 10 |  |  |  | TRUE | TRUE | TRUE | 28400 | 27200 | 2.41 | 31860 | 2.4
210435423 |  | Live | Trane U.S. Inc. | AMERICAN STANDARD | Multizone All Non-Ducted | 210435423 |  | HMSR-A-CB-O | 4TXM2136A14N0** | Non-Ducted Indoor Units |  | 12 | 21 | 10 |  |  |  | TRUE | TRUE | TRUE | 34000 | 30800 | 2.04 | 37720 | 2.38
210435424 |  | Live | Trane U.S. Inc. | AMERICAN STANDARD | Multizone All Non-Ducted | 210435424 |  | HMSR-A-CB-O | 4TXM2142A15N0** | Non-Ducted Indoor Units |  | 12 | 21 | 10 |  |  |  | TRUE | TRUE | TRUE | 36000 | 35600 | 2.38 | 38200 | 2.41
210488259 |  | Live | Trane U.S. Inc. | AMERISTAR | Multizone All Non-Ducted | 210488259 |  | HMSR-A-CB-O | M4THM1918A12N** | Non-Ducted Indoor Units |  | 12 | 19 | 10 |  |  |  | TRUE | TRUE | TRUE | 17000 | 14700 | 2.63 | 16400 | 2.64
210488260 |  | Live | Trane U.S. Inc. | AMERISTAR | Multizone All Non-Ducted | 210488260 |  | HMSR-A-CB-O | M4THM1924A13N** | Non-Ducted Indoor Units |  | 12.5 | 19 | 10 |  |  |  | TRUE | TRUE | TRUE | 23200 | 23600 | 2.34 | 26600 | 2.5
210488261 |  | Live | Trane U.S. Inc. | AMERISTAR | Multizone All Non-Ducted | 210488261 |  | HMSR-A-CB-O | M4THM1930A14N** | Non-Ducted Indoor Units |  | 12.5 | 19 | 10 |  |  |  | TRUE | TRUE | TRUE | 28400 | 27200 | 2.41 | 31860 | 2.4
210488262 |  | Live | Trane U.S. Inc. | AMERISTAR | Multizone All Non-Ducted | 210488262 |  | HMSR-A-CB-O | M4THM1936A14N** | Non-Ducted Indoor Units |  | 12 | 19 | 10 |  |  |  | TRUE | TRUE | TRUE | 34000 | 30800 | 2.04 | 37720 | 2.38
210488263 |  | Live | Trane U.S. Inc. | AMERISTAR | Multizone All Non-Ducted | 210488263 |  | HMSR-A-CB-O | M4THM1942A15N** | Non-Ducted Indoor Units |  | 12 | 19 | 10 |  |  |  | TRUE | TRUE | TRUE | 36000 | 35600 | 2.38 | 38200 | 2.41
210488277 |  | Live | Trane U.S. Inc. | RUNTRU | Multizone All Non-Ducted | 210488277 |  | HMSR-A-CB-O | M4THM1936A14N** | Non-Ducted Indoor Units |  | 12 | 19 | 10 |  |  |  | TRUE | TRUE | TRUE | 34000 | 30800 | 2.04 | 37720 | 2.38
210488278 |  | Live | Trane U.S. Inc. | RUNTRU | Multizone All Non-Ducted | 210488278 |  | HMSR-A-CB-O | M4THM1942A15N** | Non-Ducted Indoor Units |  | 12 | 19 | 10 |  |  |  | TRUE | TRUE | TRUE | 36000 | 35600 | 2.38 | 38200 | 2.41
10153459 |  | Live | Trane U.S. Inc. | AMERICAN STANDARD | Singlezone Ducted, Centrally Ducted | 10153459 |  | HRCU-A-CB | 4A6V8037A1 |  | TEM8A0C42V41+TDR | 12.5 | 18 | 10 |  |  |  | FALSE | FALSE | FALSE | 35600 | 25200 | 3.21 | 25700 | 2.3
206918595 |  | Live | Trane U.S. Inc. | AMERICAN STANDARD | Singlezone Ducted, Centrally Ducted | 206918595 |  | HRCU-A-CB | 4A6V8037A1 |  | TEM6A0C42H41+TDR+RP | 13 | 18 | 9.6 |  |  |  | FALSE | FALSE | FALSE | 35000 | 25000 | 3.19 | 25300 | 2.31
206918587 |  | Live | Trane U.S. Inc. | AMERICAN STANDARD | Singlezone Ducted, Centrally Ducted | 206918587 |  | HRCU-A-CB | 4A6V0036A1 |  | TEM6A0C42H41+TDR+RP | 13 | 20 | 9.6 |  |  |  | FALSE | FALSE | FALSE | 35000 | 25000 | 3.19 | 25300 | 2.31
207740515 |  | Live | Midea Electric Trading | C&H | Singlezone Non-Ducted, Wall Placement | 207740515 |  | HRCU-A-CB-O | CH-ES24-230VO | Mini-Splits | CH-24MOLVWM-230VI | 13 | 21 | 10 | 13 | 21 | 8.5 | TRUE | FALSE | FALSE | 24000 | 17400 | 2.28 | 23471 | 2.29
207590595 |  | Live | Trane U.S. Inc. | AMERICAN STANDARD | Singlezone Ducted, Centrally Ducted | 207590595 |  | HRCU-A-CB | 4A6V0X36A1 |  | TEM6A0C42H41+TDR+RP | 13 | 20 | 9.6 |  |  |  | FALSE | FALSE | FALSE | 35000 | 25000 | 3.19 | 25300 | 2.31
207590601 |  | Live | Trane U.S. Inc. | AMERICAN STANDARD | Singlezone Ducted, Centrally Ducted | 207590601 |  | HRCU-A-CB | 4A6V8X36A1 |  | TEM6A0C42H41+TDR+RP | 12.5 | 18 | 9.6 |  |  |  | FALSE | FALSE | FALSE | 34600 | 25000 | 3.21 | 25300 | 2.29
5751311 |  | Live | Fujitsu General America, Inc. | FUJITSU | Singlezone Non-Ducted, Wall Placement | 5751311 |  | HRCU-A-CB-O | AOU9RLFC | Mini-Splits | AUU9RLF | 14.5 | 24 | 13 |  |  |  | FALSE | FALSE | FALSE | 9000 | 7100 | 2.17 | 16100 | 2.65
206918593 |  | Live | Trane U.S. Inc. | AMERICAN STANDARD | Singlezone Ducted, Centrally Ducted | 206918593 |  | HRCU-A-CB | 4A6V8036A1 |  | TEM6A0C42H41+TDR+RP | 12.5 | 18 | 9.6 |  |  |  | FALSE | FALSE | FALSE | 34600 | 25000 | 3.21 | 25300 | 2.29
5751312 |  | Live | Fujitsu General America, Inc. | FUJITSU | Singlezone Ducted, Compact Ducted | 5751312 |  | HRCU-A-CB | AOU9RLFC | Mini-Splits | ARU9RLF | 14.5 | 21.5 | 12.2 |  |  |  | FALSE | FALSE | FALSE | 9000 | 7300 | 2.23 | 16100 | 2.65
10153440 |  | Live | Trane U.S. Inc. | AMERICAN STANDARD | Singlezone Ducted, Centrally Ducted | 10153440 |  | HRCU-A-CB | 4A6V0036A1 |  | TEM8A0C42V41+TDR | 13 | 20 | 10 |  |  |  | FALSE | FALSE | FALSE | 35600 | 25200 | 3.18 | 25400 | 2.33
5751314 |  | Live | Fujitsu General America, Inc. | FUJITSU | Singlezone Ducted, Compact Ducted | 5751314 |  | HRCU-A-CB | AOU12RLFC | Mini-Splits | ARU12RLF | 12.8 | 20 | 11.5 |  |  |  | FALSE | FALSE | FALSE | 12000 | 9500 | 2.4 | 17600 | 2.4
5751313 |  | Live | Fujitsu General America, Inc. | FUJITSU | Singlezone Non-Ducted, Wall Placement | 5751313 |  | HRCU-A-CB-O | AOU12RLFC | Mini-Splits | AUU12RLF | 12.8 | 21.9 | 12.2 |  |  |  | FALSE | FALSE | FALSE | 12000 | 10200 | 2.58 | 17600 | 2.4
207526325 |  | Live | Trane U.S. Inc. | TRANE | Singlezone Ducted, Centrally Ducted | 207526325 |  | HRCU-A-CB | 4TWV0X36A1 |  | TAM9A0C42V41 | 13.5 | 21 | 10 |  |  |  | FALSE | FALSE | FALSE | 35600 | 24800 | 3.3 | 25200 | 2.2
6961728 |  | Live | Fujitsu General America, Inc. | FUJITSU | Singlezone Non-Ducted, Wall Placement | 6961728 |  | HRCU-A-CB-O | AOU9RLFW1 | Mini-Splits | ASU9RLF1 | 13.8 | 23 | 11 |  |  |  | FALSE | FALSE | FALSE | 9000 | 7600 | 3.14 | 9500 | 2.19
10309107 |  | Live | Johnson Controls Inc. (York International Norman) | LUXAIRE | Singlezone Ducted, Centrally Ducted | 10309107 |  | HRCU-A-CB | HL20B4821 |  | CM50DE3A1+MVC20DN21 | 13.5 | 21 | 10.5 |  |  |  | FALSE | FALSE | FALSE | 45000 | 42500 | 2.56 | 41300 | 2.56
10153454 |  | Live | Trane U.S. Inc. | AMERICAN STANDARD | Singlezone Ducted, Centrally Ducted | 10153454 |  | HRCU-A-CB | 4A6V8036A1 |  | TEM8A0C42V41+TDR | 12.5 | 18 | 10 |  |  |  | FALSE | FALSE | FALSE | 35400 | 25600 | 3.23 | 25800 | 2.33
6961729 |  | Live | Fujitsu General America, Inc. | FUJITSU | Singlezone Non-Ducted, Wall Placement | 6961729 |  | HRCU-A-CB-O | AOU12RLFW1 | Mini-Splits | ASU12RLF1 | 12.5 | 22 | 11 |  |  |  | FALSE | FALSE | FALSE | 12000 | 9400 | 2.87 | 11200 | 2.2
10309111 |  | Live | Johnson Controls Inc. (York International Norman) | LUXAIRE | Singlezone Ducted, Centrally Ducted | 10309111 |  | HRCU-A-CB | HL20B4821 |  | CM50CE3A1+MVC16CN21 | 12.75 | 20.75 | 10.4 |  |  |  | FALSE | FALSE | FALSE | 45000 | 43500 | 2.48 | 41900 | 2.51
212631691 |  | Live | Midea Electric Trading | CUSTOM COMFORT | Multizone All Ducted | 212631691 |  | HMSV-A-CB | CCOXHAMZ327HP | Ducted Indoor Units |  |  |  |  | 11.8 | 19 | 10 | TRUE | TRUE | TRUE | 27000 | 23000 | 2.4 | 29000 | 2.18
212920652 |  | Live | Midea Electric Trading | BLADEX | Multizone All Ducted | 212920652 |  | HMSV-A-CB | B30K-27SPHP1 | Ducted Indoor Units |  |  |  |  | 11.8 | 19 | 10 | FALSE | FALSE | TRUE | 27000 | 23000 | 2.4 | 29000 | 2.18
8703507 |  | Live | Fujitsu General America, Inc. | FUJITSU | Singlezone Non-Ducted, Wall Placement | 8703507 |  | HRCU-A-CB-O | AOU15RLS3 | Mini-Splits | ASU15RLS3Y | 13.9 | 25.3 | 13.4 |  |  |  | FALSE | FALSE | FALSE | 14500 | 11200 | 3.16 | 21500 | 2.43
10309103 |  | Live | Johnson Controls Inc. (York International Norman) | LUXAIRE | Singlezone Ducted, Centrally Ducted | 10309103 |  | HRCU-A-CB | HL20B4821 |  | AVV50DE321 | 12.6 | 20.5 | 10.4 |  |  |  | FALSE | FALSE | FALSE | 45000 | 44000 | 2.42 | 42000 | 2.48
212631692 |  | Live | Midea Electric Trading | CUSTOM COMFORT | Multizone Mix of Ducted and Non-Ducted | 212631692 |  | HMSV-A-CB | CCOXHAMZ327HP | Mixed Ducted and Non-Ducted Indoor Units |  |  |  |  | 12 | 20.4 | 10 | TRUE | TRUE | TRUE | 27000 | 23000 | 2.4 | 30400 | 2.2
212920663 |  | Live | Midea Electric Trading | BLADEX | Multizone Mix of Ducted and Non-Ducted | 212920663 |  | HMSV-A-CB | B30K-27SPHP1 | Mixed Ducted and Non-Ducted Indoor Units |  |  |  |  | 11.8 | 19.75 | 9.8 | FALSE | FALSE | TRUE | 27000 | 22600 | 2.35 | 29900 | 2.19
10309095 |  | Live | Johnson Controls Inc. (York International Norman) | LUXAIRE | Singlezone Ducted, Centrally Ducted | 10309095 |  | HRCU-A-CB | HL20B3621 |  | CM38CE2A1+MVC16CN21 | 13.25 | 20 | 10.5 |  |  |  | FALSE | FALSE | FALSE | 33600 | 33400 | 2.26 | 34200 | 2.75
10093497 |  | Live | Trane U.S. Inc. | TRANE | Singlezone Ducted, Centrally Ducted | 10093497 |  | HRCU-A-CB | 4TWV0036A1 |  | TAM9A0C42V41 | 13.5 | 21 | 10 |  |  |  | FALSE | FALSE | FALSE | 35600 | 24800 | 3.3 | 25200 | 2.2
8703349 |  | Live | Fujitsu General America, Inc. | FUJITSU | Singlezone Non-Ducted, Wall Placement | 8703349 |  | HRCU-A-CB-O | AOU9RLS3H | Mini-Splits | ASU9RLS3Y | 18 | 33 | 14 |  |  |  | FALSE | FALSE | FALSE | 9000 | 7000 | 3.36 | 16000 | 2.12
10153451 |  | Live | Trane U.S. Inc. | AMERICAN STANDARD | Singlezone Ducted, Centrally Ducted | 10153451 |  | HRCU-A-CB | 4A6V8024A1 |  | TEM8A0B30V31+TDR | 12.9 | 18 | 9.6 |  |  |  | FALSE | FALSE | FALSE | 24000 | 16700 | 2.02 | 16700 | 2.42
10309051 |  | Live | Johnson Controls Inc. (York International Norman) | LUXAIRE | Singlezone Ducted, Centrally Ducted | 10309051 |  | HRCU-A-CB | HL20B6021 |  | CM61DE4A1+MVC20DN21 | 12.5 | 20 | 10.75 |  |  |  | FALSE | FALSE | FALSE | 54000 | 45500 | 2.34 | 59000 | 2.28
207590065 |  | Live | Trane U.S. Inc. | AMERICAN STANDARD | Singlezone Ducted, Centrally Ducted | 207590065 |  | HRCU-A-CB | 4A6V8X24A1 |  | TEM8A0B30V31+TDR | 12.9 | 18 | 9.6 |  |  |  | TRUE | FALSE | TRUE | 24000 | 16700 | 2.02 | 16700 | 2.42
206918590 |  | Live | Trane U.S. Inc. | AMERICAN STANDARD | Singlezone Ducted, Centrally Ducted | 206918590 |  | HRCU-A-CB | 4A6V0048A1 |  | TEM6A0D60H51+TDR+RP | 12 | 18.5 | 9.6 |  |  |  | FALSE | FALSE | FALSE | 45000 | 35000 | 4.42 | 35400 | 2.32
206918601 |  | Live | Trane U.S. Inc. | AMERICAN STANDARD | Singlezone Ducted, Centrally Ducted | 206918601 |  | HRCU-A-CB | 4A6V8049A1 |  | TEM6A0D60H51+TDR+RP | 12 | 18 | 9.6 |  |  |  | FALSE | FALSE | FALSE | 45000 | 35000 | 4.42 | 35400 | 2.32
207590598 |  | Live | Trane U.S. Inc. | AMERICAN STANDARD | Singlezone Ducted, Centrally Ducted | 207590598 |  | HRCU-A-CB | 4A6V0X48A1 |  | TEM6A0D60H51+TDR+RP | 12 | 18.5 | 9.6 |  |  |  | FALSE | FALSE | FALSE | 45000 | 35000 | 4.42 | 35400 | 2.32
201982950 |  | Live | Johnson Controls Inc. (York International Norman) | FRASER-JOHNSTON | Singlezone Ducted, Centrally Ducted | 201982950 |  | HRCU-A-CB | HL20B6021 |  | AVV61DE421 | 12.6 | 19.8 | 10.75 |  |  |  | FALSE | FALSE | FALSE | 53000 | 46000 | 2.3 | 59000 | 2.27
8703506 |  | Live | Fujitsu General America, Inc. | FUJITSU | Singlezone Non-Ducted, Wall Placement | 8703506 |  | HRCU-A-CB-O | AOU12RLS3H | Mini-Splits | ASU12RLS3Y | 15.2 | 29.3 | 13.8 |  |  |  | FALSE | FALSE | FALSE | 12000 | 9600 | 3.2 | 17500 | 2.32
206918617 |  | Live | Trane U.S. Inc. | AMERICAN STANDARD | Singlezone Ducted, Centrally Ducted | 206918617 |  | HRCU-A-CB | 4A6V0024A1 |  | TEM6A0B24H21+TDR+RP | 13.1 | 19 | 9.6 |  |  |  | FALSE | FALSE | FALSE | 23600 | 16600 | 2.04 | 16800 | 2.39
10309047 |  | Live | Johnson Controls Inc. (York International Norman) | LUXAIRE | Singlezone Ducted, Centrally Ducted | 10309047 |  | HRCU-A-CB | HL20B2421 |  | CM25BE1A1+MVC12BN21 | 14 | 20.75 | 10.5 |  |  |  | FALSE | FALSE | FALSE | 24000 | 22400 | 2.16 | 24000 | 2.13
207590606 |  | Live | Trane U.S. Inc. | AMERICAN STANDARD | Singlezone Ducted, Centrally Ducted | 207590606 |  | HRCU-A-CB | 4A6V0X24A1 |  | TEM6A0B24H21+TDR+RP | 13.1 | 19 | 9.6 |  |  |  | FALSE | FALSE | FALSE | 23600 | 16600 | 2.04 | 16800 | 2.39
201982914 |  | Live | Johnson Controls Inc. (York International Norman) | FRASER-JOHNSTON | Singlezone Ducted, Centrally Ducted | 201982914 |  | HRCU-A-CB | HL20B2421 |  | AVV25BE121 | 14.25 | 21 | 10.5 |  |  |  | FALSE | FALSE | FALSE | 24000 | 22400 | 2.16 | 24000 | 2.13
8703508 |  | Live | Fujitsu General America, Inc. | FUJITSU | Singlezone Non-Ducted, Wall Placement | 8703508 |  | HRCU-A-CB-O | AOU15RLS3H | Mini-Splits | ASU15RLS3Y | 13.9 | 25.3 | 13.3 |  |  |  | FALSE | FALSE | FALSE | 14500 | 11200 | 3.07 | 21500 | 2.3
201982917 |  | Live | Johnson Controls Inc. (York International Norman) | FRASER-JOHNSTON | Singlezone Ducted, Centrally Ducted | 201982917 |  | HRCU-A-CB | HL20B3621 |  | AVV38CE221 | 13.3 | 20 | 10.9 |  |  |  | FALSE | FALSE | FALSE | 33600 | 33400 | 2.26 | 33500 | 2.41
8703348 |  | Live | Fujitsu General America, Inc. | FUJITSU | Singlezone Non-Ducted, Wall Placement | 8703348 |  | HRCU-A-CB-O | AOU9RLS3 | Mini-Splits | ASU9RLS3Y | 18 | 33 | 14.2 |  |  |  | FALSE | FALSE | FALSE | 9000 | 7000 | 3.48 | 16000 | 2.28
206918620 |  | Live | Trane U.S. Inc. | AMERICAN STANDARD | Singlezone Ducted, Centrally Ducted | 206918620 |  | HRCU-A-CB | 4A6V8024A1 |  | TEM6A0B30H21+TDR+RP | 13 | 18 | 9.6 |  |  |  | FALSE | FALSE | FALSE | 23600 | 16600 | 2.04 | 16800 | 2.39
207590609 |  | Live | Trane U.S. Inc. | AMERICAN STANDARD | Singlezone Ducted, Centrally Ducted | 207590609 |  | HRCU-A-CB | 4A6V8X24A1 |  | TEM6A0B30H21+TDR+RP | 13 | 18 | 9.6 |  |  |  | FALSE | FALSE | FALSE | 23600 | 16600 | 2.04 | 16800 | 2.39
206918592 |  | Live | Trane U.S. Inc. | AMERICAN STANDARD | Singlezone Ducted, Centrally Ducted | 206918592 |  | HRCU-A-CB | 4A6V8036A1 |  | TEM6A0C36H31+TDR+RP | 12.4 | 18 | 9.6 |  |  |  | FALSE | FALSE | FALSE | 34400 | 24800 | 3.11 | 25100 | 2.34
202537546 |  | Live | Fujitsu General America, Inc. | FUJITSU | Singlezone Ducted, Compact Ducted | 202537546 |  | HRCU-A-CB | AOU12RLFC |  | ARU12RGLX | 13.4 | 21.3 | 11.7 |  |  |  | FALSE | FALSE | FALSE | 12000 | 10400 | 2.38 | 17600 | 2.62
207590600 |  | Live | Trane U.S. Inc. | AMERICAN STANDARD | Singlezone Ducted, Centrally Ducted | 207590600 |  | HRCU-A-CB | 4A6V8X36A1 |  | TEM6A0C36H31+TDR+RP | 12.4 | 18 | 9.6 |  |  |  | FALSE | FALSE | FALSE | 34400 | 24800 | 3.11 | 25100 | 2.34
213156954 |  | Live | Midea Electric Trading | BLADEX | Singlezone Ducted, Centrally Ducted | 213156954 |  | HRCU-A-C | BX30U-30HPHYHA(X) |  | BLC-36HWAC1-UNC | 10.7 | 14.2 | 9.5 | 10.5 | 15.5 | 9.7 | FALSE | FALSE | TRUE | 30000 | 22600 | 2.62 | 26000 | 2.28
213156952 |  | Live | Midea Electric Trading | MULTI MFG | Singlezone Ducted, Centrally Ducted | 213156952 |  | HRCU-A-CB | HHS-18HD-A |  | 18MUC0-HP-A |  |  |  | 12.1 | 19.3 | 10.8 | TRUE | TRUE | TRUE | 18000 | 15800 | 2.82 | 22000 | 2.45
207590726 |  | Live | Trane U.S. Inc. | AMERICAN STANDARD | Singlezone Ducted, Centrally Ducted | 207590726 |  | HRCU-A-CB | 4A6V8X36A1 |  | TAMXA0B30V3PA | 12.5 | 18 | 10 |  |  |  | FALSE | FALSE | FALSE | 34400 | 26000 | 3.23 | 26200 | 2.36
213160445 |  | Live | Midea Electric Trading | PANASONIC | Singlezone Ducted, Centrally Ducted | 213160445 |  | HRCU-A-C | CU-HE55YAHK6 |  | CS-HE60YAC6 |  |  |  | 8.6 | 14.5 | 8.6 | FALSE | FALSE | FALSE | 53000 | 37000 | 2.26 | 38000 | 2.26
213160458 |  | Live | Midea Electric Trading | ATK | Singlezone Ducted, Centrally Ducted | 213160458 |  | HRCU-A-C | ACI-SDAUO30SHP |  | ACI-SDAUI30VHE | 10 | 14.2 | 9.5 | 10.2 | 14.9 | 9.3 | FALSE | FALSE | FALSE | 30000 | 22000 | 2.6 | 24400 | 2.1
8703350 |  | Live | Fujitsu General America, Inc. | FUJITSU | Singlezone Non-Ducted, Wall Placement | 8703350 |  | HRCU-A-CB-O | AOU12RLS3 | Mini-Splits | ASU12RLS3Y | 15.2 | 29.3 | 14 |  |  |  | FALSE | FALSE | FALSE | 12000 | 9600 | 3.31 | 17500 | 2.49
213160454 |  | Live | Midea Electric Trading | ATK | Singlezone Ducted, Centrally Ducted | 213160454 |  | HRCU-A-C | ACI-SDAUO60SHP |  | ACI-SDAUI60VHE | 9.5 | 14.9 | 9.3 | 9 | 15.2 | 8.5 | FALSE | FALSE | FALSE | 53000 | 34000 | 2.2 | 36000 | 2.19
213160482 |  | Live | Midea Electric Trading | DETTSON | Singlezone Ducted, Centrally Ducted | 213160482 |  | HRCU-A-C | EVD-30-O |  | MAC36H2124E | 10.7 | 14.2 | 9.5 | 10.5 | 15.5 | 9.7 | FALSE | TRUE | TRUE | 30000 | 22600 | 2.62 | 26000 | 2.28
206918586 |  | Live | Trane U.S. Inc. | AMERICAN STANDARD | Singlezone Ducted, Centrally Ducted | 206918586 |  | HRCU-A-CB | 4A6V0036A1 |  | TEM6A0C36H31+TDR+RP | 13 | 20 | 9.6 |  |  |  | FALSE | FALSE | FALSE | 34800 | 25000 | 3.08 | 25300 | 2.38
213160457 |  | Live | Midea Electric Trading | ATK | Singlezone Ducted, Centrally Ducted | 213160457 |  | HRCU-A-C | ACI-SDAUO36SHP |  | ACI-SDAUI36VHE | 10.1 | 14.2 | 9.2 | 9.3 | 14.4 | 8 | FALSE | FALSE | FALSE | 36000 | 19800 | 2.2 | 24900 | 2.13
206918594 |  | Live | Trane U.S. Inc. | AMERICAN STANDARD | Singlezone Ducted, Centrally Ducted | 206918594 |  | HRCU-A-CB | 4A6V8037A1 |  | TEM6A0C36H31+TDR+RP | 13 | 18 | 9.6 |  |  |  | FALSE | FALSE | FALSE | 34800 | 25000 | 3.08 | 25300 | 2.38
213160456 |  | Live | Midea Electric Trading | ATK | Singlezone Ducted, Centrally Ducted | 213160456 |  | HRCU-A-C | ACI-SDAUO48SHP |  | ACI-SDAUI48VHE | 9.15 | 14 | 9.4 | 8.6 | 14.3 | 8.3 | FALSE | FALSE | FALSE | 48000 | 30400 | 2.2 | 32000 | 2.03
213160484 |  | Live | Midea Electric Trading | DETTSON | Singlezone Ducted, Centrally Ducted | 213160484 |  | HRCU-A-C | EVD-48-O |  | MAC48H2124E | 9 | 14 | 10 | 8.6 | 14.3 | 9 | FALSE | FALSE | FALSE | 46000 | 32000 | 2.36 | 45000 | 2.11
207590594 |  | Live | Trane U.S. Inc. | AMERICAN STANDARD | Singlezone Ducted, Centrally Ducted | 207590594 |  | HRCU-A-CB | 4A6V0X36A1 |  | TEM6A0C36H31+TDR+RP | 13 | 20 | 9.6 |  |  |  | FALSE | FALSE | FALSE | 34800 | 25000 | 3.08 | 25300 | 2.38
213160485 |  | Live | Midea Electric Trading | DETTSON | Singlezone Ducted, Centrally Ducted | 213160485 |  | HRCU-A-C | EVD-60-O |  | MAC60H2428E |  |  |  | 8.6 | 14.5 | 8.6 | FALSE | FALSE | FALSE | 53000 | 37000 | 2.26 | 38000 | 2.26
213160452 |  | Live | Midea Electric Trading | CANAIR | Singlezone Ducted, Centrally Ducted | 213160452 |  | HRCU-A-C | CDH2060C22 |  | MAC-60HWDN1-MN0** |  |  |  | 10 | 15.2 | 9.2 | FALSE | TRUE | TRUE | 45000 | 37000 | 2.26 | 38000 | 2.26
5839958 |  | Live | Fujitsu General America, Inc. | FUJITSU | Singlezone Non-Ducted, Ceiling Placement | 5839958 |  | HRCU-A-CB-O | AOU18RLFC | Mini-Splits | AUU18RLF | 11.2 | 20.1 | 11.5 |  |  |  | FALSE | FALSE | FALSE | 18000 | 13600 | 3.11 | 21427 | 2.64
213160468 |  | Live | Midea Electric Trading | INNOVAIR | Singlezone Ducted, Centrally Ducted | 213160468 |  | HRCU-A-C | SEV30H2R19 |  | MAC36H2124E | 10 | 14.2 | 9.5 | 10.2 | 14.9 | 9.3 | FALSE | FALSE | FALSE | 30000 | 22000 | 2.6 | 24400 | 2.1
207740531 |  | Live | Midea Electric Trading | C&H | Singlezone Non-Ducted, Wall Placement | 207740531 |  | HRCU-A-CB-O | CH-ES12-115VO | Mini-Splits | CH-12OLVWM-115VI | 12.5 | 22 | 11.5 | 12.5 | 22.7 | 10.4 | TRUE | FALSE | TRUE | 12000 | 8900 | 2.75 | 9018 | 2.4
213160471 |  | Live | Midea Electric Trading | INNOVAIR | Singlezone Ducted, Centrally Ducted | 213160471 |  | HRCU-A-C | SEV60H2R19 |  | MAC60H2428E | 9.5 | 14.9 | 9.3 | 9 | 15.2 | 8.5 | FALSE | FALSE | FALSE | 53000 | 34000 | 2.2 | 36000 | 2.19
10153720 |  | Live | Trane U.S. Inc. | TRANE | Singlezone Ducted, Centrally Ducted | 10153720 |  | HRCU-A-CB | 4TWV8037A1 |  | TEM8A0B30V31+TDR | 12.5 | 18 | 9.75 |  |  |  | FALSE | FALSE | FALSE | 34000 | 26000 | 3.46 | 26000 | 2.2
213160475 |  | Live | Midea Electric Trading | INNOVAIR | Singlezone Ducted, Centrally Ducted | 213160475 |  | HRCU-A-C | SHV30H2R20 |  | MAC36H2124E | 10.7 | 14.2 | 9.5 | 10.5 | 15.5 | 9.7 | FALSE | TRUE | TRUE | 30000 | 22600 | 2.62 | 26000 | 2.28
213160469 |  | Live | Midea Electric Trading | INNOVAIR | Singlezone Ducted, Centrally Ducted | 213160469 |  | HRCU-A-C | SEV36H2R19 |  | MAC36H2124E | 10.1 | 14.2 | 9.2 | 9.3 | 14.4 | 8 | FALSE | FALSE | FALSE | 36000 | 19800 | 2.2 | 24900 | 2.13
213160470 |  | Live | Midea Electric Trading | INNOVAIR | Singlezone Ducted, Centrally Ducted | 213160470 |  | HRCU-A-C | SEV48H2R19 |  | MAC48H2124E | 9.15 | 14 | 9.4 | 8.6 | 14.3 | 8.3 | FALSE | FALSE | FALSE | 48000 | 30400 | 2.2 | 32000 | 2.03
213160478 |  | Live | Midea Electric Trading | INNOVAIR | Singlezone Ducted, Centrally Ducted | 213160478 |  | HRCU-A-C | SHV60H2R20 |  | MAC60H2428E |  |  |  | 8.6 | 14.5 | 8.6 | FALSE | FALSE | FALSE | 53000 | 37000 | 2.26 | 38000 | 2.26
5063325 |  | Live | Fujitsu General America, Inc. | FUJITSU | Singlezone Non-Ducted, Wall Placement | 5063325 |  | HRCU-A-CB-O | AOU9RLS2 | Mini-Splits | ASU9RLS2 | 16.1 | 27.2 | 12.5 |  |  |  | FALSE | FALSE | FALSE | 9000 | 7300 | 1.96 | 16400 | 2.44
213160453 |  | Live | Midea Electric Trading | DIRECT AIR | Singlezone Ducted, Centrally Ducted | 213160453 |  | HRCU-A-C | DIRM-60MAGICPRO20-OU |  | DIRM-60MAGICPRO20-COIL** |  |  |  | 10 | 15.2 | 9.2 | FALSE | TRUE | TRUE | 45000 | 37000 | 2.26 | 38000 | 2.26
213160486 |  | Live | Midea Electric Trading | DURASTAR | Singlezone Non-Ducted, Wall Placement | 213160486 |  | HRCU-A-CB-O | DRA1H33S1A | Mini-Splits | DRAW33F1B |  |  |  | 11.7 | 20 | 10 | TRUE | TRUE | TRUE | 33000 | 27800 | 2.35 | 34000 | 2.4
213156951 |  | Live | Midea Electric Trading | MDV | Singlezone Ducted, Centrally Ducted | 213156951 |  | HRCU-A-CB | MOX430U-18HFN1-M |  | MVBE-18HWFN1-MM3E |  |  |  | 12.1 | 19.3 | 10.8 | TRUE | TRUE | TRUE | 18000 | 15800 | 2.82 | 22000 | 2.45
212920496 |  | Live | Midea Electric Trading | ORIENT CARE | Singlezone Non-Ducted, Wall Placement | 212920496 |  | HRCU-A-CB-O | OU12M410AG15 | Mini-Splits | ODW12MAGW15 | 10.3 | 20 | 10.8 | 10.3 | 20.8 | 8.7 | FALSE | FALSE | FALSE | 12000 | 7800 | 2.31 | 8200 | 1.35
212920499 |  | Live | Midea Electric Trading | ORIENT CARE | Singlezone Non-Ducted, Wall Placement | 212920499 |  | HRCU-A-CB-O | OU24M410AG30 | Mini-Splits | ODW24MAGW30 | 9.5 | 18.5 | 10.2 | 9.5 | 18.5 | 8.6 | FALSE | FALSE | FALSE | 24000 | 16500 | 2.38 | 19257 | 2.11
212920494 |  | Live | Midea Electric Trading | ORIENT CARE | Singlezone Ducted, Centrally Ducted | 212920494 |  | HRCU-A-CB | OUFM48M410LC |  | OAH48MFMLC | 8.6 | 16.2 | 10.8 | 8.2 | 15.3 | 9.2 | FALSE | FALSE | FALSE | 48000 | 38000 | 2.1 | 39000 | 2.1
212920495 |  | Live | Midea Electric Trading | ORIENT CARE | Singlezone Ducted, Centrally Ducted | 212920495 |  | HRCU-A-CB | OUFM60M410LC |  | OAH60MFMLC | 10 | 17 | 10.4 | 9.6 | 16 | 8.5 | FALSE | FALSE | FALSE | 57000 | 37800 | 2.48 | 37800 | 2.48
212920487 |  | Live | Midea Electric Trading | ORIENT CARE | Singlezone Ducted, Centrally Ducted | 212920487 |  | HRCU-A-CB | OUR36M410 |  | OAH36MR | 10.4 | 18 | 9.1 | 10.1 | 16.9 | 8.2 | FALSE | FALSE | FALSE | 36000 | 20400 | 2.48 | 22700 | 2.1
212920488 |  | Live | Midea Electric Trading | ORIENT CARE | Singlezone Ducted, Centrally Ducted | 212920488 |  | HRCU-A-CB | OUR48M410 |  | OAH48MR | 9.3 | 17.3 | 10 | 8.8 | 15.8 | 9.4 | FALSE | FALSE | FALSE | 47000 | 37000 | 2.4 | 39000 | 2.2
212920493 |  | Live | Midea Electric Trading | ORIENT CARE | Singlezone Ducted, Centrally Ducted | 212920493 |  | HRCU-A-CB | OUFM36M410M |  | OAH36MFMM | 8.8 | 17.5 | 11.3 | 8.2 | 15.4 | 9 | FALSE | FALSE | FALSE | 36000 | 27000 | 2.54 | 27200 | 2.53
212940801 |  | Live | Midea Electric Trading | CENTURY | Singlezone Ducted, Centrally Ducted | 212940801 |  | HRCU-A-CB | A-VCD48SA-1 |  | B-VCD48SA-1 | 8.5 | 16 | 10 | 8.2 | 15.6 | 9.4 | FALSE | TRUE | FALSE | 47000 | 36000 | 2.36 | 48000 | 2.05
212940803 |  | Live | Midea Electric Trading | CENTURY | Singlezone Ducted, Centrally Ducted | 212940803 |  | HRCU-A-C | A-VCD30SA-1 |  | MCD30/36C1A | 10.7 | 14.2 | 9.5 | 10.5 | 15.5 | 9.7 | FALSE | TRUE | TRUE | 30000 | 22600 | 2.62 | 26000 | 2.28
212940804 |  | Live | Midea Electric Trading | CENTURY | Singlezone Ducted, Centrally Ducted | 212940804 |  | HRCU-A-C | A-VCD48SA-1 |  | MCD48C1A | 9 | 14 | 10 | 8.6 | 14.3 | 9 | FALSE | FALSE | FALSE | 46000 | 32000 | 2.36 | 45000 | 2.11
212940797 |  | Live | Midea Electric Trading | CENTURY | Singlezone Ducted, Centrally Ducted | 212940797 |  | HRCU-A-CB | A-VCD60SA-1 |  | B-VCD60SA-1 | 9 | 16.4 | 10.5 | 8.8 | 15.3 | 9.4 | FALSE | TRUE | FALSE | 55000 | 42000 | 2.6 | 52500 | 2.3
212940806 |  | Live | Midea Electric Trading | CENTURY | Singlezone Ducted, Centrally Ducted | 212940806 |  | HRCU-A-C | A-VCD60SA-1 |  | MCD60D1A |  |  |  | 8.6 | 14.5 | 8.6 | FALSE | FALSE | FALSE | 53000 | 37000 | 2.26 | 38000 | 2.26
212924828 |  | Live | Midea Electric Trading | MULTI MFG | Singlezone Ducted, Centrally Ducted | 212924828 |  | HRCU-A-CB | HHS-24HD-A |  | 24MUC0-HP-A |  |  |  | 11.7 | 17.5 | 10.5 | TRUE | TRUE | TRUE | 24000 | 20000 | 2.7 | 31500 | 2.72
212924809 |  | Live | Midea Electric Trading | MULTI MFG | Singlezone Ducted, Centrally Ducted | 212924809 |  | HRCU-A-CB | HHS-36HD-A |  | 36MUC0-HH-A |  |  |  | 10.2 | 17.6 | 9.2 | FALSE | TRUE | FALSE | 36000 | 28600 | 2.24 | 41000 | 2
206221523 |  | Live | Fujitsu General America, Inc. | RUUD | Multizone All Non-Ducted | 206221523 |  | HMSV-A-CB | ROMH24FXZHJ | Non-Ducted Indoor Units |  | 13.3 | 20 | 10.3 |  |  |  | FALSE | FALSE | TRUE | 22000 | 15400 | 2.61 | 26000 | 2.13
212940793 |  | Live | Midea Electric Trading | COMFORTSTAR | Singlezone Ducted, Centrally Ducted | 212940793 |  | HRCU-A-CB | CPH48CD(O) |  | AHU48-SG2 | 8.5 | 16 | 10 | 8.2 | 15.6 | 9.4 | FALSE | TRUE | FALSE | 47000 | 36000 | 2.36 | 48000 | 2.05
212940794 |  | Live | Midea Electric Trading | COMFORTSTAR | Singlezone Ducted, Centrally Ducted | 212940794 |  | HRCU-A-CB | CPH60CD(O) |  | AHU60-SG2 | 9 | 16.4 | 10.5 | 8.8 | 15.3 | 9.4 | FALSE | TRUE | FALSE | 55000 | 42000 | 2.6 | 52500 | 2.3
213142353 |  | Live | Midea Electric Trading | BLADEX | Singlezone Ducted, Centrally Ducted | 213142353 |  | HRCU-A-C | BX30U-55HPHYHA |  | BLC-60HWAC1* |  |  |  | 10 | 15.2 | 9.2 | FALSE | FALSE | TRUE | 45000 | 37000 | 2.26 | 38000 | 2.26
213148985 |  | Live | Midea Electric Trading | TEMP SHIFT | Singlezone Ducted, Centrally Ducted | 213148985 |  | HRCU-A-C | TSMOE30U55HFN1M |  | TSMAC60HWDN1MN0* |  |  |  | 10 | 15.2 | 9.2 | FALSE | FALSE | TRUE | 45000 | 37000 | 2.26 | 38000 | 2.26
213148986 |  | Live | Midea Electric Trading | MITS AIR | Singlezone Ducted, Centrally Ducted | 213148986 |  | HRCU-A-C | MOE30U-55HFN1-M |  | MAC-60HWDN1-MN0* |  |  |  | 10 | 15.2 | 9.2 | FALSE | FALSE | TRUE | 45000 | 37000 | 2.26 | 38000 | 2.26
213081460 |  | Live | Midea Electric Trading | ECO-AIR | Singlezone Ducted, Centrally Ducted | 213081460 |  | HRCU-A-CB | MOD30-24HFN1-MW |  | MVBE-24HWFN1-MM3E |  |  |  | 11.7 | 17.5 | 10.5 | TRUE | TRUE | TRUE | 24000 | 20000 | 2.7 | 31500 | 2.72
10153458 |  | Live | Trane U.S. Inc. | AMERICAN STANDARD | Singlezone Ducted, Centrally Ducted | 10153458 |  | HRCU-A-CB | 4A6V8037A1 |  | TEM8A0C36V31+TDR | 12.5 | 18 | 10 |  |  |  | FALSE | FALSE | FALSE | 35400 | 25600 | 3.1 | 25800 | 2.42
206221522 |  | Live | Fujitsu General America, Inc. | RUUD | Multizone Mix of Ducted and Non-Ducted | 206221522 |  | HMSV-A-CB | ROMH18FXZHJ | Mixed Ducted and Non-Ducted Indoor Units |  | 13 | 20.3 | 9.65 |  |  |  | FALSE | FALSE | FALSE | 18000 | 14200 | 2.07 | 23611 | 2.16
213081456 |  | Live | Midea Electric Trading | ALSETRIA | Singlezone Ducted, Centrally Ducted | 213081456 |  | HRCU-A-CB | MOD30-24HFN1-MW |  | MVBE-24HWFN1-MM3E |  |  |  | 11.7 | 17.5 | 10.5 | TRUE | TRUE | TRUE | 24000 | 20000 | 2.7 | 31500 | 2.72
213081457 |  | Live | Midea Electric Trading | ALSETRIA | Singlezone Ducted, Centrally Ducted | 213081457 |  | HRCU-A-CB | MOE31U-36HFN1-M |  | MVBE-36HWFN1-ML3E |  |  |  | 10.2 | 17.6 | 9.2 | FALSE | TRUE | FALSE | 36000 | 28600 | 2.24 | 41000 | 2
213081461 |  | Live | Midea Electric Trading | ECO-AIR | Singlezone Ducted, Centrally Ducted | 213081461 |  | HRCU-A-CB | MOE31U-36HFN1-M |  | MVBE-36HWFN1-ML3E |  |  |  | 10.2 | 17.6 | 9.2 | FALSE | TRUE | FALSE | 36000 | 28600 | 2.24 | 41000 | 2
211497142 |  | Live | Midea Electric Trading | MDV | Singlezone Ducted, Centrally Ducted | 211497142 |  | HRCU-A-CB | MOD30-24HFN1-MW-[X1] |  | MVC-24HWFN1-MSQ4 |  |  |  | 11.7 | 17.4 | 10 | TRUE | TRUE | TRUE | 24000 | 19200 | 2.5 | 26400 | 2.14
212924805 |  | Live | Midea Electric Trading | MDV | Singlezone Ducted, Centrally Ducted | 212924805 |  | HRCU-A-CB | MOD30-24HFN1-MW |  | MVBE-24HWFN1-MM3E |  |  |  | 11.7 | 17.5 | 10.5 | TRUE | TRUE | TRUE | 24000 | 20000 | 2.7 | 31500 | 2.72
212924806 |  | Live | Midea Electric Trading | MDV | Singlezone Ducted, Centrally Ducted | 212924806 |  | HRCU-A-CB | MOE31U-36HFN1-M |  | MVBE-36HWFN1-ML3E |  |  |  | 10.2 | 17.6 | 9.2 | FALSE | TRUE | FALSE | 36000 | 28600 | 2.24 | 41000 | 2
212365390 |  | Live | Midea Electric Trading | MDV | Singlezone Ducted, Centrally Ducted | 212365390 |  | HRCU-A-C | MOE30U-55HFN1-M |  | MAC-60HWDN1-MN0 |  |  |  | 8.6 | 14.5 | 8.6 | FALSE | FALSE | FALSE | 53000 | 37000 | 2.26 | 38000 | 2.26
206221525 |  | Live | Fujitsu General America, Inc. | RUUD | Multizone Mix of Ducted and Non-Ducted | 206221525 |  | HMSV-A-CB | ROMH24FXZHJ | Mixed Ducted and Non-Ducted Indoor Units |  | 12.7 | 19 | 9.65 |  |  |  | FALSE | FALSE | FALSE | 22000 | 15400 | 2.14 | 26238 | 2.13
212365391 |  | Live | Midea Electric Trading | MDV | Singlezone Ducted, Centrally Ducted | 212365391 |  | HRCU-A-C | MOE30U-45HFN1-M |  | MAC-60HWDN1-MN0 |  |  |  | 10 | 15.2 | 9.2 | FALSE | TRUE | TRUE | 45000 | 37000 | 2.26 | 38000 | 2.26
207338207 |  | Live | Midea Electric Trading | MDV | Singlezone Non-Ducted, Wall Placement | 207338207 |  | HRCU-A-CB-O | MOD30U-36HFN1-MP0(GA) | Mini-Splits | MCD1-36HRFN1-M(GA) | 9 | 18.2 | 10.6 | 9.4 | 19.2 | 8.8 | FALSE | FALSE | FALSE | 36000 | 23000 | 2.45 | 26000 | 2.13
207338209 |  | Live | Midea Electric Trading | MDV | Singlezone Non-Ducted, Wall Placement | 207338209 |  | HRCU-A-CB-O | MOE30U-48HFN1-MP0(GA) | Mini-Splits | MUE-48HRFN1-M(C) | 9.3 | 18 | 11 | 9.3 | 18.9 | 10 | FALSE | TRUE | TRUE | 48000 | 29000 | 2.37 | 36000 | 2.26
10093447 |  | Live | Trane U.S. Inc. | AMERICAN STANDARD | Singlezone Ducted, Centrally Ducted | 10093447 |  | HRCU-A-CB | 4A6V0036A1 |  | TAM9A0B30V31 | 13 | 20 | 10 |  |  |  | FALSE | FALSE | TRUE | 35400 | 26200 | 3.17 | 26600 | 2.42
207338210 |  | Live | Midea Electric Trading | MDV | Singlezone Non-Ducted, Wall Placement | 207338210 |  | HRCU-A-CB-O | MOE30U-48HFN1-MP0(GA) | Mini-Splits | MCD1-48HRFN1-M(GA) | 9.5 | 17.8 | 11.5 | 9.5 | 18.5 | 9.8 | FALSE | FALSE | TRUE | 48000 | 30000 | 2.34 | 39000 | 2.05
10093459 |  | Live | Trane U.S. Inc. | AMERICAN STANDARD | Singlezone Ducted, Centrally Ducted | 10093459 |  | HRCU-A-CB | 4A6V8037A1 |  | TAM9A0B30V31 | 13 | 18 | 10 |  |  |  | FALSE | FALSE | FALSE | 35400 | 26200 | 3.17 | 26600 | 2.42
206221539 |  | Live | Fujitsu General America, Inc. | RUUD | Singlezone Non-Ducted, Ceiling Placement | 206221539 |  | HRCU-A-CB-O | ROSH24VGSN | Mini-Splits | RICH24AXCJ | 12.8 | 20 | 10.8 |  |  |  | FALSE | FALSE | TRUE | 24000 | 16400 | 1.87 | 25400 | 2.17
10153436 |  | Live | Trane U.S. Inc. | AMERICAN STANDARD | Singlezone Ducted, Centrally Ducted | 10153436 |  | HRCU-A-CB | 4A6V0024A1 |  | TEM8A0B30V31+TDR | 13 | 18.75 | 9.6 |  |  |  | FALSE | FALSE | FALSE | 24400 | 17000 | 2.03 | 17000 | 2.45
206223106 |  | Live | Trane U.S. Inc. | TRANE | Singlezone Ducted, Centrally Ducted | 206223106 |  | HRCU-A-CB | 4TWV8X36A1 |  | TAMXA0C36V3PA | 13 | 18 | 10 |  |  |  | FALSE | FALSE | FALSE | 35000 | 24800 | 3.3 | 25100 | 2.2
10153441 |  | Live | Trane U.S. Inc. | AMERICAN STANDARD | Singlezone Ducted, Centrally Ducted | 10153441 |  | HRCU-A-CB | 4A6V0036A1 |  | TEM8A0C48V41+TDR | 13 | 20 | 10 |  |  |  | FALSE | FALSE | FALSE | 35600 | 25200 | 3.08 | 25600 | 2.4
207141969 |  | Live | Fujitsu General America, Inc. | RUUD | Singlezone Non-Ducted, Wall Placement | 207141969 |  | HRCU-A-CB-O | ROSH12BFWJ | Mini-Splits | UIWH12BVFJ | 12.5 | 23 | 12.5 |  |  |  | FALSE | FALSE | FALSE | 12000 | 10300 | 2.9 | 12700 | 2.68
208800780 |  | Live | Midea Electric Trading | MDV | Singlezone Non-Ducted, Ceiling Placement | 208800780 |  | HRCU-A-CB-O | MOX430-18HFN1-MT2Q1W | Mini-Splits | MCBU-18HRFN1-MU8Q1W | 12.5 | 21.8 | 11.6 | 12.5 | 23 | 10.3 | TRUE | FALSE | FALSE | 17000 | 14000 | 2.47 | 15100 | 2.34
207590055 |  | Live | Trane U.S. Inc. | AMERICAN STANDARD | Singlezone Ducted, Centrally Ducted | 207590055 |  | HRCU-A-CB | 4A6V0X36A1 |  | TEM8A0C48V41+TDR | 13 | 20 | 10 |  |  |  | FALSE | FALSE | FALSE | 35600 | 25200 | 3.08 | 25600 | 2.4
10153439 |  | Live | Trane U.S. Inc. | AMERICAN STANDARD | Singlezone Ducted, Centrally Ducted | 10153439 |  | HRCU-A-CB | 4A6V0036A1 |  | TEM8A0C36V31+TDR | 13 | 20 | 10 |  |  |  | FALSE | FALSE | FALSE | 35400 | 25600 | 3.07 | 25600 | 2.45
207338206 |  | Live | Midea Electric Trading | MDV | Singlezone Non-Ducted, Wall Placement | 207338206 |  | HRCU-A-CB-O | MOD30U-36HFN1-MP0(GA) | Mini-Splits | MUE-36HRFN1-M(C) | 8 | 17 | 10 | 8.5 | 19 | 9 | FALSE | FALSE | FALSE | 36000 | 23000 | 2.2 | 25000 | 2.11
10153453 |  | Live | Trane U.S. Inc. | AMERICAN STANDARD | Singlezone Ducted, Centrally Ducted | 10153453 |  | HRCU-A-CB | 4A6V8036A1 |  | TEM8A0C36V31+TDR | 12.5 | 18 | 10 |  |  |  | FALSE | FALSE | FALSE | 35200 | 25600 | 3.13 | 25800 | 2.39
206221489 |  | Live | Fujitsu General America, Inc. | RUUD | Singlezone Non-Ducted, Wall Placement | 206221489 |  | HRCU-A-CB-O | ROSH09AFWJ | Mini-Splits | UIWH09AVFJ | 13.8 | 23 | 11 |  |  |  | FALSE | FALSE | FALSE | 9000 | 7600 | 3.14 | 9500 | 2.19
207338212 |  | Live | Midea Electric Trading | MDV | Singlezone Non-Ducted, Wall Placement | 207338212 |  | HRCU-A-CB-O | MOE30U-36HFN1-M(GA) | Mini-Splits | MUE-36HRFN1-M(C) | 8.6 | 17.5 | 10 | 8.8 | 17.6 | 10 | FALSE | TRUE | FALSE | 36000 | 32000 | 2.23 | 42000 | 1.9
10093455 |  | Live | Trane U.S. Inc. | AMERICAN STANDARD | Singlezone Ducted, Centrally Ducted | 10093455 |  | HRCU-A-CB | 4A6V8024A1 |  | TAM9A0C36V31 | 13 | 18 | 10 |  |  |  | FALSE | FALSE | FALSE | 24000 | 16700 | 1.96 | 16700 | 2.5
208101266 |  | Live | Midea Electric Trading | MDV | Singlezone Non-Ducted, Floor Placement | 208101266 |  | HRCU-A-CB-O | MOE30U-60HFN1-M(GA)(X) | Mini-Splits | MUE-60HRFN1-MW | 9.8 | 18.7 | 10.5 | 9.8 | 19.8 | 9 | FALSE | FALSE | FALSE | 54000 | 35000 | 2.34 | 35200 | 1.98
210135400 |  | Live | Midea Electric Trading | MDV | Singlezone Non-Ducted, Floor Placement | 210135400 |  | HRCU-A-CB-O | MOE30U-55HFN1-M-[X](GA) | Mini-Splits | MUE-60HRFN1-MW | 9 | 16.8 | 11.3 | 9 | 17.3 | 10.2 | FALSE | TRUE | TRUE | 55000 | 40000 | 2.58 | 58600 | 2.35
206221490 |  | Live | Fujitsu General America, Inc. | RUUD | Singlezone Non-Ducted, Wall Placement | 206221490 |  | HRCU-A-CB-O | ROSH12AFWJ | Mini-Splits | UIWH12AVFJ | 12.5 | 22 | 11 |  |  |  | FALSE | FALSE | FALSE | 12000 | 9400 | 2.87 | 11200 | 2.2
207338208 |  | Live | Midea Electric Trading | MDV | Singlezone Ducted, Compact Ducted | 207338208 |  | HRCU-A-CB | MOD30U-36HFN1-MP0(GA) | Mini-Splits | MTI-36HWFN1-M | 9 | 16.7 | 11.5 | 8.8 | 15.8 | 8.8 | FALSE | FALSE | FALSE | 36000 | 25000 | 2.49 | 26000 | 2.22
207338211 |  | Live | Midea Electric Trading | MDV | Singlezone Ducted, Compact Ducted | 207338211 |  | HRCU-A-CB | MOE30U-48HFN1-MP0(GA) | Mini-Splits | MTI-48HWFN1-M | 9.2 | 17.4 | 10.3 | 8.5 | 15.1 | 9.3 | FALSE | FALSE | FALSE | 48000 | 34000 | 2.32 | 41000 | 2.32
206221511 |  | Live | Fujitsu General America, Inc. | RUUD | Singlezone Non-Ducted, Floor Placement | 206221511 |  | HRCU-A-CB-O | ROSH09AFFJ | Mini-Splits | RIFH09AVFJ | 16 | 26 | 12.6 |  |  |  | FALSE | FALSE | TRUE | 9000 | 7500 | 2.82 | 14000 | 2.25
10309112 |  | Live | Johnson Controls Inc. (York International Norman) | FRASER-JOHNSTON | Singlezone Ducted, Centrally Ducted | 10309112 |  | HRCU-A-CB | HL20B4821 |  | CM50CE3A1+MVC16CN21 | 12.75 | 20.75 | 10.4 |  |  |  | FALSE | FALSE | FALSE | 45000 | 43500 | 2.48 | 41900 | 2.51
208101267 |  | Live | Midea Electric Trading | MDV | Singlezone Ducted, Compact Ducted | 208101267 |  | HRCU-A-CB | MOE30U-60HFN1-M(GA)(X) | Mini-Splits | MHG-60HWFN1-MW | 10.6 | 19.2 | 10.2 | 10.3 | 17 | 8.4 | FALSE | FALSE | FALSE | 59000 | 34400 | 2.37 | 36000 | 2.29
206221513 |  | Live | Fujitsu General America, Inc. | RUUD | Singlezone Non-Ducted, Floor Placement | 206221513 |  | HRCU-A-CB-O | ROSH15AFFJ | Mini-Splits | RIFH15AVFJ | 12.5 | 20.3 | 11.2 |  |  |  | FALSE | FALSE | TRUE | 14200 | 11600 | 2.62 | 19000 | 1.93
10309108 |  | Live | Johnson Controls Inc. (York International Norman) | FRASER-JOHNSTON | Singlezone Ducted, Centrally Ducted | 10309108 |  | HRCU-A-CB | HL20B4821 |  | CM50DE3A1+MVC20DN21 | 13.5 | 21 | 10.5 |  |  |  | FALSE | FALSE | FALSE | 45000 | 42500 | 2.56 | 41300 | 2.56
210135402 |  | Live | Midea Electric Trading | MDV | Singlezone Ducted, Compact Ducted | 210135402 |  | HRCU-A-CB | MOE30U-55HFN1-M-[X](GA) | Mini-Splits | MHG-60HWFN1-MW | 9.4 | 18 | 11 | 9.4 | 15.8 | 9.5 | FALSE | TRUE | FALSE | 55000 | 40000 | 2.46 | 54000 | 2.2
210299301 |  | Live | Midea Electric Trading | MDV | Singlezone Ducted, Compact Ducted | 210299301 |  | HRCU-A-CB | MOE30U-48HFN1-MP0(GA) | Mini-Splits | MTI-48HWFN1-MSN12 | 8.8 | 15.2 | 9.7 | 8.8 | 15.2 | 9.7 | FALSE | TRUE | FALSE | 48000 | 35000 | 2.36 | 40000 | 2.14
10309096 |  | Live | Johnson Controls Inc. (York International Norman) | FRASER-JOHNSTON | Singlezone Ducted, Centrally Ducted | 10309096 |  | HRCU-A-CB | HL20B3621 |  | CM38CE2A1+MVC16CN21 | 13.25 | 20 | 10.5 |  |  |  | FALSE | FALSE | FALSE | 33600 | 33400 | 2.26 | 34200 | 2.75
206221518 |  | Live | Fujitsu General America, Inc. | RUUD | Singlezone Non-Ducted, Wall Placement | 206221518 |  | HRCU-A-CB-O | ROSH12AFCJ | Mini-Splits | RICH12AVFJ | 12.8 | 21.9 | 12.2 |  |  |  | FALSE | FALSE | FALSE | 12000 | 10200 | 2.58 | 17600 | 2.4
206918616 |  | Live | Trane U.S. Inc. | AMERICAN STANDARD | Singlezone Ducted, Centrally Ducted | 206918616 |  | HRCU-A-CB | 4A6L9036A1 |  | TEM6A0B30H21+TDR+RP | 11.8 | 16.2 | 9.6 |  |  |  | FALSE | FALSE | FALSE | 34200 | 22200 | 2.45 | 22800 | 2.65
10309104 |  | Live | Johnson Controls Inc. (York International Norman) | FRASER-JOHNSTON | Singlezone Ducted, Centrally Ducted | 10309104 |  | HRCU-A-CB | HL20B4821 |  | AVV50DE321 | 12.6 | 20.5 | 10.4 |  |  |  | FALSE | FALSE | FALSE | 45000 | 44000 | 2.42 | 42000 | 2.48
10309052 |  | Live | Johnson Controls Inc. (York International Norman) | FRASER-JOHNSTON | Singlezone Ducted, Centrally Ducted | 10309052 |  | HRCU-A-CB | HL20B6021 |  | CM61DE4A1+MVC20DN21 | 12.5 | 20 | 10.75 |  |  |  | FALSE | FALSE | FALSE | 54000 | 45500 | 2.34 | 59000 | 2.28
206221517 |  | Live | Fujitsu General America, Inc. | RUUD | Singlezone Non-Ducted, Wall Placement | 206221517 |  | HRCU-A-CB-O | ROSH09AFCJ | Mini-Splits | RICH09AVFJ | 14.5 | 24 | 13 |  |  |  | FALSE | FALSE | FALSE | 9000 | 7100 | 2.17 | 16100 | 2.65
10309048 |  | Live | Johnson Controls Inc. (York International Norman) | FRASER-JOHNSTON | Singlezone Ducted, Centrally Ducted | 10309048 |  | HRCU-A-CB | HL20B2421 |  | CM25BE1A1+MVC12BN21 | 14 | 20.75 | 10.5 |  |  |  | FALSE | FALSE | FALSE | 24000 | 22400 | 2.16 | 24000 | 2.13
206221519 |  | Live | Fujitsu General America, Inc. | RUUD | Singlezone Non-Ducted, Ceiling Placement | 206221519 |  | HRCU-A-CB-O | ROSH18AFCJ | Mini-Splits | RICH18AVFJ | 11.2 | 20.1 | 11.5 |  |  |  | FALSE | FALSE | FALSE | 18000 | 13600 | 3.11 | 21427 | 2.64
201982919 |  | Live | Johnson Controls Inc. (York International Norman) | COLEMAN | Singlezone Ducted, Centrally Ducted | 201982919 |  | HRCU-A-CB | HC20B3621 |  | AVV38CE221 | 13.3 | 20 | 10.9 |  |  |  | FALSE | FALSE | FALSE | 33600 | 33400 | 2.26 | 33500 | 2.41
206369510 |  | Live | Midea Electric Trading | MDV | Singlezone Non-Ducted, Wall Placement | 206369510 |  | HRCU-A-CB-O | MOX230-12HFN1-BS8W | Mini-Splits | MSAG11B-12HRFN1-BS0W | 10.3 | 20 | 10.8 | 10.3 | 20.8 | 8.7 | FALSE | FALSE | FALSE | 12000 | 7800 | 2.31 | 8200 | 1.35
206221497 |  | Live | Fujitsu General America, Inc. | RUUD | Singlezone Non-Ducted, Wall Placement | 206221497 |  | HRCU-A-CB-O | ROSH09AHWJ | Mini-Splits | UIWH09AHWJ | 18 | 33 | 14.2 |  |  |  | FALSE | FALSE | FALSE | 9000 | 7000 | 3.48 | 16000 | 2.28
206369514 |  | Live | Midea Electric Trading | MDV | Singlezone Non-Ducted, Wall Placement | 206369514 |  | HRCU-A-CB-O | MOX430-24HFN1-MR0W | Mini-Splits | MSAG11D-24HRFN1-MR0W | 9.5 | 18.5 | 10.2 | 9.5 | 18.5 | 8.6 | FALSE | FALSE | FALSE | 24000 | 16500 | 2.38 | 19257 | 2.11
207591134 |  | Live | Midea Electric Trading | MDV | Singlezone Non-Ducted, Wall Placement | 207591134 |  | HRCU-A-CB-O | MOX330-18HFN1-MS0W | Mini-Splits | MSABD-18HRFN1-MS1W | 10.5 | 19 | 10 | 10.5 | 19 | 8.7 | FALSE | FALSE | FALSE | 18000 | 11500 | 2.57 | 14370 | 2.49
201982912 |  | Live | Johnson Controls Inc. (York International Norman) | COLEMAN | Singlezone Ducted, Centrally Ducted | 201982912 |  | HRCU-A-CB | HC20B2421 |  | AVV25BE121 | 14.25 | 21 | 10.5 |  |  |  | FALSE | FALSE | FALSE | 24000 | 22400 | 2.16 | 24000 | 2.13
206221495 |  | Live | Fujitsu General America, Inc. | RUUD | Singlezone Non-Ducted, Wall Placement | 206221495 |  | HRCU-A-CB-O | ROSH12AHWJ | Mini-Splits | UIWH12AHWJ | 15.2 | 29.3 | 14 |  |  |  | FALSE | FALSE | FALSE | 12000 | 9600 | 3.31 | 17500 | 2.49
210434542 |  | Live | Midea Electric Trading | MDV | Singlezone Non-Ducted, Wall Placement | 210434542 |  | HRCU-A-CB-O | MOX230-09HFN1-BS5W | Mini-Splits | MSABA-09HRFN1-BT5W-6K | 12.5 | 20.5 | 10 | 12.5 | 21.5 | 9 | TRUE | FALSE | FALSE | 6000 | 6800 | 2.46 | 8044 | 2.12
201922926 |  | Live | Trane U.S. Inc. | AMERICAN STANDARD | Singlezone Ducted, Centrally Ducted | 201922926 |  | HRCU-A-CB | 4A6L9024A1 |  | TEM8A0C36V31+TDR | 13 | 19.5 | 11 |  |  |  | FALSE | FALSE | FALSE | 24000 | 13300 | 1.24 | 13300 | 3.14
9036784 |  | Live | Johnson Controls Inc. (York International Norman) | CHAMPION HEATING AND COOLING | Singlezone Ducted, Centrally Ducted | 9036784 |  | HRCU-A-CB | TH16B4821 |  | AVC48CX21+TXV | 9.75 | 16.5 | 9.25 |  |  |  | FALSE | FALSE | FALSE | 46500 | 27600 | 2.54 | 27600 | 2.54
206221496 |  | Live | Fujitsu General America, Inc. | RUUD | Singlezone Non-Ducted, Wall Placement | 206221496 |  | HRCU-A-CB-O | ROSH15AHWJ | Mini-Splits | UIWH15AHWJ | 13.9 | 25.3 | 13.4 |  |  |  | FALSE | FALSE | FALSE | 14500 | 11200 | 3.16 | 21500 | 2.43
210434543 |  | Live | Midea Electric Trading | MDV | Singlezone Non-Ducted, Wall Placement | 210434543 |  | HRCU-A-CB-O | MOX230-12HFN1-BW0W-9K | Mini-Splits | MSAG11B-12HRFN1-BU5W-6K | 13.8 | 23 | 11 | 13.8 | 23 | 9.8 | TRUE | FALSE | FALSE | 6000 | 5900 | 2.93 | 9018 | 2.4
9036115 |  | Live | Johnson Controls Inc. (York International Norman) | COLEMAN | Singlezone Ducted, Centrally Ducted | 9036115 |  | HRCU-A-CB | CH16B4821 |  | AVC48CX21+TXV | 9.75 | 16.5 | 9.25 |  |  |  | FALSE | FALSE | FALSE | 46500 | 27600 | 2.54 | 27600 | 2.54
201923679 |  | Live | Trane U.S. Inc. | AMERICAN STANDARD | Singlezone Ducted, Centrally Ducted | 201923679 |  | HRCU-A-CB | 4A6L9024A1 |  | TAM9A0B30V31 | 13 | 19.5 | 11.5 |  |  |  | FALSE | FALSE | FALSE | 23600 | 13000 | 1.28 | 13000 | 3
208132550 |  | Live | Midea Electric Trading | MDV | Singlezone Non-Ducted, Floor Placement | 208132550 |  | HRCU-A-CB-O | MOD30U-36HFN1-M(GA) | Mini-Splits | MFGD-36HRFN1-MQ6W | 9.4 | 17.6 | 11.7 | 9.5 | 19.2 | 10 | FALSE | FALSE | TRUE | 36000 | 25200 | 2.74 | 26306 | 2.4
206221515 |  | Live | Fujitsu General America, Inc. | RUUD | Singlezone Ducted, Compact Ducted | 206221515 |  | HRCU-A-CB | ROSH12AFCJ | Mini-Splits | RIDH12AVFJ | 12.8 | 20 | 11.5 |  |  |  | FALSE | FALSE | FALSE | 12000 | 9500 | 2.4 | 17600 | 2.4
211749869 |  | Live | Midea Electric Trading | MDV | Singlezone Non-Ducted, Wall Placement | 211749869 |  | HRCU-A-CB-O | MOD30-33HFN1-MSR0W | Mini-Splits | MSAGF-33HRFN1-MSR0W |  |  |  | 11.7 | 20 | 10 | TRUE | TRUE | TRUE | 33000 | 27800 | 2.35 | 34000 | 2.4
9036585 |  | Live | Johnson Controls Inc. (York International Norman) | FRASER-JOHNSTON | Singlezone Ducted, Centrally Ducted | 9036585 |  | HRCU-A-CB | TH16B4821 |  | AVC48CX21+TXV | 9.75 | 16.5 | 9.25 |  |  |  | FALSE | FALSE | FALSE | 46500 | 27600 | 2.54 | 27600 | 2.54
211749870 |  | Live | Midea Electric Trading | MDV | Singlezone Non-Ducted, Wall Placement | 211749870 |  | HRCU-A-CB-O | MOD30-33HFN1-MSR0W | Mini-Splits | MSEPD-33HRFN1-MSR0W |  |  |  | 12 | 19.5 | 10 | TRUE | TRUE | TRUE | 33000 | 28800 | 2.5 | 33600 | 2.39
206221514 |  | Live | Fujitsu General America, Inc. | RUUD | Singlezone Ducted, Compact Ducted | 206221514 |  | HRCU-A-CB | ROSH09AFCJ | Mini-Splits | RIDH09AVFJ | 14.5 | 21.5 | 12.2 |  |  |  | FALSE | FALSE | FALSE | 9000 | 7300 | 2.23 | 16100 | 2.65
9036350 |  | Live | Johnson Controls Inc. (York International Norman) | LUXAIRE | Singlezone Ducted, Centrally Ducted | 9036350 |  | HRCU-A-CB | TH16B4821 |  | AVC48CX21+TXV | 9.75 | 16.5 | 9.25 |  |  |  | FALSE | FALSE | FALSE | 46500 | 27600 | 2.54 | 27600 | 2.54
206221507 |  | Live | Fujitsu General America, Inc. | RUUD | Singlezone Non-Ducted, Wall Placement | 206221507 |  | HRCU-A-CB-O | ROSH30AHXHJ | Mini-Splits | UIWH30AVFJ | 12.5 | 18.7 | 11.8 |  |  |  | FALSE | FALSE | TRUE | 30000 | 18900 | 2.2 | 35200 | 2.29
206781532 |  | Live | Johnson Controls Inc. (York International Norman) | CHAMPION HEATING AND COOLING | Singlezone Ducted, Centrally Ducted | 206781532 |  | HRCU-A-CB | TH16B4821 |  | CM48CBCA1+MVC16CN21 | 10 | 16.75 | 9.5 |  |  |  | FALSE | FALSE | FALSE | 47500 | 28000 | 2.6 | 28000 | 2.6
9035723 |  | Live | Johnson Controls Inc. (York International Norman) | YORK | Singlezone Ducted, Centrally Ducted | 9035723 |  | HRCU-A-CB | YHM48B21 |  | AVC48CX21+TXV | 9.75 | 16.5 | 9.25 |  |  |  | FALSE | FALSE | FALSE | 46500 | 27600 | 2.54 | 27600 | 2.54
206221508 |  | Live | Fujitsu General America, Inc. | RUUD | Singlezone Non-Ducted, Floor Placement | 206221508 |  | HRCU-A-CB-O | ROSH09AFFHJ | Mini-Splits | RIFH09AVFJ | 16 | 26 | 12.4 |  |  |  | FALSE | FALSE | TRUE | 9000 | 7500 | 2.82 | 14000 | 2.08
206781530 |  | Live | Johnson Controls Inc. (York International Norman) | LUXAIRE | Singlezone Ducted, Centrally Ducted | 206781530 |  | HRCU-A-CB | TH16B4821 |  | CM48CBCA1+MVC16CN21 | 10 | 16.75 | 9.5 |  |  |  | FALSE | FALSE | FALSE | 47500 | 28000 | 2.6 | 28000 | 2.6
206781531 |  | Live | Johnson Controls Inc. (York International Norman) | FRASER-JOHNSTON | Singlezone Ducted, Centrally Ducted | 206781531 |  | HRCU-A-CB | TH16B4821 |  | CM48CBCA1+MVC16CN21 | 10 | 16.75 | 9.5 |  |  |  | FALSE | FALSE | FALSE | 47500 | 28000 | 2.6 | 28000 | 2.6
206221510 |  | Live | Fujitsu General America, Inc. | RUUD | Singlezone Non-Ducted, Floor Placement | 206221510 |  | HRCU-A-CB-O | ROSH15AFFHJ | Mini-Splits | RIFH15AVFJ | 12.5 | 20.3 | 11 |  |  |  | FALSE | FALSE | TRUE | 14200 | 11600 | 2.62 | 19000 | 1.83
206781529 |  | Live | Johnson Controls Inc. (York International Norman) | COLEMAN | Singlezone Ducted, Centrally Ducted | 206781529 |  | HRCU-A-CB | CH16B4821 |  | CM48CBCA1+MVC16CN21 | 10 | 16.75 | 9.5 |  |  |  | FALSE | FALSE | FALSE | 47500 | 28000 | 2.6 | 28000 | 2.6
206221509 |  | Live | Fujitsu General America, Inc. | RUUD | Singlezone Non-Ducted, Floor Placement | 206221509 |  | HRCU-A-CB-O | ROSH12AFFHJ | Mini-Splits | RIFH12AVFJ | 13.1 | 22.7 | 11.3 |  |  |  | FALSE | FALSE | TRUE | 12000 | 10600 | 2.61 | 15000 | 1.89
206779283 |  | Live | Johnson Controls Inc. (York International Norman) | YORK | Singlezone Ducted, Centrally Ducted | 206779283 |  | HRCU-A-CB | YHM48B21 |  | CM48CBCA1+MVC16CN21 | 10 | 16.75 | 9.5 |  |  |  | FALSE | FALSE | FALSE | 47500 | 28000 | 2.6 | 28000 | 2.6
206221504 |  | Live | Fujitsu General America, Inc. | RUUD | Singlezone Non-Ducted, Wall Placement | 206221504 |  | HRCU-A-CB-O | ROSH15AHHJ | Mini-Splits | UIWH15AHWJ | 13.9 | 25.3 | 13.3 |  |  |  | FALSE | FALSE | FALSE | 14500 | 11200 | 3.07 | 21500 | 2.3
206781527 |  | Live | Johnson Controls Inc. (York International Norman) | FRASER-JOHNSTON | Singlezone Ducted, Centrally Ducted | 206781527 |  | HRCU-A-CB | TH16B4821 |  | CM48CXA1+MVC16CN21+TXV | 10 | 16.75 | 9.5 |  |  |  | FALSE | FALSE | FALSE | 47500 | 28000 | 2.6 | 28000 | 2.6
206781528 |  | Live | Johnson Controls Inc. (York International Norman) | CHAMPION HEATING AND COOLING | Singlezone Ducted, Centrally Ducted | 206781528 |  | HRCU-A-CB | TH16B4821 |  | CM48CXA1+MVC16CN21+TXV | 10 | 16.75 | 9.5 |  |  |  | FALSE | FALSE | FALSE | 47500 | 28000 | 2.6 | 28000 | 2.6
206221503 |  | Live | Fujitsu General America, Inc. | RUUD | Singlezone Non-Ducted, Wall Placement | 206221503 |  | HRCU-A-CB-O | ROSH12AHHJ | Mini-Splits | UIWH12AHWJ | 15.2 | 29.3 | 13.8 |  |  |  | FALSE | FALSE | FALSE | 12000 | 9600 | 3.2 | 17500 | 2.32
206781525 |  | Live | Johnson Controls Inc. (York International Norman) | COLEMAN | Singlezone Ducted, Centrally Ducted | 206781525 |  | HRCU-A-CB | CH16B4821 |  | CM48CXA1+MVC16CN21+TXV | 10 | 16.75 | 9.5 |  |  |  | FALSE | FALSE | FALSE | 47500 | 28000 | 2.6 | 28000 | 2.6
206781526 |  | Live | Johnson Controls Inc. (York International Norman) | LUXAIRE | Singlezone Ducted, Centrally Ducted | 206781526 |  | HRCU-A-CB | TH16B4821 |  | CM48CXA1+MVC16CN21+TXV | 10 | 16.75 | 9.5 |  |  |  | FALSE | FALSE | FALSE | 47500 | 28000 | 2.6 | 28000 | 2.6
206221502 |  | Live | Fujitsu General America, Inc. | RUUD | Singlezone Non-Ducted, Wall Placement | 206221502 |  | HRCU-A-CB-O | ROSH09AHHJ | Mini-Splits | UIWH09AHWJ | 18 | 33 | 14 |  |  |  | FALSE | FALSE | FALSE | 9000 | 7000 | 3.36 | 16000 | 2.12
206221524 |  | Live | Fujitsu General America, Inc. | RUUD | Multizone All Ducted | 206221524 |  | HMSV-A-CB | ROMH24FXZHJ | Ducted Indoor Units |  | 12.1 | 18 | 9 |  |  |  | FALSE | FALSE | TRUE | 22000 | 15400 | 2.12 | 26238 | 2.11
206918579 |  | Live | Trane U.S. Inc. | AMERICAN STANDARD | Singlezone Ducted, Centrally Ducted | 206918579 |  | HRCU-A-CB | 4A6L9036A1 |  | TEM6A0C42H41+TDR+RP | 12.2 | 17.4 | 9.6 |  |  |  | FALSE | FALSE | FALSE | 36200 | 22400 | 2.26 | 22400 | 2.9
202100053 |  | Live | Johnson Controls Inc. (York International Norman) | LUXAIRE | Singlezone Ducted, Centrally Ducted | 202100053 |  | HRCU-A-CB | TH16B4821 |  | CF48CBCA1+MVC16CN21 | 10 | 16.75 | 9.5 |  |  |  | FALSE | FALSE | FALSE | 47500 | 28000 | 2.6 | 28000 | 2.6
206221521 |  | Live | Fujitsu General America, Inc. | RUUD | Multizone All Ducted | 206221521 |  | HMSV-A-CB | ROMH18FXZHJ | Ducted Indoor Units |  | 12.4 | 19 | 9 |  |  |  | FALSE | FALSE | TRUE | 18000 | 14200 | 2.05 | 23611 | 2.14
206779282 |  | Live | Johnson Controls Inc. (York International Norman) | YORK | Singlezone Ducted, Centrally Ducted | 206779282 |  | HRCU-A-CB | YHM48B21 |  | CM48CXA1+MVC16CN21+TXV | 10 | 16.75 | 9.5 |  |  |  | FALSE | FALSE | FALSE | 47500 | 28000 | 2.6 | 28000 | 2.6
202100055 |  | Live | Johnson Controls Inc. (York International Norman) | CHAMPION HEATING AND COOLING | Singlezone Ducted, Centrally Ducted | 202100055 |  | HRCU-A-CB | TH16B4821 |  | CF48CBCA1+MVC16CN21 | 10 | 16.75 | 9.5 |  |  |  | FALSE | FALSE | FALSE | 47500 | 28000 | 2.6 | 28000 | 2.6
10525584 |  | Live | Johnson Controls Inc. (York International Norman) | COLEMAN | Singlezone Ducted, Centrally Ducted | 10525584 |  | HRCU-A-CB | HC20B4821 |  | AVV50CE321 | 12.5 | 20.5 | 10.2 |  |  |  | FALSE | FALSE | FALSE | 45000 | 43500 | 2.42 | 42000 | 2.47
202100054 |  | Live | Johnson Controls Inc. (York International Norman) | FRASER-JOHNSTON | Singlezone Ducted, Centrally Ducted | 202100054 |  | HRCU-A-CB | TH16B4821 |  | CF48CBCA1+MVC16CN21 | 10 | 16.75 | 9.5 |  |  |  | FALSE | FALSE | FALSE | 47500 | 28000 | 2.6 | 28000 | 2.6
206918578 |  | Live | Trane U.S. Inc. | AMERICAN STANDARD | Singlezone Ducted, Centrally Ducted | 206918578 |  | HRCU-A-CB | 4A6L9036A1 |  | TEM6A0C36H31+TDR+RP | 12.1 | 17.3 | 9.6 |  |  |  | FALSE | FALSE | FALSE | 35800 | 22200 | 2.21 | 22200 | 2.94
9920318 |  | Live | Johnson Controls Inc. (York International Norman) | YORK | Singlezone Ducted, Centrally Ducted | 9920318 |  | HRCU-A-CB | YHM48B21 |  | CF48CBCA1+MVC16CN21 | 10 | 16.75 | 9.5 |  |  |  | FALSE | FALSE | FALSE | 47500 | 28000 | 2.6 | 28000 | 2.6
207590056 |  | Live | Trane U.S. Inc. | AMERICAN STANDARD | Singlezone Ducted, Centrally Ducted | 207590056 |  | HRCU-A-CB | 4A6V0X36A1 |  | TEM8A0D48V41+TDR | 13 | 19.5 | 10 |  |  |  | FALSE | FALSE | FALSE | 35800 | 25800 | 3.05 | 26100 | 2.48
10153442 |  | Live | Trane U.S. Inc. | AMERICAN STANDARD | Singlezone Ducted, Centrally Ducted | 10153442 |  | HRCU-A-CB | 4A6V0036A1 |  | TEM8A0D48V41+TDR | 13 | 19.5 | 10 |  |  |  | FALSE | FALSE | FALSE | 35800 | 25800 | 3.05 | 26100 | 2.48
202100052 |  | Live | Johnson Controls Inc. (York International Norman) | COLEMAN | Singlezone Ducted, Centrally Ducted | 202100052 |  | HRCU-A-CB | CH16B4821 |  | CF48CBCA1+MVC16CN21 | 10 | 16.75 | 9.5 |  |  |  | FALSE | FALSE | FALSE | 47500 | 28000 | 2.6 | 28000 | 2.6
206781773 |  | Live | Johnson Controls Inc. (York International Norman) | FRASER-JOHNSTON | Singlezone Ducted, Centrally Ducted | 206781773 |  | HRCU-A-CB | TH16B4821 |  | CF48CXA1+MVC16CN21+TXV | 10 | 16.75 | 9.5 |  |  |  | FALSE | FALSE | FALSE | 47500 | 28000 | 2.6 | 28000 | 2.6
201923681 |  | Live | Trane U.S. Inc. | AMERICAN STANDARD | Singlezone Ducted, Centrally Ducted | 201923681 |  | HRCU-A-CB | 4A6L9036A1 |  | TAM9A0C36V31 | 12 | 17.5 | 10.5 |  |  |  | FALSE | FALSE | TRUE | 35600 | 22800 | 2.27 | 22800 | 2.97
206781772 |  | Live | Johnson Controls Inc. (York International Norman) | LUXAIRE | Singlezone Ducted, Centrally Ducted | 206781772 |  | HRCU-A-CB | TH16B4821 |  | CF48CXA1+MVC16CN21+TXV | 10 | 16.75 | 9.5 |  |  |  | FALSE | FALSE | FALSE | 47500 | 28000 | 2.6 | 28000 | 2.6
206781774 |  | Live | Johnson Controls Inc. (York International Norman) | CHAMPION HEATING AND COOLING | Singlezone Ducted, Centrally Ducted | 206781774 |  | HRCU-A-CB | TH16B4821 |  | CF48CXA1+MVC16CN21+TXV | 10 | 16.75 | 9.5 |  |  |  | FALSE | FALSE | FALSE | 47500 | 28000 | 2.6 | 28000 | 2.6
206781771 |  | Live | Johnson Controls Inc. (York International Norman) | COLEMAN | Singlezone Ducted, Centrally Ducted | 206781771 |  | HRCU-A-CB | CH16B4821 |  | CF48CXA1+MVC16CN21+TXV | 10 | 16.75 | 9.5 |  |  |  | FALSE | FALSE | FALSE | 47500 | 28000 | 2.6 | 28000 | 2.6
206779281 |  | Live | Johnson Controls Inc. (York International Norman) | YORK | Singlezone Ducted, Centrally Ducted | 206779281 |  | HRCU-A-CB | YHM48B21 |  | CF48CXA1+MVC16CN21+TXV | 10 | 16.75 | 9.5 |  |  |  | FALSE | FALSE | FALSE | 47500 | 28000 | 2.6 | 28000 | 2.6
207590070 |  | Live | Trane U.S. Inc. | AMERICAN STANDARD | Singlezone Ducted, Centrally Ducted | 207590070 |  | HRCU-A-CB | 4A6V8X36A1 |  | TEM8A0D48V41+TDR | 12.5 | 18 | 10 |  |  |  | FALSE | FALSE | FALSE | 35400 | 25800 | 3.07 | 26100 | 2.46
10153456 |  | Live | Trane U.S. Inc. | AMERICAN STANDARD | Singlezone Ducted, Centrally Ducted | 10153456 |  | HRCU-A-CB | 4A6V8036A1 |  | TEM8A0D48V41+TDR | 12.5 | 18 | 10 |  |  |  | FALSE | FALSE | FALSE | 35400 | 25800 | 3.07 | 26100 | 2.46
10093446 |  | Live | Trane U.S. Inc. | AMERICAN STANDARD | Singlezone Ducted, Centrally Ducted | 10093446 |  | HRCU-A-CB | 4A6V0024A1 |  | TAM9A0B30V31 | 13.75 | 19.25 | 10 |  |  |  | FALSE | FALSE | TRUE | 24200 | 16800 | 1.95 | 16800 | 2.52
206918580 |  | Live | Trane U.S. Inc. | AMERICAN STANDARD | Singlezone Ducted, Centrally Ducted | 206918580 |  | HRCU-A-CB | 4A6L9036A1 |  | TEM6A0D48H41+TDR+RP | 12.5 | 17.1 | 9.6 |  |  |  | FALSE | FALSE | FALSE | 36000 | 22200 | 2.18 | 22400 | 2.98
202843114 |  | Live | Fujitsu General America, Inc. | FUJITSU | Singlezone Ducted, Centrally Ducted | 202843114 |  | HRCU-A-CB | FO3620RVJCAB |  | FH6021ELVJSC | 14 | 20 | 11.5 |  |  |  | FALSE | FALSE | FALSE | 34200 | 37400 | 2.4 | 40500 | 2.6
10153455 |  | Live | Trane U.S. Inc. | AMERICAN STANDARD | Singlezone Ducted, Centrally Ducted | 10153455 |  | HRCU-A-CB | 4A6V8036A1 |  | TEM8A0C48V41+TDR | 12.5 | 18 | 10 |  |  |  | FALSE | FALSE | FALSE | 36200 | 25400 | 3.08 | 25700 | 2.42
207590069 |  | Live | Trane U.S. Inc. | AMERICAN STANDARD | Singlezone Ducted, Centrally Ducted | 207590069 |  | HRCU-A-CB | 4A6V8X36A1 |  | TEM8A0C48V41+TDR | 12.5 | 18 | 10 |  |  |  | FALSE | FALSE | FALSE | 36200 | 25400 | 3.08 | 25700 | 2.42
10093456 |  | Live | Trane U.S. Inc. | AMERICAN STANDARD | Singlezone Ducted, Centrally Ducted | 10093456 |  | HRCU-A-CB | 4A6V8036A1 |  | TAM9A0B30V31 | 12.5 | 18 | 10 |  |  |  | FALSE | FALSE | FALSE | 34400 | 26600 | 3.25 | 26800 | 2.4
10309106 |  | Live | Johnson Controls Inc. (York International Norman) | COLEMAN | Singlezone Ducted, Centrally Ducted | 10309106 |  | HRCU-A-CB | HC20B4821 |  | CM50DE3A1+MVC20DN21 | 13.5 | 21 | 10.5 |  |  |  | FALSE | FALSE | FALSE | 45000 | 42500 | 2.56 | 41300 | 2.56
10309094 |  | Live | Johnson Controls Inc. (York International Norman) | COLEMAN | Singlezone Ducted, Centrally Ducted | 10309094 |  | HRCU-A-CB | HC20B3621 |  | CM38CE2A1+MVC16CN21 | 13.25 | 20 | 10.5 |  |  |  | FALSE | FALSE | FALSE | 33600 | 33400 | 2.26 | 34200 | 2.75
10309110 |  | Live | Johnson Controls Inc. (York International Norman) | COLEMAN | Singlezone Ducted, Centrally Ducted | 10309110 |  | HRCU-A-CB | HC20B4821 |  | CM50CE3A1+MVC16CN21 | 12.75 | 20.75 | 10.4 |  |  |  | FALSE | FALSE | FALSE | 45000 | 43500 | 2.48 | 41900 | 2.51
10309102 |  | Live | Johnson Controls Inc. (York International Norman) | COLEMAN | Singlezone Ducted, Centrally Ducted | 10309102 |  | HRCU-A-CB | HC20B4821 |  | AVV50DE321 | 12.6 | 20.5 | 10.4 |  |  |  | FALSE | FALSE | FALSE | 45000 | 44000 | 2.42 | 42000 | 2.48
10309050 |  | Live | Johnson Controls Inc. (York International Norman) | COLEMAN | Singlezone Ducted, Centrally Ducted | 10309050 |  | HRCU-A-CB | HC20B6021 |  | CM61DE4A1+MVC20DN21 | 12.5 | 20 | 10.75 |  |  |  | FALSE | FALSE | FALSE | 54000 | 45500 | 2.34 | 59000 | 2.28
201982916 |  | Live | Johnson Controls Inc. (York International Norman) | CHAMPION HEATING AND COOLING | Singlezone Ducted, Centrally Ducted | 201982916 |  | HRCU-A-CB | HL20B3621 |  | AVV38CE221 | 13.3 | 20 | 10.9 |  |  |  | FALSE | FALSE | FALSE | 33600 | 33400 | 2.26 | 33500 | 2.41
10309054 |  | Live | Johnson Controls Inc. (York International Norman) | COLEMAN | Singlezone Ducted, Centrally Ducted | 10309054 |  | HRCU-A-CB | HC20B6021 |  | AVV61DE421 | 12.6 | 19.8 | 10.75 |  |  |  | FALSE | FALSE | FALSE | 53000 | 46000 | 2.3 | 59000 | 2.27
10309046 |  | Live | Johnson Controls Inc. (York International Norman) | COLEMAN | Singlezone Ducted, Centrally Ducted | 10309046 |  | HRCU-A-CB | HC20B2421 |  | CM25BE1A1+MVC12BN21 | 14 | 20.75 | 10.5 |  |  |  | FALSE | FALSE | FALSE | 24000 | 22400 | 2.16 | 24000 | 2.13
201982951 |  | Live | Johnson Controls Inc. (York International Norman) | CHAMPION HEATING AND COOLING | Singlezone Ducted, Centrally Ducted | 201982951 |  | HRCU-A-CB | HL20B6021 |  | AVV61DE421 | 12.6 | 19.8 | 10.75 |  |  |  | FALSE | FALSE | FALSE | 53000 | 46000 | 2.3 | 59000 | 2.27
201982915 |  | Live | Johnson Controls Inc. (York International Norman) | CHAMPION HEATING AND COOLING | Singlezone Ducted, Centrally Ducted | 201982915 |  | HRCU-A-CB | HL20B2421 |  | AVV25BE121 | 14.25 | 21 | 10.5 |  |  |  | FALSE | FALSE | FALSE | 24000 | 22400 | 2.16 | 24000 | 2.13
202541563 |  | Live | Trane U.S. Inc. | TRANE | Singlezone Non-Ducted, Wall Placement | 202541563 |  | HRCU-A-CB-O | 4TXK2309A10N0** | Mini-Splits | 4MXW2309A10N0** | 14 | 23 | 10.5 |  |  |  | FALSE | FALSE | FALSE | 9000 | 6800 | 2.03 | 11546 | 2.18
202541564 |  | Live | Trane U.S. Inc. | AMERICAN STANDARD | Singlezone Non-Ducted, Wall Placement | 202541564 |  | HRCU-A-CB-O | 4TXK2309A10N0** | Mini-Splits | 4MXW2309A10N0** | 14 | 23 | 10.5 |  |  |  | FALSE | FALSE | FALSE | 9000 | 6800 | 2.03 | 11546 | 2.18
10525528 |  | Live | Johnson Controls Inc. (York International Norman) | CHAMPION HEATING AND COOLING | Singlezone Ducted, Centrally Ducted | 10525528 |  | HRCU-A-CB | HL20B4821 |  | AVV50CE321 | 12.5 | 20.5 | 10.2 |  |  |  | FALSE | FALSE | FALSE | 45000 | 43500 | 2.42 | 42000 | 2.47
10309109 |  | Live | Johnson Controls Inc. (York International Norman) | CHAMPION HEATING AND COOLING | Singlezone Ducted, Centrally Ducted | 10309109 |  | HRCU-A-CB | HL20B4821 |  | CM50DE3A1+MVC20DN21 | 13.5 | 21 | 10.5 |  |  |  | FALSE | FALSE | FALSE | 45000 | 42500 | 2.56 | 41300 | 2.56
10309113 |  | Live | Johnson Controls Inc. (York International Norman) | CHAMPION HEATING AND COOLING | Singlezone Ducted, Centrally Ducted | 10309113 |  | HRCU-A-CB | HL20B4821 |  | CM50CE3A1+MVC16CN21 | 12.75 | 20.75 | 10.4 |  |  |  | FALSE | FALSE | FALSE | 45000 | 43500 | 2.48 | 41900 | 2.51
10309097 |  | Live | Johnson Controls Inc. (York International Norman) | CHAMPION HEATING AND COOLING | Singlezone Ducted, Centrally Ducted | 10309097 |  | HRCU-A-CB | HL20B3621 |  | CM38CE2A1+MVC16CN21 | 13.25 | 20 | 10.5 |  |  |  | FALSE | FALSE | FALSE | 33600 | 33400 | 2.26 | 34200 | 2.75
10309053 |  | Live | Johnson Controls Inc. (York International Norman) | CHAMPION HEATING AND COOLING | Singlezone Ducted, Centrally Ducted | 10309053 |  | HRCU-A-CB | HL20B6021 |  | CM61DE4A1+MVC20DN21 | 12.5 | 20 | 10.75 |  |  |  | FALSE | FALSE | FALSE | 54000 | 45500 | 2.34 | 59000 | 2.28
10309105 |  | Live | Johnson Controls Inc. (York International Norman) | CHAMPION HEATING AND COOLING | Singlezone Ducted, Centrally Ducted | 10309105 |  | HRCU-A-CB | HL20B4821 |  | AVV50DE321 | 12.6 | 20.5 | 10.4 |  |  |  | FALSE | FALSE | FALSE | 45000 | 44000 | 2.42 | 42000 | 2.48
10525809 |  | Live | Johnson Controls Inc. (York International Norman) | YORK | Singlezone Ducted, Centrally Ducted | 10525809 |  | HRCU-A-CB | YZV60B21 |  | AVV61DE421 | 12.6 | 19.8 | 10.75 |  |  |  | FALSE | FALSE | FALSE | 53000 | 46000 | 2.3 | 59000 | 2.27
10525808 |  | Live | Johnson Controls Inc. (York International Norman) | YORK | Singlezone Ducted, Centrally Ducted | 10525808 |  | HRCU-A-CB | YZV24B21 |  | AVV25BE121 | 14.25 | 21 | 10.5 |  |  |  | FALSE | FALSE | FALSE | 24000 | 22400 | 2.16 | 24000 | 2.13
7151531 |  | Live | Trane U.S. Inc. | TRANE | Singlezone Non-Ducted, Wall Placement | 7151531 |  | HRCU-A-CB-O | 4TXK2709A10N0AA | Mini-Splits | 4MXW2709A10N0AA | 14.5 | 27 | 10 |  |  |  | FALSE | FALSE | FALSE | 9000 | 5800 | 2.7 | 10630 | 2.47
9006269 |  | Live | Johnson Controls Inc. (York International Norman) | YORK | Singlezone Ducted, Centrally Ducted | 9006269 |  | HRCU-A-CB | YHM60B21 |  | AE60DX21+TXV | 9.9 | 16 | 9.1 |  |  |  | FALSE | FALSE | FALSE | 56000 | 33200 | 2.6 | 41500 | 2.53
9006285 |  | Live | Johnson Controls Inc. (York International Norman) | COLEMAN | Singlezone Ducted, Centrally Ducted | 9006285 |  | HRCU-A-CB | CH16B6021 |  | AE60DX21+TXV | 9.9 | 16 | 9.1 |  |  |  | FALSE | FALSE | FALSE | 56000 | 33200 | 2.6 | 41500 | 2.53
9006286 |  | Live | Johnson Controls Inc. (York International Norman) | LUXAIRE | Singlezone Ducted, Centrally Ducted | 9006286 |  | HRCU-A-CB | TH16B6021 |  | AE60DX21+TXV | 9.9 | 16 | 9.1 |  |  |  | FALSE | FALSE | FALSE | 56000 | 33200 | 2.6 | 41500 | 2.53
9006287 |  | Live | Johnson Controls Inc. (York International Norman) | FRASER-JOHNSTON | Singlezone Ducted, Centrally Ducted | 9006287 |  | HRCU-A-CB | TH16B6021 |  | AE60DX21+TXV | 9.9 | 16 | 9.1 |  |  |  | FALSE | FALSE | FALSE | 56000 | 33200 | 2.6 | 41500 | 2.53
10309006 |  | Live | Johnson Controls Inc. (York International Norman) | YORK | Singlezone Ducted, Centrally Ducted | 10309006 |  | HRCU-A-CB | YZV24B21 |  | CM25BE1A1+MVC12BN21 | 14 | 20.75 | 10.5 |  |  |  | FALSE | FALSE | FALSE | 24000 | 22400 | 2.16 | 24000 | 2.13
7151530 |  | Live | Trane U.S. Inc. | AMERICAN STANDARD | Singlezone Non-Ducted, Wall Placement | 7151530 |  | HRCU-A-CB-O | 4TXK2709A10N0AA | Mini-Splits | 4MXW2709A10N0AA | 14.5 | 27 | 10 |  |  |  | FALSE | FALSE | FALSE | 9000 | 5800 | 2.7 | 10630 | 2.47
10309023 |  | Live | Johnson Controls Inc. (York International Norman) | YORK | Singlezone Ducted, Centrally Ducted | 10309023 |  | HRCU-A-CB | YZV48B21 |  | AVV50DE321 | 12.6 | 20.5 | 10.4 |  |  |  | FALSE | FALSE | FALSE | 45000 | 44000 | 2.42 | 42000 | 2.48
208141275 |  | Live | Trane U.S. Inc. | AMERICAN STANDARD | Singlezone Ducted, Centrally Ducted | 208141275 |  | HRCU-A-CB | 4TXD2060A10NU** |  | 4MXA2060A10NU** | 10.5 | 17 | 10 |  |  |  | FALSE | TRUE | TRUE | 54000 | 36000 | 2.4 | 49000 | 2.02
208141273 |  | Live | Trane U.S. Inc. | AMERICAN STANDARD | Singlezone Ducted, Centrally Ducted | 208141273 |  | HRCU-A-CB | 4TXD2036A10NU** |  | 4MXA2036A10NU** | 10 | 18 | 10 |  |  |  | FALSE | TRUE | TRUE | 36000 | 24000 | 2.4 | 36000 | 1.94
208141271 |  | Live | Trane U.S. Inc. | TRANE | Singlezone Ducted, Centrally Ducted | 208141271 |  | HRCU-A-CB | 4TXD2060A10NU** |  | 4MXA2048A10NU** | 11.5 | 18 | 10.5 |  |  |  | FALSE | TRUE | TRUE | 48000 | 32000 | 2.5 | 48000 | 2.04
208141274 |  | Live | Trane U.S. Inc. | AMERICAN STANDARD | Singlezone Ducted, Centrally Ducted | 208141274 |  | HRCU-A-CB | 4TXD2060A10NU** |  | 4MXA2048A10NU** | 11.5 | 18 | 10.5 |  |  |  | FALSE | TRUE | TRUE | 48000 | 32000 | 2.5 | 48000 | 2.04
208141276 |  | Live | Trane U.S. Inc. | AMERICAN STANDARD | Singlezone Ducted, Centrally Ducted | 208141276 |  | HRCU-A-CB | 4TXD2036A10NU** |  | 4MXA2024A10NU** | 12.5 | 20 | 10.5 |  |  |  | FALSE | TRUE | TRUE | 24000 | 16300 | 2.7 | 24000 | 2.43
208141270 |  | Live | Trane U.S. Inc. | TRANE | Singlezone Ducted, Centrally Ducted | 208141270 |  | HRCU-A-CB | 4TXD2036A10NU** |  | 4MXA2036A10NU** | 10 | 18 | 10 |  |  |  | FALSE | TRUE | TRUE | 36000 | 24000 | 2.4 | 36000 | 1.94
208141272 |  | Live | Trane U.S. Inc. | TRANE | Singlezone Ducted, Centrally Ducted | 208141272 |  | HRCU-A-CB | 4TXD2060A10NU** |  | 4MXA2060A10NU** | 10.5 | 17 | 10 |  |  |  | FALSE | TRUE | TRUE | 54000 | 36000 | 2.4 | 49000 | 2.02
208141269 |  | Live | Trane U.S. Inc. | TRANE | Singlezone Ducted, Centrally Ducted | 208141269 |  | HRCU-A-CB | 4TXD2036A10NU** |  | 4MXA2024A10NU** | 12.5 | 20 | 10.5 |  |  |  | FALSE | TRUE | TRUE | 24000 | 16300 | 2.7 | 24000 | 2.43
208120590 |  | Live | Trane U.S. Inc. | AMERISTAR | Singlezone Non-Ducted, Ceiling Placement | 208120590 |  | HRCU-A-CB-O | M4THS2324A11N** | Mini-Splits | M4MHW2324A1N0** | 13 | 21 | 11 |  |  |  | FALSE | FALSE | FALSE | 22000 | 15500 | 2.84 | 22000 | 2.11
208120592 |  | Live | Trane U.S. Inc. | AMERISTAR | Singlezone Non-Ducted, Ceiling Placement | 208120592 |  | HRCU-A-CB-O | M4THS2318A11N** | Mini-Splits | M4MHW2318A1N0** | 13 | 21 | 11 |  |  |  | FALSE | FALSE | FALSE | 18000 | 11400 | 2.76 | 17100 | 2.08
208120591 |  | Live | Trane U.S. Inc. | RUNTRU | Singlezone Non-Ducted, Ceiling Placement | 208120591 |  | HRCU-A-CB-O | M4THS2324A11N** | Mini-Splits | M4MHW2324A1N0** | 13 | 23 | 11 |  |  |  | FALSE | FALSE | FALSE | 22000 | 15500 | 2.84 | 22000 | 2.11
208120593 |  | Live | Trane U.S. Inc. | RUNTRU | Singlezone Non-Ducted, Ceiling Placement | 208120593 |  | HRCU-A-CB-O | M4THS2318A11N** | Mini-Splits | M4MHW2318A1N0** | 13 | 21 | 11 |  |  |  | FALSE | FALSE | FALSE | 18000 | 11400 | 2.76 | 17100 | 2.08
207629152 |  | Live | Trane U.S. Inc. | AMERICAN STANDARD | Singlezone Non-Ducted, Ceiling Placement | 207629152 |  | HRCU-A-CB-O | 4TXK2524A10N0** | Mini-Splits | 4MXW2524A10N0** | 13 | 23 | 11 |  |  |  | FALSE | TRUE | TRUE | 22000 | 15500 | 2.84 | 22000 | 2.11
207629151 |  | Live | Trane U.S. Inc. | TRANE | Singlezone Non-Ducted, Ceiling Placement | 207629151 |  | HRCU-A-CB-O | 4TXK2524A10N0** | Mini-Splits | 4MXW2524A10N0** | 13 | 23 | 11 |  |  |  | FALSE | TRUE | TRUE | 22000 | 15500 | 2.84 | 22000 | 2.11
207614044 |  | Live | Midea Electric Trading | MDV | Singlezone Non-Ducted, Floor Placement | 207614044 |  | HRCU-A-CB-O | MOE30U-60HFN1-M(GA) | Mini-Splits | MUE-60HRFN1-MW | 9.8 | 18 | 10.5 |  |  |  | FALSE | FALSE | FALSE | 54000 | 35000 | 2.49 | 34945 | 2.04
207614045 |  | Live | Midea Electric Trading | MDV | Singlezone Ducted, Compact Ducted | 207614045 |  | HRCU-A-CB | MOE30U-60HFN1-M(GA) | Mini-Splits | MHG-60HWFN1-MW | 10 | 18 | 10 |  |  |  | FALSE | FALSE | FALSE | 57000 | 37000 | 2.64 | 39719 | 2.18
207801580 |  | Live | Carrier | PAYNE | Singlezone Ducted, Compact Ducted | 207801580 |  | HMSV-A-CB | 38MARBQ18AA3 | Mini-Splits | 40MBDQ24---3 | 13.2 | 20 | 11.5 |  |  |  | TRUE | TRUE | TRUE | 17500 | 12600 | 2.78 | 21500 | 2.78
207801582 |  | Live | Carrier | MIDEA | Singlezone Ducted, Compact Ducted | 207801582 |  | HMSV-A-CB | 38MARBQ18AA3 | Mini-Splits | 40MBDQ24---3 | 13.2 | 20 | 11.5 |  |  |  | TRUE | TRUE | TRUE | 17500 | 12600 | 2.78 | 21500 | 2.78
207801578 |  | Live | Carrier | CARRIER | Singlezone Ducted, Compact Ducted | 207801578 |  | HMSV-A-CB | 38MARBQ18AA3 | Mini-Splits | 40MBDQ24---3 | 13.2 | 20 | 11.5 |  |  |  | TRUE | TRUE | TRUE | 17500 | 12600 | 2.78 | 21500 | 2.78
207801579 |  | Live | Carrier | BRYANT | Singlezone Ducted, Compact Ducted | 207801579 |  | HMSV-A-CB | 38MARBQ18AA3 | Mini-Splits | 40MBDQ24---3 | 13.2 | 20 | 11.5 |  |  |  | TRUE | TRUE | TRUE | 17500 | 12600 | 2.78 | 21500 | 2.78
207801575 |  | Live | Carrier | TEMPSTAR | Singlezone Ducted, Compact Ducted | 207801575 |  | HMSV-A-CB | DLCSRBH18AAK | Mini-Splits | DLFSDAH24XAK | 13.2 | 20 | 11.5 |  |  |  | TRUE | TRUE | TRUE | 17500 | 12600 | 2.78 | 21500 | 2.78
207801574 |  | Live | Carrier | MIDEA | Singlezone Ducted, Compact Ducted | 207801574 |  | HMSV-A-CB | DLCSRBH18AAK | Mini-Splits | DLFSDAH24XAK | 13.2 | 20 | 11.5 |  |  |  | TRUE | TRUE | TRUE | 17500 | 12600 | 2.78 | 21500 | 2.78
207801573 |  | Live | Carrier | KENMORE | Singlezone Ducted, Compact Ducted | 207801573 |  | HMSV-A-CB | DLCSRBH18AAK | Mini-Splits | DLFSDAH24XAK | 13.2 | 20 | 11.5 |  |  |  | TRUE | TRUE | TRUE | 17500 | 12600 | 2.78 | 21500 | 2.78
207801572 |  | Live | Carrier | KEEPRITE | Singlezone Ducted, Compact Ducted | 207801572 |  | HMSV-A-CB | DLCSRBH18AAK | Mini-Splits | DLFSDAH24XAK | 13.2 | 20 | 11.5 |  |  |  | TRUE | TRUE | TRUE | 17500 | 12600 | 2.78 | 21500 | 2.78
207801571 |  | Live | Carrier | HEIL | Singlezone Ducted, Compact Ducted | 207801571 |  | HMSV-A-CB | DLCSRBH18AAK | Mini-Splits | DLFSDAH24XAK | 13.2 | 20 | 11.5 |  |  |  | TRUE | TRUE | TRUE | 17500 | 12600 | 2.78 | 21500 | 2.78
207801570 |  | Live | Carrier | DAY & NIGHT | Singlezone Ducted, Compact Ducted | 207801570 |  | HMSV-A-CB | DLCSRBH18AAK | Mini-Splits | DLFSDAH24XAK | 13.2 | 20 | 11.5 |  |  |  | TRUE | TRUE | TRUE | 17500 | 12600 | 2.78 | 21500 | 2.78
207801569 |  | Live | Carrier | COMFORTMAKER | Singlezone Ducted, Compact Ducted | 207801569 |  | HMSV-A-CB | DLCSRBH18AAK | Mini-Splits | DLFSDAH24XAK | 13.2 | 20 | 11.5 |  |  |  | TRUE | TRUE | TRUE | 17500 | 12600 | 2.78 | 21500 | 2.78
207801577 |  | Live | Carrier | AIRQUEST | Singlezone Ducted, Compact Ducted | 207801577 |  | HMSV-A-CB | DLCSRBH18AAK | Mini-Splits | DLFSDAH24XAK | 13.2 | 20 | 11.5 |  |  |  | TRUE | TRUE | TRUE | 17500 | 12600 | 2.78 | 21500 | 2.78
207801568 |  | Live | Carrier | ARCOAIRE | Singlezone Ducted, Compact Ducted | 207801568 |  | HMSV-A-CB | DLCSRBH18AAK | Mini-Splits | DLFSDAH24XAK | 13.2 | 20 | 11.5 |  |  |  | TRUE | TRUE | TRUE | 17500 | 12600 | 2.78 | 21500 | 2.78
205756418 |  | Live | GE Appliances, a Haier Company | GE APPLIANCES | Singlezone Ducted, Centrally Ducted | 205756418 |  | HRCU-A-CB | AUH2436ZGDA* |  | UUY24ZGDA** | 12.5 | 20 | 10.5 |  |  |  | FALSE | FALSE | FALSE | 24000 | 16300 | 2.7 | 24000 | 2.43
205977486 |  | Live | GE Appliances, a Haier Company | GE APPLIANCES | Singlezone Ducted, Centrally Ducted | 205977486 |  | HRCU-A-CB | AUH4860ZGDA* |  | UUY48ZGDA** | 11 | 18 | 10.5 |  |  |  | FALSE | FALSE | FALSE | 48000 | 32800 | 2.52 | 48000 | 2.04
205977487 |  | Live | GE Appliances, a Haier Company | GE APPLIANCES | Singlezone Ducted, Centrally Ducted | 205977487 |  | HRCU-A-CB | AUH4860ZGDA* |  | UUY60ZGDA** | 10.5 | 17 | 10 |  |  |  | FALSE | FALSE | FALSE | 54000 | 37200 | 2.58 | 49000 | 2.02
205756419 |  | Live | GE Appliances, a Haier Company | GE APPLIANCES | Singlezone Ducted, Centrally Ducted | 205756419 |  | HRCU-A-CB | AUH2436ZGDA* |  | UUY36ZGDA** | 11 | 18 | 10 |  |  |  | FALSE | FALSE | FALSE | 36000 | 24400 | 2.5 | 36000 | 1.94
10093511 |  | Live | Trane U.S. Inc. | TRANE | Singlezone Ducted, Centrally Ducted | 10093511 |  | HRCU-A-CB | 4TWV8048A1 |  | TAM9A0C48V41 | 12.5 | 18 | 10 |  |  |  | FALSE | FALSE | FALSE | 47000 | 36400 | 4.52 | 36800 | 2.36
10058816 |  | Live | Lennox Industries | LENNOX | Singlezone Ducted, Compact Ducted | 10058816 |  | HRCU-A-CB | MPB009S4S-1P | Mini-Splits | MMDA009S4-2P | 13.5 | 19.5 | 10.5 |  |  |  | FALSE | FALSE | FALSE | 9000 | 6200 | 2.84 | 8991 | 2.18
205653641 |  | Live | Hisense | PERFECTAIRE | Singlezone Non-Ducted, Wall Placement | 205653641 |  | HRCU-A-CB-O | 3PAMSHQCO09 | Mini-Splits | 3PAMSHQCW09 | 12.8 | 19.5 | 10 |  |  |  | TRUE | TRUE | FALSE | 9000 | 5000 | 2.4 | 9762 | 2.49
205300163 |  | Live | Hisense | DENALI AIRE | Singlezone Non-Ducted, Wall Placement | 205300163 |  | HRCU-A-CB-O | DNMSHQCO9A | Mini-Splits | DNMSHQCW9A | 12.8 | 19.5 | 10 |  |  |  | TRUE | TRUE | FALSE | 9000 | 5000 | 2.4 | 9762 | 2.49
10093463 |  | Live | Trane U.S. Inc. | AMERICAN STANDARD | Singlezone Ducted, Centrally Ducted | 10093463 |  | HRCU-A-CB | 4A6V8048A1 |  | TAM9A0C48V41 | 12.5 | 18 | 10 |  |  |  | FALSE | FALSE | FALSE | 47000 | 34400 | 4.27 | 36800 | 2.36
204629571 |  | Live | Mitsubishi Electric Trane | MITSUBISHI ELECTRIC | Singlezone Non-Ducted, Wall Placement | 204629571 |  | HRCU-A-CB-O | MUZ-FH18NAH2 | Mini-Splits | NAXWPH18A112A* | 12.5 | 21 | 11 |  |  |  | FALSE | FALSE | FALSE | 17200 | 13700 | 3.21 | 24300 | 2.1
204629561 |  | Live | Mitsubishi Electric Trane | MITSUBISHI ELECTRIC | Singlezone Non-Ducted, Wall Placement | 204629561 |  | HRCU-A-CB-O | MUZ-FH15NA | Mini-Splits | NTXWPH15A112A* | 12.5 | 22 | 12 |  |  |  | FALSE | FALSE | FALSE | 15000 | 11000 | 3.16 | 18000 | 2.13
204629564 |  | Live | Mitsubishi Electric Trane | MITSUBISHI ELECTRIC | Singlezone Non-Ducted, Wall Placement | 204629564 |  | HRCU-A-CB-O | MUZ-FH18NAH2 | Mini-Splits | NTXWPH18A112A* | 12.5 | 21 | 11 |  |  |  | FALSE | FALSE | FALSE | 17200 | 13700 | 3.21 | 24300 | 2.1
204629221 |  | Live | Mitsubishi Electric Trane | MITSUBISHI ELECTRIC | Singlezone Non-Ducted, Wall Placement | 204629221 |  | HRCU-A-CB-O | MUZ-FH15NAH | Mini-Splits | NAXWPH15A112A* | 12.5 | 22 | 11 |  |  |  | FALSE | FALSE | FALSE | 15000 | 11000 | 3.39 | 20200 | 1.76
204629175 |  | Live | Mitsubishi Electric Trane | MITSUBISHI ELECTRIC | Singlezone Non-Ducted, Wall Placement | 204629175 |  | HRCU-A-CB-O | MUZ-FH12NAH | Mini-Splits | NTXWPH12A112A* | 13.8 | 26.1 | 11.5 |  |  |  | FALSE | FALSE | FALSE | 12000 | 8100 | 2.83 | 13600 | 2.03
204629176 |  | Live | Mitsubishi Electric Trane | MITSUBISHI ELECTRIC | Singlezone Non-Ducted, Wall Placement | 204629176 |  | HRCU-A-CB-O | MUZ-FH15NAH | Mini-Splits | NTXWPH15A112A* | 12.5 | 22 | 11 |  |  |  | FALSE | FALSE | FALSE | 15000 | 11000 | 3.39 | 20200 | 1.76
204629567 |  | Live | Mitsubishi Electric Trane | MITSUBISHI ELECTRIC | Singlezone Non-Ducted, Wall Placement | 204629567 |  | HRCU-A-CB-O | MUZ-FH12NA | Mini-Splits | NAXWPH12A112A* | 13.8 | 26.1 | 12.5 |  |  |  | FALSE | FALSE | FALSE | 12000 | 8100 | 3.3 | 13600 | 2.1
204629220 |  | Live | Mitsubishi Electric Trane | MITSUBISHI ELECTRIC | Singlezone Non-Ducted, Wall Placement | 204629220 |  | HRCU-A-CB-O | MUZ-FH12NAH | Mini-Splits | NAXWPH12A112A* | 13.8 | 26.1 | 11.5 |  |  |  | FALSE | FALSE | FALSE | 12000 | 8100 | 2.83 | 13600 | 2.03
204629559 |  | Live | Mitsubishi Electric Trane | MITSUBISHI ELECTRIC | Singlezone Non-Ducted, Wall Placement | 204629559 |  | HRCU-A-CB-O | MUZ-FH09NA | Mini-Splits | NTXWPH09A112A* | 16.1 | 30.5 | 13.5 |  |  |  | FALSE | FALSE | FALSE | 9000 | 6700 | 3.27 | 12200 | 2.48
204629568 |  | Live | Mitsubishi Electric Trane | MITSUBISHI ELECTRIC | Singlezone Non-Ducted, Wall Placement | 204629568 |  | HRCU-A-CB-O | MUZ-FH15NA | Mini-Splits | NAXWPH15A112A* | 12.5 | 22 | 12 |  |  |  | FALSE | FALSE | FALSE | 15000 | 11000 | 3.16 | 18000 | 2.13
204629558 |  | Live | Mitsubishi Electric Trane | MITSUBISHI ELECTRIC | Singlezone Non-Ducted, Wall Placement | 204629558 |  | HRCU-A-CB-O | MUZ-FH06NA | Mini-Splits | NTXWPH06A112A* | 19 | 33.1 | 13.5 |  |  |  | FALSE | FALSE | FALSE | 6000 | 5900 | 3.46 | 10700 | 3.14
204629560 |  | Live | Mitsubishi Electric Trane | MITSUBISHI ELECTRIC | Singlezone Non-Ducted, Wall Placement | 204629560 |  | HRCU-A-CB-O | MUZ-FH12NA | Mini-Splits | NTXWPH12A112A* | 13.8 | 26.1 | 12.5 |  |  |  | FALSE | FALSE | FALSE | 12000 | 8100 | 3.3 | 13600 | 2.1
204629174 |  | Live | Mitsubishi Electric Trane | MITSUBISHI ELECTRIC | Singlezone Non-Ducted, Wall Placement | 204629174 |  | HRCU-A-CB-O | MUZ-FH09NAH | Mini-Splits | NTXWPH09A112A* | 16.1 | 30.5 | 12.5 |  |  |  | FALSE | FALSE | FALSE | 9000 | 6700 | 2.73 | 12200 | 2.84
204629566 |  | Live | Mitsubishi Electric Trane | MITSUBISHI ELECTRIC | Singlezone Non-Ducted, Wall Placement | 204629566 |  | HRCU-A-CB-O | MUZ-FH09NA | Mini-Splits | NAXWPH09A112A* | 16.1 | 30.5 | 13.5 |  |  |  | FALSE | FALSE | FALSE | 9000 | 6700 | 3.27 | 12200 | 2.48
204629565 |  | Live | Mitsubishi Electric Trane | MITSUBISHI ELECTRIC | Singlezone Non-Ducted, Wall Placement | 204629565 |  | HRCU-A-CB-O | MUZ-FH06NA | Mini-Splits | NAXWPH06A112A* | 19 | 33.1 | 13.5 |  |  |  | FALSE | FALSE | FALSE | 6000 | 5900 | 3.46 | 10700 | 3.14
204629563 |  | Live | Mitsubishi Electric Trane | MITSUBISHI ELECTRIC | Singlezone Non-Ducted, Wall Placement | 204629563 |  | HRCU-A-CB-O | MUZ-FH06NAH | Mini-Splits | NTXWPH06A112A* | 19 | 33.1 | 12.5 |  |  |  | FALSE | FALSE | FALSE | 6000 | 5900 | 2.74 | 10700 | 2.78
204629254 |  | Live | Mitsubishi Electric Trane | MITSUBISHI ELECTRIC | Singlezone Non-Ducted, Wall Placement | 204629254 |  | HRCU-A-CB-O | NTXSPH12A112A* | Mini-Splits | MSZ-FH12NA | 13.8 | 26.1 | 12.5 |  |  |  | FALSE | FALSE | FALSE | 12000 | 8100 | 3.3 | 13600 | 2.1
204629255 |  | Live | Mitsubishi Electric Trane | MITSUBISHI ELECTRIC | Singlezone Non-Ducted, Wall Placement | 204629255 |  | HRCU-A-CB-O | NTXSPH15A112A* | Mini-Splits | MSZ-FH15NA | 12.5 | 22 | 12 |  |  |  | FALSE | FALSE | FALSE | 15000 | 11000 | 3.16 | 18000 | 2.13
204629570 |  | Live | Mitsubishi Electric Trane | MITSUBISHI ELECTRIC | Singlezone Non-Ducted, Wall Placement | 204629570 |  | HRCU-A-CB-O | MUZ-FH06NAH | Mini-Splits | NAXWPH06A112A* | 19 | 33.1 | 12.5 |  |  |  | FALSE | FALSE | FALSE | 6000 | 5900 | 2.74 | 10700 | 2.78
204629252 |  | Live | Mitsubishi Electric Trane | MITSUBISHI ELECTRIC | Singlezone Non-Ducted, Wall Placement | 204629252 |  | HRCU-A-CB-O | NTXSPH06A112A* | Mini-Splits | MSZ-FH06NA | 19 | 33.1 | 13.5 |  |  |  | FALSE | FALSE | FALSE | 6000 | 5900 | 3.46 | 10700 | 3.14
204629219 |  | Live | Mitsubishi Electric Trane | MITSUBISHI ELECTRIC | Singlezone Non-Ducted, Wall Placement | 204629219 |  | HRCU-A-CB-O | MUZ-FH09NAH | Mini-Splits | NAXWPH09A112A* | 16.1 | 30.5 | 12.5 |  |  |  | FALSE | FALSE | FALSE | 9000 | 6700 | 2.73 | 12200 | 2.84
204629253 |  | Live | Mitsubishi Electric Trane | MITSUBISHI ELECTRIC | Singlezone Non-Ducted, Wall Placement | 204629253 |  | HRCU-A-CB-O | NTXSPH09A112A* | Mini-Splits | MSZ-FH09NA | 16.1 | 30.5 | 13.5 |  |  |  | FALSE | FALSE | FALSE | 9000 | 6700 | 3.27 | 12200 | 2.48
204629263 |  | Live | Mitsubishi Electric Trane | MITSUBISHI ELECTRIC | Singlezone Non-Ducted, Floor Placement | 204629263 |  | HRCU-A-CB-O | NTXSPF12A112A* | Mini-Splits | MFZ-KJ12NA*** | 13.6 | 25.5 | 12 |  |  |  | FALSE | FALSE | FALSE | 12000 | 8800 | 2.77 | 14800 | 2.29
204629261 |  | Live | Mitsubishi Electric Trane | MITSUBISHI ELECTRIC | Singlezone Non-Ducted, Wall Placement | 204629261 |  | HRCU-A-CB-O | NTXSPB18A112A* | Mini-Splits | MSZ-FH18NA2 | 12.5 | 21 | 11 |  |  |  | FALSE | FALSE | FALSE | 17200 | 13700 | 3.21 | 24300 | 2.1
204629260 |  | Live | Mitsubishi Electric Trane | MITSUBISHI ELECTRIC | Singlezone Non-Ducted, Wall Placement | 204629260 |  | HRCU-A-CB-O | NTXSPB15A112A* | Mini-Splits | MSZ-FH15NA | 12.5 | 22 | 11 |  |  |  | FALSE | FALSE | FALSE | 15000 | 11000 | 3.39 | 20200 | 1.76
204629258 |  | Live | Mitsubishi Electric Trane | MITSUBISHI ELECTRIC | Singlezone Non-Ducted, Wall Placement | 204629258 |  | HRCU-A-CB-O | NTXSPB09A112A* | Mini-Splits | MSZ-FH09NA | 16.1 | 30.5 | 12.5 |  |  |  | FALSE | FALSE | FALSE | 9000 | 6700 | 2.73 | 12200 | 2.84
204629259 |  | Live | Mitsubishi Electric Trane | MITSUBISHI ELECTRIC | Singlezone Non-Ducted, Wall Placement | 204629259 |  | HRCU-A-CB-O | NTXSPB12A112A* | Mini-Splits | MSZ-FH12NA | 13.8 | 26.1 | 11.5 |  |  |  | FALSE | FALSE | FALSE | 12000 | 8100 | 2.83 | 13600 | 2.03
204629342 |  | Live | Mitsubishi Electric Trane | MITSUBISHI ELECTRIC | Singlezone Non-Ducted, Wall Placement | 204629342 |  | HRCU-A-CB-O | NAXSPH15A112A* | Mini-Splits | MSZ-FH15NA | 12.5 | 22 | 12 |  |  |  | FALSE | FALSE | FALSE | 15000 | 11000 | 3.16 | 18000 | 2.13
204629340 |  | Live | Mitsubishi Electric Trane | MITSUBISHI ELECTRIC | Singlezone Non-Ducted, Wall Placement | 204629340 |  | HRCU-A-CB-O | NAXSPH09A112A* | Mini-Splits | MSZ-FH09NA | 16.1 | 30.5 | 13.5 |  |  |  | FALSE | FALSE | FALSE | 9000 | 6700 | 3.27 | 12200 | 2.48
204629341 |  | Live | Mitsubishi Electric Trane | MITSUBISHI ELECTRIC | Singlezone Non-Ducted, Wall Placement | 204629341 |  | HRCU-A-CB-O | NAXSPH12A112A* | Mini-Splits | MSZ-FH12NA | 13.8 | 26.1 | 12.5 |  |  |  | FALSE | FALSE | FALSE | 12000 | 8100 | 3.3 | 13600 | 2.1
204629351 |  | Live | Mitsubishi Electric Trane | MITSUBISHI ELECTRIC | Singlezone Non-Ducted, Floor Placement | 204629351 |  | HRCU-A-CB-O | NAXSPF15A112A* | Mini-Splits | MFZ-KJ15NA*** | 13.5 | 21.8 | 11.6 |  |  |  | FALSE | FALSE | FALSE | 15000 | 12000 | 2.96 | 20000 | 1.93
204629350 |  | Live | Mitsubishi Electric Trane | MITSUBISHI ELECTRIC | Singlezone Non-Ducted, Floor Placement | 204629350 |  | HRCU-A-CB-O | NAXSPF12A112A* | Mini-Splits | MFZ-KJ12NA*** | 13.6 | 25.5 | 12 |  |  |  | FALSE | FALSE | FALSE | 12000 | 8800 | 2.77 | 14800 | 2.29
204629339 |  | Live | Mitsubishi Electric Trane | MITSUBISHI ELECTRIC | Singlezone Non-Ducted, Wall Placement | 204629339 |  | HRCU-A-CB-O | NAXSPH06A112A* | Mini-Splits | MSZ-FH06NA | 19 | 33.1 | 13.5 |  |  |  | FALSE | FALSE | FALSE | 6000 | 5900 | 3.46 | 10700 | 3.14
204629352 |  | Live | Mitsubishi Electric Trane | MITSUBISHI ELECTRIC | Singlezone Non-Ducted, Floor Placement | 204629352 |  | HRCU-A-CB-O | NAXSPF18A112A* | Mini-Splits | MFZ-KJ18NA*** | 12.6 | 21 | 11.3 |  |  |  | FALSE | FALSE | FALSE | 17000 | 12800 | 2.62 | 23000 | 2.1
204629349 |  | Live | Mitsubishi Electric Trane | MITSUBISHI ELECTRIC | Singlezone Non-Ducted, Floor Placement | 204629349 |  | HRCU-A-CB-O | NAXSPF09A112A* | Mini-Splits | MFZ-KJ09NA*** | 15.8 | 28.2 | 13 |  |  |  | FALSE | FALSE | FALSE | 9000 | 7500 | 2.75 | 13400 | 2.11
204629346 |  | Live | Mitsubishi Electric Trane | MITSUBISHI ELECTRIC | Singlezone Non-Ducted, Wall Placement | 204629346 |  | HRCU-A-CB-O | NAXSPB12A112A* | Mini-Splits | MSZ-FH12NA | 13.8 | 26.1 | 11.5 |  |  |  | FALSE | FALSE | FALSE | 12000 | 8100 | 2.83 | 13600 | 2.03
204629345 |  | Live | Mitsubishi Electric Trane | MITSUBISHI ELECTRIC | Singlezone Non-Ducted, Wall Placement | 204629345 |  | HRCU-A-CB-O | NAXSPB09A112A* | Mini-Splits | MSZ-FH09NA | 16.1 | 30.5 | 12.5 |  |  |  | FALSE | FALSE | FALSE | 9000 | 6700 | 2.73 | 12200 | 2.84
204629344 |  | Live | Mitsubishi Electric Trane | MITSUBISHI ELECTRIC | Singlezone Non-Ducted, Wall Placement | 204629344 |  | HRCU-A-CB-O | NAXSPB06A112A* | Mini-Splits | MSZ-FH06NA | 19 | 33.1 | 12.5 |  |  |  | FALSE | FALSE | FALSE | 6000 | 5900 | 2.74 | 10700 | 2.78
204629348 |  | Live | Mitsubishi Electric Trane | MITSUBISHI ELECTRIC | Singlezone Non-Ducted, Wall Placement | 204629348 |  | HRCU-A-CB-O | NAXSPB18A112A* | Mini-Splits | MSZ-FH18NA2 | 12.5 | 21 | 11 |  |  |  | FALSE | FALSE | FALSE | 17200 | 13700 | 3.21 | 24300 | 2.1
204629343 |  | Live | Mitsubishi Electric Trane | MITSUBISHI ELECTRIC | Singlezone Non-Ducted, Wall Placement | 204629343 |  | HRCU-A-CB-O | NAXSPH18A112A* | Mini-Splits | MSZ-FH18NA2 | 12.5 | 21 | 12 |  |  |  | FALSE | FALSE | FALSE | 17200 | 13700 | 3.04 | 20300 | 2.12
204629256 |  | Live | Mitsubishi Electric Trane | MITSUBISHI ELECTRIC | Singlezone Non-Ducted, Wall Placement | 204629256 |  | HRCU-A-CB-O | NTXSPH18A112A* | Mini-Splits | MSZ-FH18NA2 | 12.5 | 21 | 12 |  |  |  | FALSE | FALSE | FALSE | 17200 | 13700 | 3.04 | 20300 | 2.12
204629569 |  | Live | Mitsubishi Electric Trane | MITSUBISHI ELECTRIC | Singlezone Non-Ducted, Wall Placement | 204629569 |  | HRCU-A-CB-O | MUZ-FH18NA2 | Mini-Splits | NAXWPH18A112A* | 12.5 | 21 | 12 |  |  |  | FALSE | FALSE | FALSE | 17200 | 13700 | 3.04 | 20300 | 2.12
206908467 |  | Live | Mitsubishi Electric Trane | TRANE / MITSUBISHI ELECTRIC | Multizone All Non-Ducted | 206908467 |  | HMSR-A-CB-O | NTXMPH20A122A** | Non-Ducted Indoor Units |  | 14.3 | 17.15 | 10.1 |  |  |  | FALSE | FALSE | FALSE | 18000 | 13000 | 2.63 | 22000 | 2.1
206908468 |  | Live | Mitsubishi Electric Trane | AMERICAN STANDARD / MITSUBISHI ELECTRIC | Multizone All Non-Ducted | 206908468 |  | HMSR-A-CB-O | NAXMPH20A122A** | Non-Ducted Indoor Units |  | 14.3 | 17.15 | 10.1 |  |  |  | FALSE | FALSE | FALSE | 18000 | 13000 | 2.63 | 22000 | 2.1
204629562 |  | Live | Mitsubishi Electric Trane | MITSUBISHI ELECTRIC | Singlezone Non-Ducted, Wall Placement | 204629562 |  | HRCU-A-CB-O | MUZ-FH18NA2 | Mini-Splits | NTXWPH18A112A* | 12.5 | 21 | 12 |  |  |  | FALSE | FALSE | FALSE | 17200 | 13700 | 3.04 | 20300 | 2.12
207202180 |  | Live | Carrier | CARRIER | Singlezone Ducted, Centrally Ducted | 207202180 |  | HRCU-A-CB | 38MARBQ18AA3 |  | FM(C,U)4Z18**AL* | 12.2 | 19 | 11.5 |  |  |  | FALSE | FALSE | FALSE | 18500 | 15000 | 3.41 | 18875 | 3.39
207202179 |  | Live | Carrier | CARRIER | Singlezone Ducted, Centrally Ducted | 207202179 |  | HRCU-A-CB | 38MARBQ18AA3 |  | FMA4X18**AL* | 11.8 | 17 | 11 |  |  |  | FALSE | FALSE | FALSE | 18000 | 15000 | 3.31 | 18875 | 3.29
207202183 |  | Live | Carrier | CARRIER | Singlezone Ducted, Centrally Ducted | 207202183 |  | HRCU-A-CB | 38MARBQ18AA3 |  | FB4CNP018L | 12 | 17 | 10.5 |  |  |  | FALSE | FALSE | FALSE | 18200 | 14700 | 3.24 | 18497 | 3.25
207202181 |  | Live | Carrier | CARRIER | Singlezone Ducted, Centrally Ducted | 207202181 |  | HRCU-A-CB | 38MARBQ18AA3 |  | FX4DNF019L | 12.2 | 18 | 10.5 |  |  |  | FALSE | FALSE | FALSE | 18500 | 14500 | 3.27 | 18245 | 3.26
207202170 |  | Live | Carrier | CARRIER | Singlezone Ducted, Centrally Ducted | 207202170 |  | HRCU-A-CB | 38MARBQ18AA3 |  | FV4CNF002L | 11.55 | 16 | 10.5 |  |  |  | FALSE | FALSE | FALSE | 17400 | 13400 | 3.27 | 16861 | 3.25
207202182 |  | Live | Carrier | CARRIER | Singlezone Ducted, Centrally Ducted | 207202182 |  | HRCU-A-CB | 38MARBQ18AA3 |  | FB4CNF018L | 12 | 19 | 10.5 |  |  |  | FALSE | FALSE | FALSE | 18200 | 14700 | 3.24 | 18497 | 3.25
212348044 |  | Live | Lennox Industries | LENNOX | Singlezone Ducted, Centrally Ducted | 212348044 |  | HRCU-A-CB | MPC018S4S-1P |  | MMA018SM4-*P | 12.5 | 21.6 | 11.5 | 11.7 | 17.8 | 9.3 | TRUE | FALSE | FALSE | 18000 | 13200 | 2.67 | 14000 | 2.41
212348045 |  | Live | Lennox Industries | LENNOX | Singlezone Ducted, Centrally Ducted | 212348045 |  | HRCU-A-CB | MPC024S4S-1P |  | MMA024SM4-*P | 12.5 | 20 | 10 | 11.7 | 18 | 8.1 | TRUE | FALSE | FALSE | 24000 | 17000 | 2.98 | 18000 | 2.2
212348046 |  | Live | Lennox Industries | LENNOX | Singlezone Ducted, Centrally Ducted | 212348046 |  | HRCU-A-CB | MPC036S4S-1P |  | MMA036S4-*P | 8.8 | 17 | 11.3 | 8.2 | 15.4 | 9 | FALSE | FALSE | FALSE | 36000 | 27000 | 2.54 | 27200 | 2.53
212348047 |  | Live | Lennox Industries | LENNOX | Singlezone Ducted, Centrally Ducted | 212348047 |  | HRCU-A-CB | MPC048S4S-1P |  | MMA048S4-*P | 8.6 | 16.2 | 10.8 | 8.2 | 15.3 | 9.2 | FALSE | FALSE | FALSE | 48000 | 38000 | 2.1 | 39000 | 2.1
212348048 |  | Live | Lennox Industries | LENNOX | Singlezone Ducted, Centrally Ducted | 212348048 |  | HRCU-A-CB | MPC060S4S-1P |  | MMA060S4-*P | 10 | 17 | 10.4 | 9.6 | 16 | 8.5 | FALSE | FALSE | FALSE | 57000 | 37800 | 2.48 | 37800 | 2.48
212348051 |  | Live | Lennox Industries | LENNOX | Singlezone Ducted, Centrally Ducted | 212348051 |  | HRCU-A-CB | MLB036S4S-2P |  | MMA036S4-*P | 11 | 18 | 10.6 | 9.8 | 14.9 | 8.9 | FALSE | FALSE | FALSE | 36000 | 28600 | 2.2 | 43000 | 2.2
201754908 |  | Live | Mitsubishi Electric Trane | MITSUBISHI ELECTRIC | Multizone All Non-Ducted | 201754908 |  | HRCU-A-CB-O | MXZ-3C30NAHZ2 | Non-Ducted Indoor Units |  | 12.5 | 18 | 11 |  |  |  | FALSE | FALSE | FALSE | 28400 | 18000 | 2.65 | 28600 | 2
210372389 |  | Live | Distribution Maxi Vent | SUPREME CENTRAL | Singlezone Ducted, Centrally Ducted | 210372389 |  | HRCU-A-CB | SUPRM30CC | Ducted Indoor Units | AHAN3615 | 11.8 | 18 | 10 | 11 | 17.5 | 7.8 | FALSE | FALSE | FALSE | 30000 | 18000 | 2.4 | 25700 | 2.22
210372390 |  | Live | Distribution Maxi Vent | MAXI AIR CENTRAL | Singlezone Ducted, Centrally Ducted | 210372390 |  | HRCU-A-CB | CLASS30CC | Ducted Indoor Units | AHAN3615 | 11.8 | 18 | 10 | 11 | 17.5 | 7.8 | FALSE | FALSE | FALSE | 30000 | 18000 | 2.4 | 25700 | 2.22
212940834 |  | Live | Distribution Maxi Vent | SUPREME CENTRAL | Singlezone Ducted, Centrally Ducted | 212940834 |  | HRCU-A-C | SUPRM30CC | Ducted Indoor Units | F45-SPLTCC30 |  |  |  | 10.5 | 15.2 | 7.7 | FALSE | FALSE | FALSE | 30000 | 19000 | 2.45 | 25700 | 2.11
212940832 |  | Live | Distribution Maxi Vent | MAXI AIR CENTRAL | Singlezone Ducted, Centrally Ducted | 212940832 |  | HRCU-A-C | CLASS30CC | Ducted Indoor Units | F45-SPLTCC30 |  |  |  | 10.5 | 15.2 | 7.7 | FALSE | FALSE | FALSE | 30000 | 19000 | 2.45 | 25700 | 2.11
212940833 |  | Live | Distribution Maxi Vent | SUPREME CENTRAL | Singlezone Ducted, Centrally Ducted | 212940833 |  | HRCU-A-CB | SUPRM30CC | Ducted Indoor Units | F45-SPLTAH36 |  |  |  | 11 | 17.5 | 7.8 | FALSE | FALSE | FALSE | 30000 | 18000 | 2.4 | 25700 | 2.22
212940831 |  | Live | Distribution Maxi Vent | MAXI AIR CENTRAL | Singlezone Ducted, Centrally Ducted | 212940831 |  | HRCU-A-CB | CLASS30CC | Ducted Indoor Units | F45-SPLTAH36 |  |  |  | 11 | 17.5 | 7.8 | FALSE | FALSE | FALSE | 30000 | 18000 | 2.4 | 25700 | 2.22
212940829 |  | Live | Distribution Maxi Vent | GCHV | Singlezone Ducted, Centrally Ducted | 212940829 |  | HRCU-A-CB | COU-D30HNR1-D01-J0 | Ducted Indoor Units | F45-SPLTAH36 |  |  |  | 11 | 17.5 | 7.8 | FALSE | FALSE | FALSE | 30000 | 18000 | 2.54 | 17000 | 2.4
206799643 |  | Live | Distribution Maxi Vent | SUPREME CENTRAL | Singlezone Ducted, Centrally Ducted | 206799643 |  | HRCU-A-CB | SUPRM36CC | Ducted Indoor Units | AHAN3615 | 10.5 | 18 | 9 | 10.4 | 17.3 | 7.7 | FALSE | FALSE | FALSE | 33600 | 21000 | 2.4 | 21000 | 2.4
206799641 |  | Live | Distribution Maxi Vent | SUPREME CENTRAL | Singlezone Ducted, Centrally Ducted | 206799641 |  | HRCU-A-CB | SUPRM24CC | Ducted Indoor Units | AHAN2410 | 12.5 | 19 | 10 | 11.7 | 17.8 | 8.5 | FALSE | FALSE | FALSE | 22000 | 16000 | 2.51 | 16000 | 2.51
206799640 |  | Live | Distribution Maxi Vent | MAXI AIR CENTRAL | Singlezone Ducted, Centrally Ducted | 206799640 |  | HRCU-A-CB | CLASS36CC | Ducted Indoor Units | AHAN3615 | 10.5 | 18 | 9 | 10.4 | 17.3 | 7.7 | FALSE | FALSE | FALSE | 33600 | 21000 | 2.4 | 21000 | 2.4
206799638 |  | Live | Distribution Maxi Vent | MAXI AIR CENTRAL | Singlezone Ducted, Centrally Ducted | 206799638 |  | HRCU-A-CB | CLASS24CC | Ducted Indoor Units | AHAN2410 | 12.5 | 19 | 10 | 11.7 | 17.8 | 8.5 | FALSE | FALSE | FALSE | 22000 | 16000 | 2.51 | 16000 | 2.51
213894050 |  | Live | Trane U.S. Inc. | AMERISTAR | Multizone All Ducted | 213894050 |  | HRCU-A-CB | E4HL5048A1000A | Ducted Indoor Units | A4AH5V48A1C3 + DF |  |  |  | 8.2 | 15.2 | 8.1 | FALSE | FALSE | FALSE | 48000 | 36000 | 2.1 | 36000 | 2.1
213894049 |  | Live | Trane U.S. Inc. | AMERISTAR | Multizone All Ducted | 213894049 |  | HRCU-A-CB | E4HL5042A1000A | Ducted Indoor Units | A4AH5V42A1C3 + DF |  |  |  | 8.5 | 15.2 | 8.1 | FALSE | FALSE | FALSE | 42000 | 32000 | 2.2 | 32000 | 2.2
213894048 |  | Live | Trane U.S. Inc. | AMERISTAR | Multizone All Ducted | 213894048 |  | HRCU-A-CB | E4HL5036A1000A | Ducted Indoor Units | A4AH5V36A1C3 + DF |  |  |  | 9 | 15.2 | 8.1 | FALSE | FALSE | FALSE | 34000 | 21000 | 2.2 | 21000 | 2.2
213894046 |  | Live | Trane U.S. Inc. | AMERISTAR | Multizone All Ducted | 213894046 |  | HRCU-A-CB | E4HL5024A1000A | Ducted Indoor Units | A4AH5V36A1C3 + DF |  |  |  | 9 | 15.2 | 8.1 | FALSE | FALSE | FALSE | 24000 | 19100 | 2.5 | 19100 | 2.5
207760019 |  | Live | Bosch | BOSCH | Singlezone Non-Ducted, Ceiling Placement | 207760019 |  | HRCU-A-CB-O | BMS500-AAS036-1CSXLC | Mini-Splits | BMS500-AAU036-1AHCXC | 9 | 18.2 | 10.6 | 9.4 | 19.2 | 8.8 | FALSE | FALSE | FALSE | 36000 | 23000 | 2.45 | 26000 | 2.13
213894045 |  | Live | Trane U.S. Inc. | AMERISTAR | Multizone All Ducted | 213894045 |  | HRCU-A-CB | E4HL5018A1000A | Ducted Indoor Units | A4AH5V24A1B3 + DF |  |  |  | 9.8 | 15.2 | 8.5 | FALSE | FALSE | FALSE | 18000 | 14000 | 1.97 | 15000 | 2.05
213894044 |  | Live | Trane U.S. Inc. | RUNTRU | Multizone All Ducted | 213894044 |  | HRCU-A-CB | E4HL5048A1000A | Ducted Indoor Units | A4AH5V48A1C3 + DF |  |  |  | 8.2 | 15.2 | 8.1 | FALSE | FALSE | FALSE | 48000 | 36000 | 2.1 | 36000 | 2.1
213894043 |  | Live | Trane U.S. Inc. | RUNTRU | Multizone All Ducted | 213894043 |  | HRCU-A-CB | E4HL5042A1000A | Ducted Indoor Units | A4AH5V42A1C3 + DF |  |  |  | 8.5 | 15.2 | 8.1 | FALSE | FALSE | FALSE | 42000 | 32000 | 2.2 | 32000 | 2.2
207760009 |  | Live | Bosch | BOSCH | Singlezone Ducted, Compact Ducted | 207760009 |  | HRCU-A-CB | BMS500-AAS036-1CSXLC | Mini-Splits | BMS500-AAU036-1AHDXB | 9 | 16.7 | 11.5 | 8.8 | 15.8 | 8.8 | FALSE | FALSE | FALSE | 36000 | 25000 | 2.49 | 26000 | 2.22
213894042 |  | Live | Trane U.S. Inc. | RUNTRU | Multizone All Ducted | 213894042 |  | HRCU-A-CB | E4HL5036A1000A | Ducted Indoor Units | A4AH5V36A1C3 + DF |  |  |  | 9 | 15.2 | 8.1 | FALSE | FALSE | FALSE | 34000 | 21000 | 2.2 | 21000 | 2.2
213894040 |  | Live | Trane U.S. Inc. | RUNTRU | Multizone All Ducted | 213894040 |  | HRCU-A-CB | E4HL5024A1000A | Ducted Indoor Units | A4AH5V36A1C3 + DF |  |  |  | 9 | 15.2 | 8.1 | FALSE | FALSE | FALSE | 24000 | 19100 | 2.5 | 19100 | 2.5
213894039 |  | Live | Trane U.S. Inc. | RUNTRU | Multizone All Ducted | 213894039 |  | HRCU-A-CB | E4HL5018A1000A | Ducted Indoor Units | A4AH5V24A1B3 + DF |  |  |  | 9.8 | 15.2 | 8.5 | FALSE | FALSE | FALSE | 18000 | 14000 | 1.97 | 15000 | 2.05
211302340 |  | Live | Hisense | HISENSE | Singlezone Non-Ducted, Wall Placement | 211302340 |  | HRCU-A-CB-O | AUW-18U3SF | Mini-Splits | AST-18UW3SBBDL00 |  |  |  | 13.1 | 22 | 9.6 | TRUE | TRUE | TRUE | 18000 | 12000 | 2.71 | 15100 | 2.67
10258955 |  | Live | RBL A/C INC. | HAXXAIR | Singlezone Non-Ducted, Wall Placement | 10258955 |  | HRCU-A-CB-O | HVH-18B2D | Mini-Splits | HAH-18B2D | 10.9 | 17.6 | 10.1 | 10.6 | 17 | 8 | FALSE | FALSE | FALSE | 18000 | 11600 | 2.33 | 15031 | 2.46
202463654 |  | Live | Carrier | MIDEA | Singlezone Non-Ducted, Wall Placement | 202463654 |  | HRCU-A-CB-O | DLCPRAH18AAK | Mini-Splits | DLFPHAH18XAK | 14.5 | 28.2 | 14 |  |  |  | TRUE | TRUE | TRUE | 18000 | 12300 | 3.19 | 22000 | 2.44
202463652 |  | Live | Carrier | KENMORE | Singlezone Non-Ducted, Wall Placement | 202463652 |  | HRCU-A-CB-O | DLCPRAH18AAK | Mini-Splits | DLFPHAH18XAK | 14.5 | 28.2 | 14 |  |  |  | TRUE | TRUE | TRUE | 18000 | 12300 | 3.19 | 22000 | 2.44
202463658 |  | Live | Carrier | SMART COMFORT | Singlezone Non-Ducted, Wall Placement | 202463658 |  | HRCU-A-CB-O | DLCPRAH18AAK | Mini-Splits | DLFPHAH18XAK | 14.5 | 28.2 | 14 |  |  |  | TRUE | TRUE | TRUE | 18000 | 12300 | 3.19 | 22000 | 2.44
202463656 |  | Live | Carrier | TEMPSTAR | Singlezone Non-Ducted, Wall Placement | 202463656 |  | HRCU-A-CB-O | DLCPRAH18AAK | Mini-Splits | DLFPHAH18XAK | 14.5 | 28.2 | 14 |  |  |  | TRUE | TRUE | TRUE | 18000 | 12300 | 3.19 | 22000 | 2.44
202463650 |  | Live | Carrier | KEEPRITE | Singlezone Non-Ducted, Wall Placement | 202463650 |  | HRCU-A-CB-O | DLCPRAH18AAK | Mini-Splits | DLFPHAH18XAK | 14.5 | 28.2 | 14 |  |  |  | TRUE | TRUE | TRUE | 18000 | 12300 | 3.19 | 22000 | 2.44
202463648 |  | Live | Carrier | HEIL | Singlezone Non-Ducted, Wall Placement | 202463648 |  | HRCU-A-CB-O | DLCPRAH18AAK | Mini-Splits | DLFPHAH18XAK | 14.5 | 28.2 | 14 |  |  |  | TRUE | TRUE | TRUE | 18000 | 12300 | 3.19 | 22000 | 2.44
202463644 |  | Live | Carrier | COMFORTMAKER | Singlezone Non-Ducted, Wall Placement | 202463644 |  | HRCU-A-CB-O | DLCPRAH18AAK | Mini-Splits | DLFPHAH18XAK | 14.5 | 28.2 | 14 |  |  |  | TRUE | TRUE | TRUE | 18000 | 12300 | 3.19 | 22000 | 2.44
202463642 |  | Live | Carrier | ARCOAIRE | Singlezone Non-Ducted, Wall Placement | 202463642 |  | HRCU-A-CB-O | DLCPRAH18AAK | Mini-Splits | DLFPHAH18XAK | 14.5 | 28.2 | 14 |  |  |  | TRUE | TRUE | TRUE | 18000 | 12300 | 3.19 | 22000 | 2.44
202463646 |  | Live | Carrier | DAY & NIGHT | Singlezone Non-Ducted, Wall Placement | 202463646 |  | HRCU-A-CB-O | DLCPRAH18AAK | Mini-Splits | DLFPHAH18XAK | 14.5 | 28.2 | 14 |  |  |  | TRUE | TRUE | TRUE | 18000 | 12300 | 3.19 | 22000 | 2.44
213816068 |  | Live | Daikin Comfort Technologies | GOODMAN | Singlezone Ducted, Centrally Ducted | 213816068 |  | HRCU-A-CB | GSZS606010A* | Ducted Indoor Units | CA*EA6030*4A*+MBVK20DP1X00A* |  |  |  | 8 | 16.1 | 8.1 | FALSE | FALSE | FALSE | 52500 | 34800 | 2.51 | 39500 | 2.42
213816067 |  | Live | Daikin Comfort Technologies | GOODMAN | Singlezone Ducted, Centrally Ducted | 213816067 |  | HRCU-A-CB | GSZS604810A* | Ducted Indoor Units | CA*EA6030*4A*+MBVK20DP1X00A* |  |  |  | 8 | 16.2 | 8.1 | FALSE | FALSE | FALSE | 45000 | 29800 | 2.52 | 37300 | 2.39
213816066 |  | Live | Daikin Comfort Technologies | GOODMAN | Singlezone Ducted, Centrally Ducted | 213816066 |  | HRCU-A-CB | GSZS604810A* | Ducted Indoor Units | CA*EA4830*4A*+MBVK16CP1X00A* |  |  |  | 8 | 16.2 | 8.1 | FALSE | FALSE | FALSE | 45000 | 29800 | 2.52 | 37300 | 2.39
213613317 |  | Live | Daikin Comfort Technologies | GOODMAN | Singlezone Ducted, Centrally Ducted | 213613317 |  | HRCU-A-CB | GSZS604810A* | Ducted Indoor Units | AHVE60DP1400B* |  |  |  | 8 | 16.2 | 8.1 | FALSE | FALSE | FALSE | 45000 | 29800 | 2.47 | 36000 | 2.38
213613312 |  | Live | Daikin Comfort Technologies | GOODMAN | Singlezone Ducted, Centrally Ducted | 213613312 |  | HRCU-A-CB | GSZS604810A* | Ducted Indoor Units | AHVE48DP1400B* |  |  |  | 8 | 16.2 | 8.1 | FALSE | FALSE | FALSE | 45000 | 29800 | 2.47 | 36000 | 2.38
213816063 |  | Live | Daikin Comfort Technologies | GOODMAN | Singlezone Ducted, Centrally Ducted | 213816063 |  | HRCU-A-CB | GSZS603610A* | Ducted Indoor Units | CA*EA3026*4A*+MBVK20DP1X00A* |  |  |  | 8.7 | 16.3 | 8.2 | FALSE | FALSE | FALSE | 33200 | 22400 | 2.43 | 25200 | 2.37
213816062 |  | Live | Daikin Comfort Technologies | GOODMAN | Singlezone Ducted, Centrally Ducted | 213816062 |  | HRCU-A-CB | GSZS603610A* | Ducted Indoor Units | CA*EA3026*4A*+MBVK16CP1X00A* |  |  |  | 8.7 | 16.3 | 8.2 | FALSE | FALSE | FALSE | 33200 | 22400 | 2.43 | 25200 | 2.37
213816061 |  | Live | Daikin Comfort Technologies | GOODMAN | Singlezone Ducted, Centrally Ducted | 213816061 |  | HRCU-A-CB | GSZS603610A* | Ducted Indoor Units | CA*EA3026*4A*+MBVK12BP1X00A* |  |  |  | 8.7 | 16.3 | 8.2 | FALSE | FALSE | FALSE | 33200 | 22400 | 2.43 | 25200 | 2.37
213613314 |  | Live | Daikin Comfort Technologies | GOODMAN | Singlezone Ducted, Centrally Ducted | 213613314 |  | HRCU-A-CB | GSZS603610A* | Ducted Indoor Units | AHVE42CP1400B* |  |  |  | 8.7 | 16.3 | 8.2 | FALSE | FALSE | FALSE | 33600 | 22400 | 2.43 | 25200 | 2.37
213613310 |  | Live | Daikin Comfort Technologies | GOODMAN | Singlezone Ducted, Centrally Ducted | 213613310 |  | HRCU-A-CB | GSZS603610A* | Ducted Indoor Units | AHVE36CP1400B* |  |  |  | 8.7 | 16.3 | 8.2 | FALSE | FALSE | FALSE | 33600 | 22400 | 2.43 | 25200 | 2.37
213816060 |  | Live | Daikin Comfort Technologies | GOODMAN | Singlezone Ducted, Centrally Ducted | 213816060 |  | HRCU-A-CB | GSZS603010A* | Ducted Indoor Units | CA*EA3026*4A*+MBVK16CP1X00A* |  |  |  | 9.9 | 17.1 | 8.2 | FALSE | FALSE | FALSE | 27400 | 18000 | 2.52 | 21600 | 2.36
213816059 |  | Live | Daikin Comfort Technologies | GOODMAN | Singlezone Ducted, Centrally Ducted | 213816059 |  | HRCU-A-CB | GSZS603010A* | Ducted Indoor Units | CA*EA3026*4A*+MBVK12BP1X00A* |  |  |  | 9.9 | 17.1 | 8.2 | FALSE | FALSE | FALSE | 27400 | 18000 | 2.52 | 21600 | 2.36
213816058 |  | Live | Daikin Comfort Technologies | GOODMAN | Singlezone Ducted, Centrally Ducted | 213816058 |  | HRCU-A-CB | GSZS603010A* | Ducted Indoor Units | CA*EA2422*4A*+MBVK16CP1X00A* |  |  |  | 9.9 | 17.1 | 8.2 | FALSE | FALSE | FALSE | 27400 | 18000 | 2.52 | 21600 | 2.36
213816057 |  | Live | Daikin Comfort Technologies | GOODMAN | Singlezone Ducted, Centrally Ducted | 213816057 |  | HRCU-A-CB | GSZS603010A* | Ducted Indoor Units | CA*EA2422*4A*+MBVK12BP1X00A* |  |  |  | 9.9 | 17.1 | 8.2 | FALSE | FALSE | FALSE | 27400 | 18000 | 2.52 | 21600 | 2.36
213613309 |  | Live | Daikin Comfort Technologies | GOODMAN | Singlezone Ducted, Centrally Ducted | 213613309 |  | HRCU-A-CB | GSZS603010A* | Ducted Indoor Units | AHVE36CP1400B* |  |  |  | 9.9 | 17.1 | 8.2 | FALSE | FALSE | FALSE | 27800 | 18000 | 2.52 | 21600 | 2.36
213816056 |  | Live | Daikin Comfort Technologies | GOODMAN | Singlezone Ducted, Centrally Ducted | 213816056 |  | HRCU-A-CB | GSZS602410A* | Ducted Indoor Units | CA*EA2422*4A*+MBVK16CP1X00A* |  |  |  | 10.1 | 17.3 | 8.5 | FALSE | FALSE | TRUE | 22200 | 14600 | 2.58 | 17600 | 2.33
213816055 |  | Live | Daikin Comfort Technologies | GOODMAN | Singlezone Ducted, Centrally Ducted | 213816055 |  | HRCU-A-CB | GSZS602410A* | Ducted Indoor Units | CA*EA2422*4A*+MBVK12BP1X00A* |  |  |  | 10.1 | 17.3 | 8.5 | FALSE | FALSE | TRUE | 22200 | 14600 | 2.58 | 17600 | 2.33
213816054 |  | Live | Daikin Comfort Technologies | GOODMAN | Singlezone Ducted, Centrally Ducted | 213816054 |  | HRCU-A-CB | GSZS602410A* | Ducted Indoor Units | CA*EA1818*4A*+MBVK16CP1X00A* |  |  |  | 10.1 | 17.3 | 8.5 | FALSE | FALSE | TRUE | 22200 | 14600 | 2.58 | 17600 | 2.33
205118674 |  | Live | Trane U.S. Inc. | RUNTRU | Singlezone Non-Ducted, Wall Placement | 205118674 |  | HRCU-A-CB-O | M4THS1809A11N** | Mini-Splits | M4MHW1809A1N0** | 14 | 18 | 10.5 |  |  |  | FALSE | FALSE | FALSE | 9000 | 6800 | 2.03 | 11546 | 2.18
213816053 |  | Live | Daikin Comfort Technologies | GOODMAN | Singlezone Ducted, Centrally Ducted | 213816053 |  | HRCU-A-CB | GSZS602410A* | Ducted Indoor Units | CA*EA1818*4A*+MBVK12BP1X00A* |  |  |  | 10.1 | 17.3 | 8.5 | FALSE | FALSE | TRUE | 22200 | 14600 | 2.58 | 17600 | 2.33
213613308 |  | Live | Daikin Comfort Technologies | GOODMAN | Singlezone Ducted, Centrally Ducted | 213613308 |  | HRCU-A-CB | GSZS602410A* | Ducted Indoor Units | AHVE24BP1400B* |  |  |  | 10.1 | 17.3 | 8.5 | FALSE | FALSE | TRUE | 22200 | 14600 | 2.58 | 17600 | 2.33
213816052 |  | Live | Daikin Comfort Technologies | GOODMAN | Singlezone Ducted, Centrally Ducted | 213816052 |  | HRCU-A-CB | GSZS601810A* | Ducted Indoor Units | CA*EA2422*4A*+MBVK16CP1X00A* |  |  |  | 10.9 | 17.5 | 8.5 | FALSE | FALSE | TRUE | 16600 | 10800 | 2.71 | 17100 | 2.48
213816051 |  | Live | Daikin Comfort Technologies | GOODMAN | Singlezone Ducted, Centrally Ducted | 213816051 |  | HRCU-A-CB | GSZS601810A* | Ducted Indoor Units | CA*EA2422*4A*+MBVK12BP1X00A* |  |  |  | 10.9 | 17.5 | 8.5 | FALSE | FALSE | TRUE | 16600 | 10800 | 2.71 | 17100 | 2.48
208280112 |  | Live | Midea Electric Trading | TRUST AIR CONDITIONERS | Singlezone Ducted, Compact Ducted | 208280112 |  | HRCU-A-CB | OUS60H/O4S41P | Mini-Splits | IUMDL60H/I43P | 10 | 18 | 10 |  |  |  | FALSE | FALSE | FALSE | 57000 | 37000 | 2.64 | 39719 | 2.18
213816050 |  | Live | Daikin Comfort Technologies | GOODMAN | Singlezone Ducted, Centrally Ducted | 213816050 |  | HRCU-A-CB | GSZS601810A* | Ducted Indoor Units | CA*EA1818*4A*+MBVK16CP1X00A* |  |  |  | 10.9 | 17.5 | 8.5 | FALSE | FALSE | TRUE | 16600 | 10800 | 2.71 | 17100 | 2.48
213816049 |  | Live | Daikin Comfort Technologies | GOODMAN | Singlezone Ducted, Centrally Ducted | 213816049 |  | HRCU-A-CB | GSZS601810A* | Ducted Indoor Units | CA*EA1818*4A*+MBVK12BP1X00A* |  |  |  | 10.9 | 17.5 | 8.5 | FALSE | FALSE | TRUE | 16600 | 10800 | 2.71 | 17100 | 2.48
213613307 |  | Live | Daikin Comfort Technologies | GOODMAN | Singlezone Ducted, Centrally Ducted | 213613307 |  | HRCU-A-CB | GSZS601810A* | Ducted Indoor Units | AHVE24BP1400B* |  |  |  | 10.9 | 17.5 | 8.5 | FALSE | FALSE | TRUE | 16600 | 10800 | 2.71 | 17100 | 2.48
205118691 |  | Live | Trane U.S. Inc. | RUNTRU | Singlezone Non-Ducted, Wall Placement | 205118691 |  | HRCU-A-CB-O | M4TLS1824A11N** | Mini-Splits | M4MLW1824A1N0** | 11 | 18.4 | 10.5 |  |  |  | FALSE | FALSE | FALSE | 22800 | 16000 | 2.51 | 18000 | 2.25
8796414 |  | Live | Gree | GREE | Multizone Mix of Ducted and Non-Ducted | 8796414 |  | HMSV-A-CB | GMV-36WL/B-T(U) | Mixed Ducted and Non-Ducted Indoor Units |  | 12.15 | 18.5 | 11 |  |  |  | FALSE | FALSE | FALSE | 36000 | 29400 | 2.4 | 45000 | 2.5
213613328 |  | Live | Daikin Comfort Technologies | DAIKIN | Singlezone Ducted, Centrally Ducted | 213613328 |  | HRCU-A-CB | DZ6VSA4810A* | Ducted Indoor Units | DFVE60DP1400B* |  |  |  | 8 | 16.2 | 8.1 | FALSE | FALSE | FALSE | 45000 | 29800 | 2.47 | 36000 | 2.38
213613323 |  | Live | Daikin Comfort Technologies | DAIKIN | Singlezone Ducted, Centrally Ducted | 213613323 |  | HRCU-A-CB | DZ6VSA4810A* | Ducted Indoor Units | DFVE48DP1400B* |  |  |  | 8 | 16.2 | 8.1 | FALSE | FALSE | FALSE | 45000 | 29800 | 2.47 | 36000 | 2.38
10596841 |  | Live | Trane U.S. Inc. | AMERISTAR | Singlezone Non-Ducted, Wall Placement | 10596841 |  | HRCU-A-CB-O | M4TLS1824A11N** | Mini-Splits | M4MLW1824A1N0** | 11 | 18.4 | 10.5 |  |  |  | FALSE | FALSE | FALSE | 22800 | 16000 | 2.51 | 18000 | 2.25
213613325 |  | Live | Daikin Comfort Technologies | DAIKIN | Singlezone Ducted, Centrally Ducted | 213613325 |  | HRCU-A-CB | DZ6VSA3610A* | Ducted Indoor Units | DFVE42CP1400B* |  |  |  | 8.7 | 16.3 | 8.2 | FALSE | FALSE | FALSE | 33600 | 22400 | 2.43 | 25200 | 2.37
213613321 |  | Live | Daikin Comfort Technologies | DAIKIN | Singlezone Ducted, Centrally Ducted | 213613321 |  | HRCU-A-CB | DZ6VSA3610A* | Ducted Indoor Units | DFVE36CP1400B* |  |  |  | 8.7 | 16.3 | 8.2 | FALSE | FALSE | FALSE | 33600 | 22400 | 2.43 | 25200 | 2.37
8654212 |  | Live | Gree | GREE | Multizone Mix of Ducted and Non-Ducted | 8654212 |  | HMSV-A-CB | GMV-48WL/B-T(U) | Mixed Ducted and Non-Ducted Indoor Units |  | 11 | 18.25 | 10.6 |  |  |  | FALSE | FALSE | FALSE | 48000 | 38000 | 2.45 | 54000 | 2.45
213815102 |  | Live | Daikin Comfort Technologies | DAIKIN | Singlezone Ducted, Centrally Ducted | 213815102 |  | HRCU-A-CB | DZ6VSA3610A* | Ducted Indoor Units | CA*EA3026*4A*+MBVK20DP1X00A* |  |  |  | 8.7 | 16.3 | 8.2 | FALSE | FALSE | FALSE | 33200 | 22400 | 2.43 | 25200 | 2.37
213815101 |  | Live | Daikin Comfort Technologies | DAIKIN | Singlezone Ducted, Centrally Ducted | 213815101 |  | HRCU-A-CB | DZ6VSA3610A* | Ducted Indoor Units | CA*EA3026*4A*+MBVK16CP1X00A* |  |  |  | 8.7 | 16.3 | 8.2 | FALSE | FALSE | FALSE | 33200 | 22400 | 2.43 | 25200 | 2.37
203162809 |  | Live | Trane U.S. Inc. | AMERISTAR | Singlezone Non-Ducted, Wall Placement | 203162809 |  | HRCU-A-CB-O | M4THS1809A11N** | Mini-Splits | M4MHW1809A1N0** | 14 | 18 | 10.5 |  |  |  | FALSE | FALSE | FALSE | 9000 | 6800 | 2.03 | 11546 | 2.18
213815100 |  | Live | Daikin Comfort Technologies | DAIKIN | Singlezone Ducted, Centrally Ducted | 213815100 |  | HRCU-A-CB | DZ6VSA3610A* | Ducted Indoor Units | CA*EA3026*4A*+MBVK12BP1X00A* |  |  |  | 8.7 | 16.3 | 8.2 | FALSE | FALSE | FALSE | 33200 | 22400 | 2.43 | 25200 | 2.37
213613320 |  | Live | Daikin Comfort Technologies | DAIKIN | Singlezone Ducted, Centrally Ducted | 213613320 |  | HRCU-A-CB | DZ6VSA3010A* | Ducted Indoor Units | DFVE36CP1400B* |  |  |  | 9.9 | 17.1 | 8.2 | FALSE | FALSE | FALSE | 27800 | 18000 | 2.52 | 21600 | 2.36
213815099 |  | Live | Daikin Comfort Technologies | DAIKIN | Singlezone Ducted, Centrally Ducted | 213815099 |  | HRCU-A-CB | DZ6VSA3010A* | Ducted Indoor Units | CA*EA3026*4A*+MBVK16CP1X00A* |  |  |  | 9.9 | 17.1 | 8.2 | FALSE | FALSE | FALSE | 27400 | 18000 | 2.52 | 21600 | 2.36
213815098 |  | Live | Daikin Comfort Technologies | DAIKIN | Singlezone Ducted, Centrally Ducted | 213815098 |  | HRCU-A-CB | DZ6VSA3010A* | Ducted Indoor Units | CA*EA3026*4A*+MBVK12BP1X00A* |  |  |  | 9.9 | 17.1 | 8.2 | FALSE | FALSE | FALSE | 27400 | 18000 | 2.52 | 21600 | 2.36
213815097 |  | Live | Daikin Comfort Technologies | DAIKIN | Singlezone Ducted, Centrally Ducted | 213815097 |  | HRCU-A-CB | DZ6VSA3010A* | Ducted Indoor Units | CA*EA2422*4A*+MBVK16CP1X00A* |  |  |  | 9.9 | 17.1 | 8.2 | FALSE | FALSE | FALSE | 27400 | 18000 | 2.52 | 21600 | 2.36
213815096 |  | Live | Daikin Comfort Technologies | DAIKIN | Singlezone Ducted, Centrally Ducted | 213815096 |  | HRCU-A-CB | DZ6VSA3010A* | Ducted Indoor Units | CA*EA2422*4A*+MBVK12BP1X00A* |  |  |  | 9.9 | 17.1 | 8.2 | FALSE | FALSE | FALSE | 27400 | 18000 | 2.52 | 21600 | 2.36
213613319 |  | Live | Daikin Comfort Technologies | DAIKIN | Singlezone Ducted, Centrally Ducted | 213613319 |  | HRCU-A-CB | DZ6VSA2410A* | Ducted Indoor Units | DFVE24BP1400B* |  |  |  | 10.1 | 17.3 | 8.5 | FALSE | FALSE | TRUE | 22200 | 14600 | 2.58 | 17600 | 2.33
9045934 |  | Live | Trane U.S. Inc. | TRANE | Multizone All Non-Ducted | 9045934 |  | HMSV-A-CB | 4TXM2236A15N0** | Non-Ducted Indoor Units |  | 12.5 | 21 | 10.5 |  |  |  | FALSE | FALSE | FALSE | 35000 | 25000 | 2.31 | 31100 | 2.5
213815095 |  | Live | Daikin Comfort Technologies | DAIKIN | Singlezone Ducted, Centrally Ducted | 213815095 |  | HRCU-A-CB | DZ6VSA2410A* | Ducted Indoor Units | CA*EA2422*4A*+MBVK16CP1X00A* |  |  |  | 10.1 | 17.3 | 8.5 | FALSE | FALSE | TRUE | 22200 | 14600 | 2.58 | 17600 | 2.33
213815094 |  | Live | Daikin Comfort Technologies | DAIKIN | Singlezone Ducted, Centrally Ducted | 213815094 |  | HRCU-A-CB | DZ6VSA2410A* | Ducted Indoor Units | CA*EA2422*4A*+MBVK12BP1X00A* |  |  |  | 10.1 | 17.3 | 8.5 | FALSE | FALSE | TRUE | 22200 | 14600 | 2.58 | 17600 | 2.33
213815093 |  | Live | Daikin Comfort Technologies | DAIKIN | Singlezone Ducted, Centrally Ducted | 213815093 |  | HRCU-A-CB | DZ6VSA2410A* | Ducted Indoor Units | CA*EA1818*4A*+MBVK16CP1X00A* |  |  |  | 10.1 | 17.3 | 8.5 | FALSE | FALSE | TRUE | 22200 | 14600 | 2.58 | 17600 | 2.33
213815092 |  | Live | Daikin Comfort Technologies | DAIKIN | Singlezone Ducted, Centrally Ducted | 213815092 |  | HRCU-A-CB | DZ6VSA2410A* | Ducted Indoor Units | CA*EA1818*4A*+MBVK12BP1X00A* |  |  |  | 10.1 | 17.3 | 8.5 | FALSE | FALSE | TRUE | 22200 | 14600 | 2.58 | 17600 | 2.33
9045933 |  | Live | Trane U.S. Inc. | TRANE | Multizone All Non-Ducted | 9045933 |  | HMSV-A-CB | 4TXM2224A14N0** | Non-Ducted Indoor Units |  | 12.5 | 21 | 10.5 |  |  |  | FALSE | FALSE | FALSE | 27000 | 18000 | 2.6 | 24000 | 2.51
213613318 |  | Live | Daikin Comfort Technologies | DAIKIN | Singlezone Ducted, Centrally Ducted | 213613318 |  | HRCU-A-CB | DZ6VSA1810A* | Ducted Indoor Units | DFVE24BP1400B* |  |  |  | 10.9 | 17.5 | 8.5 | FALSE | FALSE | TRUE | 16600 | 10800 | 2.71 | 17100 | 2.48
213815091 |  | Live | Daikin Comfort Technologies | DAIKIN | Singlezone Ducted, Centrally Ducted | 213815091 |  | HRCU-A-CB | DZ6VSA1810A* | Ducted Indoor Units | CA*EA2422*4A*+MBVK16CP1X00A* |  |  |  | 10.9 | 17.5 | 8.5 | FALSE | FALSE | TRUE | 16600 | 10800 | 2.71 | 17100 | 2.48
213815090 |  | Live | Daikin Comfort Technologies | DAIKIN | Singlezone Ducted, Centrally Ducted | 213815090 |  | HRCU-A-CB | DZ6VSA1810A* | Ducted Indoor Units | CA*EA2422*4A*+MBVK12BP1X00A* |  |  |  | 10.9 | 17.5 | 8.5 | FALSE | FALSE | TRUE | 16600 | 10800 | 2.71 | 17100 | 2.48
213815089 |  | Live | Daikin Comfort Technologies | DAIKIN | Singlezone Ducted, Centrally Ducted | 213815089 |  | HRCU-A-CB | DZ6VSA1810A* | Ducted Indoor Units | CA*EA1818*4A*+MBVK16CP1X00A* |  |  |  | 10.9 | 17.5 | 8.5 | FALSE | FALSE | TRUE | 16600 | 10800 | 2.71 | 17100 | 2.48
213815088 |  | Live | Daikin Comfort Technologies | DAIKIN | Singlezone Ducted, Centrally Ducted | 213815088 |  | HRCU-A-CB | DZ6VSA1810A* | Ducted Indoor Units | CA*EA1818*4A*+MBVK12BP1X00A* |  |  |  | 10.9 | 17.5 | 8.5 | FALSE | FALSE | TRUE | 16600 | 10800 | 2.71 | 17100 | 2.48
9057065 |  | Live | Trane U.S. Inc. | TRANE | Multizone All Non-Ducted | 9057065 |  | HMSV-A-CB | 4TXM2230A15N0** | Non-Ducted Indoor Units |  | 12.5 | 21 | 10.5 |  |  |  | FALSE | FALSE | FALSE | 32000 | 27000 | 2.93 | 27500 | 2.73
213613300 |  | Live | Daikin Comfort Technologies | LIBERTY HEATING & AIR CONDITIONING | Singlezone Ducted, Centrally Ducted | 213613300 |  | HRCU-A-CB | ASZS604810A* | Ducted Indoor Units | AHVE60DP1400B* |  |  |  | 8 | 16.2 | 8.1 | FALSE | FALSE | FALSE | 45000 | 29800 | 2.47 | 36000 | 2.38
213613289 |  | Live | Daikin Comfort Technologies | AMANA | Singlezone Ducted, Centrally Ducted | 213613289 |  | HRCU-A-CB | ASZS604810A* | Ducted Indoor Units | AHVE60DP1400B* |  |  |  | 8 | 16.2 | 8.1 | FALSE | FALSE | FALSE | 45000 | 29800 | 2.47 | 36000 | 2.38
213613295 |  | Live | Daikin Comfort Technologies | LIBERTY HEATING & AIR CONDITIONING | Singlezone Ducted, Centrally Ducted | 213613295 |  | HRCU-A-CB | ASZS604810A* | Ducted Indoor Units | AHVE48DP1400B* |  |  |  | 8 | 16.2 | 8.1 | FALSE | FALSE | FALSE | 45000 | 29800 | 2.47 | 36000 | 2.38
213613284 |  | Live | Daikin Comfort Technologies | AMANA | Singlezone Ducted, Centrally Ducted | 213613284 |  | HRCU-A-CB | ASZS604810A* | Ducted Indoor Units | AHVE48DP1400B* |  |  |  | 8 | 16.2 | 8.1 | FALSE | FALSE | FALSE | 45000 | 29800 | 2.47 | 36000 | 2.38
9060512 |  | Live | Trane U.S. Inc. | AMERICAN STANDARD | Multizone All Non-Ducted | 9060512 |  | HMSV-A-CB | 4TXM2230A15N0** | Non-Ducted Indoor Units |  | 12.5 | 21 | 10.5 |  |  |  | FALSE | FALSE | FALSE | 32000 | 27000 | 2.93 | 27500 | 2.73
213815276 |  | Live | Daikin Comfort Technologies | LIBERTY HEATING & AIR CONDITIONING | Singlezone Ducted, Centrally Ducted | 213815276 |  | HRCU-A-CB | ASZS603610A* | Ducted Indoor Units | CA*EA3026*4A*+MBVK20DP1X00A* |  |  |  | 8.7 | 16.3 | 8.2 | FALSE | FALSE | FALSE | 33200 | 22400 | 2.43 | 25200 | 2.37
9060511 |  | Live | Trane U.S. Inc. | AMERICAN STANDARD | Multizone All Non-Ducted | 9060511 |  | HMSV-A-CB | 4TXM2224A14N0** | Non-Ducted Indoor Units |  | 12.5 | 21 | 10.5 |  |  |  | FALSE | FALSE | FALSE | 27000 | 18000 | 2.6 | 24000 | 2.51
213815261 |  | Live | Daikin Comfort Technologies | AMANA | Singlezone Ducted, Centrally Ducted | 213815261 |  | HRCU-A-CB | ASZS603610A* | Ducted Indoor Units | CA*EA3026*4A*+MBVK20DP1X00A* |  |  |  | 8.7 | 16.3 | 8.2 | FALSE | FALSE | FALSE | 33200 | 22400 | 2.43 | 25200 | 2.37
213815275 |  | Live | Daikin Comfort Technologies | LIBERTY HEATING & AIR CONDITIONING | Singlezone Ducted, Centrally Ducted | 213815275 |  | HRCU-A-CB | ASZS603610A* | Ducted Indoor Units | CA*EA3026*4A*+MBVK16CP1X00A* |  |  |  | 8.7 | 16.3 | 8.2 | FALSE | FALSE | FALSE | 33200 | 22400 | 2.43 | 25200 | 2.37
213815260 |  | Live | Daikin Comfort Technologies | AMANA | Singlezone Ducted, Centrally Ducted | 213815260 |  | HRCU-A-CB | ASZS603610A* | Ducted Indoor Units | CA*EA3026*4A*+MBVK16CP1X00A* |  |  |  | 8.7 | 16.3 | 8.2 | FALSE | FALSE | FALSE | 33200 | 22400 | 2.43 | 25200 | 2.37
213815274 |  | Live | Daikin Comfort Technologies | LIBERTY HEATING & AIR CONDITIONING | Singlezone Ducted, Centrally Ducted | 213815274 |  | HRCU-A-CB | ASZS603610A* | Ducted Indoor Units | CA*EA3026*4A*+MBVK12BP1X00A* |  |  |  | 8.7 | 16.3 | 8.2 | FALSE | FALSE | FALSE | 33200 | 22400 | 2.43 | 25200 | 2.37
213815259 |  | Live | Daikin Comfort Technologies | AMANA | Singlezone Ducted, Centrally Ducted | 213815259 |  | HRCU-A-CB | ASZS603610A* | Ducted Indoor Units | CA*EA3026*4A*+MBVK12BP1X00A* |  |  |  | 8.7 | 16.3 | 8.2 | FALSE | FALSE | FALSE | 33200 | 22400 | 2.43 | 25200 | 2.37
213613297 |  | Live | Daikin Comfort Technologies | LIBERTY HEATING & AIR CONDITIONING | Singlezone Ducted, Centrally Ducted | 213613297 |  | HRCU-A-CB | ASZS603610A* | Ducted Indoor Units | AHVE42CP1400B* |  |  |  | 8.7 | 16.3 | 8.2 | FALSE | FALSE | FALSE | 33600 | 22400 | 2.43 | 25200 | 2.37
213613286 |  | Live | Daikin Comfort Technologies | AMANA | Singlezone Ducted, Centrally Ducted | 213613286 |  | HRCU-A-CB | ASZS603610A* | Ducted Indoor Units | AHVE42CP1400B* |  |  |  | 8.7 | 16.3 | 8.2 | FALSE | FALSE | FALSE | 33600 | 22400 | 2.43 | 25200 | 2.37
213613293 |  | Live | Daikin Comfort Technologies | LIBERTY HEATING & AIR CONDITIONING | Singlezone Ducted, Centrally Ducted | 213613293 |  | HRCU-A-CB | ASZS603610A* | Ducted Indoor Units | AHVE36CP1400B* |  |  |  | 8.7 | 16.3 | 8.2 | FALSE | FALSE | FALSE | 33600 | 22400 | 2.43 | 25200 | 2.37
213613282 |  | Live | Daikin Comfort Technologies | AMANA | Singlezone Ducted, Centrally Ducted | 213613282 |  | HRCU-A-CB | ASZS603610A* | Ducted Indoor Units | AHVE36CP1400B* |  |  |  | 8.7 | 16.3 | 8.2 | FALSE | FALSE | FALSE | 33600 | 22400 | 2.43 | 25200 | 2.37
213815273 |  | Live | Daikin Comfort Technologies | LIBERTY HEATING & AIR CONDITIONING | Singlezone Ducted, Centrally Ducted | 213815273 |  | HRCU-A-CB | ASZS603010A* | Ducted Indoor Units | CA*EA3026*4A*+MBVK16CP1X00A* |  |  |  | 9.9 | 17.1 | 8.2 | FALSE | FALSE | FALSE | 27400 | 18000 | 2.52 | 21600 | 2.36
213815258 |  | Live | Daikin Comfort Technologies | AMANA | Singlezone Ducted, Centrally Ducted | 213815258 |  | HRCU-A-CB | ASZS603010A* | Ducted Indoor Units | CA*EA3026*4A*+MBVK16CP1X00A* |  |  |  | 9.9 | 17.1 | 8.2 | FALSE | FALSE | FALSE | 27400 | 18000 | 2.52 | 21600 | 2.36
213815272 |  | Live | Daikin Comfort Technologies | LIBERTY HEATING & AIR CONDITIONING | Singlezone Ducted, Centrally Ducted | 213815272 |  | HRCU-A-CB | ASZS603010A* | Ducted Indoor Units | CA*EA3026*4A*+MBVK12BP1X00A* |  |  |  | 9.9 | 17.1 | 8.2 | FALSE | FALSE | FALSE | 27400 | 18000 | 2.52 | 21600 | 2.36
213815257 |  | Live | Daikin Comfort Technologies | AMANA | Singlezone Ducted, Centrally Ducted | 213815257 |  | HRCU-A-CB | ASZS603010A* | Ducted Indoor Units | CA*EA3026*4A*+MBVK12BP1X00A* |  |  |  | 9.9 | 17.1 | 8.2 | FALSE | FALSE | FALSE | 27400 | 18000 | 2.52 | 21600 | 2.36
213815271 |  | Live | Daikin Comfort Technologies | LIBERTY HEATING & AIR CONDITIONING | Singlezone Ducted, Centrally Ducted | 213815271 |  | HRCU-A-CB | ASZS603010A* | Ducted Indoor Units | CA*EA2422*4A*+MBVK16CP1X00A* |  |  |  | 9.9 | 17.1 | 8.2 | FALSE | FALSE | FALSE | 27400 | 18000 | 2.52 | 21600 | 2.36
213815256 |  | Live | Daikin Comfort Technologies | AMANA | Singlezone Ducted, Centrally Ducted | 213815256 |  | HRCU-A-CB | ASZS603010A* | Ducted Indoor Units | CA*EA2422*4A*+MBVK16CP1X00A* |  |  |  | 9.9 | 17.1 | 8.2 | FALSE | FALSE | FALSE | 27400 | 18000 | 2.52 | 21600 | 2.36
9060515 |  | Live | Trane U.S. Inc. | AMERICAN STANDARD | Multizone All Non-Ducted | 9060515 |  | HMSV-A-CB | 4TXM2236A15N0** | Non-Ducted Indoor Units |  | 12.5 | 21 | 10.5 |  |  |  | FALSE | FALSE | FALSE | 35000 | 25000 | 2.31 | 31100 | 2.5
213815270 |  | Live | Daikin Comfort Technologies | LIBERTY HEATING & AIR CONDITIONING | Singlezone Ducted, Centrally Ducted | 213815270 |  | HRCU-A-CB | ASZS603010A* | Ducted Indoor Units | CA*EA2422*4A*+MBVK12BP1X00A* |  |  |  | 9.9 | 17.1 | 8.2 | FALSE | FALSE | FALSE | 27400 | 18000 | 2.52 | 21600 | 2.36
213815255 |  | Live | Daikin Comfort Technologies | AMANA | Singlezone Ducted, Centrally Ducted | 213815255 |  | HRCU-A-CB | ASZS603010A* | Ducted Indoor Units | CA*EA2422*4A*+MBVK12BP1X00A* |  |  |  | 9.9 | 17.1 | 8.2 | FALSE | FALSE | FALSE | 27400 | 18000 | 2.52 | 21600 | 2.36
213613292 |  | Live | Daikin Comfort Technologies | LIBERTY HEATING & AIR CONDITIONING | Singlezone Ducted, Centrally Ducted | 213613292 |  | HRCU-A-CB | ASZS603010A* | Ducted Indoor Units | AHVE36CP1400B* |  |  |  | 9.9 | 17.1 | 8.2 | FALSE | FALSE | FALSE | 27800 | 18000 | 2.52 | 21600 | 2.36
213613281 |  | Live | Daikin Comfort Technologies | AMANA | Singlezone Ducted, Centrally Ducted | 213613281 |  | HRCU-A-CB | ASZS603010A* | Ducted Indoor Units | AHVE36CP1400B* |  |  |  | 9.9 | 17.1 | 8.2 | FALSE | FALSE | FALSE | 27800 | 18000 | 2.52 | 21600 | 2.36
213815269 |  | Live | Daikin Comfort Technologies | LIBERTY HEATING & AIR CONDITIONING | Singlezone Ducted, Centrally Ducted | 213815269 |  | HRCU-A-CB | ASZS602410A* | Ducted Indoor Units | CA*EA2422*4A*+MBVK16CP1X00A* |  |  |  | 10.1 | 17.3 | 8.5 | FALSE | FALSE | TRUE | 22200 | 14600 | 2.58 | 17600 | 2.33
213815254 |  | Live | Daikin Comfort Technologies | AMANA | Singlezone Ducted, Centrally Ducted | 213815254 |  | HRCU-A-CB | ASZS602410A* | Ducted Indoor Units | CA*EA2422*4A*+MBVK16CP1X00A* |  |  |  | 10.1 | 17.3 | 8.5 | FALSE | FALSE | TRUE | 22200 | 14600 | 2.58 | 17600 | 2.33
213815268 |  | Live | Daikin Comfort Technologies | LIBERTY HEATING & AIR CONDITIONING | Singlezone Ducted, Centrally Ducted | 213815268 |  | HRCU-A-CB | ASZS602410A* | Ducted Indoor Units | CA*EA2422*4A*+MBVK12BP1X00A* |  |  |  | 10.1 | 17.3 | 8.5 | FALSE | FALSE | TRUE | 22200 | 14600 | 2.58 | 17600 | 2.33
213815253 |  | Live | Daikin Comfort Technologies | AMANA | Singlezone Ducted, Centrally Ducted | 213815253 |  | HRCU-A-CB | ASZS602410A* | Ducted Indoor Units | CA*EA2422*4A*+MBVK12BP1X00A* |  |  |  | 10.1 | 17.3 | 8.5 | FALSE | FALSE | TRUE | 22200 | 14600 | 2.58 | 17600 | 2.33
213815267 |  | Live | Daikin Comfort Technologies | LIBERTY HEATING & AIR CONDITIONING | Singlezone Ducted, Centrally Ducted | 213815267 |  | HRCU-A-CB | ASZS602410A* | Ducted Indoor Units | CA*EA1818*4A*+MBVK16CP1X00A* |  |  |  | 10.1 | 17.3 | 8.5 | FALSE | FALSE | TRUE | 22200 | 14600 | 2.58 | 17600 | 2.33
9045932 |  | Live | Trane U.S. Inc. | TRANE | Multizone All Non-Ducted | 9045932 |  | HMSV-A-CB | 4TXM2218A12N0** | Non-Ducted Indoor Units |  | 12.5 | 22 | 10 |  |  |  | FALSE | FALSE | FALSE | 18000 | 12800 | 2.42 | 16400 | 2.42
213815252 |  | Live | Daikin Comfort Technologies | AMANA | Singlezone Ducted, Centrally Ducted | 213815252 |  | HRCU-A-CB | ASZS602410A* | Ducted Indoor Units | CA*EA1818*4A*+MBVK16CP1X00A* |  |  |  | 10.1 | 17.3 | 8.5 | FALSE | FALSE | TRUE | 22200 | 14600 | 2.58 | 17600 | 2.33
213815266 |  | Live | Daikin Comfort Technologies | LIBERTY HEATING & AIR CONDITIONING | Singlezone Ducted, Centrally Ducted | 213815266 |  | HRCU-A-CB | ASZS602410A* | Ducted Indoor Units | CA*EA1818*4A*+MBVK12BP1X00A* |  |  |  | 10.1 | 17.3 | 8.5 | FALSE | FALSE | TRUE | 22200 | 14600 | 2.58 | 17600 | 2.33
213815251 |  | Live | Daikin Comfort Technologies | AMANA | Singlezone Ducted, Centrally Ducted | 213815251 |  | HRCU-A-CB | ASZS602410A* | Ducted Indoor Units | CA*EA1818*4A*+MBVK12BP1X00A* |  |  |  | 10.1 | 17.3 | 8.5 | FALSE | FALSE | TRUE | 22200 | 14600 | 2.58 | 17600 | 2.33
213613291 |  | Live | Daikin Comfort Technologies | LIBERTY HEATING & AIR CONDITIONING | Singlezone Ducted, Centrally Ducted | 213613291 |  | HRCU-A-CB | ASZS602410A* | Ducted Indoor Units | AHVE24BP1400B* |  |  |  | 10.1 | 17.3 | 8.5 | FALSE | FALSE | TRUE | 22200 | 14600 | 2.58 | 17600 | 2.33
213613280 |  | Live | Daikin Comfort Technologies | AMANA | Singlezone Ducted, Centrally Ducted | 213613280 |  | HRCU-A-CB | ASZS602410A* | Ducted Indoor Units | AHVE24BP1400B* |  |  |  | 10.1 | 17.3 | 8.5 | FALSE | FALSE | TRUE | 22200 | 14600 | 2.58 | 17600 | 2.33
213815265 |  | Live | Daikin Comfort Technologies | LIBERTY HEATING & AIR CONDITIONING | Singlezone Ducted, Centrally Ducted | 213815265 |  | HRCU-A-CB | ASZS601810A* | Ducted Indoor Units | CA*EA2422*4A*+MBVK16CP1X00A* |  |  |  | 10.9 | 17.5 | 8.5 | FALSE | FALSE | TRUE | 16600 | 10800 | 2.71 | 17100 | 2.48
213815250 |  | Live | Daikin Comfort Technologies | AMANA | Singlezone Ducted, Centrally Ducted | 213815250 |  | HRCU-A-CB | ASZS601810A* | Ducted Indoor Units | CA*EA2422*4A*+MBVK16CP1X00A* |  |  |  | 10.9 | 17.5 | 8.5 | FALSE | FALSE | TRUE | 16600 | 10800 | 2.71 | 17100 | 2.48
213815264 |  | Live | Daikin Comfort Technologies | LIBERTY HEATING & AIR CONDITIONING | Singlezone Ducted, Centrally Ducted | 213815264 |  | HRCU-A-CB | ASZS601810A* | Ducted Indoor Units | CA*EA2422*4A*+MBVK12BP1X00A* |  |  |  | 10.9 | 17.5 | 8.5 | FALSE | FALSE | TRUE | 16600 | 10800 | 2.71 | 17100 | 2.48
9060509 |  | Live | Trane U.S. Inc. | AMERICAN STANDARD | Multizone All Non-Ducted | 9060509 |  | HMSV-A-CB | 4TXM2218A12N0** | Non-Ducted Indoor Units |  | 12.5 | 22 | 10 |  |  |  | FALSE | FALSE | FALSE | 18000 | 12800 | 2.42 | 16400 | 2.42
213815249 |  | Live | Daikin Comfort Technologies | AMANA | Singlezone Ducted, Centrally Ducted | 213815249 |  | HRCU-A-CB | ASZS601810A* | Ducted Indoor Units | CA*EA2422*4A*+MBVK12BP1X00A* |  |  |  | 10.9 | 17.5 | 8.5 | FALSE | FALSE | TRUE | 16600 | 10800 | 2.71 | 17100 | 2.48
213815263 |  | Live | Daikin Comfort Technologies | LIBERTY HEATING & AIR CONDITIONING | Singlezone Ducted, Centrally Ducted | 213815263 |  | HRCU-A-CB | ASZS601810A* | Ducted Indoor Units | CA*EA1818*4A*+MBVK16CP1X00A* |  |  |  | 10.9 | 17.5 | 8.5 | FALSE | FALSE | TRUE | 16600 | 10800 | 2.71 | 17100 | 2.48
213815248 |  | Live | Daikin Comfort Technologies | AMANA | Singlezone Ducted, Centrally Ducted | 213815248 |  | HRCU-A-CB | ASZS601810A* | Ducted Indoor Units | CA*EA1818*4A*+MBVK16CP1X00A* |  |  |  | 10.9 | 17.5 | 8.5 | FALSE | FALSE | TRUE | 16600 | 10800 | 2.71 | 17100 | 2.48
213815262 |  | Live | Daikin Comfort Technologies | LIBERTY HEATING & AIR CONDITIONING | Singlezone Ducted, Centrally Ducted | 213815262 |  | HRCU-A-CB | ASZS601810A* | Ducted Indoor Units | CA*EA1818*4A*+MBVK12BP1X00A* |  |  |  | 10.9 | 17.5 | 8.5 | FALSE | FALSE | TRUE | 16600 | 10800 | 2.71 | 17100 | 2.48
213815247 |  | Live | Daikin Comfort Technologies | AMANA | Singlezone Ducted, Centrally Ducted | 213815247 |  | HRCU-A-CB | ASZS601810A* | Ducted Indoor Units | CA*EA1818*4A*+MBVK12BP1X00A* |  |  |  | 10.9 | 17.5 | 8.5 | FALSE | FALSE | TRUE | 16600 | 10800 | 2.71 | 17100 | 2.48
213613290 |  | Live | Daikin Comfort Technologies | LIBERTY HEATING & AIR CONDITIONING | Singlezone Ducted, Centrally Ducted | 213613290 |  | HRCU-A-CB | ASZS601810A* | Ducted Indoor Units | AHVE24BP1400B* |  |  |  | 10.9 | 17.5 | 8.5 | FALSE | FALSE | TRUE | 16600 | 10800 | 2.71 | 17100 | 2.48
213613279 |  | Live | Daikin Comfort Technologies | AMANA | Singlezone Ducted, Centrally Ducted | 213613279 |  | HRCU-A-CB | ASZS601810A* | Ducted Indoor Units | AHVE24BP1400B* |  |  |  | 10.9 | 17.5 | 8.5 | FALSE | FALSE | TRUE | 16600 | 10800 | 2.71 | 17100 | 2.48
9060510 |  | Live | Trane U.S. Inc. | AMERICAN STANDARD | Multizone All Non-Ducted | 9060510 |  | HMSV-A-CB | 4TXM2221A13N0** | Non-Ducted Indoor Units |  | 12.5 | 20.5 | 10.2 |  |  |  | FALSE | FALSE | FALSE | 21000 | 16800 | 2.46 | 23000 | 2.5
9057064 |  | Live | Trane U.S. Inc. | TRANE | Multizone All Non-Ducted | 9057064 |  | HMSV-A-CB | 4TXM2221A13N0** | Non-Ducted Indoor Units |  | 12.5 | 20.5 | 10.2 |  |  |  | FALSE | FALSE | FALSE | 21000 | 16800 | 2.46 | 23000 | 2.5
208447332 |  | Live | Carrier | TOSHIBA CARRIER | Singlezone Non-Ducted, Ceiling Placement | 208447332 |  | HRCU-A-CB-O | RAV-SP482AT2P-UL | Mini-Splits | RAV-SM482CTP-UL | 8.8 | 18.4 | 11 | 9.2 | 19.4 | 10.3 | FALSE | FALSE | TRUE | 48000 | 35400 | 2.67 | 34400 | 2.61
208459003 |  | Live | Carrier | TOSHIBA CARRIER | Singlezone Ducted, Compact Ducted | 208459003 |  | HRCU-A-CB | RAV-SP482AT2P-UL | Mini-Splits | RAV-SM482BTP-UL | 9.4 | 18.2 | 9.45 | 8.5 | 16.2 | 7.9 | FALSE | FALSE | FALSE | 48000 | 29200 | 2.1 | 34400 | 2.53
208447331 |  | Live | Carrier | TOSHIBA CARRIER | Singlezone Ducted, Compact Ducted | 208447331 |  | HRCU-A-CB | RAV-SP422AT2P-UL | Mini-Splits | RAV-SM422BTP-UL | 10.1 | 19.3 | 10.6 | 9.5 | 16.9 | 9 | FALSE | FALSE | FALSE | 42000 | 31000 | 2.64 | 33000 | 3
9058675 |  | Live | Trane U.S. Inc. | TRANE | Multizone All Non-Ducted | 9058675 |  | HMSV-A-CB | 4TXM2242A15N0** | Non-Ducted Indoor Units |  | 10.5 | 21 | 10.2 |  |  |  | FALSE | FALSE | FALSE | 40000 | 29000 | 2.68 | 31100 | 2.5
9060516 |  | Live | Trane U.S. Inc. | AMERICAN STANDARD | Multizone All Non-Ducted | 9060516 |  | HMSV-A-CB | 4TXM2242A15N0** | Non-Ducted Indoor Units |  | 10.5 | 21 | 10.2 |  |  |  | FALSE | FALSE | FALSE | 40000 | 29000 | 2.68 | 31100 | 2.5
208447321 |  | Live | Carrier | TOSHIBA CARRIER | Singlezone Ducted, Compact Ducted | 208447321 |  | HRCU-A-CB | RAV-SP182AT2P-UL | Mini-Splits | RAV-SM182BTP-UL | 11.5 | 20.1 | 10.6 | 9.8 | 14.5 | 8.7 | FALSE | FALSE | FALSE | 18000 | 12500 | 2.18 | 15000 | 2.76
206350412 |  | Live | Carrier | DAY & NIGHT | Singlezone Non-Ducted, Ceiling Placement | 206350412 |  | HRCU-A-CB-O | DLCSRBH24AAK | Mini-Splits | DLFSCAH24XAK | 11 | 20 | 11.6 |  |  |  | FALSE | FALSE | FALSE | 24000 | 14500 | 2.71 | 26720 | 3.84
201923004 |  | Live | Trane U.S. Inc. | TRANE | Singlezone Ducted, Centrally Ducted | 201923004 |  | HRCU-A-CB | 4TWL9024A1 |  | TEM8A0C36V31+TDR | 13 | 19.5 | 11 |  |  |  | FALSE | FALSE | FALSE | 24000 | 13300 | 1.24 | 13300 | 3.14
207699109 |  | Live | Lennox Industries | LENNOX | Multizone Mix of Ducted and Non-Ducted | 207699109 |  | HMSV-A-CB | MLB048S4M-2P | Mixed Ducted and Non-Ducted Indoor Units |  | 11.5 | 20.35 | 10.75 |  |  |  | TRUE | TRUE | TRUE | 48000 | 29000 | 2.62 | 45000 | 2.25
210568063 |  | Live | LG | LG | Multizone Mix of Ducted and Non-Ducted | 210568063 |  | HMSV-A-CB | LMU543HV | Mixed Ducted and Non-Ducted Indoor Units |  |  |  |  | 12.55 | 19.55 | 9.3 | TRUE | FALSE | FALSE | 50500 | 37200 | 2.44 | 45750 | 2.45
210529236 |  | Live | LG | LG | Multizone All Ducted | 210529236 |  | HMSV-A-CB | LMU543HV | Ducted Indoor Units |  |  |  |  | 12.5 | 18.5 | 9.3 | TRUE | FALSE | FALSE | 50500 | 37200 | 2.42 | 45750 | 2.42
210568062 |  | Live | LG | LG | Multizone Mix of Ducted and Non-Ducted | 210568062 |  | HMSV-A-CB | LMU483HV | Mixed Ducted and Non-Ducted Indoor Units |  |  |  |  | 12.7 | 19.9 | 9.5 | TRUE | FALSE | FALSE | 48000 | 33800 | 2.48 | 44770 | 2.44
210529234 |  | Live | LG | LG | Multizone All Ducted | 210529234 |  | HMSV-A-CB | LMU483HV | Ducted Indoor Units |  |  |  |  | 12.6 | 19 | 9.5 | TRUE | FALSE | FALSE | 48000 | 33800 | 2.45 | 44770 | 2.42
211234514 |  | Live | LG | LG | Singlezone Non-Ducted, Ceiling Placement | 211234514 |  | HRCU-A-CB-O | LUU420HV | Mini-Splits | LCN429HV |  |  |  | 10.45 | 19.3 | 10.05 | FALSE | TRUE | TRUE | 42000 | 28000 | 2.97 | 50700 | 2.26
211234509 |  | Live | LG | LG | Singlezone Ducted, Compact Ducted | 211234509 |  | HRCU-A-CB | LUU360HV | Mini-Splits | LHN368HV |  |  |  | 11.85 | 18.85 | 9.2 | TRUE | TRUE | TRUE | 36000 | 24000 | 2.67 | 41500 | 2.29
211234508 |  | Live | LG | LG | Singlezone Non-Ducted, Ceiling Placement | 211234508 |  | HRCU-A-CB-O | LUU360HV | Mini-Splits | LCN369HV |  |  |  | 12.5 | 21 | 10 | TRUE | TRUE | TRUE | 36000 | 24000 | 2.65 | 41700 | 2
211234513 |  | Live | LG | LG | Singlezone Non-Ducted, Ceiling Placement | 211234513 |  | HRCU-A-CB-O | LUU240HV | Mini-Splits | LCN249HV |  |  |  | 11.7 | 20 | 10.2 | TRUE | TRUE | TRUE | 23000 | 17400 | 2.68 | 28700 | 1.96
211234506 |  | Live | LG | LG | Singlezone Ducted, Compact Ducted | 211234506 |  | HRCU-A-CB | LUU240HV | Mini-Splits | LHN248HV |  |  |  | 11.7 | 16.85 | 9 | TRUE | TRUE | TRUE | 24000 | 17500 | 2.64 | 26000 | 2.67
211234505 |  | Live | LG | LG | Singlezone Ducted, Centrally Ducted | 211234505 |  | HRCU-A-CB | LUU180HV | Mini-Splits | LVN181HV4 |  |  |  | 12.3 | 17.25 | 9.25 | TRUE | TRUE | TRUE | 18000 | 13000 | 2.66 | 21000 | 2.31
211234504 |  | Live | LG | LG | Singlezone Non-Ducted, Ceiling Placement | 211234504 |  | HRCU-A-CB-O | LUU180HV | Mini-Splits | LCN188HV4 |  |  |  | 12.5 | 20.5 | 9.7 | TRUE | TRUE | TRUE | 18000 | 12700 | 0.72 | 17000 | 2.43
211234503 |  | Live | LG | LG | Singlezone Non-Ducted, Floor Placement | 211234503 |  | HRCU-A-CB-O | LUU120HV | Mini-Splits | LQN120HV4 |  |  |  | 12.6 | 20.8 | 10.2 | TRUE | TRUE | TRUE | 10200 | 9200 | 2.72 | 12080 | 2.09
211234502 |  | Live | LG | LG | Singlezone Non-Ducted, Ceiling Placement | 211234502 |  | HRCU-A-CB-O | LUU120HV | Mini-Splits | LCN128HV4 |  |  |  | 12.6 | 19.4 | 10.35 | TRUE | TRUE | TRUE | 11100 | 9100 | 2.72 | 11900 | 2.37
211234501 |  | Live | LG | LG | Singlezone Non-Ducted, Floor Placement | 211234501 |  | HRCU-A-CB-O | LUU090HV | Mini-Splits | LQN090HV4 |  |  |  | 12.6 | 21 | 10.4 | TRUE | TRUE | TRUE | 9000 | 6800 | 2.89 | 10640 | 1.99
211234500 |  | Live | LG | LG | Singlezone Non-Ducted, Ceiling Placement | 211234500 |  | HRCU-A-CB-O | LUU090HV | Mini-Splits | LCN098HV4 |  |  |  | 13.65 | 20.2 | 10.55 | TRUE | TRUE | TRUE | 9000 | 7000 | 2.93 | 11000 | 2.39
207462345 |  | Live | LG | LG | Singlezone Non-Ducted, Wall Placement | 207462345 |  | HRCU-A-CB-O | LSU181HSV5 | Mini-Splits | LAN181HSV5 | 12.6 | 21.5 | 10.2 | 12.55 | 22 | 9.5 | TRUE | TRUE | TRUE | 18000 | 13000 | 2.78 | 22080 | 2.55
202177384 |  | Live | LG | LG | Singlezone Non-Ducted, Ceiling Placement | 202177384 |  | HRCU-A-CB-O | LUU189HV | Mini-Splits | LCN188HV4 | 12.5 | 20.5 | 10 | 12.5 | 20.5 | 9.7 | TRUE | TRUE | TRUE | 18000 | 12700 | 0.72 | 17000 | 2.43
205049408 |  | Live | LG | LG | Singlezone Non-Ducted, Floor Placement | 205049408 |  | HRCU-A-CB-O | LUU097HV | Mini-Splits | LQN090HV4 | 12.6 | 21 | 10.4 | 12.6 | 21 | 10.4 | TRUE | TRUE | TRUE | 9000 | 6800 | 2.89 | 10640 | 1.99
204825181 |  | Live | LG | LG | Singlezone Non-Ducted, Wall Placement | 204825181 |  | HRCU-A-CB-O | LAU240HYV3 | Mini-Splits | LAN240HYV3 | 13 | 22.5 | 12.5 | 13 | 23 | 10 | TRUE | TRUE | TRUE | 22000 | 15800 | 2.82 | 27030 | 2.5
204825180 |  | Live | LG | LG | Singlezone Non-Ducted, Wall Placement | 204825180 |  | HRCU-A-CB-O | LAU180HYV3 | Mini-Splits | LAN180HYV3 | 14.4 | 24 | 13 | 14.4 | 24 | 10.8 | TRUE | TRUE | TRUE | 18000 | 13100 | 3.15 | 24630 | 2.72
204825182 |  | Live | LG | LG | Singlezone Non-Ducted, Wall Placement | 204825182 |  | HRCU-A-CB-O | LSU243HLV3 | Mini-Splits | LSN243HLV3 | 13 | 21.5 | 12 | 13 | 22 | 9.5 | TRUE | FALSE | FALSE | 22000 | 15800 | 2.82 | 27300 | 2.52
205049407 |  | Live | LG | LG | Singlezone Non-Ducted, Floor Placement | 205049407 |  | HRCU-A-CB-O | LUU127HV | Mini-Splits | LQN120HV4 | 12.6 | 20.8 | 10.2 | 12.6 | 20.8 | 10.2 | TRUE | TRUE | TRUE | 10200 | 9200 | 2.72 | 12080 | 2.09
203161354 |  | Live | LG | LG | Singlezone Ducted, Compact Ducted | 203161354 |  | HRCU-A-CB | LUU369HV | Mini-Splits | LHN368HV | 12.1 | 19 | 9.7 | 11.85 | 18.85 | 9.2 | TRUE | TRUE | TRUE | 36000 | 24000 | 2.67 | 41500 | 2.29
203381526 |  | Live | LG | LG | Singlezone Non-Ducted, Ceiling Placement | 203381526 |  | HRCU-A-CB-O | LUU097HV | Mini-Splits | LCN098HV4 | 13.65 | 20.2 | 10.5 | 13.65 | 20.2 | 10.55 | TRUE | TRUE | TRUE | 9000 | 7000 | 2.93 | 11000 | 2.39
203161351 |  | Live | LG | LG | Singlezone Ducted, Centrally Ducted | 203161351 |  | HRCU-A-CB | LUU189HV | Mini-Splits | LVN181HV4 | 13.3 | 19.2 | 10.4 | 12.3 | 17.25 | 9.25 | TRUE | TRUE | TRUE | 18000 | 13000 | 2.66 | 21000 | 2.31
206717014 |  | Live | LG | LG | Multizone Mix of Ducted and Non-Ducted | 206717014 |  | HMSV-A-CB | LMU480HHV | Mixed Ducted and Non-Ducted Indoor Units |  | 12.85 | 19.5 | 10.75 | 12.85 | 19.5 | 10.25 | TRUE | TRUE | FALSE | 48000 | 35000 | 2.59 | 56500 | 2.66
206717009 |  | Live | LG | LG | Multizone All Ducted | 206717009 |  | HMSV-A-CB | LMU480HHV | Ducted Indoor Units |  | 12.6 | 18.5 | 10.5 | 12.6 | 18.5 | 10 | TRUE | TRUE | TRUE | 48000 | 35000 | 2.55 | 56500 | 2.65
206717008 |  | Live | LG | LG | Multizone All Ducted | 206717008 |  | HMSV-A-CB | LMU421HHV | Ducted Indoor Units |  | 13.1 | 19 | 10.5 | 13.1 | 19 | 10 | TRUE | TRUE | TRUE | 42000 | 31600 | 2.6 | 53200 | 2.62
10400575 |  | Live | LG | LG | Singlezone Ducted, Centrally Ducted | 10400575 |  | HRCU-A-CB | LUU428HV | Mini-Splits | LVN420HV | 11.05 | 17 | 10 | 10.75 | 17.2 | 9.35 | FALSE | TRUE | TRUE | 42000 | 30600 | 2.7 | 39000 | 2.29
10567393 |  | Live | LG | LG | Singlezone Non-Ducted, Wall Placement | 10567393 |  | HRCU-A-CB-O | LSU090HSV5 | Mini-Splits | LAN090HSV5 | 14.5 | 23.5 | 11.3 | 14.5 | 23.2 | 10.2 | TRUE | TRUE | TRUE | 9000 | 6600 | 3.45 | 10960 | 3.15
10570122 |  | Live | LG | LG | Singlezone Non-Ducted, Wall Placement | 10570122 |  | HRCU-A-CB-O | LSU120HSV5 | Mini-Splits | LAN120HSV5 | 12.5 | 22.7 | 11.4 | 12.5 | 22 | 10 | TRUE | TRUE | TRUE | 12000 | 8200 | 2.86 | 13340 | 2.64
10567394 |  | Live | LG | LG | Singlezone Non-Ducted, Wall Placement | 10567394 |  | HRCU-A-CB-O | LSU090HSV5 | Mini-Splits | LSN090HSV5 | 14.5 | 23.5 | 11.3 | 14.5 | 23.2 | 10.2 | TRUE | TRUE | TRUE | 9000 | 6600 | 3.45 | 10960 | 3.15
10567390 |  | Live | LG | LG | Singlezone Non-Ducted, Wall Placement | 10567390 |  | HRCU-A-CB-O | LSU180HSV5 | Mini-Splits | LAN180HSV5 | 12.6 | 21.5 | 10.2 | 12.55 | 22 | 9.5 | TRUE | TRUE | TRUE | 18000 | 13000 | 2.72 | 22340 | 2.59
10567391 |  | Live | LG | LG | Singlezone Non-Ducted, Wall Placement | 10567391 |  | HRCU-A-CB-O | LSU180HSV5 | Mini-Splits | LSN180HSV5 | 12.6 | 21.5 | 10.2 | 12.55 | 22 | 9.5 | TRUE | TRUE | TRUE | 18000 | 13000 | 2.72 | 22340 | 2.59
10570123 |  | Live | LG | LG | Singlezone Non-Ducted, Wall Placement | 10570123 |  | HRCU-A-CB-O | LSU120HSV5 | Mini-Splits | LSN120HSV5 | 12.5 | 22.7 | 11.4 | 12.5 | 22 | 10 | TRUE | TRUE | TRUE | 12000 | 8200 | 2.86 | 13340 | 2.64
203161352 |  | Live | LG | LG | Singlezone Ducted, Centrally Ducted | 203161352 |  | HRCU-A-CB | LUU249HV | Mini-Splits | LVN241HV4 | 12 | 19.5 | 11 | 11.45 | 17.6 | 9.7 | FALSE | TRUE | TRUE | 24000 | 18700 | 2.6 | 26000 | 2.54
204825177 |  | Live | LG | LG | Singlezone Non-Ducted, Wall Placement | 204825177 |  | HRCU-A-CB-O | LAU090HYV3 | Mini-Splits | LAN090HYV3 | 15.8 | 27.5 | 13.5 | 15.8 | 27 | 13.5 | TRUE | TRUE | TRUE | 9000 | 6700 | 3.51 | 11940 | 3.36
204825178 |  | Live | LG | LG | Singlezone Non-Ducted, Wall Placement | 204825178 |  | HRCU-A-CB-O | LAU120HYV3 | Mini-Splits | LAN120HYV3 | 13.8 | 25.5 | 12.5 | 13.8 | 25.5 | 11.2 | TRUE | TRUE | TRUE | 12000 | 8300 | 3.16 | 14700 | 3.08
203381517 |  | Live | LG | LG | Singlezone Non-Ducted, Ceiling Placement | 203381517 |  | HRCU-A-CB-O | LUU127HV | Mini-Splits | LCN128HV4 | 12.6 | 19.4 | 10.4 | 12.6 | 19.4 | 10.35 | TRUE | TRUE | TRUE | 11100 | 9100 | 2.72 | 11900 | 2.37
205788777 |  | Live | LG | LG | Singlezone Ducted, Centrally Ducted | 205788777 |  | HRCU-A-CB | LUU480HHV | Mini-Splits | LVN480HV | 12.5 | 19 | 10.5 | 11.95 | 17.75 | 9.4 | TRUE | TRUE | TRUE | 46000 | 30800 | 2.84 | 54600 | 2.38
205788772 |  | Live | LG | LG | Singlezone Ducted, Compact Ducted | 205788772 |  | HRCU-A-CB | LUU480HHV | Mini-Splits | LHN488HV | 12.5 | 18.7 | 11.2 | 11.7 | 17.7 | 9.4 | TRUE | TRUE | TRUE | 46000 | 31600 | 2.92 | 52800 | 2.35
205788765 |  | Live | LG | LG | Singlezone Non-Ducted, Ceiling Placement | 205788765 |  | HRCU-A-CB-O | LUU420HHV | Mini-Splits | LCN429HV | 12.8 | 19.5 | 11.6 | 12.8 | 19.5 | 10.75 | TRUE | TRUE | TRUE | 42000 | 29200 | 3.1 | 50700 | 2.26
205788776 |  | Live | LG | LG | Singlezone Ducted, Centrally Ducted | 205788776 |  | HRCU-A-CB | LUU420HHV | Mini-Splits | LVN420HV | 12.5 | 19.6 | 11 | 12 | 17.3 | 9.45 | TRUE | TRUE | TRUE | 42000 | 29200 | 2.87 | 51400 | 2.28
205788769 |  | Live | LG | LG | Singlezone Ducted, Compact Ducted | 205788769 |  | HRCU-A-CB | LUU360HHV | Mini-Splits | LHN368HV | 12.5 | 19 | 10.2 | 12 | 18.3 | 9.2 | TRUE | TRUE | TRUE | 36000 | 25000 | 2.62 | 41700 | 2.05
205788770 |  | Live | LG | LG | Singlezone Ducted, Compact Ducted | 205788770 |  | HRCU-A-CB | LUU420HHV | Mini-Splits | LHN428HV | 12.5 | 19 | 10.9 | 12.05 | 18.7 | 9.15 | TRUE | TRUE | TRUE | 42000 | 28400 | 2.92 | 50700 | 2.26
205788767 |  | Live | LG | LG | Singlezone Ducted, Compact Ducted | 205788767 |  | HRCU-A-CB | LUU240HHV | Mini-Splits | LHN248HV | 12.5 | 18.2 | 10.8 | 12 | 16.75 | 9.4 | TRUE | TRUE | TRUE | 23000 | 18200 | 2.88 | 29500 | 2.43
205788775 |  | Live | LG | LG | Singlezone Ducted, Centrally Ducted | 205788775 |  | HRCU-A-CB | LUU240HHV | Mini-Splits | LVN241HV4 | 12.7 | 19.5 | 11 | 11.9 | 16.45 | 9.25 | TRUE | TRUE | TRUE | 24000 | 18300 | 2.64 | 29500 | 1.91
205788764 |  | Live | LG | LG | Singlezone Non-Ducted, Ceiling Placement | 205788764 |  | HRCU-A-CB-O | LUU240HHV | Mini-Splits | LCN249HV | 12.6 | 21 | 10.2 | 12.6 | 21 | 10.2 | TRUE | TRUE | TRUE | 24000 | 17400 | 2.68 | 28700 | 1.96
205788771 |  | Live | LG | LG | Singlezone Non-Ducted, Ceiling Placement | 205788771 |  | HRCU-A-CB-O | LUU480HHV | Mini-Splits | LCN489HV | 12.5 | 17.5 | 11.7 | 12.5 | 17.5 | 10.65 | TRUE | TRUE | TRUE | 48000 | 32600 | 2.99 | 54500 | 2.4
205788774 |  | Live | LG | LG | Singlezone Ducted, Centrally Ducted | 205788774 |  | HRCU-A-CB | LUU180HHV | Mini-Splits | LVN181HV4 | 13.6 | 19.2 | 10.4 | 13.35 | 17.05 | 8.9 | TRUE | TRUE | TRUE | 18000 | 13400 | 2.57 | 23400 | 1.91
205788768 |  | Live | LG | LG | Singlezone Non-Ducted, Ceiling Placement | 205788768 |  | HRCU-A-CB-O | LUU360HHV | Mini-Splits | LCN369HV | 12.6 | 21.5 | 11 | 12.6 | 21.5 | 10.55 | TRUE | TRUE | TRUE | 36000 | 25400 | 2.81 | 41700 | 2
205788763 |  | Live | LG | LG | Singlezone Non-Ducted, Ceiling Placement | 205788763 |  | HRCU-A-CB-O | LUU180HHV | Mini-Splits | LCN188HV4 | 12.8 | 20 | 11.1 | 12.8 | 20 | 9.4 | TRUE | TRUE | FALSE | 18000 | 13600 | 2.62 | 22500 | 1.95
203162003 |  | Live | LG | LG | Singlezone Ducted, Centrally Ducted | 203162003 |  | HRCU-A-CB | LUU369HV | Mini-Splits | LVN361HV4 | 11 | 18 | 10 | 11 | 16.25 | 8.95 | FALSE | TRUE | TRUE | 36000 | 23800 | 2.61 | 37350 | 2.19
206717011 |  | Live | LG | LG | Multizone Mix of Ducted and Non-Ducted | 206717011 |  | HMSV-A-CB | LMU541HV | Mixed Ducted and Non-Ducted Indoor Units |  | 12.55 | 19.55 | 10 | 12.55 | 19.55 | 9.3 | TRUE | FALSE | FALSE | 50500 | 37200 | 2.44 | 45750 | 2.42
206717005 |  | Live | LG | LG | Multizone All Ducted | 206717005 |  | HMSV-A-CB | LMU541HV | Ducted Indoor Units |  | 12.5 | 18.5 | 10 | 12.5 | 18.5 | 9.3 | TRUE | FALSE | FALSE | 50500 | 37200 | 2.42 | 45750 | 2.45
204825179 |  | Live | LG | LG | Singlezone Non-Ducted, Wall Placement | 204825179 |  | HRCU-A-CB-O | LAU150HYV3 | Mini-Splits | LAN150HYV3 | 15 | 25 | 13.5 | 15 | 25 | 11 | TRUE | TRUE | TRUE | 15000 | 10900 | 3.59 | 21000 | 2.65
206717010 |  | Live | LG | LG | Multizone Mix of Ducted and Non-Ducted | 206717010 |  | HMSV-A-CB | LMU481HV | Mixed Ducted and Non-Ducted Indoor Units |  | 12.7 | 19.9 | 10.5 | 12.7 | 19.9 | 9.5 | TRUE | FALSE | FALSE | 48000 | 33800 | 2.48 | 44770 | 2.44
206717004 |  | Live | LG | LG | Multizone All Ducted | 206717004 |  | HMSV-A-CB | LMU481HV | Ducted Indoor Units |  | 12.6 | 19 | 10.5 | 12.6 | 19 | 9.5 | TRUE | FALSE | FALSE | 48000 | 33800 | 2.45 | 44770 | 2.42
208132540 |  | Live | LG | LG | Multizone Mix of Ducted and Non-Ducted | 208132540 |  | HMSV-A-CB | LMU363HV | Mixed Ducted and Non-Ducted Indoor Units |  |  |  |  | 12.1 | 19.75 | 8.8 | TRUE | FALSE | FALSE | 31800 | 20400 | 2.67 | 28100 | 2.54
208131891 |  | Live | LG | LG | Multizone All Ducted | 208131891 |  | HMSV-A-CB | LMU363HV | Ducted Indoor Units |  |  |  |  | 11.7 | 18 | 8.6 | TRUE | FALSE | FALSE | 30800 | 20000 | 2.55 | 27800 | 2.49
206717013 |  | Live | LG | LG | Multizone Mix of Ducted and Non-Ducted | 206717013 |  | HMSV-A-CB | LMU421HHV | Mixed Ducted and Non-Ducted Indoor Units |  | 13.45 | 20.25 | 11 | 13.45 | 20.25 | 10.5 | TRUE | TRUE | FALSE | 42000 | 31600 | 2.66 | 53200 | 2.63
206717006 |  | Live | LG | LG | Multizone All Ducted | 206717006 |  | HMSV-A-CB | LMU361HHV | Ducted Indoor Units |  | 13.5 | 19 | 10.5 | 13.5 | 19 | 10 | TRUE | TRUE | TRUE | 36000 | 29600 | 2.65 | 49600 | 2.6
203161353 |  | Live | LG | LG | Singlezone Ducted, Compact Ducted | 203161353 |  | HRCU-A-CB | LUU249HV | Mini-Splits | LHN248HV | 12 | 19 | 10.5 | 11.7 | 16.85 | 9 | TRUE | TRUE | TRUE | 24000 | 17500 | 2.64 | 26000 | 2.67
208132539 |  | Live | LG | LG | Multizone Mix of Ducted and Non-Ducted | 208132539 |  | HMSV-A-CB | LMU303HV | Mixed Ducted and Non-Ducted Indoor Units |  |  |  |  | 12.5 | 20.25 | 9 | TRUE | FALSE | FALSE | 28600 | 19000 | 2.76 | 26900 | 2.82
208131889 |  | Live | LG | LG | Multizone All Ducted | 208131889 |  | HMSV-A-CB | LMU303HV | Ducted Indoor Units |  |  |  |  | 12 | 18.5 | 8.8 | TRUE | FALSE | FALSE | 27400 | 18000 | 2.64 | 26600 | 2.68
208132538 |  | Live | LG | LG | Multizone Mix of Ducted and Non-Ducted | 208132538 |  | HMSV-A-CB | LMU243HV | Mixed Ducted and Non-Ducted Indoor Units |  |  |  |  | 12.5 | 20.5 | 9.2 | TRUE | FALSE | FALSE | 23000 | 14700 | 2.87 | 21100 | 2.68
208131887 |  | Live | LG | LG | Multizone All Ducted | 208131887 |  | HMSV-A-CB | LMU243HV | Ducted Indoor Units |  |  |  |  | 12.5 | 18.5 | 9 | TRUE | FALSE | FALSE | 22000 | 14600 | 2.85 | 20800 | 2.54
206221544 |  | Live | LG | LG | Multizone All Non-Ducted | 206221544 |  | HMSV-A-CB | LMU240HV | Non-Ducted Indoor Units |  | 13.5 | 22.5 | 11 | 13.5 | 22.5 | 9 | FALSE | FALSE | FALSE | 23600 | 15200 | 2.89 | 21400 | 2.72
206221551 |  | Live | LG | LG | Multizone All Ducted | 206221551 |  | HMSV-A-CB | LMU240HV | Ducted Indoor Units |  | 12.5 | 18.5 | 9.8 | 12.5 | 18.5 | 8.5 | FALSE | FALSE | FALSE | 22000 | 14500 | 2.64 | 21000 | 2.64
208132537 |  | Live | LG | LG | Multizone Mix of Ducted and Non-Ducted | 208132537 |  | HMSV-A-CB | LMU183HV | Mixed Ducted and Non-Ducted Indoor Units |  |  |  |  | 13 | 20.5 | 9.3 | TRUE | FALSE | FALSE | 17600 | 13600 | 2.64 | 19850 | 2.54
208131885 |  | Live | LG | LG | Multizone All Ducted | 208131885 |  | HMSV-A-CB | LMU183HV | Ducted Indoor Units |  |  |  |  | 12.5 | 18.5 | 9 | TRUE | FALSE | FALSE | 17200 | 13400 | 2.58 | 19500 | 2.48
206221543 |  | Live | LG | LG | Multizone All Non-Ducted | 206221543 |  | HMSV-A-CB | LMU180HV | Non-Ducted Indoor Units |  | 13.5 | 22.5 | 11 | 13.5 | 22.5 | 9.6 | FALSE | FALSE | FALSE | 18000 | 14500 | 2.66 | 20200 | 2.6
206717012 |  | Live | LG | LG | Multizone Mix of Ducted and Non-Ducted | 206717012 |  | HMSV-A-CB | LMU361HHV | Mixed Ducted and Non-Ducted Indoor Units |  | 14 | 20.5 | 11 | 14 | 20.5 | 10.5 | TRUE | TRUE | FALSE | 36000 | 29600 | 2.72 | 49600 | 2.61
206221549 |  | Live | LG | LG | Multizone All Ducted | 206221549 |  | HMSV-A-CB | LMU180HV | Ducted Indoor Units |  | 12.5 | 18.5 | 9.6 | 12.5 | 18.5 | 8.5 | FALSE | FALSE | FALSE | 17200 | 13000 | 2.47 | 19500 | 2.51
10445377 |  | Live | LG | LG | Multizone All Ducted | 10445377 |  | HMSV-A-CB | LMU300HHV | Ducted Indoor Units |  | 10.5 | 17.5 | 9.5 | 11.7 | 17.5 | 9.2 | TRUE | TRUE | TRUE | 24600 | 17700 | 2.51 | 29700 | 2.31
10525928 |  | Live | LG | LG | Multizone Mix of Ducted and Non-Ducted | 10525928 |  | HMSV-A-CB | LMU300HHV | Mixed Ducted and Non-Ducted Indoor Units |  | 11.5 | 18.75 | 10.25 | 12.1 | 18.75 | 9.5 | TRUE | TRUE | FALSE | 26400 | 18300 | 2.66 | 30650 | 2.41
207742434 |  | Live | Midea Electric Trading | ELIOS | Singlezone Non-Ducted, Ceiling Placement | 207742434 |  | HRCU-A-CB-O | DEA12HOS25230E8 | Mini-Splits | DUA12HICU230X5 | 14 | 22 | 10.6 | 14 | 22.7 | 10 | TRUE | FALSE | TRUE | 12000 | 8900 | 2.75 | 9300 | 2.39
10445375 |  | Live | LG | LG | Multizone All Ducted | 10445375 |  | HMSV-A-CB | LMU240HHV | Ducted Indoor Units |  | 11.5 | 17 | 9 | 11.7 | 17 | 9.2 | TRUE | TRUE | TRUE | 20000 | 15200 | 2.31 | 26400 | 2.19
10516997 |  | Live | LG | LG | Multizone Mix of Ducted and Non-Ducted | 10516997 |  | HMSV-A-CB | LMU240HHV | Mixed Ducted and Non-Ducted Indoor Units |  | 12.5 | 19 | 9.85 | 12.6 | 19 | 9.5 | TRUE | TRUE | FALSE | 22000 | 16300 | 2.54 | 27450 | 2.31
10445373 |  | Live | LG | LG | Multizone All Ducted | 10445373 |  | HMSV-A-CB | LMU180HHV | Ducted Indoor Units |  | 12 | 17.5 | 9 | 12 | 17.5 | 8.6 | TRUE | TRUE | TRUE | 16500 | 14700 | 2.3 | 23600 | 2.05
10516996 |  | Live | LG | LG | Multizone Mix of Ducted and Non-Ducted | 10516996 |  | HMSV-A-CB | LMU180HHV | Mixed Ducted and Non-Ducted Indoor Units |  | 12.75 | 19.25 | 9.5 | 12.75 | 19.25 | 8.9 | TRUE | TRUE | FALSE | 17200 | 14700 | 2.39 | 23600 | 2.07
213088097 |  | Live | Lennox Industries | ADP | Singlezone Ducted, Centrally Ducted | 213088097 |  | HRCU-A-C | KU60UHO | Ducted Indoor Units | HG52960 |  |  |  | 9.5 | 15.2 | 8.5 | FALSE | FALSE | FALSE | 50500 | 34200 | 2.1 | 36900 | 2.08
213088096 |  | Live | Lennox Industries | ADP | Singlezone Ducted, Centrally Ducted | 213088096 |  | HRCU-A-C | KU60UHO | Ducted Indoor Units | HG52960+TD |  |  |  | 10 | 15.2 | 8.5 | FALSE | FALSE | TRUE | 47000 | 30200 | 2.1 | 36900 | 2.08
213088095 |  | Live | Lennox Industries | ADP | Singlezone Ducted, Centrally Ducted | 213088095 |  | HRCU-A-C | KU36UHO | Ducted Indoor Units | HE36936 |  |  |  | 9.5 | 15.2 | 8.5 | FALSE | FALSE | FALSE | 32000 | 21000 | 2.1 | 23100 | 1.99
213088094 |  | Live | Lennox Industries | ADP | Singlezone Ducted, Centrally Ducted | 213088094 |  | HRCU-A-C | KU36UHO | Ducted Indoor Units | HE36936+TD |  |  |  | 11 | 15.2 | 8.5 | FALSE | FALSE | TRUE | 23000 | 14000 | 2.1 | 23100 | 1.99
213088093 |  | Live | Lennox Industries | ADP | Singlezone Ducted, Centrally Ducted | 213088093 |  | HRCU-A-C | KU36UHO | Ducted Indoor Units | HE35936 |  |  |  | 9 | 15.2 | 8.5 | FALSE | FALSE | FALSE | 31800 | 21000 | 2.1 | 23100 | 1.99
213088092 |  | Live | Lennox Industries | ADP | Singlezone Ducted, Centrally Ducted | 213088092 |  | HRCU-A-C | KU36UHO | Ducted Indoor Units | HE35936+TD |  |  |  | 11 | 15.2 | 8.5 | FALSE | FALSE | TRUE | 23000 | 14000 | 2.1 | 23100 | 1.99
213088091 |  | Live | Lennox Industries | ADP | Singlezone Ducted, Centrally Ducted | 213088091 |  | HRCU-A-C | KU36UHO | Ducted Indoor Units | HE34936 |  |  |  | 9 | 15.2 | 8.5 | FALSE | FALSE | FALSE | 31600 | 21000 | 2.1 | 23100 | 1.99
213088090 |  | Live | Lennox Industries | ADP | Singlezone Ducted, Centrally Ducted | 213088090 |  | HRCU-A-C | KU36UHO | Ducted Indoor Units | HE34936+TD |  |  |  | 11 | 15.2 | 8.5 | FALSE | FALSE | TRUE | 22800 | 14000 | 2.1 | 23100 | 1.99
208206699 |  | Live | Johnson Controls Inc. (York International Norman) | YORK | Singlezone Ducted, Centrally Ducted | 208206699 |  | HRCU-A-CB | HMH72B481 | Ducted Indoor Units | XAHD60JXXN1+MVC14DN21+TXV | 10 | 18.25 | 9.3 |  |  |  | FALSE | FALSE | FALSE | 46500 | 29400 | 2.5 | 29400 | 2.5
208400394 |  | Live | Johnson Controls Inc. (York International Norman) | COLEMAN | Singlezone Ducted, Centrally Ducted | 208400394 |  | HRCU-A-CB | HMH72B481 | Ducted Indoor Units | XAHD60JXXN1+MVC14DN21+TXV | 10 | 18.25 | 9.3 |  |  |  | FALSE | FALSE | FALSE | 46500 | 29400 | 2.5 | 29400 | 2.5
208400405 |  | Live | Johnson Controls Inc. (York International Norman) | LUXAIRE | Singlezone Ducted, Centrally Ducted | 208400405 |  | HRCU-A-CB | HMH72B481 | Ducted Indoor Units | XAHD60JXXN1+MVC14DN21+TXV | 10 | 18.25 | 9.3 |  |  |  | FALSE | FALSE | FALSE | 46500 | 29400 | 2.5 | 29400 | 2.5
208400406 |  | Live | Johnson Controls Inc. (York International Norman) | FRASER-JOHNSTON | Singlezone Ducted, Centrally Ducted | 208400406 |  | HRCU-A-CB | HMH72B481 | Ducted Indoor Units | XAHD60JXXN1+MVC14DN21+TXV | 10 | 18.25 | 9.3 |  |  |  | FALSE | FALSE | FALSE | 46500 | 29400 | 2.5 | 29400 | 2.5
207742318 |  | Live | Midea Electric Trading | C&H | Singlezone Non-Ducted, Ceiling Placement | 207742318 |  | HRCU-A-CB-O | CH-ES12-230VO | Mini-Splits | CH-12MSPHCT-230VI | 14 | 22 | 10.6 | 14 | 22.7 | 10 | TRUE | FALSE | TRUE | 12000 | 8900 | 2.75 | 9300 | 2.39
208400417 |  | Live | Johnson Controls Inc. (York International Norman) | CHAMPION HEATING AND COOLING | Singlezone Ducted, Centrally Ducted | 208400417 |  | HRCU-A-CB | HMH72B481 | Ducted Indoor Units | XAHD60JXXN1+MVC14DN21+TXV | 10 | 18.25 | 9.3 |  |  |  | FALSE | FALSE | FALSE | 46500 | 29400 | 2.5 | 29400 | 2.5
208500447 |  | Live | Johnson Controls Inc. (York International Norman) | YORK | Singlezone Ducted, Centrally Ducted | 208500447 |  | HRCU-A-CB | HMH72B481 | Ducted Indoor Units | JHETD60JXXS2N1+TXV | 10.25 | 18.5 | 9.5 |  |  |  | FALSE | FALSE | FALSE | 48000 | 30000 | 2.56 | 30000 | 2.56
208503467 |  | Live | Johnson Controls Inc. (York International Norman) | COLEMAN | Singlezone Ducted, Centrally Ducted | 208503467 |  | HRCU-A-CB | HMH72B481 | Ducted Indoor Units | JHETD60JXXS2N1+TXV | 10.25 | 18.5 | 9.5 |  |  |  | FALSE | FALSE | FALSE | 48000 | 30000 | 2.56 | 30000 | 2.56
208503474 |  | Live | Johnson Controls Inc. (York International Norman) | LUXAIRE | Singlezone Ducted, Centrally Ducted | 208503474 |  | HRCU-A-CB | HMH72B481 | Ducted Indoor Units | JHETD60JXXS2N1+TXV | 10.25 | 18.5 | 9.5 |  |  |  | FALSE | FALSE | FALSE | 48000 | 30000 | 2.56 | 30000 | 2.56
208503485 |  | Live | Johnson Controls Inc. (York International Norman) | FRASER-JOHNSTON | Singlezone Ducted, Centrally Ducted | 208503485 |  | HRCU-A-CB | HMH72B481 | Ducted Indoor Units | JHETD60JXXS2N1+TXV | 10.25 | 18.5 | 9.5 |  |  |  | FALSE | FALSE | FALSE | 48000 | 30000 | 2.56 | 30000 | 2.56
208503494 |  | Live | Johnson Controls Inc. (York International Norman) | CHAMPION HEATING AND COOLING | Singlezone Ducted, Centrally Ducted | 208503494 |  | HRCU-A-CB | HMH72B481 | Ducted Indoor Units | JHETD60JXXS2N1+TXV | 10.25 | 18.5 | 9.5 |  |  |  | FALSE | FALSE | FALSE | 48000 | 30000 | 2.56 | 30000 | 2.56
207742503 |  | Live | Midea Electric Trading | MOOVAIR | Singlezone Non-Ducted, Ceiling Placement | 207742503 |  | HRCU-A-CB-O | DMA12HOS25230E8 | Mini-Splits | DUA12HICU230X5 | 14 | 22 | 10.6 | 14 | 22.7 | 10 | TRUE | FALSE | TRUE | 12000 | 8900 | 2.75 | 9300 | 2.39
207430581 |  | Live | Johnson Controls Inc. (York International Norman) | YORK | Singlezone Ducted, Centrally Ducted | 207430581 |  | HRCU-A-CB | HMH72B481 | Ducted Indoor Units | XAFC60HXXN1+MVC16CN21+TXV | 10.5 | 18.5 | 9.3 |  |  |  | FALSE | FALSE | FALSE | 48000 | 29800 | 2.54 | 29800 | 2.54
207434700 |  | Live | Johnson Controls Inc. (York International Norman) | COLEMAN | Singlezone Ducted, Centrally Ducted | 207434700 |  | HRCU-A-CB | HMH72B481 | Ducted Indoor Units | XAFC60HXXN1+MVC16CN21+TXV | 10.5 | 18.5 | 9.3 |  |  |  | FALSE | FALSE | FALSE | 48000 | 29800 | 2.54 | 29800 | 2.54
207434705 |  | Live | Johnson Controls Inc. (York International Norman) | LUXAIRE | Singlezone Ducted, Centrally Ducted | 207434705 |  | HRCU-A-CB | HMH72B481 | Ducted Indoor Units | XAFC60HXXN1+MVC16CN21+TXV | 10.5 | 18.5 | 9.3 |  |  |  | FALSE | FALSE | FALSE | 48000 | 29800 | 2.54 | 29800 | 2.54
207434712 |  | Live | Johnson Controls Inc. (York International Norman) | FRASER-JOHNSTON | Singlezone Ducted, Centrally Ducted | 207434712 |  | HRCU-A-CB | HMH72B481 | Ducted Indoor Units | XAFC60HXXN1+MVC16CN21+TXV | 10.5 | 18.5 | 9.3 |  |  |  | FALSE | FALSE | FALSE | 48000 | 29800 | 2.54 | 29800 | 2.54
207434717 |  | Live | Johnson Controls Inc. (York International Norman) | CHAMPION HEATING AND COOLING | Singlezone Ducted, Centrally Ducted | 207434717 |  | HRCU-A-CB | HMH72B481 | Ducted Indoor Units | XAFC60HXXN1+MVC16CN21+TXV | 10.5 | 18.5 | 9.3 |  |  |  | FALSE | FALSE | FALSE | 48000 | 29800 | 2.54 | 29800 | 2.54
207430582 |  | Live | Johnson Controls Inc. (York International Norman) | YORK | Singlezone Ducted, Centrally Ducted | 207430582 |  | HRCU-A-CB | HMH72B481 | Ducted Indoor Units | XAFD60JXXN1+MVC14DN21+TXV | 10.25 | 18.5 | 9.5 |  |  |  | FALSE | FALSE | FALSE | 47500 | 29800 | 2.56 | 29800 | 2.56
207434701 |  | Live | Johnson Controls Inc. (York International Norman) | COLEMAN | Singlezone Ducted, Centrally Ducted | 207434701 |  | HRCU-A-CB | HMH72B481 | Ducted Indoor Units | XAFD60JXXN1+MVC14DN21+TXV | 10.25 | 18.5 | 9.5 |  |  |  | FALSE | FALSE | FALSE | 47500 | 29800 | 2.56 | 29800 | 2.56
207434704 |  | Live | Johnson Controls Inc. (York International Norman) | LUXAIRE | Singlezone Ducted, Centrally Ducted | 207434704 |  | HRCU-A-CB | HMH72B481 | Ducted Indoor Units | XAFD60JXXN1+MVC14DN21+TXV | 10.25 | 18.5 | 9.5 |  |  |  | FALSE | FALSE | FALSE | 47500 | 29800 | 2.56 | 29800 | 2.56
207434713 |  | Live | Johnson Controls Inc. (York International Norman) | FRASER-JOHNSTON | Singlezone Ducted, Centrally Ducted | 207434713 |  | HRCU-A-CB | HMH72B481 | Ducted Indoor Units | XAFD60JXXN1+MVC14DN21+TXV | 10.25 | 18.5 | 9.5 |  |  |  | FALSE | FALSE | FALSE | 47500 | 29800 | 2.56 | 29800 | 2.56
207434716 |  | Live | Johnson Controls Inc. (York International Norman) | CHAMPION HEATING AND COOLING | Singlezone Ducted, Centrally Ducted | 207434716 |  | HRCU-A-CB | HMH72B481 | Ducted Indoor Units | XAFD60JXXN1+MVC14DN21+TXV | 10.25 | 18.5 | 9.5 |  |  |  | FALSE | FALSE | FALSE | 47500 | 29800 | 2.56 | 29800 | 2.56
213153604 |  | Live | Lennox Industries | ADP | Singlezone Ducted, Centrally Ducted | 213153604 |  | HRCU-A-C | WSEHV4860RA1-N | Ducted Indoor Units | HG52960 |  |  |  | 9.5 | 15.2 | 8.5 | FALSE | FALSE | FALSE | 50500 | 34200 | 2.1 | 48000 | 2.04
213153603 |  | Live | Lennox Industries | ADP | Singlezone Ducted, Centrally Ducted | 213153603 |  | HRCU-A-C | WSEHV4860RA1-N | Ducted Indoor Units | HG52960+TD |  |  |  | 10 | 15.2 | 8.5 | FALSE | FALSE | TRUE | 47000 | 30200 | 2.1 | 48000 | 2.04
213153602 |  | Live | Lennox Industries | ADP | Singlezone Ducted, Centrally Ducted | 213153602 |  | HRCU-A-C | WSEHV2436RA1-N | Ducted Indoor Units | HG34936 |  |  |  | 9 | 15.2 | 8.5 | FALSE | FALSE | FALSE | 31600 | 21000 | 2.1 | 24000 | 2.43
213153601 |  | Live | Lennox Industries | ADP | Singlezone Ducted, Centrally Ducted | 213153601 |  | HRCU-A-C | WSEHV2436RA1-N | Ducted Indoor Units | HG34936+TD |  |  |  | 11 | 15.2 | 8.5 | FALSE | FALSE | TRUE | 22800 | 14000 | 2.1 | 24000 | 2.43
213153600 |  | Live | Lennox Industries | ADP | Singlezone Ducted, Centrally Ducted | 213153600 |  | HRCU-A-C | WSEHV4860RA1-C | Ducted Indoor Units | HG52960 |  |  |  | 9.5 | 15.2 | 8.5 | FALSE | FALSE | FALSE | 50500 | 34200 | 2.1 | 49000 | 2.02
213153599 |  | Live | Lennox Industries | ADP | Singlezone Ducted, Centrally Ducted | 213153599 |  | HRCU-A-C | WSEHV4860RA1-C | Ducted Indoor Units | HG52960+TD |  |  |  | 10 | 15.2 | 8.5 | FALSE | FALSE | TRUE | 47000 | 30200 | 2.1 | 49000 | 2.02
213153598 |  | Live | Lennox Industries | ADP | Singlezone Ducted, Centrally Ducted | 213153598 |  | HRCU-A-C | WSEHV2436RA1-C | Ducted Indoor Units | HG34936 |  |  |  | 9 | 15.2 | 8.5 | FALSE | FALSE | FALSE | 31600 | 21000 | 2.1 | 24000 | 2.43
213153597 |  | Live | Lennox Industries | ADP | Singlezone Ducted, Centrally Ducted | 213153597 |  | HRCU-A-C | WSEHV2436RA1-C | Ducted Indoor Units | HG34936+TD |  |  |  | 11 | 15.2 | 8.5 | FALSE | FALSE | TRUE | 22800 | 14000 | 2.1 | 24000 | 2.43
212693034 |  | Live | Lennox Industries | ADP | Singlezone Ducted, Centrally Ducted | 212693034 |  | HRCU-A-C | TU60-48WADU | Ducted Indoor Units | HE88960 |  |  |  | 9.5 | 15.2 | 8.5 | FALSE | FALSE | FALSE | 50500 | 34200 | 2.1 | 28200 | 2
212693030 |  | Live | Lennox Industries | ADP | Singlezone Ducted, Centrally Ducted | 212693030 |  | HRCU-A-C | TU60-48WADU | Ducted Indoor Units | HE88960+TD |  |  |  | 10 | 15.2 | 8.5 | FALSE | FALSE | TRUE | 47000 | 30200 | 2.1 | 28200 | 2
212436232 |  | Live | Tradewinds Climate Systems, LLC | BOREAL | Singlezone Ducted, Centrally Ducted | 212436232 |  | HRCU-A-C | ENVBR60HPJ1OA |  | ENVBR60C |  |  |  | 9.5 | 15.2 | 8.5 | FALSE | FALSE | FALSE | 50500 | 35200 | 2.1 | 36900 | 2.08
212436231 |  | Live | Tradewinds Climate Systems, LLC | BOREAL | Singlezone Ducted, Centrally Ducted | 212436231 |  | HRCU-A-C | ENVBR60HPJ1OA |  | ENVBR48C |  |  |  | 10 | 15.2 | 8.5 | FALSE | FALSE | TRUE | 47000 | 31200 | 2.1 | 32700 | 2.08
212436230 |  | Live | Tradewinds Climate Systems, LLC | BOREAL | Singlezone Ducted, Centrally Ducted | 212436230 |  | HRCU-A-C | ENVBR36HPJ1OA |  | ENVBR36C |  |  |  | 9.5 | 15.2 | 8.5 | FALSE | FALSE | FALSE | 32000 | 22000 | 2 | 23100 | 1.99
212436229 |  | Live | Tradewinds Climate Systems, LLC | BOREAL | Singlezone Ducted, Centrally Ducted | 212436229 |  | HRCU-A-C | ENVBR36HPJ1OA |  | ENVBR24C |  |  |  | 11 | 15.2 | 8.5 | FALSE | FALSE | TRUE | 23000 | 15000 | 1.88 | 17600 | 2.08
212924884 |  | Live | GE Appliances, a Haier Company | GE APPLIANCES | Singlezone Ducted, Centrally Ducted | 212924884 |  | HRCU-A-CB | AUH4860ZGDA* |  | D(A,C,E)60D44+TDR |  |  |  | 9.5 | 15.2 | 8.5 | FALSE | FALSE | FALSE | 50500 | 35200 | 2.1 | 36900 | 2.08
212924882 |  | Live | GE Appliances, a Haier Company | GE APPLIANCES | Singlezone Ducted, Centrally Ducted | 212924882 |  | HRCU-A-CB | AUH4860ZGDA* |  | C(A,C,D,E)60C44+TDR |  |  |  | 9.5 | 15.2 | 8.5 | FALSE | FALSE | FALSE | 50500 | 35200 | 2.1 | 36900 | 2.08
212924881 |  | Live | GE Appliances, a Haier Company | GE APPLIANCES | Singlezone Ducted, Centrally Ducted | 212924881 |  | HRCU-A-CB | AUH4860ZGDA* |  | C(A,C,D,E)60B44+TDR |  |  |  | 9.5 | 15.2 | 8.5 | FALSE | FALSE | FALSE | 50500 | 35200 | 2.1 | 36900 | 2.08
212924880 |  | Live | GE Appliances, a Haier Company | GE APPLIANCES | Singlezone Ducted, Centrally Ducted | 212924880 |  | HRCU-A-CB | AUH4860ZGDA* |  | C(A,C,D,E)60A44+TDR |  |  |  | 9.5 | 15.2 | 8.5 | FALSE | FALSE | FALSE | 50500 | 35200 | 2.1 | 36900 | 2.08
212924879 |  | Live | GE Appliances, a Haier Company | GE APPLIANCES | Singlezone Ducted, Centrally Ducted | 212924879 |  | HRCU-A-CB | AUH4860ZGDA* |  | D(A,C,E)61C44+TDR |  |  |  | 10 | 15.2 | 8.5 | FALSE | FALSE | TRUE | 47000 | 31200 | 2.1 | 32700 | 2.08
212924878 |  | Live | GE Appliances, a Haier Company | GE APPLIANCES | Singlezone Ducted, Centrally Ducted | 212924878 |  | HRCU-A-CB | AUH4860ZGDA* |  | C(A,C,D,E)48D44+TDR |  |  |  | 10 | 15.2 | 8.5 | FALSE | FALSE | TRUE | 47000 | 31200 | 2.1 | 32700 | 2.08
212924877 |  | Live | GE Appliances, a Haier Company | GE APPLIANCES | Singlezone Ducted, Centrally Ducted | 212924877 |  | HRCU-A-CB | AUH4860ZGDA* |  | C(A,C,D,E)48C44+TDR |  |  |  | 10 | 15.2 | 8.5 | FALSE | FALSE | TRUE | 47000 | 31200 | 2.1 | 32700 | 2.08
212924876 |  | Live | GE Appliances, a Haier Company | GE APPLIANCES | Singlezone Ducted, Centrally Ducted | 212924876 |  | HRCU-A-CB | AUH2436ZGDA* |  | D(A,C,E)36B34+TDR |  |  |  | 9.5 | 15.2 | 8.5 | FALSE | FALSE | FALSE | 32000 | 22000 | 2 | 23100 | 1.99
212924875 |  | Live | GE Appliances, a Haier Company | GE APPLIANCES | Singlezone Ducted, Centrally Ducted | 212924875 |  | HRCU-A-CB | AUH2436ZGDA* |  | C(A,C,E)37C24+TDR |  |  |  | 9.5 | 15.2 | 8.5 | FALSE | FALSE | FALSE | 32000 | 22000 | 2 | 23100 | 1.99
212924874 |  | Live | GE Appliances, a Haier Company | GE APPLIANCES | Singlezone Ducted, Centrally Ducted | 212924874 |  | HRCU-A-CB | AUH2436ZGDA* |  | D(A,C,E)25B34+TDR |  |  |  | 11 | 15.2 | 8.5 | FALSE | FALSE | TRUE | 23000 | 15000 | 2.1 | 17600 | 2.08
212924873 |  | Live | GE Appliances, a Haier Company | GE APPLIANCES | Singlezone Ducted, Centrally Ducted | 212924873 |  | HRCU-A-CB | AUH2436ZGDA* |  | D(A,C,E)24D34+TDR |  |  |  | 11 | 15.2 | 8.5 | FALSE | FALSE | TRUE | 23000 | 15000 | 2.1 | 17600 | 2.08
212924872 |  | Live | GE Appliances, a Haier Company | GE APPLIANCES | Singlezone Ducted, Centrally Ducted | 212924872 |  | HRCU-A-CB | AUH2436ZGDA* |  | D(A,C,E)24C34+TDR |  |  |  | 11 | 15.2 | 8.5 | FALSE | FALSE | TRUE | 23000 | 15000 | 2.1 | 17600 | 2.08
212924871 |  | Live | GE Appliances, a Haier Company | GE APPLIANCES | Singlezone Ducted, Centrally Ducted | 212924871 |  | HRCU-A-CB | AUH2436ZGDA* |  | D(A,C,E)24A44+TDR |  |  |  | 11 | 15.2 | 8.5 | FALSE | FALSE | TRUE | 23000 | 15000 | 2.1 | 17600 | 2.08
210586028 |  | Live | GE Appliances, a Haier Company | GE APPLIANCES | Multizone Mix of Ducted and Non-Ducted | 210586028 |  | HMSV-A-CB | ASH542JCDD** | Mixed Ducted and Non-Ducted Indoor Units |  |  |  |  | 7.5 | 16.4 | 8.8 | FALSE | FALSE | FALSE | 41000 | 25000 | 2.4 | 27500 | 2.3
210585476 |  | Live | GE Appliances, a Haier Company | HAIER | Multizone Mix of Ducted and Non-Ducted | 210585476 |  | HMSV-A-CB | 5U42MS2HD** | Mixed Ducted and Non-Ducted Indoor Units |  |  |  |  | 7.5 | 16.4 | 8.8 | FALSE | FALSE | FALSE | 41000 | 25000 | 2.4 | 27500 | 2.3
210474664 |  | Live | GE Appliances, a Haier Company | GE APPLIANCES | Multizone Mix of Ducted and Non-Ducted | 210474664 |  | HMSV-A-CB | ASH436NCDD** | Mixed Ducted and Non-Ducted Indoor Units |  |  |  |  | 9.05 | 17.35 | 9.05 | FALSE | FALSE | FALSE | 33200 | 21800 | 2.5 | 23100 | 2.3
210474663 |  | Live | GE Appliances, a Haier Company | GE APPLIANCES | Multizone Mix of Ducted and Non-Ducted | 210474663 |  | HMSV-A-CB | ASH324NCDD** | Mixed Ducted and Non-Ducted Indoor Units |  |  |  |  | 11.5 | 18.25 | 9.85 | FALSE | FALSE | TRUE | 21600 | 17200 | 2.5 | 18920 | 2.39
210474662 |  | Live | GE Appliances, a Haier Company | GE APPLIANCES | Multizone Mix of Ducted and Non-Ducted | 210474662 |  | HMSV-A-CB | ASH220NCDD** | Mixed Ducted and Non-Ducted Indoor Units |  |  |  |  | 11.5 | 17 | 10 | FALSE | FALSE | TRUE | 17600 | 14400 | 2.5 | 15840 | 2.39
210474661 |  | Live | GE Appliances, a Haier Company | HAIER | Multizone Mix of Ducted and Non-Ducted | 210474661 |  | HMSV-A-CB | 4U36EH2HD** | Mixed Ducted and Non-Ducted Indoor Units |  |  |  |  | 9.05 | 17.35 | 9.05 | FALSE | FALSE | FALSE | 33200 | 21800 | 2.5 | 23100 | 2.3
210474660 |  | Live | GE Appliances, a Haier Company | HAIER | Multizone Mix of Ducted and Non-Ducted | 210474660 |  | HMSV-A-CB | 3U24EH2HD** | Mixed Ducted and Non-Ducted Indoor Units |  |  |  |  | 11.5 | 18.25 | 9.85 | FALSE | FALSE | TRUE | 21600 | 17200 | 2.5 | 18920 | 2.39
210474659 |  | Live | GE Appliances, a Haier Company | HAIER | Multizone Mix of Ducted and Non-Ducted | 210474659 |  | HMSV-A-CB | 2U20EH2HD** | Mixed Ducted and Non-Ducted Indoor Units |  |  |  |  | 11.5 | 17 | 10 | FALSE | FALSE | TRUE | 17600 | 14400 | 2.5 | 15840 | 2.39
206918555 |  | Live | Trane U.S. Inc. | TRANE | Singlezone Ducted, Centrally Ducted | 206918555 |  | HRCU-A-CB | 4TWL9036A1 |  | TEM6A0D48H41+TDR+RP | 12.5 | 17.1 | 9.6 |  |  |  | FALSE | FALSE | FALSE | 36000 | 22200 | 2.18 | 22400 | 2.98
207430583 |  | Live | Johnson Controls Inc. (York International Norman) | YORK | Singlezone Ducted, Centrally Ducted | 207430583 |  | HRCU-A-CB | HMH72B481 | Ducted Indoor Units | XAFC60HXXN1+ME16CN21+TXV | 10 | 17.75 | 9 |  |  |  | FALSE | FALSE | FALSE | 48000 | 30400 | 2.5 | 30400 | 2.5
207434702 |  | Live | Johnson Controls Inc. (York International Norman) | COLEMAN | Singlezone Ducted, Centrally Ducted | 207434702 |  | HRCU-A-CB | HMH72B481 | Ducted Indoor Units | XAFC60HXXN1+ME16CN21+TXV | 10 | 17.75 | 9 |  |  |  | FALSE | FALSE | FALSE | 48000 | 30400 | 2.5 | 30400 | 2.5
207434703 |  | Live | Johnson Controls Inc. (York International Norman) | LUXAIRE | Singlezone Ducted, Centrally Ducted | 207434703 |  | HRCU-A-CB | HMH72B481 | Ducted Indoor Units | XAFC60HXXN1+ME16CN21+TXV | 10 | 17.75 | 9 |  |  |  | FALSE | FALSE | FALSE | 48000 | 30400 | 2.5 | 30400 | 2.5
207434714 |  | Live | Johnson Controls Inc. (York International Norman) | FRASER-JOHNSTON | Singlezone Ducted, Centrally Ducted | 207434714 |  | HRCU-A-CB | HMH72B481 | Ducted Indoor Units | XAFC60HXXN1+ME16CN21+TXV | 10 | 17.75 | 9 |  |  |  | FALSE | FALSE | FALSE | 48000 | 30400 | 2.5 | 30400 | 2.5
207434715 |  | Live | Johnson Controls Inc. (York International Norman) | CHAMPION HEATING AND COOLING | Singlezone Ducted, Centrally Ducted | 207434715 |  | HRCU-A-CB | HMH72B481 | Ducted Indoor Units | XAFC60HXXN1+ME16CN21+TXV | 10 | 17.75 | 9 |  |  |  | FALSE | FALSE | FALSE | 48000 | 30400 | 2.5 | 30400 | 2.5
201923703 |  | Live | Trane U.S. Inc. | TRANE | Singlezone Ducted, Centrally Ducted | 201923703 |  | HRCU-A-CB | 4TWL9036A1 |  | TAM9A0C36V31 | 12 | 17.5 | 10.5 |  |  |  | FALSE | FALSE | TRUE | 35600 | 22800 | 2.27 | 22800 | 2.97
208499839 |  | Live | Johnson Controls Inc. (York International Norman) | YORK | Singlezone Ducted, Centrally Ducted | 208499839 |  | HRCU-A-CB | HMH72B481 | Ducted Indoor Units | JHVTC60HXXC2N1+TXV | 10 | 18.5 | 9.5 |  |  |  | FALSE | FALSE | FALSE | 48000 | 29800 | 2.52 | 29800 | 2.52
208501153 |  | Live | Johnson Controls Inc. (York International Norman) | COLEMAN | Singlezone Ducted, Centrally Ducted | 208501153 |  | HRCU-A-CB | HMH72B481 | Ducted Indoor Units | JHVTC60HXXC2N1+TXV | 10 | 18.5 | 9.5 |  |  |  | FALSE | FALSE | FALSE | 48000 | 29800 | 2.52 | 29800 | 2.52
208501156 |  | Live | Johnson Controls Inc. (York International Norman) | LUXAIRE | Singlezone Ducted, Centrally Ducted | 208501156 |  | HRCU-A-CB | HMH72B481 | Ducted Indoor Units | JHVTC60HXXC2N1+TXV | 10 | 18.5 | 9.5 |  |  |  | FALSE | FALSE | FALSE | 48000 | 29800 | 2.52 | 29800 | 2.52
208501158 |  | Live | Johnson Controls Inc. (York International Norman) | FRASER-JOHNSTON | Singlezone Ducted, Centrally Ducted | 208501158 |  | HRCU-A-CB | HMH72B481 | Ducted Indoor Units | JHVTC60HXXC2N1+TXV | 10 | 18.5 | 9.5 |  |  |  | FALSE | FALSE | FALSE | 48000 | 29800 | 2.52 | 29800 | 2.52
206918553 |  | Live | Trane U.S. Inc. | TRANE | Singlezone Ducted, Centrally Ducted | 206918553 |  | HRCU-A-CB | 4TWL9036A1 |  | TEM6A0C36H31+TDR+RP | 12.1 | 17.3 | 9.6 |  |  |  | FALSE | FALSE | FALSE | 35800 | 22200 | 2.21 | 22200 | 2.94
208501159 |  | Live | Johnson Controls Inc. (York International Norman) | CHAMPION HEATING AND COOLING | Singlezone Ducted, Centrally Ducted | 208501159 |  | HRCU-A-CB | HMH72B481 | Ducted Indoor Units | JHVTC60HXXC2N1+TXV | 10 | 18.5 | 9.5 |  |  |  | FALSE | FALSE | FALSE | 48000 | 29800 | 2.52 | 29800 | 2.52
208614075 |  | Live | Johnson Controls Inc. (York International Norman) | COLEMAN | Singlezone Ducted, Centrally Ducted | 208614075 |  | HRCU-A-CB | HMH72B481 | Ducted Indoor Units | JHVTD42FBCC2N1 | 10 | 18.5 | 9.5 |  |  |  | FALSE | FALSE | FALSE | 48000 | 29800 | 2.52 | 29800 | 2.52
208614076 |  | Live | Johnson Controls Inc. (York International Norman) | LUXAIRE | Singlezone Ducted, Centrally Ducted | 208614076 |  | HRCU-A-CB | HMH72B481 | Ducted Indoor Units | JHVTD42FBCC2N1 | 10 | 18.5 | 9.5 |  |  |  | FALSE | FALSE | FALSE | 48000 | 29800 | 2.52 | 29800 | 2.52
208614083 |  | Live | Johnson Controls Inc. (York International Norman) | FRASER-JOHNSTON | Singlezone Ducted, Centrally Ducted | 208614083 |  | HRCU-A-CB | HMH72B481 | Ducted Indoor Units | JHVTD42FBCC2N1 | 10 | 18.5 | 9.5 |  |  |  | FALSE | FALSE | FALSE | 48000 | 29800 | 2.52 | 29800 | 2.52
208614084 |  | Live | Johnson Controls Inc. (York International Norman) | CHAMPION HEATING AND COOLING | Singlezone Ducted, Centrally Ducted | 208614084 |  | HRCU-A-CB | HMH72B481 | Ducted Indoor Units | JHVTD42FBCC2N1 | 10 | 18.5 | 9.5 |  |  |  | FALSE | FALSE | FALSE | 48000 | 29800 | 2.52 | 29800 | 2.52
208206712 |  | Live | Johnson Controls Inc. (York International Norman) | YORK | Singlezone Ducted, Centrally Ducted | 208206712 |  | HRCU-A-CB | HMH72B481 | Ducted Indoor Units | XAHC60HXXN1+MVC16CN21+TXV | 10 | 18.25 | 9 |  |  |  | FALSE | FALSE | FALSE | 48000 | 29200 | 2.48 | 29200 | 2.48
208400397 |  | Live | Johnson Controls Inc. (York International Norman) | COLEMAN | Singlezone Ducted, Centrally Ducted | 208400397 |  | HRCU-A-CB | HMH72B481 | Ducted Indoor Units | XAHC60HXXN1+MVC16CN21+TXV | 10 | 18.25 | 9 |  |  |  | FALSE | FALSE | FALSE | 48000 | 29200 | 2.48 | 29200 | 2.48
208400402 |  | Live | Johnson Controls Inc. (York International Norman) | LUXAIRE | Singlezone Ducted, Centrally Ducted | 208400402 |  | HRCU-A-CB | HMH72B481 | Ducted Indoor Units | XAHC60HXXN1+MVC16CN21+TXV | 10 | 18.25 | 9 |  |  |  | FALSE | FALSE | FALSE | 48000 | 29200 | 2.48 | 29200 | 2.48
208400409 |  | Live | Johnson Controls Inc. (York International Norman) | FRASER-JOHNSTON | Singlezone Ducted, Centrally Ducted | 208400409 |  | HRCU-A-CB | HMH72B481 | Ducted Indoor Units | XAHC60HXXN1+MVC16CN21+TXV | 10 | 18.25 | 9 |  |  |  | FALSE | FALSE | FALSE | 48000 | 29200 | 2.48 | 29200 | 2.48
208400414 |  | Live | Johnson Controls Inc. (York International Norman) | CHAMPION HEATING AND COOLING | Singlezone Ducted, Centrally Ducted | 208400414 |  | HRCU-A-CB | HMH72B481 | Ducted Indoor Units | XAHC60HXXN1+MVC16CN21+TXV | 10 | 18.25 | 9 |  |  |  | FALSE | FALSE | FALSE | 48000 | 29200 | 2.48 | 29200 | 2.48
206918554 |  | Live | Trane U.S. Inc. | TRANE | Singlezone Ducted, Centrally Ducted | 206918554 |  | HRCU-A-CB | 4TWL9036A1 |  | TEM6A0C42H41+TDR+RP | 12.2 | 17.4 | 9.6 |  |  |  | FALSE | FALSE | FALSE | 36200 | 22400 | 2.26 | 22400 | 2.9
208121849 |  | Live | Midea Electric Trading | ECO-AIR | Singlezone Non-Ducted, Wall Placement | 208121849 |  | HRCU-A-CB-O | MOD30U-30HFN1-M(GA) | Mini-Splits | MSAGF-30HRFN1-MT0W | 12.2 | 21 | 10.5 | 12.2 | 21 | 8.7 | TRUE | FALSE | FALSE | 30000 | 20000 | 1.87 | 23000 | 2.1
208121886 |  | Live | Midea Electric Trading | ALSETRIA | Singlezone Non-Ducted, Wall Placement | 208121886 |  | HRCU-A-CB-O | MOD30U-30HFN1-M(GA) | Mini-Splits | MSAGF-30HRFN1-MT0W | 12.2 | 21 | 10.5 | 12.2 | 21 | 8.7 | TRUE | FALSE | FALSE | 30000 | 20000 | 1.87 | 23000 | 2.1
208141953 |  | Live | Midea Electric Trading | PIONEER | Singlezone Ducted, Compact Ducted | 208141953 |  | HRCU-A-CB | YN018GMFI22RPE | Mini-Splits | RB018GMFILDFHD | 12.5 | 20.5 | 11 | 12.5 | 20 | 10.6 | TRUE | FALSE | TRUE | 17000 | 12600 | 2.66 | 14100 | 2.4
207743756 |  | Live | Midea Electric Trading | DIRECT AIR | Singlezone Ducted, Compact Ducted | 207743756 |  | HRCU-A-CB | DIRM-18DA25-1Z | Mini-Splits | DIRM-18HP-DUV | 12.5 | 20.5 | 11 | 12.5 | 20 | 10.6 | TRUE | FALSE | TRUE | 17000 | 12600 | 2.66 | 14100 | 2.4
207743755 |  | Live | Midea Electric Trading | DIRECT AIR | Singlezone Ducted, Compact Ducted | 207743755 |  | HRCU-A-CB | DIRM-18DA25-1Z | Mini-Splits | DIRM-18HP-DUH | 12.5 | 20.5 | 11 | 12.5 | 20 | 10.6 | TRUE | FALSE | TRUE | 17000 | 12600 | 2.66 | 14100 | 2.4
208141956 |  | Live | Midea Electric Trading | PIONEER | Singlezone Non-Ducted, Floor Placement | 208141956 |  | HRCU-A-CB-O | YN018GMFI22RPE | Mini-Splits | UB018GMFILCFHD | 12.5 | 21.5 | 10.5 | 12.5 | 23 | 10 | TRUE | FALSE | TRUE | 18000 | 12800 | 2.52 | 14200 | 2.29
207743730 |  | Live | Midea Electric Trading | DIRECT AIR | Singlezone Non-Ducted, Floor Placement | 207743730 |  | HRCU-A-CB-O | DIRM-18DA25-1Z | Mini-Splits | DIRM-18HP-CF | 12.5 | 21.5 | 10.5 | 12.5 | 23 | 10 | TRUE | FALSE | TRUE | 18000 | 12800 | 2.52 | 14200 | 2.29
207743721 |  | Live | Midea Electric Trading | DIRECT AIR | Singlezone Non-Ducted, Wall Placement | 207743721 |  | HRCU-A-CB-O | DIRM-18DA25-1Z | Mini-Splits | DIRM-18HP-WM | 12.5 | 22.6 | 12 | 12.5 | 23.5 | 10.8 | TRUE | FALSE | TRUE | 18000 | 14900 | 2.48 | 15934 | 2.37
208552815 |  | Live | Midea Electric Trading | MRCOOL | Singlezone Non-Ducted, Wall Placement | 208552815 |  | HRCU-A-CB-O | O-ES-18-HP-C-230B | Mini-Splits | O-18-HP-WMAH-230B | 12.5 | 22.6 | 12 | 12.5 | 23.5 | 10.8 | TRUE | FALSE | TRUE | 18000 | 14900 | 2.48 | 15934 | 2.37
208500445 |  | Live | Johnson Controls Inc. (York International Norman) | YORK | Singlezone Ducted, Centrally Ducted | 208500445 |  | HRCU-A-CB | HMH72B481 | Ducted Indoor Units | JHVTD60JXXC2N1+TXV | 10.25 | 18.5 | 9.5 |  |  |  | FALSE | FALSE | FALSE | 48000 | 29800 | 2.6 | 29800 | 2.6
208503452 |  | Live | Johnson Controls Inc. (York International Norman) | COLEMAN | Singlezone Ducted, Centrally Ducted | 208503452 |  | HRCU-A-CB | HMH72B481 | Ducted Indoor Units | JHVTD60JXXC2N1+TXV | 10.25 | 18.5 | 9.5 |  |  |  | FALSE | FALSE | FALSE | 48000 | 29800 | 2.6 | 29800 | 2.6
208503457 |  | Live | Johnson Controls Inc. (York International Norman) | LUXAIRE | Singlezone Ducted, Centrally Ducted | 208503457 |  | HRCU-A-CB | HMH72B481 | Ducted Indoor Units | JHVTD60JXXC2N1+TXV | 10.25 | 18.5 | 9.5 |  |  |  | FALSE | FALSE | FALSE | 48000 | 29800 | 2.6 | 29800 | 2.6
208503459 |  | Live | Johnson Controls Inc. (York International Norman) | FRASER-JOHNSTON | Singlezone Ducted, Centrally Ducted | 208503459 |  | HRCU-A-CB | HMH72B481 | Ducted Indoor Units | JHVTD60JXXC2N1+TXV | 10.25 | 18.5 | 9.5 |  |  |  | FALSE | FALSE | FALSE | 48000 | 29800 | 2.6 | 29800 | 2.6
208503463 |  | Live | Johnson Controls Inc. (York International Norman) | CHAMPION HEATING AND COOLING | Singlezone Ducted, Centrally Ducted | 208503463 |  | HRCU-A-CB | HMH72B481 | Ducted Indoor Units | JHVTD60JXXC2N1+TXV | 10.25 | 18.5 | 9.5 |  |  |  | FALSE | FALSE | FALSE | 48000 | 29800 | 2.6 | 29800 | 2.6
208613193 |  | Live | Johnson Controls Inc. (York International Norman) | YORK | Singlezone Ducted, Centrally Ducted | 208613193 |  | HRCU-A-CB | HMH72B481 | Ducted Indoor Units | JHVTD60JBCC2N1 | 10.25 | 18.5 | 9.5 |  |  |  | FALSE | FALSE | FALSE | 48000 | 29800 | 2.6 | 29800 | 2.6
208614073 |  | Live | Johnson Controls Inc. (York International Norman) | COLEMAN | Singlezone Ducted, Centrally Ducted | 208614073 |  | HRCU-A-CB | HMH72B481 | Ducted Indoor Units | JHVTD60JBCC2N1 | 10.25 | 18.5 | 9.5 |  |  |  | FALSE | FALSE | FALSE | 48000 | 29800 | 2.6 | 29800 | 2.6
208614078 |  | Live | Johnson Controls Inc. (York International Norman) | LUXAIRE | Singlezone Ducted, Centrally Ducted | 208614078 |  | HRCU-A-CB | HMH72B481 | Ducted Indoor Units | JHVTD60JBCC2N1 | 10.25 | 18.5 | 9.5 |  |  |  | FALSE | FALSE | FALSE | 48000 | 29800 | 2.6 | 29800 | 2.6
208614081 |  | Live | Johnson Controls Inc. (York International Norman) | FRASER-JOHNSTON | Singlezone Ducted, Centrally Ducted | 208614081 |  | HRCU-A-CB | HMH72B481 | Ducted Indoor Units | JHVTD60JBCC2N1 | 10.25 | 18.5 | 9.5 |  |  |  | FALSE | FALSE | FALSE | 48000 | 29800 | 2.6 | 29800 | 2.6
208614086 |  | Live | Johnson Controls Inc. (York International Norman) | CHAMPION HEATING AND COOLING | Singlezone Ducted, Centrally Ducted | 208614086 |  | HRCU-A-CB | HMH72B481 | Ducted Indoor Units | JHVTD60JBCC2N1 | 10.25 | 18.5 | 9.5 |  |  |  | FALSE | FALSE | FALSE | 48000 | 29800 | 2.6 | 29800 | 2.6
208101239 |  | Live | Midea Electric Trading | PIONEER | Singlezone Non-Ducted, Wall Placement | 208101239 |  | HRCU-A-CB-O | YN012GMFI22RPE | Mini-Splits | WS012GMFI22HLE | 12.5 | 22 | 10.8 | 12.5 | 23.1 | 9.3 | TRUE | FALSE | FALSE | 12000 | 8200 | 2.25 | 9543 | 2.39
201923696 |  | Live | Trane U.S. Inc. | TRANE | Singlezone Ducted, Centrally Ducted | 201923696 |  | HRCU-A-CB | 4TWL9024A1 |  | TAM9A0B30V31 | 13 | 19.5 | 11.5 |  |  |  | FALSE | FALSE | FALSE | 23600 | 13000 | 1.28 | 13000 | 3
208206708 |  | Live | Johnson Controls Inc. (York International Norman) | YORK | Singlezone Ducted, Centrally Ducted | 208206708 |  | HRCU-A-CB | HMH72B481 | Ducted Indoor Units | XAHD60JXXN1+ME14DN21+TXV | 9.75 | 17.75 | 9 |  |  |  | FALSE | FALSE | FALSE | 46500 | 28800 | 2.44 | 28800 | 2.44
208101237 |  | Live | Midea Electric Trading | PIONEER | Singlezone Non-Ducted, Wall Placement | 208101237 |  | HRCU-A-CB-O | YN012AMFI22RPE | Mini-Splits | WS012AMFI22HLE | 12.5 | 21.5 | 11.5 | 12.5 | 22.7 | 10 | TRUE | FALSE | TRUE | 12000 | 8400 | 2.77 | 8448 | 2.27
208400398 |  | Live | Johnson Controls Inc. (York International Norman) | COLEMAN | Singlezone Ducted, Centrally Ducted | 208400398 |  | HRCU-A-CB | HMH72B481 | Ducted Indoor Units | XAHD60JXXN1+ME14DN21+TXV | 9.75 | 17.75 | 9 |  |  |  | FALSE | FALSE | FALSE | 46500 | 28800 | 2.44 | 28800 | 2.44
208400401 |  | Live | Johnson Controls Inc. (York International Norman) | LUXAIRE | Singlezone Ducted, Centrally Ducted | 208400401 |  | HRCU-A-CB | HMH72B481 | Ducted Indoor Units | XAHD60JXXN1+ME14DN21+TXV | 9.75 | 17.75 | 9 |  |  |  | FALSE | FALSE | FALSE | 46500 | 28800 | 2.44 | 28800 | 2.44
208400410 |  | Live | Johnson Controls Inc. (York International Norman) | FRASER-JOHNSTON | Singlezone Ducted, Centrally Ducted | 208400410 |  | HRCU-A-CB | HMH72B481 | Ducted Indoor Units | XAHD60JXXN1+ME14DN21+TXV | 9.75 | 17.75 | 9 |  |  |  | FALSE | FALSE | FALSE | 46500 | 28800 | 2.44 | 28800 | 2.44
208400413 |  | Live | Johnson Controls Inc. (York International Norman) | CHAMPION HEATING AND COOLING | Singlezone Ducted, Centrally Ducted | 208400413 |  | HRCU-A-CB | HMH72B481 | Ducted Indoor Units | XAHD60JXXN1+ME14DN21+TXV | 9.75 | 17.75 | 9 |  |  |  | FALSE | FALSE | FALSE | 46500 | 28800 | 2.44 | 28800 | 2.44
208101236 |  | Live | Midea Electric Trading | PIONEER | Singlezone Non-Ducted, Wall Placement | 208101236 |  | HRCU-A-CB-O | YN009AMFI22RPE | Mini-Splits | WS009AMFI22HLE | 12.5 | 21.5 | 11.5 | 12.5 | 22.7 | 10 | TRUE | FALSE | TRUE | 12000 | 8400 | 2.77 | 8448 | 2.27
208552804 |  | Live | Midea Electric Trading | MRCOOL | Singlezone Non-Ducted, Wall Placement | 208552804 |  | HRCU-A-CB-O | A-18-HP-C-230C | Mini-Splits | A-18-HP-WMAH-230C | 10.5 | 19 | 10 | 10.5 | 19 | 8.7 | FALSE | FALSE | FALSE | 18000 | 11500 | 2.57 | 14370 | 2.49
208101249 |  | Live | Midea Electric Trading | PIONEER | Singlezone Non-Ducted, Wall Placement | 208101249 |  | HRCU-A-CB-O | YN018GMFI20RPD | Mini-Splits | WS018GMFI20HLD | 10.5 | 19 | 10 | 10.5 | 19 | 8.7 | FALSE | FALSE | FALSE | 18000 | 11500 | 2.57 | 14370 | 2.49
208552799 |  | Live | Midea Electric Trading | MRCOOL | Singlezone Non-Ducted, Wall Placement | 208552799 |  | HRCU-A-CB-O | A-12-HP-C-115C | Mini-Splits | A-09-HP-WMAH-230C | 12.6 | 21.5 | 10 | 12.6 | 21.7 | 9.1 | FALSE | FALSE | FALSE | 9000 | 6900 | 2.53 | 7500 | 2.02
208101235 |  | Live | Midea Electric Trading | PIONEER | Singlezone Non-Ducted, Wall Placement | 208101235 |  | HRCU-A-CB-O | YN009GMFI20RPD | Mini-Splits | WS009GMFI20HLD | 12.6 | 21.5 | 10 | 12.6 | 21.7 | 9.1 | TRUE | FALSE | FALSE | 9000 | 6900 | 2.53 | 7500 | 2.02
205965728 |  | Live | Daikin North America, LLC | AMANA DISTINCTIONS | Singlezone Ducted, Centrally Ducted | 205965728 |  | HRCU-A-CB | GVZC200481A* |  | CA*F4961*6D*+MBVC2000**-1A*+TXV | 13 | 20 | 10 |  |  |  | FALSE | FALSE | FALSE | 46500 | 26600 | 2.85 | 34000 | 2.4
205965727 |  | Live | Daikin North America, LLC | AMANA DISTINCTIONS | Singlezone Ducted, Centrally Ducted | 205965727 |  | HRCU-A-CB | GVZC200361A* |  | CA*F3743*6D*+MBVC1600**-1A*+TXV | 14 | 21 | 10 |  |  |  | FALSE | FALSE | FALSE | 35400 | 18200 | 2.46 | 28800 | 2.27
205965731 |  | Live | Daikin North America, LLC | AMANA DISTINCTIONS | Singlezone Ducted, Centrally Ducted | 205965731 |  | HRCU-A-CB | GVZC200241A* |  | CA*F3137*6A*+MBVC1200**-1A*+TXV | 13 | 21 | 10 |  |  |  | FALSE | FALSE | FALSE | 23800 | 13000 | 2.61 | 15200 | 2.45
208552794 |  | Live | Midea Electric Trading | MRCOOL | Singlezone Non-Ducted, Wall Placement | 208552794 |  | HRCU-A-CB-O | A-09-HP-C-115C | Mini-Splits | A-09-HP-WMAH-115C | 12.5 | 20.5 | 10 | 12.5 | 21.5 | 9 | TRUE | FALSE | FALSE | 9000 | 6800 | 2.46 | 8044 | 2.12
205965759 |  | Live | Daikin North America, LLC | AMANA DISTINCTIONS | Singlezone Ducted, Centrally Ducted | 205965759 |  | HRCU-A-CB | GVZC200241A* |  | CA*F3636*6D*+MBVC1201**-1A*+TXV | 13 | 20 | 10 |  |  |  | FALSE | FALSE | FALSE | 23200 | 13000 | 2.57 | 15200 | 2.45
205965751 |  | Live | Daikin North America, LLC | AMANA DISTINCTIONS | Singlezone Ducted, Centrally Ducted | 205965751 |  | HRCU-A-CB | GVZC200241A* |  | CHPF3636B6C*+MBVC1200**-1A*+TXV | 13 | 21 | 10 |  |  |  | FALSE | FALSE | FALSE | 23400 | 13000 | 2.61 | 15200 | 2.45
205965746 |  | Live | Daikin North America, LLC | AMANA DISTINCTIONS | Singlezone Ducted, Centrally Ducted | 205965746 |  | HRCU-A-CB | GVZC200241A* |  | CA*F3743*6D*+MBVC1200**-1A*+TXV | 13 | 21 | 10 |  |  |  | FALSE | FALSE | FALSE | 23800 | 13000 | 2.63 | 15200 | 2.45
205965754 |  | Live | Daikin North America, LLC | AMANA DISTINCTIONS | Singlezone Ducted, Centrally Ducted | 205965754 |  | HRCU-A-CB | GVZC200241A* |  | CHPF3642C6C*+MBVC1200**-1A*+TXV | 13 | 21 | 10 |  |  |  | FALSE | FALSE | FALSE | 23400 | 13000 | 2.61 | 15200 | 2.45
205965757 |  | Live | Daikin North America, LLC | AMANA DISTINCTIONS | Singlezone Ducted, Centrally Ducted | 205965757 |  | HRCU-A-CB | GVZC200241A* |  | AVPEC25B14A* | 13 | 21 | 10 |  |  |  | FALSE | FALSE | FALSE | 23000 | 13600 | 2.61 | 15200 | 2.45
205965758 |  | Live | Daikin North America, LLC | AMANA DISTINCTIONS | Singlezone Ducted, Centrally Ducted | 205965758 |  | HRCU-A-CB | GVZC200241A* |  | CA*F3137*6A*+MBVC1201**-1A*+TXV | 13 | 21 | 10 |  |  |  | FALSE | FALSE | FALSE | 23800 | 13000 | 2.61 | 15200 | 2.45
208101234 |  | Live | Midea Electric Trading | PIONEER | Singlezone Non-Ducted, Wall Placement | 208101234 |  | HRCU-A-CB-O | YN009AMFI20RPD | Mini-Splits | WS009AMFI20HLD | 12.5 | 20.5 | 10 | 12.5 | 21.5 | 9 | TRUE | FALSE | FALSE | 9000 | 6800 | 2.46 | 8044 | 2.12
214521880 |  | Live | Midea Electric Trading | CIAC | Singlezone Non-Ducted, Wall Placement | 214521880 |  | HRCU-A-CB-O | CG420B-X024PH3N1H | Mini-Splits | CH420B-X024-H3N1H | 9.5 | 18.5 | 10.2 | 9.5 | 18.5 | 8.6 | FALSE | FALSE | FALSE | 24000 | 16500 | 2.38 | 19257 | 2.11
214521882 |  | Live | Midea Electric Trading | CIAC | Singlezone Non-Ducted, Wall Placement | 214521882 |  | HRCU-A-CB-O | CG420B-X012PH1N1H | Mini-Splits | CH420B-X012-H1N1H | 10.3 | 20 | 10.8 | 10.3 | 20.8 | 8.7 | FALSE | FALSE | FALSE | 12000 | 7800 | 2.31 | 8200 | 1.35
214438133 |  | Live | Midea Electric Trading | GOODMAN | Multizone Mix of Ducted and Non-Ducted | 214438133 |  | HMSV-A-CB | MST363G22MHAA | Mixed Ducted and Non-Ducted Indoor Units |  |  |  |  | 12 | 20.2 | 10.45 | TRUE | TRUE | TRUE | 36000 | 28600 | 2.35 | 36500 | 2.25
214438131 |  | Live | Midea Electric Trading | GOODMAN | Multizone All Non-Ducted | 214438131 |  | HMSR-A-CB-O | MST363G22MHAA | Non-Ducted Indoor Units |  |  |  |  | 12 | 21 | 10.9 | TRUE | TRUE | TRUE | 36000 | 27400 | 2.5 | 37000 | 2.31
214438132 |  | Live | Midea Electric Trading | GOODMAN | Multizone All Ducted | 214438132 |  | HMSV-A-CB | MST363G22MHAA | Ducted Indoor Units |  |  |  |  | 12 | 19.4 | 10 | TRUE | TRUE | TRUE | 36000 | 30000 | 2.2 | 36000 | 2.2
214438130 |  | Live | Midea Electric Trading | GOODMAN | Multizone Mix of Ducted and Non-Ducted | 214438130 |  | HMSV-A-CB | MST273G22MHAA | Mixed Ducted and Non-Ducted Indoor Units |  |  |  |  | 11.8 | 19.75 | 9.8 | TRUE | TRUE | TRUE | 27000 | 22600 | 2.35 | 29900 | 2.19
214438129 |  | Live | Midea Electric Trading | GOODMAN | Multizone All Ducted | 214438129 |  | HMSV-A-CB | MST273G22MHAA | Ducted Indoor Units |  |  |  |  | 11.8 | 19 | 10 | TRUE | TRUE | TRUE | 27000 | 23000 | 2.4 | 29000 | 2.18
214438128 |  | Live | Midea Electric Trading | GOODMAN | Multizone All Non-Ducted | 214438128 |  | HMSR-A-CB-O | MST273G22MHAA | Non-Ducted Indoor Units |  |  |  |  | 11.8 | 20.5 | 9.6 | TRUE | TRUE | TRUE | 27000 | 22400 | 2.3 | 30800 | 2.2
214442643 |  | Live | Midea Electric Trading | GOODMAN | Singlezone Non-Ducted, Wall Placement | 214442643 |  | HRCU-A-CB-O | MSH243G20MCAA | Mini-Splits | MSH243G20AXAA | 9.5 | 18.5 | 10.2 | 9.5 | 18.5 | 8.6 | FALSE | FALSE | FALSE | 24000 | 16500 | 2.38 | 19257 | 2.11
214438124 |  | Live | Midea Electric Trading | GOODMAN | Singlezone Non-Ducted, Wall Placement | 214438124 |  | HRCU-A-CB-O | MSH121G20MCAA | Mini-Splits | MSH121G20AXAA | 10.3 | 20 | 10.8 | 10.3 | 20.8 | 8.7 | FALSE | FALSE | FALSE | 12000 | 7800 | 2.31 | 8200 | 1.35
214442632 |  | Live | Midea Electric Trading | ECO-AIR | Singlezone Ducted, Centrally Ducted | 214442632 |  | HRCU-A-C | MOX630-36HFN1-M3X |  | MAC-36HWFN1-M |  |  |  | 10 | 15.2 | 8.5 | FALSE | TRUE | TRUE | 35000 | 27000 | 2.06 | 21800 | 2
214568859 |  | Live | Midea Electric Trading | KEPLER | Singlezone Ducted, Centrally Ducted | 214568859 |  | HRCU-A-C | AZPN/45WD |  | AZPN/D60WAC |  |  |  | 10 | 15.2 | 9.2 | FALSE | TRUE | TRUE | 45000 | 37000 | 2.26 | 38000 | 2.26
206720347 |  | Live | Mitsubishi Electric Trane | TRANE / MITSUBISHI ELECTRIC | Singlezone Ducted, Centrally Ducted | 206720347 |  | HRCU-A-CB | TRUZA0421KA70** | Mini-Splits | PVA-A42AA**** | 10.1 | 18 | 9.3 | 10.1 | 18.7 | 8.8 | FALSE | FALSE | TRUE | 42000 | 28400 | 2.41 | 31400 | 2.64
206720344 |  | Live | Mitsubishi Electric Trane | TRANE / MITSUBISHI ELECTRIC | Singlezone Non-Ducted, Ceiling Placement | 206720344 |  | HRCU-A-CB-O | TRUZA0421KA70** | Mini-Splits | PCA-A42KA**** | 10.2 | 17.6 | 10.2 | 10 | 17.7 | 9.4 | FALSE | FALSE | FALSE | 42000 | 28200 | 2.6 | 35000 | 3.23
206720345 |  | Live | Mitsubishi Electric Trane | TRANE / MITSUBISHI ELECTRIC | Singlezone Ducted, Centrally Ducted | 206720345 |  | HRCU-A-CB | TRUZA0421KA70** | Mini-Splits | PEAD-A42AA**** | 10.7 | 16.1 | 10 | 10.7 | 18.4 | 9 | FALSE | FALSE | TRUE | 42000 | 26600 | 2.6 | 33700 | 3.21
206720343 |  | Live | Mitsubishi Electric Trane | TRANE / MITSUBISHI ELECTRIC | Singlezone Ducted, Centrally Ducted | 206720343 |  | HRCU-A-CB | TRUZA0361KA70** | Mini-Splits | PVA-A36AA**** | 9.8 | 19.3 | 9.5 | 11 | 19.8 | 8.7 | TRUE | FALSE | FALSE | 36000 | 24000 | 2.31 | 27800 | 2.66
206720339 |  | Live | Mitsubishi Electric Trane | TRANE / MITSUBISHI ELECTRIC | Singlezone Non-Ducted, Ceiling Placement | 206720339 |  | HRCU-A-CB-O | TRUZA0361KA70** | Mini-Splits | PCA-A36KA**** | 11 | 19.1 | 10.2 | 11 | 19.5 | 8.9 | TRUE | FALSE | FALSE | 36000 | 21200 | 2.5 | 24400 | 2.87
206720342 |  | Live | Mitsubishi Electric Trane | TRANE / MITSUBISHI ELECTRIC | Singlezone Non-Ducted, Ceiling Placement | 206720342 |  | HRCU-A-CB-O | TRUZA0361KA70** | Mini-Splits | PLA-A36EA**** | 12.9 | 21.8 | 10.4 | 12.9 | 22 | 9.3 | TRUE | FALSE | FALSE | 36000 | 22000 | 2.59 | 24000 | 2.34
206720340 |  | Live | Mitsubishi Electric Trane | TRANE / MITSUBISHI ELECTRIC | Singlezone Ducted, Centrally Ducted | 206720340 |  | HRCU-A-CB | TRUZA0361KA70** | Mini-Splits | PEAD-A36AA**** | 12 | 19.1 | 9.9 | 12.1 | 18.7 | 8.6 | TRUE | FALSE | FALSE | 36400 | 20400 | 2.4 | 20400 | 2.4
206720334 |  | Live | Mitsubishi Electric Trane | TRANE / MITSUBISHI ELECTRIC | Singlezone Non-Ducted, Ceiling Placement | 206720334 |  | HRCU-A-CB-O | TRUZA0301HA70** | Mini-Splits | PCA-A30KA**** | 9.4 | 19.6 | 10 | 9.4 | 19.8 | 9.2 | FALSE | FALSE | FALSE | 30000 | 18800 | 2.69 | 21600 | 2.92
206720335 |  | Live | Mitsubishi Electric Trane | TRANE / MITSUBISHI ELECTRIC | Singlezone Ducted, Compact Ducted | 206720335 |  | HRCU-A-CB | TRUZA0301HA70** | Mini-Splits | PEAD-A30AA**** | 10 | 19.1 | 10.8 | 10 | 18.5 | 9.1 | FALSE | FALSE | FALSE | 30400 | 18800 | 2.71 | 21200 | 2.96
206720338 |  | Live | Mitsubishi Electric Trane | TRANE / MITSUBISHI ELECTRIC | Singlezone Ducted, Centrally Ducted | 206720338 |  | HRCU-A-CB | TRUZA0301HA70** | Mini-Splits | PVA-A30AA**** | 10 | 19 | 10 | 9.9 | 19.4 | 8.9 | FALSE | FALSE | FALSE | 30000 | 18000 | 2.5 | 20700 | 2.72
206720337 |  | Live | Mitsubishi Electric Trane | TRANE / MITSUBISHI ELECTRIC | Singlezone Non-Ducted, Ceiling Placement | 206720337 |  | HRCU-A-CB-O | TRUZA0301HA70** | Mini-Splits | PLA-A30EA**** | 11.8 | 22.8 | 11.6 | 11.8 | 23.4 | 9.5 | TRUE | FALSE | FALSE | 30000 | 18100 | 2.82 | 20800 | 3.06
206720331 |  | Live | Mitsubishi Electric Trane | TRANE / MITSUBISHI ELECTRIC | Singlezone Non-Ducted, Wall Placement | 206720331 |  | HRCU-A-CB-O | TRUZA0241HA70** | Mini-Splits | PKA-A24KA**** | 12.2 | 21.4 | 11 | 12.2 | 21.3 | 9.3 | TRUE | FALSE | FALSE | 24000 | 15700 | 2.63 | 18300 | 2.95
206720330 |  | Live | Mitsubishi Electric Trane | TRANE / MITSUBISHI ELECTRIC | Singlezone Non-Ducted, Ceiling Placement | 206720330 |  | HRCU-A-CB-O | TRUZA0241HA70** | Mini-Splits | PCA-A24KA**** | 12.2 | 21.2 | 10.8 | 12.2 | 21 | 9.2 | TRUE | FALSE | FALSE | 24000 | 15400 | 2.65 | 17900 | 2.96
206720332 |  | Live | Mitsubishi Electric Trane | TRANE / MITSUBISHI ELECTRIC | Singlezone Non-Ducted, Ceiling Placement | 206720332 |  | HRCU-A-CB-O | TRUZA0241HA70** | Mini-Splits | PLA-A24EA**** | 14.3 | 24.2 | 11.2 | 14.3 | 24.7 | 9.3 | TRUE | FALSE | FALSE | 24000 | 14900 | 2.73 | 16600 | 2.56
206720333 |  | Live | Mitsubishi Electric Trane | TRANE / MITSUBISHI ELECTRIC | Singlezone Ducted, Centrally Ducted | 206720333 |  | HRCU-A-CB | TRUZA0241HA70** | Mini-Splits | PVA-A24AA**** | 12.2 | 20.5 | 9.3 | 12.1 | 20.5 | 8.3 | TRUE | FALSE | FALSE | 24000 | 15000 | 2.5 | 17500 | 2.8
206720365 |  | Live | Mitsubishi Electric Trane | TRANE / MITSUBISHI ELECTRIC | Singlezone Ducted, Compact Ducted | 206720365 |  | HRCU-A-CB | TRUZA0241HA70** | Mini-Splits | PEAD-A24AA* | 11.7 | 19.6 | 10.8 | 12 | 19.2 | 9.1 | TRUE | FALSE | FALSE | 24400 | 15400 | 2.51 | 15400 | 2.51
207702813 |  | Live | Mitsubishi Electric Trane | TRANE / MITSUBISHI ELECTRIC | Singlezone Ducted, Compact Ducted | 207702813 |  | HRCU-A-CB | SUZ-KA18NA2 | Mini-Splits | TPEADA0181AA*** | 14.1 | 19.8 | 12.9 | 13.2 | 20.7 | 10.8 | TRUE | FALSE | TRUE | 18000 | 14000 | 2.85 | 14000 | 2.85
204629215 |  | Live | Mitsubishi Electric Trane | MITSUBISHI ELECTRIC | Singlezone Ducted, Centrally Ducted | 204629215 |  | HRCU-A-CB | SUZ-KA18NA2 | Mini-Splits | NTXAMT18A112A* | 13.2 | 18 | 12.6 | 13.2 | 21 | 10.7 | TRUE | FALSE | TRUE | 18000 | 14000 | 2.81 | 14000 | 2.81
204629248 |  | Live | Mitsubishi Electric Trane | MITSUBISHI ELECTRIC | Singlezone Ducted, Centrally Ducted | 204629248 |  | HRCU-A-CB | SUZ-KA18NA2 | Mini-Splits | NAXAMT18A112A* | 13.2 | 18 | 12.6 | 13.2 | 21 | 10.7 | TRUE | FALSE | TRUE | 18000 | 14000 | 2.81 | 14000 | 2.81
207339189 |  | Live | Midea Electric Trading | MRCOOL | Singlezone Non-Ducted, Wall Placement | 207339189 |  | HRCU-A-CB-O | DIY-24-HP-C-230C | Mini-Splits | DIY-24-HP-WMAH-230C25 | 12.5 | 20.5 | 10.5 | 12.5 | 20.5 | 9.2 | TRUE | FALSE | FALSE | 23000 | 17900 | 2.34 | 21492 | 2.25
204629202 |  | Live | Mitsubishi Electric Trane | MITSUBISHI ELECTRIC | Singlezone Non-Ducted, Ceiling Placement | 204629202 |  | HRCU-A-CB-O | SUZ-KA18NA2 | Mini-Splits | NTXCKS18A112A* | 12.5 | 20.7 | 11.6 | 12.5 | 21 | 10 | TRUE | FALSE | TRUE | 17700 | 12900 | 2.68 | 12900 | 2.68
207699131 |  | Live | Mitsubishi Electric Trane | TRANE / MITSUBISHI ELECTRIC | Singlezone Non-Ducted, Ceiling Placement | 207699131 |  | HRCU-A-CB-O | SUZ-KA18NA2 | Mini-Splits | NTXUKS18A112** | 12.5 | 22.3 | 12.4 | 12.5 | 22.9 | 10.5 | TRUE | FALSE | TRUE | 18000 | 13100 | 2.63 | 13100 | 2.63
207702811 |  | Live | Mitsubishi Electric Trane | TRANE / MITSUBISHI ELECTRIC | Singlezone Ducted, Compact Ducted | 207702811 |  | HRCU-A-CB | SUZ-KA15NAHZ | Mini-Splits | TPEADA0151AA*** | 12.6 | 18.3 | 9.9 | 11.5 | 17.6 | 8.9 | FALSE | FALSE | TRUE | 15000 | 11700 | 2.29 | 18000 | 2.28
207702810 |  | Live | Mitsubishi Electric Trane | TRANE / MITSUBISHI ELECTRIC | Singlezone Ducted, Compact Ducted | 207702810 |  | HRCU-A-CB | SUZ-KA15NA2 | Mini-Splits | TPEADA0151AA*** | 13 | 19.2 | 11.6 | 12 | 18 | 9.6 | TRUE | FALSE | TRUE | 15000 | 10500 | 2.28 | 11300 | 2.45
204629201 |  | Live | Mitsubishi Electric Trane | MITSUBISHI ELECTRIC | Singlezone Non-Ducted, Ceiling Placement | 204629201 |  | HRCU-A-CB-O | SUZ-KA15NA2 | Mini-Splits | NTXCKS15A112A* | 12.2 | 19.8 | 11.2 | 12.2 | 20.7 | 10.7 | TRUE | FALSE | TRUE | 14100 | 11900 | 2.7 | 11900 | 2.7
204629200 |  | Live | Mitsubishi Electric Trane | MITSUBISHI ELECTRIC | Singlezone Non-Ducted, Ceiling Placement | 204629200 |  | HRCU-A-CB-O | SUZ-KA12NA2 | Mini-Splits | NTXCKS12A112A* | 13.3 | 22 | 11.4 | 13.3 | 22 | 9.7 | TRUE | FALSE | TRUE | 12000 | 8900 | 2.31 | 8900 | 2.31
204629247 |  | Live | Mitsubishi Electric Trane | MITSUBISHI ELECTRIC | Singlezone Ducted, Centrally Ducted | 204629247 |  | HRCU-A-CB | SUZ-KA12NA2 | Mini-Splits | NAXAMT12A112A* | 12.7 | 18 | 12.1 | 12.7 | 20.7 | 10.5 | TRUE | FALSE | TRUE | 12000 | 9900 | 2.59 | 9900 | 2.59
204629214 |  | Live | Mitsubishi Electric Trane | MITSUBISHI ELECTRIC | Singlezone Ducted, Centrally Ducted | 204629214 |  | HRCU-A-CB | SUZ-KA12NA2 | Mini-Splits | NTXAMT12A112A* | 12.7 | 18 | 12.1 | 12.7 | 20.7 | 10.5 | TRUE | FALSE | TRUE | 12000 | 9900 | 2.59 | 9900 | 2.59
207699129 |  | Live | Mitsubishi Electric Trane | TRANE / MITSUBISHI ELECTRIC | Singlezone Non-Ducted, Ceiling Placement | 207699129 |  | HRCU-A-CB-O | SUZ-KA12NA2 | Mini-Splits | NTXUKS12A112** | 12.5 | 19.8 | 12.1 | 12.2 | 21.7 | 10.9 | TRUE | FALSE | TRUE | 12000 | 9900 | 2.84 | 9900 | 2.84
207702805 |  | Live | Mitsubishi Electric Trane | TRANE / MITSUBISHI ELECTRIC | Singlezone Ducted, Compact Ducted | 207702805 |  | HRCU-A-CB | SUZ-KA12NA2 | Mini-Splits | TPEADA0121AA*** | 12.9 | 20.5 | 13 | 11.8 | 20 | 10.9 | TRUE | FALSE | TRUE | 12000 | 9700 | 2.66 | 9900 | 2.71
204629199 |  | Live | Mitsubishi Electric Trane | TRANE / MITSUBISHI ELECTRIC | Singlezone Non-Ducted, Ceiling Placement | 204629199 |  | HRCU-A-CB-O | SUZ-KA09NA2 | Mini-Splits | NTXCKS09A112A* | 13.4 | 22.4 | 12.2 | 13.4 | 24 | 10 | TRUE | FALSE | TRUE | 9000 | 6900 | 2.5 | 6900 | 2.5
207699144 |  | Live | Mitsubishi Electric Trane | TRANE / MITSUBISHI ELECTRIC | Singlezone Ducted, Compact Ducted | 207699144 |  | HRCU-A-CB | SUZ-KA09NA2 | Mini-Splits | TPEADA0091AA*** | 12.5 | 19.7 | 12.6 | 11.2 | 17.9 | 10.5 | TRUE | FALSE | TRUE | 9000 | 7600 | 2.53 | 7600 | 2.53
206720324 |  | Live | Mitsubishi Electric Trane | TRANE / MITSUBISHI ELECTRIC | Singlezone Ducted, Centrally Ducted | 206720324 |  | HRCU-A-CB | PUZ-A42NKA7*** | Mini-Splits | TPVA0A0421AA70* | 10.1 | 18 | 9.3 | 10.1 | 18.7 | 8.8 | FALSE | FALSE | TRUE | 42000 | 28400 | 2.42 | 31400 | 2.64
207702785 |  | Live | Mitsubishi Electric Trane | TRANE / MITSUBISHI ELECTRIC | Singlezone Ducted, Compact Ducted | 207702785 |  | HRCU-A-CB | PUZ-A42NKA7*** | Mini-Splits | TPEADA0421AA*** | 10.7 | 16.1 | 10 | 10.7 | 18.4 | 9 | FALSE | FALSE | TRUE | 42000 | 26600 | 2.56 | 33700 | 3.21
206720322 |  | Live | Mitsubishi Electric Trane | TRANE / MITSUBISHI ELECTRIC | Singlezone Non-Ducted, Ceiling Placement | 206720322 |  | HRCU-A-CB-O | PUZ-A42NKA7*** | Mini-Splits | TPCA0A0421KA70* | 10.2 | 17.6 | 10.2 | 10 | 17.7 | 9.4 | FALSE | FALSE | FALSE | 42000 | 28200 | 2.6 | 35000 | 3.21
206720321 |  | Live | Mitsubishi Electric Trane | TRANE / MITSUBISHI ELECTRIC | Singlezone Ducted, Centrally Ducted | 206720321 |  | HRCU-A-CB | PUZ-A36NKA7*** | Mini-Splits | TPVA0A0361AA70* | 9.8 | 19.3 | 9.5 | 11 | 19.8 | 8.7 | TRUE | FALSE | FALSE | 36000 | 24000 | 2.35 | 27800 | 2.66
206720320 |  | Live | Mitsubishi Electric Trane | TRANE / MITSUBISHI ELECTRIC | Singlezone Non-Ducted, Ceiling Placement | 206720320 |  | HRCU-A-CB-O | PUZ-A36NKA7*** | Mini-Splits | TPLA0A0361EA70* | 12.9 | 21.8 | 10.4 | 12.9 | 22 | 9.3 | TRUE | FALSE | FALSE | 36000 | 22000 | 2.5 | 24000 | 2.34
207702783 |  | Live | Mitsubishi Electric Trane | TRANE / MITSUBISHI ELECTRIC | Singlezone Ducted, Compact Ducted | 207702783 |  | HRCU-A-CB | PUZ-A36NKA7*** | Mini-Splits | TPEADA0361AA*** | 12 | 19.1 | 9.9 | 12.1 | 18.7 | 8.6 | TRUE | FALSE | FALSE | 36400 | 20400 | 2.54 | 24200 | 2.96
206720318 |  | Live | Mitsubishi Electric Trane | TRANE / MITSUBISHI ELECTRIC | Singlezone Non-Ducted, Ceiling Placement | 206720318 |  | HRCU-A-CB-O | PUZ-A36NKA7*** | Mini-Splits | TPCA0A0361KA70* | 11 | 19.1 | 10.2 | 11 | 19.5 | 8.9 | TRUE | FALSE | FALSE | 36000 | 21200 | 2.5 | 24400 | 2.87
206720314 |  | Live | Mitsubishi Electric Trane | TRANE / MITSUBISHI ELECTRIC | Singlezone Non-Ducted, Ceiling Placement | 206720314 |  | HRCU-A-CB-O | PUZ-A30NHA7*** | Mini-Splits | TPCA0A0301KA70* | 9.4 | 19.6 | 10 | 9.4 | 19.8 | 9.2 | FALSE | FALSE | FALSE | 30000 | 18800 | 2.69 | 21600 | 2.92
206720317 |  | Live | Mitsubishi Electric Trane | TRANE / MITSUBISHI ELECTRIC | Singlezone Ducted, Centrally Ducted | 206720317 |  | HRCU-A-CB | PUZ-A30NHA7*** | Mini-Splits | TPVA0A0301AA70* | 10 | 19 | 10 | 9.9 | 19.4 | 8.9 | FALSE | FALSE | FALSE | 30000 | 18000 | 2.5 | 20700 | 2.72
206720316 |  | Live | Mitsubishi Electric Trane | TRANE / MITSUBISHI ELECTRIC | Singlezone Non-Ducted, Ceiling Placement | 206720316 |  | HRCU-A-CB-O | PUZ-A30NHA7*** | Mini-Splits | TPLA0A0301EA70* | 11.8 | 22.8 | 11.6 | 11.8 | 23.4 | 9.5 | TRUE | FALSE | FALSE | 30000 | 18100 | 2.82 | 20800 | 3.06
207702782 |  | Live | Mitsubishi Electric Trane | TRANE / MITSUBISHI ELECTRIC | Singlezone Ducted, Compact Ducted | 207702782 |  | HRCU-A-CB | PUZ-A30NHA7*** | Mini-Splits | TPEADA0301AA*** | 10 | 19.1 | 10.8 | 10 | 18.5 | 9.1 | FALSE | FALSE | FALSE | 30400 | 18800 | 2.78 | 21200 | 2.96
207702781 |  | Live | Mitsubishi Electric Trane | TRANE / MITSUBISHI ELECTRIC | Singlezone Ducted, Compact Ducted | 207702781 |  | HRCU-A-CB | PUZ-A24NHA7*** | Mini-Splits | TPEADA0241AA*** | 11.7 | 19.6 | 10.8 | 12 | 19.2 | 9.1 | TRUE | FALSE | FALSE | 24400 | 15400 | 2.77 | 17200 | 2.97
206720313 |  | Live | Mitsubishi Electric Trane | TRANE / MITSUBISHI ELECTRIC | Singlezone Ducted, Centrally Ducted | 206720313 |  | HRCU-A-CB | PUZ-A24NHA7*** | Mini-Splits | TPVA0A0241AA70* | 12.2 | 20.5 | 9.3 | 12.1 | 20.5 | 8.3 | TRUE | FALSE | FALSE | 24000 | 15000 | 2.5 | 17500 | 2.8
206720310 |  | Live | Mitsubishi Electric Trane | TRANE / MITSUBISHI ELECTRIC | Singlezone Non-Ducted, Ceiling Placement | 206720310 |  | HRCU-A-CB-O | PUZ-A24NHA7*** | Mini-Splits | TPCA0A0241KA70* | 12.2 | 21.2 | 10.8 | 12.2 | 21 | 9.2 | TRUE | FALSE | FALSE | 24000 | 15400 | 2.65 | 17900 | 2.96
206720358 |  | Live | Mitsubishi Electric Trane | TRANE / MITSUBISHI ELECTRIC | Singlezone Non-Ducted, Wall Placement | 206720358 |  | HRCU-A-CB-O | PUZ-A24NHA7*** | Mini-Splits | TPKA0A0241KA70* | 12.2 | 21.4 | 11 | 12.2 | 21.3 | 9.3 | TRUE | FALSE | FALSE | 24000 | 15700 | 2.63 | 18300 | 2.95
206720312 |  | Live | Mitsubishi Electric Trane | TRANE / MITSUBISHI ELECTRIC | Singlezone Non-Ducted, Ceiling Placement | 206720312 |  | HRCU-A-CB-O | PUZ-A24NHA7*** | Mini-Splits | TPLA0A0241EA70* | 14.3 | 24.2 | 11.2 | 14.3 | 24.7 | 9.3 | TRUE | FALSE | FALSE | 24000 | 14900 | 2.73 | 16600 | 2.56
209832346 |  | Live | Mitsubishi Electric Trane | TRANE / MITSUBISHI ELECTRIC | Singlezone Non-Ducted, Wall Placement | 209832346 |  | HRCU-A-CB-O | NTXSST18A112A* | Mini-Splits | NAXWST18A112A* | 13.4 | 20.5 | 11.2 | 13.4 | 20.5 | 10.3 | TRUE | FALSE | TRUE | 18000 | 13800 | 2.73 | 18200 | 2.48
209832255 |  | Live | Mitsubishi Electric Trane | TRANE / MITSUBISHI ELECTRIC | Singlezone Non-Ducted, Wall Placement | 209832255 |  | HRCU-A-CB-O | NTXSST15A112A* | Mini-Splits | NAXWST15A112A* | 13 | 21.6 | 11.7 | 13 | 21 | 11 | TRUE | FALSE | TRUE | 14000 | 12200 | 2.23 | 16400 | 2.39
209832253 |  | Live | Mitsubishi Electric Trane | TRANE / MITSUBISHI ELECTRIC | Singlezone Non-Ducted, Wall Placement | 209832253 |  | HRCU-A-CB-O | NTXSST12A112A* | Mini-Splits | NAXWST12A112A* | 13 | 23.1 | 12.5 | 13 | 23.1 | 10.7 | TRUE | FALSE | TRUE | 12000 | 9200 | 3.1 | 12000 | 2.84
209832250 |  | Live | Mitsubishi Electric Trane | TRANE / MITSUBISHI ELECTRIC | Singlezone Non-Ducted, Wall Placement | 209832250 | 204629266 | HRCU-A-CB-O | NTXSST09A112A* | Mini-Splits | NAXWST09A112A* |  |  |  | 15.4 | 24.3 | 10.9 | TRUE | FALSE | TRUE | 9000 | 6700 | 3.12 | 10200 | 2.82
206709470 |  | Live | Mitsubishi Electric Trane | TRANE / MITSUBISHI ELECTRIC | Singlezone Non-Ducted, Floor Placement | 206709470 |  | HRCU-A-CB-O | NTXSPF18A112A* | Mini-Splits | NAXFKS18A112A* | 12.6 | 21 | 11.3 | 12.6 | 22 | 10.3 | TRUE | FALSE | TRUE | 17000 | 12800 | 2.62 | 23000 | 2.1
206709469 |  | Live | Mitsubishi Electric Trane | TRANE / MITSUBISHI ELECTRIC | Singlezone Non-Ducted, Floor Placement | 206709469 |  | HRCU-A-CB-O | NTXSPF15A112A* | Mini-Splits | NAXFKS15A112A* | 13.5 | 21.8 | 11.6 | 13.5 | 22.2 | 10.7 | TRUE | FALSE | TRUE | 15000 | 12000 | 2.96 | 20000 | 1.93
206709489 |  | Live | Mitsubishi Electric Trane | TRANE / MITSUBISHI ELECTRIC | Singlezone Non-Ducted, Floor Placement | 206709489 |  | HRCU-A-CB-O | NTXSPF12A112A* | Mini-Splits | MFZ-KJ12NA*** | 13.6 | 25.5 | 12 | 13.6 | 26.7 | 10.6 | TRUE | FALSE | TRUE | 12000 | 8800 | 2.77 | 14800 | 2.29
206709468 |  | Live | Mitsubishi Electric Trane | TRANE / MITSUBISHI ELECTRIC | Singlezone Non-Ducted, Floor Placement | 206709468 |  | HRCU-A-CB-O | NTXSPF12A112A* | Mini-Splits | NAXFKS12A112A* | 13.6 | 25.5 | 12 | 13.6 | 26.7 | 10.6 | TRUE | FALSE | TRUE | 12000 | 8800 | 2.77 | 14800 | 2.29
206709467 |  | Live | Mitsubishi Electric Trane | TRANE / MITSUBISHI ELECTRIC | Singlezone Non-Ducted, Floor Placement | 206709467 |  | HRCU-A-CB-O | NTXSPF09A112A* | Mini-Splits | NAXFKS09A112A* | 15.8 | 28.2 | 13 | 15.8 | 28.7 | 11.3 | TRUE | FALSE | TRUE | 9000 | 7500 | 2.75 | 13400 | 2.11
209832247 |  | Live | Mitsubishi Electric Trane | TRANE / MITSUBISHI ELECTRIC | Singlezone Non-Ducted, Wall Placement | 209832247 |  | HRCU-A-CB-O | NTXSMT18A112A* | Mini-Splits | NAXWMT18A112A* | 10.5 | 18 | 10 | 10.5 | 19 | 9.5 | FALSE | FALSE | TRUE | 17200 | 11500 | 2.59 | 15000 | 2.3
209832245 |  | Live | Mitsubishi Electric Trane | TRANE / MITSUBISHI ELECTRIC | Singlezone Non-Ducted, Wall Placement | 209832245 |  | HRCU-A-CB-O | NTXSMT15A112A* | Mini-Splits | NAXWMT15A112A* | 12 | 18 | 10 | 12 | 20 | 10 | TRUE | FALSE | TRUE | 14000 | 11500 | 2.55 | 14000 | 2.25
209832243 |  | Live | Mitsubishi Electric Trane | TRANE / MITSUBISHI ELECTRIC | Singlezone Non-Ducted, Wall Placement | 209832243 |  | HRCU-A-CB-O | NTXSMT12A112A* | Mini-Splits | NAXWMT12A112A* | 9.9 | 18 | 10 | 9.9 | 20 | 10 | FALSE | FALSE | TRUE | 12000 | 7600 | 2.78 | 9000 | 2.66
209832239 |  | Live | Mitsubishi Electric Trane | TRANE / MITSUBISHI ELECTRIC | Singlezone Non-Ducted, Wall Placement | 209832239 |  | HRCU-A-CB-O | NTXSMT09A112A* | Mini-Splits | NAXWMT09A112A* | 12 | 18 | 10 | 12 | 20 | 10 | TRUE | FALSE | TRUE | 9000 | 6700 | 2.52 | 7200 | 1.16
204629302 |  | Live | Mitsubishi Electric Trane | TRANE / MITSUBISHI ELECTRIC | Singlezone Ducted, Centrally Ducted | 204629302 |  | HRCU-A-CB | NTXSKS18A112A* | Mini-Splits | SVZ-KP18NA | 13.2 | 18 | 12.6 | 13.2 | 21 | 10.7 | TRUE | FALSE | TRUE | 18000 | 14000 | 2.81 | 14000 | 2.81
204629289 |  | Live | Mitsubishi Electric Trane | TRANE / MITSUBISHI ELECTRIC | Singlezone Non-Ducted, Ceiling Placement | 204629289 |  | HRCU-A-CB-O | NTXSKS18A112A* | Mini-Splits | SLZ-KF18NA.TH | 12.5 | 20.7 | 11.6 | 12.5 | 21 | 10 | TRUE | FALSE | TRUE | 17700 | 12900 | 2.68 | 12900 | 2.68
207699142 |  | Live | Mitsubishi Electric Trane | TRANE / MITSUBISHI ELECTRIC | Singlezone Non-Ducted, Ceiling Placement | 207699142 |  | HRCU-A-CB-O | NTXSKS18A112** | Mini-Splits | MLZ-KP18NA* | 12.5 | 22.3 | 12.4 | 12.5 | 22.9 | 10.5 | TRUE | FALSE | TRUE | 18000 | 13100 | 2.63 | 13100 | 2.63
204629288 |  | Live | Mitsubishi Electric Trane | TRANE / MITSUBISHI ELECTRIC | Singlezone Non-Ducted, Ceiling Placement | 204629288 |  | HRCU-A-CB-O | NTXSKS15A112AA | Mini-Splits | SLZ-KF15NA.TH | 12.2 | 19.8 | 11.2 | 12.2 | 20.7 | 10.7 | TRUE | FALSE | TRUE | 14100 | 11900 | 2.7 | 11900 | 2.7
204629287 |  | Live | Mitsubishi Electric Trane | TRANE / MITSUBISHI ELECTRIC | Singlezone Non-Ducted, Ceiling Placement | 204629287 |  | HRCU-A-CB-O | NTXSKS12A112* | Mini-Splits | SLZ-KF12NA.TH | 13.3 | 22 | 11.4 | 13.3 | 22 | 9.7 | TRUE | FALSE | TRUE | 12000 | 8900 | 2.31 | 8900 | 2.31
204629301 |  | Live | Mitsubishi Electric Trane | TRANE / MITSUBISHI ELECTRIC | Singlezone Ducted, Centrally Ducted | 204629301 |  | HRCU-A-CB | NTXSKS12A112* | Mini-Splits | SVZ-KP12NA | 12.7 | 18 | 12.1 | 12.7 | 20.7 | 10.5 | TRUE | FALSE | TRUE | 12000 | 9900 | 2.59 | 9900 | 2.59
207699140 |  | Live | Mitsubishi Electric Trane | TRANE / MITSUBISHI ELECTRIC | Singlezone Non-Ducted, Ceiling Placement | 207699140 |  | HRCU-A-CB-O | NTXSKS12A112* | Mini-Splits | MLZ-KP12NA* | 12.5 | 19.8 | 12.1 | 12.2 | 21.7 | 10.9 | TRUE | FALSE | TRUE | 12000 | 9900 | 2.84 | 9900 | 2.84
214236392 |  | Live | Mitsubishi Electric Trane | TRANE / MITSUBISHI ELECTRIC | Singlezone Non-Ducted, Ceiling Placement | 214236392 |  | HRCU-A-CB-O | NTXSKS09A112AA | Mini-Splits | SLZ-KF09NA* |  |  |  | 13.4 | 24 | 10 | TRUE | FALSE | TRUE | 9000 | 6900 | 2.5 | 6900 | 2.5
207702756 |  | Live | Mitsubishi Electric Trane | TRANE / MITSUBISHI ELECTRIC | Singlezone Ducted, Compact Ducted | 207702756 |  | HRCU-A-CB | NTXSKS09A112** | Mini-Splits | PEAD-A09AA* | 12.5 | 19.7 | 12.6 | 11.2 | 17.9 | 10.5 | FALSE | FALSE | TRUE | 9000 | 7600 | 2.53 | 7600 | 2.53
207699139 |  | Live | Mitsubishi Electric Trane | TRANE / MITSUBISHI ELECTRIC | Singlezone Non-Ducted, Ceiling Placement | 207699139 |  | HRCU-A-CB-O | NTXSKS09A112** | Mini-Splits | MLZ-KP09NA* | 12.6 | 19.5 | 13.3 | 12.6 | 20.2 | 11.9 | TRUE | FALSE | TRUE | 9000 | 7700 | 3.22 | 7700 | 3.22
207702748 |  | Live | Mitsubishi Electric Trane | TRANE / MITSUBISHI ELECTRIC | Singlezone Ducted, Compact Ducted | 207702748 |  | HRCU-A-CB | NTXSKH24A112** | Mini-Splits | PEAD-A24AA* | 10.3 | 15 | 9 | 11.3 | 16.2 | 9.2 | TRUE | TRUE | TRUE | 24000 | 18000 | 2.51 | 25000 | 2.12
207702738 |  | Live | Mitsubishi Electric Trane | TRANE / MITSUBISHI ELECTRIC | Singlezone Ducted, Compact Ducted | 207702738 |  | HRCU-A-CB | NTXSKH15A112** | Mini-Splits | PEAD-A15AA* | 12.6 | 18.3 | 9.9 | 11.5 | 17.6 | 8.9 | FALSE | FALSE | FALSE | 15000 | 11700 | 2.29 | 18000 | 2.28
209818327 |  | Live | Mitsubishi Electric Trane | TRANE / MITSUBISHI ELECTRIC | Singlezone Non-Ducted, Wall Placement | 209818327 |  | HRCU-A-CB-O | MUZ-GS36NA2*** | Mini-Splits | NTXWST36C112A* |  |  |  | 8.8 | 18.4 | 8.5 | FALSE | FALSE | FALSE | 33200 | 21600 | 2.29 | 22800 | 2.29
209818326 |  | Live | Mitsubishi Electric Trane | AMERICAN STANDARD / MITSUBISHI ELECTRIC | Singlezone Non-Ducted, Wall Placement | 209818326 |  | HRCU-A-CB-O | MUZ-GS36NA2*** | Mini-Splits | NAXWST36C112A* |  |  |  | 8.8 | 18.4 | 8.5 | FALSE | FALSE | FALSE | 33200 | 21600 | 2.29 | 22800 | 2.29
209818325 |  | Live | Mitsubishi Electric Trane | TRANE / MITSUBISHI ELECTRIC | Singlezone Non-Ducted, Wall Placement | 209818325 |  | HRCU-A-CB-O | MUZ-GS30NA2*** | Mini-Splits | NTXWST30C112A* |  |  |  | 9.2 | 19.1 | 8.9 | FALSE | FALSE | FALSE | 30600 | 20000 | 2.34 | 20800 | 2.34
209818324 |  | Live | Mitsubishi Electric Trane | AMERICAN STANDARD / MITSUBISHI ELECTRIC | Singlezone Non-Ducted, Wall Placement | 209818324 |  | HRCU-A-CB-O | MUZ-GS30NA2*** | Mini-Splits | NAXWST30C112A* |  |  |  | 9.2 | 19.1 | 8.9 | FALSE | FALSE | FALSE | 30600 | 20000 | 2.34 | 20800 | 2.34
213816047 |  | Live | Daikin Comfort Technologies | DAIKIN | Singlezone Ducted, Centrally Ducted | 213816047 |  | HRCU-A-CB | DZ6VSA6010A* | Ducted Indoor Units | CA*EA6030*4A*+MBVK20DP1X00A* |  |  |  | 8 | 16.1 | 8.1 | FALSE | FALSE | FALSE | 52500 | 34800 | 2.89 | 36000 | 2.38
213816064 |  | Live | Daikin Comfort Technologies | GOODMAN | Singlezone Ducted, Centrally Ducted | 213816064 |  | HRCU-A-CB | GSZS604210A* | Ducted Indoor Units | CA*EA4830*4A*+MBVK16CP1X00A* |  |  |  | 8.5 | 16.9 | 8.1 | FALSE | FALSE | FALSE | 39500 | 25600 | 2.54 | 34400 | 2.22
213816065 |  | Live | Daikin Comfort Technologies | GOODMAN | Singlezone Ducted, Centrally Ducted | 213816065 |  | HRCU-A-CB | GSZS604210A* | Ducted Indoor Units | CA*EA6030*4A*+MBVK20DP1X00A* |  |  |  | 8.5 | 16.9 | 8.1 | FALSE | FALSE | FALSE | 40000 | 25600 | 2.54 | 34400 | 2.22
213386636 |  | Live | Daikin Comfort Technologies | GOODMAN | Singlezone Ducted, Centrally Ducted | 213386636 |  | HRCU-A-CB | GSZS606010A* | Ducted Indoor Units | AHVE60DP0400A* |  |  |  | 8 | 16.1 | 8.1 | FALSE | FALSE | FALSE | 53000 | 34800 | 2.63 | 40500 | 2.39
213255531 |  | Live | Daikin Comfort Technologies | AMANA | Singlezone Ducted, Centrally Ducted | 213255531 |  | HRCU-A-CB | ASZS606010A* | Ducted Indoor Units | AHVE60DP0400A* |  |  |  | 8 | 16.1 | 8.1 | FALSE | FALSE | FALSE | 53000 | 34800 | 2.63 | 40500 | 2.39
213255542 |  | Live | Daikin Comfort Technologies | DAIKIN | Singlezone Ducted, Centrally Ducted | 213255542 |  | HRCU-A-CB | DZ6VSA6010A* | Ducted Indoor Units | DFVE60DP0400A* |  |  |  | 8 | 16.1 | 8.1 | FALSE | FALSE | FALSE | 53000 | 34800 | 2.63 | 40500 | 2.39
213613285 |  | Live | Daikin Comfort Technologies | AMANA | Singlezone Ducted, Centrally Ducted | 213613285 |  | HRCU-A-CB | ASZS606010A* | Ducted Indoor Units | AHVE60DP1400B* |  |  |  | 8 | 16.1 | 8.1 | FALSE | FALSE | FALSE | 53000 | 34800 | 2.63 | 40500 | 2.39
213613296 |  | Live | Daikin Comfort Technologies | LIBERTY HEATING & AIR CONDITIONING | Singlezone Ducted, Centrally Ducted | 213613296 |  | HRCU-A-CB | ASZS606010A* | Ducted Indoor Units | AHVE60DP1400B* |  |  |  | 8 | 16.1 | 8.1 | FALSE | FALSE | FALSE | 53000 | 34800 | 2.63 | 40500 | 2.39
213613324 |  | Live | Daikin Comfort Technologies | DAIKIN | Singlezone Ducted, Centrally Ducted | 213613324 |  | HRCU-A-CB | DZ6VSA6010A* | Ducted Indoor Units | DFVE60DP1400B* |  |  |  | 8 | 16.1 | 8.1 | FALSE | FALSE | FALSE | 53000 | 34800 | 2.63 | 40500 | 2.39
213613313 |  | Live | Daikin Comfort Technologies | GOODMAN | Singlezone Ducted, Centrally Ducted | 213613313 |  | HRCU-A-CB | GSZS606010A* | Ducted Indoor Units | AHVE60DP1400B* |  |  |  | 8 | 16.1 | 8.1 | FALSE | FALSE | FALSE | 53000 | 34800 | 2.63 | 40500 | 2.39
210773183 |  | Live | Daikin North America, LLC | AMANA | Singlezone Ducted, Centrally Ducted | 210773183 |  | HRCU-A-CB | ASZS606010A* | Ducted Indoor Units | AHVE60DP1400A* |  |  |  | 8 | 16.1 | 8.1 | FALSE | FALSE | FALSE | 53000 | 34800 | 2.63 | 40500 | 2.39
213386628 |  | Live | Daikin Comfort Technologies | GOODMAN | Singlezone Ducted, Centrally Ducted | 213386628 |  | HRCU-A-CB | GSZS604210A* | Ducted Indoor Units | AHVE60DP0400A* |  |  |  | 8.5 | 16.9 | 8.1 | FALSE | FALSE | FALSE | 39500 | 25600 | 2.66 | 35600 | 2.16
213386634 |  | Live | Daikin Comfort Technologies | GOODMAN | Singlezone Ducted, Centrally Ducted | 213386634 |  | HRCU-A-CB | GSZS604210A* | Ducted Indoor Units | AHVE48DP0400A* |  |  |  | 8.5 | 16.9 | 8.1 | FALSE | FALSE | FALSE | 39500 | 25600 | 2.66 | 35600 | 2.16
213386627 |  | Live | Daikin Comfort Technologies | GOODMAN | Singlezone Ducted, Centrally Ducted | 213386627 |  | HRCU-A-CB | GSZS604210A* | Ducted Indoor Units | AHVE42CP0400A* |  |  |  | 8.5 | 16.7 | 8.1 | FALSE | FALSE | FALSE | 39500 | 25600 | 2.66 | 35600 | 2.16
213255534 |  | Live | Daikin Comfort Technologies | AMANA | Singlezone Ducted, Centrally Ducted | 213255534 |  | HRCU-A-CB | ASZS604210A* | Ducted Indoor Units | AHVE60DP0400A* |  |  |  | 8.5 | 16.9 | 8.1 | FALSE | FALSE | FALSE | 39500 | 25600 | 2.66 | 35600 | 2.16
213255529 |  | Live | Daikin Comfort Technologies | AMANA | Singlezone Ducted, Centrally Ducted | 213255529 |  | HRCU-A-CB | ASZS604210A* | Ducted Indoor Units | AHVE48DP0400A* |  |  |  | 8.5 | 16.9 | 8.1 | FALSE | FALSE | FALSE | 39500 | 25600 | 2.66 | 35600 | 2.16
213255533 |  | Live | Daikin Comfort Technologies | AMANA | Singlezone Ducted, Centrally Ducted | 213255533 |  | HRCU-A-CB | ASZS604210A* | Ducted Indoor Units | AHVE42CP0400A* |  |  |  | 8.5 | 16.7 | 8.1 | FALSE | FALSE | FALSE | 39500 | 25600 | 2.66 | 35600 | 2.16
213255545 |  | Live | Daikin Comfort Technologies | DAIKIN | Singlezone Ducted, Centrally Ducted | 213255545 |  | HRCU-A-CB | DZ6VSA4210A* | Ducted Indoor Units | DFVE60DP0400A* |  |  |  | 8.5 | 16.9 | 8.1 | FALSE | FALSE | FALSE | 39500 | 25600 | 2.66 | 35600 | 2.16
213255544 |  | Live | Daikin Comfort Technologies | DAIKIN | Singlezone Ducted, Centrally Ducted | 213255544 |  | HRCU-A-CB | DZ6VSA4210A* | Ducted Indoor Units | DFVE42CP0400A* |  |  |  | 8.5 | 16.7 | 8.1 | FALSE | FALSE | FALSE | 39500 | 25600 | 2.66 | 35600 | 2.16
213255540 |  | Live | Daikin Comfort Technologies | DAIKIN | Singlezone Ducted, Centrally Ducted | 213255540 |  | HRCU-A-CB | DZ6VSA4210A* | Ducted Indoor Units | DFVE48DP0400A* |  |  |  | 8.5 | 16.9 | 8.1 | FALSE | FALSE | FALSE | 39500 | 25600 | 2.66 | 35600 | 2.16
213613287 |  | Live | Daikin Comfort Technologies | AMANA | Singlezone Ducted, Centrally Ducted | 213613287 |  | HRCU-A-CB | ASZS604210A* | Ducted Indoor Units | AHVE42CP1400B* |  |  |  | 8.5 | 16.7 | 8.1 | FALSE | FALSE | FALSE | 39500 | 25600 | 2.66 | 35600 | 2.16
213613298 |  | Live | Daikin Comfort Technologies | LIBERTY HEATING & AIR CONDITIONING | Singlezone Ducted, Centrally Ducted | 213613298 |  | HRCU-A-CB | ASZS604210A* | Ducted Indoor Units | AHVE42CP1400B* |  |  |  | 8.5 | 16.7 | 8.1 | FALSE | FALSE | FALSE | 39500 | 25600 | 2.66 | 35600 | 2.16
213613283 |  | Live | Daikin Comfort Technologies | AMANA | Singlezone Ducted, Centrally Ducted | 213613283 |  | HRCU-A-CB | ASZS604210A* | Ducted Indoor Units | AHVE48DP1400B* |  |  |  | 8.5 | 16.9 | 8.1 | FALSE | FALSE | FALSE | 39500 | 25600 | 2.66 | 35600 | 2.16
213613294 |  | Live | Daikin Comfort Technologies | LIBERTY HEATING & AIR CONDITIONING | Singlezone Ducted, Centrally Ducted | 213613294 |  | HRCU-A-CB | ASZS604210A* | Ducted Indoor Units | AHVE48DP1400B* |  |  |  | 8.5 | 16.9 | 8.1 | FALSE | FALSE | FALSE | 39500 | 25600 | 2.66 | 35600 | 2.16
213613288 |  | Live | Daikin Comfort Technologies | AMANA | Singlezone Ducted, Centrally Ducted | 213613288 |  | HRCU-A-CB | ASZS604210A* | Ducted Indoor Units | AHVE60DP1400B* |  |  |  | 8.5 | 16.9 | 8.1 | FALSE | FALSE | FALSE | 39500 | 25600 | 2.66 | 35600 | 2.16
213613299 |  | Live | Daikin Comfort Technologies | LIBERTY HEATING & AIR CONDITIONING | Singlezone Ducted, Centrally Ducted | 213613299 |  | HRCU-A-CB | ASZS604210A* | Ducted Indoor Units | AHVE60DP1400B* |  |  |  | 8.5 | 16.9 | 8.1 | FALSE | FALSE | FALSE | 39500 | 25600 | 2.66 | 35600 | 2.16
213613326 |  | Live | Daikin Comfort Technologies | DAIKIN | Singlezone Ducted, Centrally Ducted | 213613326 |  | HRCU-A-CB | DZ6VSA4210A* | Ducted Indoor Units | DFVE42CP1400B* |  |  |  | 8.5 | 16.7 | 8.1 | FALSE | FALSE | FALSE | 39500 | 25600 | 2.66 | 35600 | 2.16
213613322 |  | Live | Daikin Comfort Technologies | DAIKIN | Singlezone Ducted, Centrally Ducted | 213613322 |  | HRCU-A-CB | DZ6VSA4210A* | Ducted Indoor Units | DFVE48DP1400B* |  |  |  | 8.5 | 16.9 | 8.1 | FALSE | FALSE | FALSE | 39500 | 25600 | 2.66 | 35600 | 2.16
213613327 |  | Live | Daikin Comfort Technologies | DAIKIN | Singlezone Ducted, Centrally Ducted | 213613327 |  | HRCU-A-CB | DZ6VSA4210A* | Ducted Indoor Units | DFVE60DP1400B* |  |  |  | 8.5 | 16.9 | 8.1 | FALSE | FALSE | FALSE | 39500 | 25600 | 2.66 | 35600 | 2.16
213613315 |  | Live | Daikin Comfort Technologies | GOODMAN | Singlezone Ducted, Centrally Ducted | 213613315 |  | HRCU-A-CB | GSZS604210A* | Ducted Indoor Units | AHVE42CP1400B* |  |  |  | 8.5 | 16.7 | 8.1 | FALSE | FALSE | FALSE | 39500 | 25600 | 2.66 | 35600 | 2.16
213613311 |  | Live | Daikin Comfort Technologies | GOODMAN | Singlezone Ducted, Centrally Ducted | 213613311 |  | HRCU-A-CB | GSZS604210A* | Ducted Indoor Units | AHVE48DP1400B* |  |  |  | 8.5 | 16.9 | 8.1 | FALSE | FALSE | FALSE | 39500 | 25600 | 2.66 | 35600 | 2.16
213613316 |  | Live | Daikin Comfort Technologies | GOODMAN | Singlezone Ducted, Centrally Ducted | 213613316 |  | HRCU-A-CB | GSZS604210A* | Ducted Indoor Units | AHVE60DP1400B* |  |  |  | 8.5 | 16.9 | 8.1 | FALSE | FALSE | FALSE | 39500 | 25600 | 2.66 | 35600 | 2.16
213895726 |  | Live | Daikin Comfort Technologies | DAIKIN | Singlezone Non-Ducted, Wall Placement | 213895726 |  | HRCU-A-CB-O | RXF09AXVJU | Mini-Splits | FTXF09AXVJU |  |  |  | 12.5 | 21 | 10.2 | TRUE | FALSE | TRUE | 9000 | 6100 | 2.98 | 7045 | 2.79
213816044 |  | Live | Daikin Comfort Technologies | AMANA | Singlezone Ducted, Centrally Ducted | 213816044 |  | HRCU-A-CB | ASZS604810A* | Ducted Indoor Units | CA*EA4830*4A*+MBVK16CP1X00A* |  |  |  | 8 | 16.2 | 8.1 | FALSE | FALSE | FALSE | 45000 | 29800 | 2.47 | 36000 | 2.38
213816046 |  | Live | Daikin Comfort Technologies | AMANA | Singlezone Ducted, Centrally Ducted | 213816046 |  | HRCU-A-CB | ASZS604810A* | Ducted Indoor Units | CA*EA6030*4A*+MBVK20DP1X00A* |  |  |  | 8 | 16.2 | 8.1 | FALSE | FALSE | FALSE | 45000 | 29800 | 2.47 | 36000 | 2.38
213816043 |  | Live | Daikin Comfort Technologies | DAIKIN | Singlezone Ducted, Centrally Ducted | 213816043 |  | HRCU-A-CB | DZ6VSA4810A* | Ducted Indoor Units | CA*EA4830*4A*+MBVK16CP1X00A* |  |  |  | 8 | 16.2 | 8.1 | FALSE | FALSE | FALSE | 45000 | 29800 | 2.47 | 36000 | 2.38
213816045 |  | Live | Daikin Comfort Technologies | DAIKIN | Singlezone Ducted, Centrally Ducted | 213816045 |  | HRCU-A-CB | DZ6VSA4810A* | Ducted Indoor Units | CA*EA6030*4A*+MBVK20DP1X00A* |  |  |  | 8 | 16.2 | 8.1 | FALSE | FALSE | FALSE | 45000 | 29800 | 2.47 | 36000 | 2.38
213816048 |  | Live | Daikin Comfort Technologies | AMANA | Singlezone Ducted, Centrally Ducted | 213816048 |  | HRCU-A-CB | ASZS606010A* | Ducted Indoor Units | CA*EA6030*4A*+MBVK20DP1X00A* |  |  |  | 8 | 16.1 | 8.1 | FALSE | FALSE | FALSE | 52500 | 34800 | 2.63 | 40500 | 2.39
213816040 |  | Live | Daikin Comfort Technologies | AMANA | Singlezone Ducted, Centrally Ducted | 213816040 |  | HRCU-A-CB | ASZS604210A* | Ducted Indoor Units | CA*EA4830*4A*+MBVK16CP1X00A* |  |  |  | 8.5 | 16.9 | 8.1 | FALSE | FALSE | FALSE | 39500 | 25600 | 2.66 | 35600 | 2.16
213816042 |  | Live | Daikin Comfort Technologies | AMANA | Singlezone Ducted, Centrally Ducted | 213816042 |  | HRCU-A-CB | ASZS604210A* | Ducted Indoor Units | CA*EA6030*4A*+MBVK20DP1X00A* |  |  |  | 8.5 | 16.9 | 8.1 | FALSE | FALSE | FALSE | 40000 | 25600 | 2.66 | 35600 | 2.16
213816039 |  | Live | Daikin Comfort Technologies | DAIKIN | Singlezone Ducted, Centrally Ducted | 213816039 |  | HRCU-A-CB | DZ6VSA4210A* | Ducted Indoor Units | CA*EA4830*4A*+MBVK16CP1X00A* |  |  |  | 8.5 | 16.9 | 8.1 | FALSE | FALSE | FALSE | 39500 | 25600 | 2.66 | 35600 | 2.16
213816041 |  | Live | Daikin Comfort Technologies | DAIKIN | Singlezone Ducted, Centrally Ducted | 213816041 |  | HRCU-A-CB | DZ6VSA4210A* | Ducted Indoor Units | CA*EA6030*4A*+MBVK20DP1X00A* |  |  |  | 8.5 | 16.9 | 8.1 | FALSE | FALSE | FALSE | 40000 | 25600 | 2.66 | 35600 | 2.16
213895720 |  | Live | Daikin Comfort Technologies | DAIKIN | Singlezone Non-Ducted, Wall Placement | 213895720 |  | HRCU-A-CB-O | RXF12AXVJU | Mini-Splits | FTXF12AXVJU |  |  |  | 12.5 | 21 | 10.2 | TRUE | FALSE | TRUE | 12000 | 8200 | 2.86 | 11424 | 2.62
213895722 |  | Live | Daikin Comfort Technologies | DAIKIN | Singlezone Non-Ducted, Wall Placement | 213895722 |  | HRCU-A-CB-O | RXF24AXVJU | Mini-Splits | FTXF24AXVJU |  |  |  | 12 | 21 | 9.1 | TRUE | FALSE | FALSE | 22400 | 13900 | 2.66 | 19006 | 2.67
213895721 |  | Live | Daikin Comfort Technologies | DAIKIN | Singlezone Non-Ducted, Wall Placement | 213895721 |  | HRCU-A-CB-O | RXF18AXVJU | Mini-Splits | FTXF18AXVJU |  |  |  | 12 | 21 | 9.6 | TRUE | FALSE | TRUE | 18100 | 12800 | 2.76 | 19465 | 2.63
213361588 |  | Live | Carrier | BRYANT HEATING AND COOLING SYSTEMS | Singlezone Ducted, Centrally Ducted | 213361588 |  | HRCU-A-CB | 284ANV036*0**B* |  | FE4BNBD60L*+UI |  |  |  | 13 | 21 | 9 | TRUE | FALSE | TRUE | 34800 | 29800 | 2.36 | 29800 | 2.36
213361586 |  | Live | Carrier | BRYANT HEATING AND COOLING SYSTEMS | Singlezone Ducted, Centrally Ducted | 213361586 |  | HRCU-A-CB | 284ANV036*0**B* |  | FE4BN(B,X)C48L*+UI |  |  |  | 13 | 20.5 | 9 | TRUE | FALSE | TRUE | 34400 | 30400 | 2.32 | 30400 | 2.32
213361584 |  | Live | Carrier | BRYANT HEATING AND COOLING SYSTEMS | Singlezone Ducted, Centrally Ducted | 213361584 |  | HRCU-A-CB | 284ANV036*0**B* |  | FE4BN(B,X)C36L*+UI |  |  |  | 12 | 19.5 | 8.5 | TRUE | FALSE | TRUE | 33000 | 31600 | 2.26 | 31600 | 2.26
217290600 |  | Live | Carrier | VEISSMANN | Singlezone Ducted, Centrally Ducted | 217290600 |  | HRCU-A-C | D5CURAH36AAK |  | D5FULAH36XAX |  |  |  | 10 | 14.9 | 8.5 | FALSE | FALSE |  | 29000 | 23400 | 2.29 | 26000 | 2.18
217290599 |  | Live | Carrier | VEISSMANN | Singlezone Ducted, Centrally Ducted | 217290599 |  | HRCU-A-C | D5CURAH30AAK |  | D5FULAH36XAX |  |  |  | 10 | 15.5 | 8.1 | FALSE | FALSE |  | 29000 | 19000 | 2.3 | 19800 | 2.08
217992614 |  | Live | Gree | TOSOT | Singlezone Non-Ducted, Wall Placement | 217992614 |  | HRCU-A-CB-O | TWH12CA32AO | Mini-Splits | TWH12CA32AI |  |  |  | 9.3 | 19 | 8.5 | FALSE | FALSE |  | 12000 | 9700 | 2.71 | 10000 | 2.36
217992268 |  | Live | Gree | TOSOT | Singlezone Non-Ducted, Wall Placement | 217992268 |  | HRCU-A-CB-O | TWH36CD32AO | Mini-Splits | TWH36CD32AI |  |  |  | 12 | 21 | 8.5 | FALSE | FALSE |  | 33600 | 27400 | 2.55 | 27500 | 1.99
217992267 |  | Live | Gree | TOSOT | Singlezone Non-Ducted, Wall Placement | 217992267 |  | HRCU-A-CB-O | TWH30CD32AO | Mini-Splits | TWH30CD32AI |  |  |  | 11 | 22 | 9 | FALSE | FALSE |  | 30000 | 24000 | 2.55 | 27000 | 2.08
217992266 |  | Live | Gree | TOSOT | Singlezone Non-Ducted, Wall Placement | 217992266 |  | HRCU-A-CB-O | TWH24PD32AO | Mini-Splits | TWH24PD32AI |  |  |  | 13.65 | 26 | 10 | FALSE | FALSE |  | 22000 | 21800 | 2.7 | 21800 | 2.7
217992264 |  | Live | Gree | TOSOT | Singlezone Non-Ducted, Wall Placement | 217992264 |  | HRCU-A-CB-O | TWH12CD32AO | Mini-Splits | TWH12CD32AI |  |  |  | 9.75 | 19 | 8.5 | FALSE | FALSE |  | 12000 | 9700 | 2.71 | 11500 | 2.2
217992263 |  | Live | Gree | TOSOT | Singlezone Non-Ducted, Wall Placement | 217992263 |  | HRCU-A-CB-O | TWH09CA32AO | Mini-Splits | TWH09CA32AI |  |  |  | 11.9 | 20.5 | 8.8 | FALSE | FALSE |  | 9100 | 10000 | 2.25 | 10600 | 2.25
217992262 |  | Live | Gree | TOSOT | Singlezone Non-Ducted, Wall Placement | 217992262 |  | HRCU-A-CB-O | TWH24AD32AO | Mini-Splits | TWH24AD32AI |  |  |  | 13.95 | 27 | 10 | FALSE | FALSE |  | 22000 | 23000 | 2.96 | 24000 | 1.94
217992261 |  | Live | Gree | TOSOT | Singlezone Non-Ducted, Wall Placement | 217992261 |  | HRCU-A-CB-O | TWH18AD32AO | Mini-Splits | TWH18AD32AI |  |  |  | 14.3 | 27.5 | 10 | FALSE | FALSE |  | 18000 | 19500 | 1.9 | 20100 | 1.9
217992260 |  | Live | Gree | TOSOT | Singlezone Non-Ducted, Wall Placement | 217992260 |  | HRCU-A-CB-O | TWH12AD32AO | Mini-Splits | TWH12AD32AI |  |  |  | 15.2 | 29.5 | 10 | FALSE | FALSE |  | 12000 | 13000 | 2.06 | 13000 | 2.06
217992259 |  | Live | Gree | TOSOT | Singlezone Non-Ducted, Wall Placement | 217992259 |  | HRCU-A-CB-O | TWH09AD32AO | Mini-Splits | TWH09AD32AI |  |  |  | 16.8 | 30 | 11.2 | FALSE | FALSE |  | 9100 | 12000 | 2.3 | 13000 | 2.06
217992258 |  | Live | Gree | TOSOT | Singlezone Non-Ducted, Wall Placement | 217992258 |  | HRCU-A-CB-O | TWH18PD32AO | Mini-Splits | TWH18PD32AI |  |  |  | 13.65 | 24.5 | 9 | FALSE | FALSE |  | 18000 | 18000 | 2.15 | 18500 | 2.13
217992257 |  | Live | Gree | TOSOT | Singlezone Non-Ducted, Wall Placement | 217992257 |  | HRCU-A-CB-O | TWH12PD32AO | Mini-Splits | TWH12PD32AI |  |  |  | 13 | 24.5 | 9.5 | FALSE | FALSE |  | 12000 | 12000 | 2.14 | 12000 | 2.06
217992256 |  | Live | Gree | TOSOT | Singlezone Non-Ducted, Wall Placement | 217992256 |  | HRCU-A-CB-O | TWH09PD32AO | Mini-Splits | TWH09PD32AI |  |  |  | 15 | 26 | 10.4 | FALSE | FALSE |  | 9100 | 11000 | 2.25 | 11000 | 2.08
217992254 |  | Live | Gree | TOSOT | Singlezone Non-Ducted, Wall Placement | 217992254 |  | HRCU-A-CB-O | TWH09CD32AO | Mini-Splits | TWH09CD32AI |  |  |  | 12.5 | 20.5 | 8.8 | FALSE | FALSE |  | 9100 | 9600 | 2.27 | 9600 | 2.27
217485871 |  | Live | Gree | TOSOT | Singlezone Non-Ducted, Wall Placement | 217485871 |  | HRCU-A-CB-O | TWH12ZR33AO | Mini-Splits | TWH12ZR32AI |  |  |  | 8.85 | 17 | 8.5 | FALSE | FALSE |  | 12000 | 7000 | 1.8 | 10300 | 2.1
217334306 |  | Live | Gree | GREE | Multizone Mix of Ducted and Non-Ducted | 217334306 |  | HMSV-A-CB | GWHD(18)ND6PO | Mixed Ducted and Non-Ducted Indoor Units |  |  |  |  | 11.1 | 19 | 9 | TRUE | TRUE |  | 18000 | 15400 | 2.1 | 16400 | 2.1
217334305 |  | Live | Gree | GREE | Multizone All Ducted | 217334305 |  | HMSV-A-CB | GWHD(18)ND6PO | Ducted Indoor Units |  |  |  |  | 11 | 18 | 8.1 | TRUE | TRUE |  | 18000 | 15000 | 1.96 | 16400 | 1.96
217334304 |  | Live | Gree | GREE | Multizone All Non-Ducted | 217334304 |  | HMSR-A-CB-O | GWHD(18)ND6PO | Non-Ducted Indoor Units |  |  |  |  | 11.5 | 21 | 10 | TRUE | TRUE |  | 18000 | 16000 | 2.36 | 16400 | 2.36
215390442 |  | Live | Gree | GREE | Singlezone Non-Ducted, Wall Placement | 215390442 |  | HRCU-A-CB-O | GWH24ATEXF-D6DNA4H/O | Mini-Splits | GWH24ATEXF-D6DN***/I |  |  |  | 11.9 | 19 | 8.5 | TRUE | TRUE | FALSE | 24000 | 19200 | 2.5 | 19300 | 2.36
214802443 |  | Live | Gree | GREE | Singlezone Non-Ducted, Wall Placement | 214802443 |  | HRCU-A-CB-O | LIV30HP230V1R32AO | Mini-Splits | LIV30HP230V1R32AH |  |  |  | 11 | 22 | 9 | FALSE | FALSE | FALSE | 30000 | 24000 | 2.55 | 27000 | 2.08
214779349 |  | Live | Gree | GREE | Singlezone Non-Ducted, Wall Placement | 214779349 |  | HRCU-A-CB-O | LIV24HP230V1R32AO | Mini-Splits | LIV24HP230V1R32AH |  |  |  | 11.9 | 19 | 8.5 | FALSE | FALSE | FALSE | 24000 | 19200 | 2.5 | 19300 | 1.79
214779348 |  | Live | Gree | GREE | Singlezone Non-Ducted, Wall Placement | 214779348 |  | HRCU-A-CB-O | LIV36HP230V1R32AO | Mini-Splits | LIV36HP230V1R32AH |  |  |  | 12 | 21 | 8.5 | FALSE | TRUE | FALSE | 33600 | 27400 | 2.55 | 27500 | 1.99
217548378 |  | Live | Gree | GREE | Singlezone Non-Ducted, Wall Placement | 217548378 |  | HRCU-A-CB-O | GWH24ATEXF-D6DNA1F/O | Mini-Splits | GWH24ATEXF-D3DN***/I |  |  |  | 11.9 | 19 | 8.5 | FALSE | FALSE |  | 24000 | 19200 | 2.5 | 19300 | 1.79
214610245 |  | Live | Gree | GREE | Singlezone Non-Ducted, Wall Placement | 214610245 |  | HRCU-A-CB-O | GWH24ATEXF-D6DNA1F/O | Mini-Splits | GWH24ATEXF-D6DN***/I |  |  |  | 11.9 | 19 | 8.5 | FALSE | FALSE | FALSE | 24000 | 19200 | 2.5 | 19300 | 1.79
209397902 |  | Live | Gree | GREE | Singlezone Non-Ducted, Wall Placement | 209397902 |  | HRCU-A-CB-O | GWH24AGEXH-D3DNA1A/O | Mini-Splits | GWH24QEXH-D3DN***/I |  |  |  | 13.1 | 24.5 | 9.5 | TRUE | FALSE | TRUE | 22000 | 19400 | 2.87 | 22000 | 2.11
217989302 |  | Live | Midea Electric Trading | COMFORT AIRE | Singlezone Non-Ducted, Wall Placement | 217989302 |  | HRCU-A-CB-O | B-SSP09SA-0 | Mini-Splits | A-SSP09SA-0 |  |  |  | 10.1 | 18 | 9 | FALSE | FALSE |  | 9000 | 6900 | 2.32 | 7200 | 2.03
217989296 |  | Live | Daikin North America, LLC | GOODMAN | Singlezone Ducted, Centrally Ducted | 217989296 |  | HRCU-A-CB | GZV9SA6010A* | Ducted Indoor Units | CAHEA3630C3A*+MBVK16CH*X00A* |  |  |  | 9.8 | 17 | 8.8 | FALSE | FALSE |  | 52000 | 33400 | 2.5 | 55500 | 2.04
217989271 |  | Live | Daikin North America, LLC | GOODMAN | Singlezone Ducted, Centrally Ducted | 217989271 |  | HRCU-A-CB | GZV9SA6010A* | Ducted Indoor Units | CA*EA6030*3A*+MBVK16CP1X00A* |  |  |  | 9.8 | 17 | 8.8 | FALSE | FALSE |  | 52000 | 33400 | 2.5 | 55500 | 2.04
217989270 |  | Live | Daikin North America, LLC | GOODMAN | Singlezone Ducted, Centrally Ducted | 217989270 |  | HRCU-A-CB | GZV9SA6010A* | Ducted Indoor Units | CHPEA6030*3A*+MBVK16CP1X00A* |  |  |  | 9.8 | 16 | 8.5 | FALSE | FALSE |  | 52000 | 33400 | 2.2 | 55500 | 2.04
217989269 |  | Live | Daikin North America, LLC | GOODMAN | Singlezone Ducted, Centrally Ducted | 217989269 |  | HRCU-A-CB | GZV9SA6010A* | Ducted Indoor Units | CA*EA6030*3A*+MBVK20DP1X00A* |  |  |  | 9.8 | 17 | 8.8 | FALSE | FALSE |  | 52000 | 33400 | 2.5 | 55500 | 2.04
217989268 |  | Live | Daikin North America, LLC | GOODMAN | Singlezone Ducted, Centrally Ducted | 217989268 |  | HRCU-A-CB | GZV9SA6010A* | Ducted Indoor Units | CHPEA6030*3A*+MBVK20DP1X00A* |  |  |  | 9.8 | 16 | 8.5 | FALSE | FALSE |  | 52000 | 33400 | 2.2 | 55500 | 2.04
217989267 |  | Live | Daikin North America, LLC | GOODMAN | Singlezone Ducted, Centrally Ducted | 217989267 |  | HRCU-A-CB | GZV9SA6010A* | Ducted Indoor Units | AHVE60DP0300A* |  |  |  | 10.5 | 18 | 9 | FALSE | FALSE |  | 54000 | 33400 | 2.5 | 58000 | 2.28
217989140 |  | Live | Daikin North America, LLC | GOODMAN | Singlezone Ducted, Centrally Ducted | 217989140 |  | HRCU-A-CB | GZV9SA6010A* | Ducted Indoor Units | AHVE60DP1300A* |  |  |  | 10.5 | 18 | 9 | FALSE | FALSE |  | 54000 | 33400 | 2.5 | 58000 | 2.28
217989170 |  | Live | Daikin North America, LLC | AMANA | Singlezone Ducted, Centrally Ducted | 217989170 |  | HRCU-A-CB | AZV9SA6010A* | Ducted Indoor Units | CAHEA3630C3A*+MBVK16CH*X00A* |  |  |  | 9.8 | 17 | 8.8 | FALSE | FALSE |  | 52000 | 33400 | 2.5 | 55500 | 2.04
217989145 |  | Live | Daikin North America, LLC | AMANA | Singlezone Ducted, Centrally Ducted | 217989145 |  | HRCU-A-CB | AZV9SA6010A* | Ducted Indoor Units | CA*EA6030*3A*+MBVK16CP1X00A* |  |  |  | 9.8 | 17 | 8.8 | FALSE | FALSE |  | 52000 | 33400 | 2.5 | 55500 | 2.04
217989144 |  | Live | Daikin North America, LLC | AMANA | Singlezone Ducted, Centrally Ducted | 217989144 |  | HRCU-A-CB | AZV9SA6010A* | Ducted Indoor Units | CHPEA6030*3A*+MBVK16CP1X00A* |  |  |  | 9.8 | 16 | 8.5 | FALSE | FALSE |  | 52000 | 33400 | 2.2 | 55500 | 2.04
217989143 |  | Live | Daikin North America, LLC | AMANA | Singlezone Ducted, Centrally Ducted | 217989143 |  | HRCU-A-CB | AZV9SA6010A* | Ducted Indoor Units | CA*EA6030*3A*+MBVK20DP1X00A* |  |  |  | 9.8 | 17 | 8.8 | FALSE | FALSE |  | 52000 | 33400 | 2.5 | 55500 | 2.04
217989142 |  | Live | Daikin North America, LLC | AMANA | Singlezone Ducted, Centrally Ducted | 217989142 |  | HRCU-A-CB | AZV9SA6010A* | Ducted Indoor Units | CHPEA6030*3A*+MBVK20DP1X00A* |  |  |  | 9.8 | 16 | 8.5 | FALSE | FALSE |  | 52000 | 33400 | 2.2 | 55500 | 2.04
217989141 |  | Live | Daikin North America, LLC | AMANA | Singlezone Ducted, Centrally Ducted | 217989141 |  | HRCU-A-CB | AZV9SA6010A* | Ducted Indoor Units | AHVE60DP0300A* |  |  |  | 10.5 | 18 | 9 | FALSE | FALSE |  | 54000 | 33400 | 2.5 | 58000 | 2.28
217989106 |  | Live | Daikin North America, LLC | AMANA | Singlezone Ducted, Centrally Ducted | 217989106 |  | HRCU-A-CB | AZV9SA6010A* | Ducted Indoor Units | AHVE60DP1300A* |  |  |  | 10.5 | 18 | 9 | FALSE | FALSE |  | 54000 | 33400 | 2.5 | 58000 | 2.28
217989139 |  | Live | Daikin North America, LLC | DAIKIN | Singlezone Ducted, Centrally Ducted | 217989139 |  | HRCU-A-CB | DH9VSA6010A* | Ducted Indoor Units | CAHEA3630C3A*+MBVK16CH*X00A* |  |  |  | 9.8 | 17 | 8.8 | FALSE | FALSE |  | 52000 | 33400 | 2.5 | 55500 | 2.04
217989114 |  | Live | Daikin North America, LLC | DAIKIN | Singlezone Ducted, Centrally Ducted | 217989114 |  | HRCU-A-CB | DH9VSA6010A* | Ducted Indoor Units | CA*EA6030*3A*+MBVK16CP1X00A* |  |  |  | 9.8 | 17 | 8.8 | FALSE | FALSE |  | 52000 | 33400 | 2.5 | 55500 | 2.04
217989113 |  | Live | Daikin North America, LLC | DAIKIN | Singlezone Ducted, Centrally Ducted | 217989113 |  | HRCU-A-CB | DH9VSA6010A* | Ducted Indoor Units | CHPEA6030*3A*+MBVK16CP1X00A* |  |  |  | 9.8 | 16 | 8.5 | FALSE | FALSE |  | 52000 | 33400 | 2.2 | 55500 | 2.04
217989112 |  | Live | Daikin North America, LLC | DAIKIN | Singlezone Ducted, Centrally Ducted | 217989112 |  | HRCU-A-CB | DH9VSA6010A* | Ducted Indoor Units | CA*EA6030*3A*+MBVK20DP1X00A* |  |  |  | 9.8 | 17 | 8.8 | FALSE | FALSE |  | 52000 | 33400 | 2.5 | 55500 | 2.04
217989111 |  | Live | Daikin North America, LLC | DAIKIN | Singlezone Ducted, Centrally Ducted | 217989111 |  | HRCU-A-CB | DH9VSA6010A* | Ducted Indoor Units | CHPEA6030*3A*+MBVK20DP1X00A* |  |  |  | 9.8 | 16 | 8.5 | FALSE | FALSE |  | 52000 | 33400 | 2.2 | 55500 | 2.04
217989110 |  | Live | Daikin North America, LLC | DAIKIN | Singlezone Ducted, Centrally Ducted | 217989110 |  | HRCU-A-CB | DH9VSA6010A* | Ducted Indoor Units | DFVE60DP0300A* |  |  |  | 10.5 | 18 | 9 | FALSE | FALSE |  | 54000 | 33400 | 2.5 | 58000 | 2.28
217989105 |  | Live | Daikin North America, LLC | DAIKIN | Singlezone Ducted, Centrally Ducted | 217989105 |  | HRCU-A-CB | DH9VSA6010A* | Ducted Indoor Units | DFVE60DP1300A* |  |  |  | 10.5 | 18 | 9 | FALSE | FALSE |  | 54000 | 33400 | 2.5 | 58000 | 2.28
217989208 |  | Live | Daikin North America, LLC | GOODMAN | Singlezone Ducted, Centrally Ducted | 217989208 |  | HRCU-A-CB | GZV9SA4810A* | Ducted Indoor Units | CA*EA6030*3A*+MBVK16CP1X00A* |  |  |  | 11 | 18 | 9 | FALSE | FALSE |  | 46000 | 30000 | 2.5 | 52000 | 1.96
217989207 |  | Live | Daikin North America, LLC | GOODMAN | Singlezone Ducted, Centrally Ducted | 217989207 |  | HRCU-A-CB | GZV9SA4810A* | Ducted Indoor Units | CHPEA4830*3A*+MBVK16CP1X00A* |  |  |  | 11 | 17 | 8.5 | FALSE | FALSE |  | 45500 | 29400 | 2.2 | 52000 | 1.96
217989206 |  | Live | Daikin North America, LLC | GOODMAN | Singlezone Ducted, Centrally Ducted | 217989206 |  | HRCU-A-CB | GZV9SA4810A* | Ducted Indoor Units | CA*EA6030*3A*+MBVK20DP1X00A* |  |  |  | 11 | 18 | 9 | FALSE | FALSE |  | 46000 | 30000 | 2.5 | 52000 | 1.96
217989205 |  | Live | Daikin North America, LLC | GOODMAN | Singlezone Ducted, Centrally Ducted | 217989205 |  | HRCU-A-CB | GZV9SA4810A* | Ducted Indoor Units | CHPEA4830*3A*+MBVK20DP1X00A* |  |  |  | 11 | 17.5 | 8.5 | FALSE | FALSE |  | 45500 | 29400 | 2.2 | 52000 | 1.96
217989204 |  | Live | Daikin North America, LLC | GOODMAN | Singlezone Ducted, Centrally Ducted | 217989204 |  | HRCU-A-CB | GZV9SA4810A* | Ducted Indoor Units | CAHEA3630C3A*+MBVK16CH*X00A* |  |  |  | 11 | 18 | 9 | FALSE | FALSE |  | 46000 | 30000 | 2.5 | 52000 | 1.96
217989203 |  | Live | Daikin North America, LLC | GOODMAN | Singlezone Ducted, Centrally Ducted | 217989203 |  | HRCU-A-CB | GZV9SA4810A* | Ducted Indoor Units | AHVE60DP0300A* |  |  |  | 11.7 | 18 | 9 | FALSE | FALSE |  | 46000 | 30000 | 2.5 | 55000 | 2.13
217989108 |  | Live | Daikin North America, LLC | GOODMAN | Singlezone Ducted, Centrally Ducted | 217989108 |  | HRCU-A-CB | GZV9SA4810A* | Ducted Indoor Units | AHVE60DP1300A* |  |  |  | 11.7 | 18 | 9 | FALSE | FALSE |  | 46000 | 30000 | 2.5 | 55000 | 2.13
217989240 |  | Live | Daikin North America, LLC | AMANA | Singlezone Ducted, Centrally Ducted | 217989240 |  | HRCU-A-CB | AZV9SA4810A* | Ducted Indoor Units | CA*EA6030*3A*+MBVK16CP1X00A* |  |  |  | 11 | 18 | 9 | FALSE | FALSE |  | 46000 | 30000 | 2.5 | 52000 | 1.96
217989239 |  | Live | Daikin North America, LLC | AMANA | Singlezone Ducted, Centrally Ducted | 217989239 |  | HRCU-A-CB | AZV9SA4810A* | Ducted Indoor Units | CHPEA4830*3A*+MBVK16CP1X00A* |  |  |  | 11 | 17 | 8.5 | FALSE | FALSE |  | 45500 | 29400 | 2.2 | 52000 | 1.96
217989238 |  | Live | Daikin North America, LLC | AMANA | Singlezone Ducted, Centrally Ducted | 217989238 |  | HRCU-A-CB | AZV9SA4810A* | Ducted Indoor Units | CA*EA6030*3A*+MBVK20DP1X00A* |  |  |  | 11 | 18 | 9 | FALSE | FALSE |  | 46000 | 30000 | 2.5 | 52000 | 1.96
217989237 |  | Live | Daikin North America, LLC | AMANA | Singlezone Ducted, Centrally Ducted | 217989237 |  | HRCU-A-CB | AZV9SA4810A* | Ducted Indoor Units | CHPEA4830*3A*+MBVK20DP1X00A* |  |  |  | 11 | 17.5 | 8.5 | FALSE | FALSE |  | 45500 | 29400 | 2.2 | 52000 | 1.96
217989236 |  | Live | Daikin North America, LLC | AMANA | Singlezone Ducted, Centrally Ducted | 217989236 |  | HRCU-A-CB | AZV9SA4810A* | Ducted Indoor Units | CAHEA3630C3A*+MBVK16CH*X00A* |  |  |  | 11 | 18 | 9 | FALSE | FALSE |  | 46000 | 30000 | 2.5 | 52000 | 1.96
217989235 |  | Live | Daikin North America, LLC | AMANA | Singlezone Ducted, Centrally Ducted | 217989235 |  | HRCU-A-CB | AZV9SA4810A* | Ducted Indoor Units | AHVE60DP0300A* |  |  |  | 11.7 | 18 | 9 | FALSE | FALSE |  | 46000 | 30000 | 2.5 | 55000 | 2.13
217989109 |  | Live | Daikin North America, LLC | AMANA | Singlezone Ducted, Centrally Ducted | 217989109 |  | HRCU-A-CB | AZV9SA4810A* | Ducted Indoor Units | AHVE60DP1300A* |  |  |  | 11.7 | 18 | 9 | FALSE | FALSE |  | 46000 | 30000 | 2.5 | 55000 | 2.13
217989176 |  | Live | Daikin North America, LLC | DAIKIN | Singlezone Ducted, Centrally Ducted | 217989176 |  | HRCU-A-CB | DH9VSA4810A* | Ducted Indoor Units | CA*EA6030*3A*+MBVK16CP1X00A* |  |  |  | 11 | 18 | 9 | FALSE | FALSE |  | 46000 | 30000 | 2.5 | 52000 | 1.96
217989175 |  | Live | Daikin North America, LLC | DAIKIN | Singlezone Ducted, Centrally Ducted | 217989175 |  | HRCU-A-CB | DH9VSA4810A* | Ducted Indoor Units | CHPEA4830*3A*+MBVK16CP1X00A* |  |  |  | 11 | 17 | 8.5 | FALSE | FALSE |  | 45500 | 29400 | 2.2 | 52000 | 1.96
217989174 |  | Live | Daikin North America, LLC | DAIKIN | Singlezone Ducted, Centrally Ducted | 217989174 |  | HRCU-A-CB | DH9VSA4810A* | Ducted Indoor Units | CA*EA6030*3A*+MBVK20DP1X00A* |  |  |  | 11 | 18 | 9 | FALSE | FALSE |  | 46000 | 30000 | 2.5 | 52000 | 1.96
217989173 |  | Live | Daikin North America, LLC | DAIKIN | Singlezone Ducted, Centrally Ducted | 217989173 |  | HRCU-A-CB | DH9VSA4810A* | Ducted Indoor Units | CHPEA4830*3A*+MBVK20DP1X00A* |  |  |  | 11 | 17.5 | 8.5 | FALSE | FALSE |  | 45500 | 29400 | 2.2 | 52000 | 1.96
217989172 |  | Live | Daikin North America, LLC | DAIKIN | Singlezone Ducted, Centrally Ducted | 217989172 |  | HRCU-A-CB | DH9VSA4810A* | Ducted Indoor Units | CAHEA3630C3A*+MBVK16CH*X00A* |  |  |  | 11 | 18 | 9 | FALSE | FALSE |  | 46000 | 30000 | 2.5 | 52000 | 1.96
217989171 |  | Live | Daikin North America, LLC | DAIKIN | Singlezone Ducted, Centrally Ducted | 217989171 |  | HRCU-A-CB | DH9VSA4810A* | Ducted Indoor Units | DFVE60DP0300A* |  |  |  | 11.7 | 18 | 9 | FALSE | FALSE |  | 46000 | 30000 | 2.5 | 55000 | 2.13
217989107 |  | Live | Daikin North America, LLC | DAIKIN | Singlezone Ducted, Centrally Ducted | 217989107 |  | HRCU-A-CB | DH9VSA4810A* | Ducted Indoor Units | DFVE60DP1300A* |  |  |  | 11.7 | 18 | 9 | FALSE | FALSE |  | 46000 | 30000 | 2.5 | 55000 | 2.13
217232160 |  | Live | Mitsubishi Electric Trane | MITSUBISHI ELECTRIC | Singlezone Ducted, Compact Ducted | 217232160 |  | HRCU-A-CB | SUZ-AA18NLHZ*** | Mini-Splits | SEZ-AD18NL*** |  |  |  | 12.8 | 17 | 10 | TRUE | TRUE |  | 18000 | 13100 | 2.8 | 20000 | 2.25
217232157 |  | Live | Mitsubishi Electric Trane | MITSUBISHI ELECTRIC | Singlezone Ducted, Compact Ducted | 217232157 |  | HRCU-A-CB | SUZ-AA18NL*** | Mini-Splits | SEZ-AD18NL*** |  |  |  | 12.8 | 17 | 10.4 | TRUE | FALSE |  | 18000 | 13100 | 3.1 | 13100 | 3.1
217232159 |  | Live | Mitsubishi Electric Trane | MITSUBISHI ELECTRIC | Singlezone Ducted, Compact Ducted | 217232159 |  | HRCU-A-CB | SUZ-AA15NLHZ*** | Mini-Splits | SEZ-AD15NL*** |  |  |  | 12.2 | 16.2 | 9.8 | TRUE | TRUE |  | 15000 | 11700 | 2.62 | 18000 | 2.19
217232156 |  | Live | Mitsubishi Electric Trane | MITSUBISHI ELECTRIC | Singlezone Ducted, Compact Ducted | 217232156 |  | HRCU-A-CB | SUZ-AA15NL*** | Mini-Splits | SEZ-AD15NL*** |  |  |  | 13.2 | 19.1 | 9.8 | TRUE | FALSE |  | 15000 | 10200 | 2.93 | 10200 | 2.93
217232158 |  | Live | Mitsubishi Electric Trane | MITSUBISHI ELECTRIC | Singlezone Ducted, Compact Ducted | 217232158 |  | HRCU-A-CB | SUZ-AA12NLHZ*** | Mini-Splits | SEZ-AD12NL*** |  |  |  | 13.3 | 16.2 | 9.4 | TRUE | TRUE |  | 12000 | 9500 | 2.51 | 15000 | 2.29
217232155 |  | Live | Mitsubishi Electric Trane | MITSUBISHI ELECTRIC | Singlezone Ducted, Compact Ducted | 217232155 |  | HRCU-A-CB | SUZ-AA12NL*** | Mini-Splits | SEZ-AD12NL*** |  |  |  | 12.1 | 19 | 9.6 | TRUE | FALSE |  | 12000 | 9700 | 2.68 | 9700 | 2.68
217232161 |  | Live | Mitsubishi Electric Trane | MITSUBISHI ELECTRIC | Singlezone Ducted, Compact Ducted | 217232161 |  | HRCU-A-CB | SUZ-AA09NLHZ*** | Mini-Splits | SEZ-AD09NL*** |  |  |  | 11.8 | 14.8 | 8.1 | FALSE | FALSE |  | 9000 | 7400 | 2.07 | 12000 | 1.91
217232154 |  | Live | Mitsubishi Electric Trane | MITSUBISHI ELECTRIC | Singlezone Ducted, Compact Ducted | 217232154 |  | HRCU-A-CB | SUZ-AA09NL*** | Mini-Splits | SEZ-AD09NL*** |  |  |  | 11.8 | 17.6 | 10.6 | TRUE | FALSE |  | 9000 | 7900 | 2.82 | 7900 | 2.82
216472848 |  | Live | TCL AIR CONDITIONER (ZHONGSHAN) CO.,LTD. | COMFORT TEMPS | Singlezone Non-Ducted, Wall Placement | 216472848 |  | HRCU-A-CB-O | CEL-BH242A-O | Mini-Splits | CEL-BH242A-I |  |  |  | 10.5 | 21 | 9.5 | FALSE | FALSE |  | 24000 | 17900 | 2.68 | 17900 | 2.68
216472847 |  | Live | TCL AIR CONDITIONER (ZHONGSHAN) CO.,LTD. | COMFORT TEMPS | Singlezone Non-Ducted, Wall Placement | 216472847 |  | HRCU-A-CB-O | CEL-BH182A-O | Mini-Splits | CEL-BH182A-I |  |  |  | 10.5 | 21 | 9.5 | FALSE | FALSE |  | 18000 | 13000 | 2.59 | 13000 | 2.59
216472846 |  | Live | TCL AIR CONDITIONER (ZHONGSHAN) CO.,LTD. | COMFORT TEMPS | Singlezone Non-Ducted, Wall Placement | 216472846 |  | HRCU-A-CB-O | CEL-BH122A-O | Mini-Splits | CEL-BH122A-I |  |  |  | 11.2 | 20 | 9.5 | FALSE | FALSE |  | 12000 | 10000 | 2.34 | 10000 | 2.34
216472845 |  | Live | TCL AIR CONDITIONER (ZHONGSHAN) CO.,LTD. | COMFORT TEMPS | Singlezone Non-Ducted, Wall Placement | 216472845 |  | HRCU-A-CB-O | CEL-BH092A-O | Mini-Splits | CEL-BH092A-I |  |  |  | 12 | 20 | 10 | FALSE | FALSE |  | 9000 | 8000 | 2.3 | 9100 | 2.07
216472844 |  | Live | TCL AIR CONDITIONER (ZHONGSHAN) CO.,LTD. | COMFORT TEMPS | Singlezone Non-Ducted, Wall Placement | 216472844 |  | HRCU-A-CB-O | CEL-BH121A-O | Mini-Splits | CEL-BH121A-I |  |  |  | 10.5 | 20 | 9.5 | FALSE | FALSE |  | 12000 | 10000 | 2.34 | 10000 | 2.34
216472843 |  | Live | TCL AIR CONDITIONER (ZHONGSHAN) CO.,LTD. | COMFORT TEMPS | Singlezone Non-Ducted, Wall Placement | 216472843 |  | HRCU-A-CB-O | CEL-BH091A-O | Mini-Splits | CEL-BH091A-I |  |  |  | 11.7 | 19 | 9.5 | FALSE | FALSE |  | 9000 | 8000 | 2.09 | 9100 | 2.05
216472853 |  | Live | TCL AIR CONDITIONER (ZHONGSHAN) CO.,LTD. | COMFORT TEMPS | Singlezone Non-Ducted, Wall Placement | 216472853 |  | HRCU-A-CB-O | CTP-BH182A-O | Mini-Splits | CTP-BH182A-I |  |  |  | 12.5 | 23 | 10 | TRUE | TRUE |  | 18000 | 15000 | 2.56 | 17500 | 2.14
216472852 |  | Live | TCL AIR CONDITIONER (ZHONGSHAN) CO.,LTD. | COMFORT TEMPS | Singlezone Non-Ducted, Wall Placement | 216472852 |  | HRCU-A-CB-O | CTP-BH122A-O | Mini-Splits | CTP-BH122A-I |  |  |  | 13 | 24 | 10 | TRUE | TRUE |  | 12000 | 10000 | 2.59 | 10000 | 2.59
216472851 |  | Live | TCL AIR CONDITIONER (ZHONGSHAN) CO.,LTD. | COMFORT TEMPS | Singlezone Non-Ducted, Wall Placement | 216472851 |  | HRCU-A-CB-O | CTP-BH092A-O | Mini-Splits | CTP-BH092A-I |  |  |  | 13 | 23 | 9.5 | TRUE | TRUE |  | 9000 | 8000 | 2.21 | 9100 | 2.22
216472850 |  | Live | TCL AIR CONDITIONER (ZHONGSHAN) CO.,LTD. | COMFORT TEMPS | Singlezone Non-Ducted, Wall Placement | 216472850 |  | HRCU-A-CB-O | CTP-BH121A-O | Mini-Splits | CTP-BH121A-I |  |  |  | 13 | 23 | 10 | TRUE | TRUE |  | 12000 | 10000 | 2.59 | 10000 | 2.59
216472849 |  | Live | TCL AIR CONDITIONER (ZHONGSHAN) CO.,LTD. | COMFORT TEMPS | Singlezone Non-Ducted, Wall Placement | 216472849 |  | HRCU-A-CB-O | CTP-BH091A-O | Mini-Splits | CTP-BH091A-I |  |  |  | 13 | 23 | 9.5 | TRUE | TRUE |  | 9000 | 8000 | 2.21 | 9100 | 2.22
217607099 |  | Live | Ephoca | EPHOCA | Singlezone Ducted, Compact Ducted | 217607099 |  | HSP-A | AVK09R3H2 | Ducted Indoor Units |  |  |  |  | 10.95 | 15.2 | 9.85 | FALSE | TRUE |  | 8000 | 9000 | 2.56 | 9050 | 2.31
217650550 |  | Live | Ephoca | EPHOCA | Singlezone Ducted, Compact Ducted | 217650550 |  | HSP-A | AVK09N3H2 | Ducted Indoor Units |  |  |  |  | 11.6 | 15.35 | 9.8 | FALSE | TRUE |  | 7600 | 9000 | 2.56 | 9050 | 2.31
217650549 |  | Live | Ephoca | EPHOCA | Singlezone Ducted, Compact Ducted | 217650549 |  | HSP-A | AVK09N4H2 | Ducted Indoor Units |  |  |  |  | 11.6 | 15.35 | 9.8 | FALSE | TRUE |  | 7600 | 9000 | 2.56 | 9050 | 2.31
217650548 |  | Live | Ephoca | EPHOCA | Singlezone Ducted, Compact Ducted | 217650548 |  | HSP-A | AVK09R4H2 | Ducted Indoor Units |  |  |  |  | 11.6 | 15.35 | 9.8 | FALSE | TRUE |  | 7600 | 9000 | 2.56 | 9050 | 2.31
217650547 |  | Live | Ephoca | EPHOCA | Singlezone Ducted, Compact Ducted | 217650547 |  | HSP-A | AVE09N3H2 | Ducted Indoor Units |  |  |  |  | 11.6 | 15.35 | 9.8 | FALSE | TRUE |  | 7600 | 9000 | 2.56 | 9050 | 2.31
217650546 |  | Live | Ephoca | EPHOCA | Singlezone Ducted, Compact Ducted | 217650546 |  | HSP-A | AVE09R3H2 | Ducted Indoor Units |  |  |  |  | 11.6 | 15.35 | 9.8 | FALSE | TRUE |  | 7600 | 9000 | 2.56 | 9050 | 2.31
217650545 |  | Live | Ephoca | EPHOCA | Singlezone Ducted, Compact Ducted | 217650545 |  | HSP-A | AVE09N4H2 | Ducted Indoor Units |  |  |  |  | 11.6 | 15.35 | 9.8 | FALSE | TRUE |  | 7600 | 9000 | 2.56 | 9050 | 2.31
217650544 |  | Live | Ephoca | EPHOCA | Singlezone Ducted, Compact Ducted | 217650544 |  | HSP-A | AVE09R4H2 | Ducted Indoor Units |  |  |  |  | 11.6 | 15.35 | 9.8 | FALSE | TRUE |  | 7600 | 9000 | 2.56 | 9050 | 2.31
217650543 |  | Live | Ephoca | EPHOCA | Singlezone Ducted, Compact Ducted | 217650543 |  | HSP-A | AVP09N3H2 | Ducted Indoor Units |  |  |  |  | 11.6 | 15.35 | 9.8 | FALSE | TRUE |  | 7600 | 9000 | 2.56 | 9050 | 2.31
217650542 |  | Live | Ephoca | EPHOCA | Singlezone Ducted, Compact Ducted | 217650542 |  | HSP-A | AVP09R3H2 | Ducted Indoor Units |  |  |  |  | 11.6 | 15.35 | 9.8 | FALSE | TRUE |  | 7600 | 9000 | 2.56 | 9050 | 2.31
217650541 |  | Live | Ephoca | EPHOCA | Singlezone Ducted, Compact Ducted | 217650541 |  | HSP-A | AVP09N4H2 | Ducted Indoor Units |  |  |  |  | 11.6 | 15.35 | 9.8 | FALSE | TRUE |  | 7600 | 9000 | 2.56 | 9050 | 2.31
217650540 |  | Live | Ephoca | EPHOCA | Singlezone Ducted, Compact Ducted | 217650540 |  | HSP-A | AVP09R4H2 | Ducted Indoor Units |  |  |  |  | 11.6 | 15.35 | 9.8 | FALSE | TRUE |  | 7600 | 9000 | 2.56 | 9050 | 2.31
217650539 |  | Live | Ephoca | EPHOCA | Singlezone Ducted, Compact Ducted | 217650539 |  | HSP-A | AVP09N3H1 | Ducted Indoor Units |  |  |  |  | 11.6 | 15.35 | 9.8 | FALSE | TRUE |  | 7600 | 9000 | 2.56 | 9050 | 2.31
217650538 |  | Live | Ephoca | EPHOCA | Singlezone Ducted, Compact Ducted | 217650538 |  | HSP-A | AVP09R3H1 | Ducted Indoor Units |  |  |  |  | 11.6 | 15.35 | 9.8 | FALSE | TRUE |  | 7600 | 9000 | 2.56 | 9050 | 2.31
217650537 |  | Live | Ephoca | EPHOCA | Singlezone Ducted, Compact Ducted | 217650537 |  | HSP-A | AVP09N4H1 | Ducted Indoor Units |  |  |  |  | 11.6 | 15.35 | 9.8 | FALSE | TRUE |  | 7600 | 9000 | 2.56 | 9050 | 2.31
217650536 |  | Live | Ephoca | EPHOCA | Singlezone Ducted, Compact Ducted | 217650536 |  | HSP-A | AVP09R4H1 | Ducted Indoor Units |  |  |  |  | 11.6 | 15.35 | 9.8 | FALSE | TRUE |  | 7600 | 9000 | 2.56 | 9050 | 2.31
217650535 |  | Live | Ephoca | EPHOCA | Singlezone Ducted, Compact Ducted | 217650535 |  | HSP-A | AVM19N3H2 | Ducted Indoor Units |  |  |  |  | 11.62 | 15.4 | 9.15 | FALSE | TRUE |  | 11600 | 13600 | 3.14 | 13650 | 2.33
217650534 |  | Live | Ephoca | EPHOCA | Singlezone Ducted, Compact Ducted | 217650534 |  | HSP-A | AVM19R3H2 | Ducted Indoor Units |  |  |  |  | 11.62 | 15.4 | 9.15 | FALSE | TRUE |  | 11600 | 13600 | 3.14 | 13650 | 2.33
217650533 |  | Live | Ephoca | EPHOCA | Singlezone Ducted, Compact Ducted | 217650533 |  | HSP-A | AVM19N4H2 | Ducted Indoor Units |  |  |  |  | 11.62 | 15.4 | 9.15 | FALSE | TRUE |  | 11600 | 13600 | 3.14 | 13650 | 2.33
217650532 |  | Live | Ephoca | EPHOCA | Singlezone Ducted, Compact Ducted | 217650532 |  | HSP-A | AVM19R4H2 | Ducted Indoor Units |  |  |  |  | 11.62 | 15.4 | 9.15 | FALSE | TRUE |  | 11600 | 13600 | 3.14 | 13650 | 2.33
217650531 |  | Live | Ephoca | EPHOCA | Singlezone Ducted, Compact Ducted | 217650531 |  | HSP-A | AVK19N4H2 | Ducted Indoor Units |  |  |  |  | 11.62 | 15.4 | 9.15 | FALSE | TRUE |  | 11600 | 13600 | 3.14 | 13650 | 2.33
217650530 |  | Live | Ephoca | EPHOCA | Singlezone Ducted, Compact Ducted | 217650530 |  | HSP-A | AVK19R4H2 | Ducted Indoor Units |  |  |  |  | 11.62 | 15.4 | 9.15 | FALSE | TRUE |  | 11600 | 13600 | 3.14 | 13650 | 2.33
217650529 |  | Live | Ephoca | EPHOCA | Singlezone Ducted, Compact Ducted | 217650529 |  | HSP-A | AVK19N3H2 | Ducted Indoor Units |  |  |  |  | 11.62 | 15.4 | 9.15 | FALSE | TRUE |  | 11600 | 13600 | 3.14 | 13650 | 2.33
217650528 |  | Live | Ephoca | EPHOCA | Singlezone Ducted, Compact Ducted | 217650528 |  | HSP-A | AVK19R3H2 | Ducted Indoor Units |  |  |  |  | 11.62 | 15.4 | 9.15 | FALSE | TRUE |  | 11600 | 13600 | 3.14 | 13650 | 2.33
217650527 |  | Live | Ephoca | EPHOCA | Singlezone Ducted, Compact Ducted | 217650527 |  | HSP-A | AVP19N3H2 | Ducted Indoor Units |  |  |  |  | 11.62 | 15.4 | 9.15 | FALSE | TRUE |  | 11600 | 13600 | 3.14 | 13650 | 2.33
217650526 |  | Live | Ephoca | EPHOCA | Singlezone Ducted, Compact Ducted | 217650526 |  | HSP-A | AVP19R3H2 | Ducted Indoor Units |  |  |  |  | 11.62 | 15.4 | 9.15 | FALSE | TRUE |  | 11600 | 13600 | 3.14 | 13650 | 2.33
217650525 |  | Live | Ephoca | EPHOCA | Singlezone Ducted, Compact Ducted | 217650525 |  | HSP-A | AVP19N4H2 | Ducted Indoor Units |  |  |  |  | 11.62 | 15.4 | 9.15 | FALSE | TRUE |  | 11600 | 13600 | 3.14 | 13650 | 2.33
217650524 |  | Live | Ephoca | EPHOCA | Singlezone Ducted, Compact Ducted | 217650524 |  | HSP-A | AVP19R4H2 | Ducted Indoor Units |  |  |  |  | 11.62 | 15.4 | 9.15 | FALSE | TRUE |  | 11600 | 13600 | 3.14 | 13650 | 2.33
217650523 |  | Live | Ephoca | EPHOCA | Singlezone Ducted, Compact Ducted | 217650523 |  | HSP-A | AVP19N3H1 | Ducted Indoor Units |  |  |  |  | 11.62 | 15.4 | 9.15 | FALSE | TRUE |  | 11600 | 13600 | 3.14 | 13650 | 2.33
217650522 |  | Live | Ephoca | EPHOCA | Singlezone Ducted, Compact Ducted | 217650522 |  | HSP-A | AVP19R3H1 | Ducted Indoor Units |  |  |  |  | 11.62 | 15.4 | 9.15 | FALSE | TRUE |  | 11600 | 13600 | 3.14 | 13650 | 2.33
217650521 |  | Live | Ephoca | EPHOCA | Singlezone Ducted, Compact Ducted | 217650521 |  | HSP-A | AVP19N4H1 | Ducted Indoor Units |  |  |  |  | 11.62 | 15.4 | 9.15 | FALSE | TRUE |  | 11600 | 13600 | 3.14 | 13650 | 2.33
217650520 |  | Live | Ephoca | EPHOCA | Singlezone Ducted, Compact Ducted | 217650520 |  | HSP-A | AVP19R4H1 | Ducted Indoor Units |  |  |  |  | 11.62 | 15.4 | 9.15 | FALSE | TRUE |  | 11600 | 13600 | 3.14 | 13650 | 2.33
217652244 |  | Live | Ephoca | EPHOCA | Singlezone Ducted, Compact Ducted | 217652244 |  | HSP-A | ASK09N3H2 | Ducted Indoor Units |  |  |  |  | 11.56 | 15.3 | 9.15 | FALSE | TRUE |  | 6200 | 8300 | 2.21 | 9000 | 2.03
217652243 |  | Live | Ephoca | EPHOCA | Singlezone Ducted, Compact Ducted | 217652243 |  | HSP-A | ASK09R3H2 | Ducted Indoor Units |  |  |  |  | 11.56 | 15.3 | 9.15 | FALSE | TRUE |  | 6200 | 8300 | 2.21 | 9000 | 2.03
217652242 |  | Live | Ephoca | EPHOCA | Singlezone Ducted, Compact Ducted | 217652242 |  | HSP-A | ASK09H4H2 | Ducted Indoor Units |  |  |  |  | 11.56 | 15.3 | 9.15 | FALSE | TRUE |  | 6200 | 8300 | 2.21 | 9000 | 2.03
217652241 |  | Live | Ephoca | EPHOCA | Singlezone Ducted, Compact Ducted | 217652241 |  | HSP-A | ASK09R4H2 | Ducted Indoor Units |  |  |  |  | 11.56 | 15.3 | 9.15 | FALSE | TRUE |  | 6200 | 8300 | 2.21 | 9000 | 2.03
217652240 |  | Live | Ephoca | EPHOCA | Singlezone Ducted, Compact Ducted | 217652240 |  | HSP-A | ASE09N3H2 | Ducted Indoor Units |  |  |  |  | 11.56 | 15.3 | 9.15 | FALSE | TRUE |  | 6200 | 8300 | 2.21 | 9000 | 2.03
217652239 |  | Live | Ephoca | EPHOCA | Singlezone Ducted, Compact Ducted | 217652239 |  | HSP-A | ASE09R3H2 | Ducted Indoor Units |  |  |  |  | 11.56 | 15.3 | 9.15 | FALSE | TRUE |  | 6200 | 8300 | 2.21 | 9000 | 2.03
217652238 |  | Live | Ephoca | EPHOCA | Singlezone Ducted, Compact Ducted | 217652238 |  | HSP-A | ASE09N4H2 | Ducted Indoor Units |  |  |  |  | 11.56 | 15.3 | 9.15 | FALSE | TRUE |  | 6200 | 8300 | 2.21 | 9000 | 2.03
217652237 |  | Live | Ephoca | EPHOCA | Singlezone Ducted, Compact Ducted | 217652237 |  | HSP-A | ASE09R4H2 | Ducted Indoor Units |  |  |  |  | 11.56 | 15.3 | 9.15 | FALSE | TRUE |  | 6200 | 8300 | 2.21 | 9000 | 2.03
217652236 |  | Live | Ephoca | EPHOCA | Singlezone Ducted, Compact Ducted | 217652236 |  | HSP-A | ASP09N3H2 | Ducted Indoor Units |  |  |  |  | 11.56 | 15.3 | 9.15 | FALSE | TRUE |  | 6200 | 8300 | 2.21 | 9000 | 2.03
217652235 |  | Live | Ephoca | EPHOCA | Singlezone Ducted, Compact Ducted | 217652235 |  | HSP-A | ASP09R3H2 | Ducted Indoor Units |  |  |  |  | 11.56 | 15.3 | 9.15 | FALSE | TRUE |  | 6200 | 8300 | 2.21 | 9000 | 2.03
217652234 |  | Live | Ephoca | EPHOCA | Singlezone Ducted, Compact Ducted | 217652234 |  | HSP-A | ASP09N4H2 | Ducted Indoor Units |  |  |  |  | 11.56 | 15.3 | 9.15 | FALSE | TRUE |  | 6200 | 8300 | 2.21 | 9000 | 2.03
217652233 |  | Live | Ephoca | EPHOCA | Singlezone Ducted, Compact Ducted | 217652233 |  | HSP-A | ASP09R4H2 | Ducted Indoor Units |  |  |  |  | 11.56 | 15.3 | 9.15 | FALSE | TRUE |  | 6200 | 8300 | 2.21 | 9000 | 2.03
217652232 |  | Live | Ephoca | EPHOCA | Singlezone Ducted, Compact Ducted | 217652232 |  | HSP-A | ASP09N3H1 | Ducted Indoor Units |  |  |  |  | 11.56 | 15.3 | 9.15 | FALSE | TRUE |  | 6200 | 8300 | 2.21 | 9000 | 2.03
217652231 |  | Live | Ephoca | EPHOCA | Singlezone Ducted, Compact Ducted | 217652231 |  | HSP-A | ASP09R3H1 | Ducted Indoor Units |  |  |  |  | 11.56 | 15.3 | 9.15 | FALSE | TRUE |  | 6200 | 8300 | 2.21 | 9000 | 2.03
217652230 |  | Live | Ephoca | EPHOCA | Singlezone Ducted, Compact Ducted | 217652230 |  | HSP-A | ASP09N4H1 | Ducted Indoor Units |  |  |  |  | 11.56 | 15.3 | 9.15 | FALSE | TRUE |  | 6200 | 8300 | 2.21 | 9000 | 2.03
217652229 |  | Live | Ephoca | EPHOCA | Singlezone Ducted, Compact Ducted | 217652229 |  | HSP-A | ASP09R4H1 | Ducted Indoor Units |  |  |  |  | 11.56 | 15.3 | 9.15 | FALSE | TRUE |  | 6200 | 8300 | 2.21 | 9000 | 2.03
217652228 |  | Live | Ephoca | EPHOCA | Singlezone Ducted, Compact Ducted | 217652228 |  | HSP-A | ADK09N3H2 | Ducted Indoor Units |  |  |  |  | 11.56 | 15.3 | 9.15 | FALSE | TRUE |  | 6200 | 8300 | 2.21 | 9000 | 2.03
217652227 |  | Live | Ephoca | EPHOCA | Singlezone Ducted, Compact Ducted | 217652227 |  | HSP-A | ADK09R3H2 | Ducted Indoor Units |  |  |  |  | 11.56 | 15.3 | 9.15 | FALSE | TRUE |  | 6200 | 8300 | 2.21 | 9000 | 2.03
217652226 |  | Live | Ephoca | EPHOCA | Singlezone Ducted, Compact Ducted | 217652226 |  | HSP-A | ADK09N4H2 | Ducted Indoor Units |  |  |  |  | 11.56 | 15.3 | 9.15 | FALSE | TRUE |  | 6200 | 8300 | 2.21 | 9000 | 2.03
217652225 |  | Live | Ephoca | EPHOCA | Singlezone Ducted, Compact Ducted | 217652225 |  | HSP-A | ADK09R4H2 | Ducted Indoor Units |  |  |  |  | 11.56 | 15.3 | 9.15 | FALSE | TRUE |  | 6200 | 8300 | 2.21 | 9000 | 2.03
217652224 |  | Live | Ephoca | EPHOCA | Singlezone Ducted, Compact Ducted | 217652224 |  | HSP-A | ADE09N3H2 | Ducted Indoor Units |  |  |  |  | 11.56 | 15.3 | 9.15 | FALSE | TRUE |  | 6200 | 8300 | 2.21 | 9000 | 2.03
217652223 |  | Live | Ephoca | EPHOCA | Singlezone Ducted, Compact Ducted | 217652223 |  | HSP-A | ADE09R3H2 | Ducted Indoor Units |  |  |  |  | 11.56 | 15.3 | 9.15 | FALSE | TRUE |  | 6200 | 8300 | 2.21 | 9000 | 2.03
217652222 |  | Live | Ephoca | EPHOCA | Singlezone Ducted, Compact Ducted | 217652222 |  | HSP-A | ADE09N4H2 | Ducted Indoor Units |  |  |  |  | 11.56 | 15.3 | 9.15 | FALSE | TRUE |  | 6200 | 8300 | 2.21 | 9000 | 2.03
217652221 |  | Live | Ephoca | EPHOCA | Singlezone Ducted, Compact Ducted | 217652221 |  | HSP-A | ADE09R4H2 | Ducted Indoor Units |  |  |  |  | 11.56 | 15.3 | 9.15 | FALSE | TRUE |  | 6200 | 8300 | 2.21 | 9000 | 2.03
217652220 |  | Live | Ephoca | EPHOCA | Singlezone Ducted, Compact Ducted | 217652220 |  | HSP-A | ADP09N3H2 | Ducted Indoor Units |  |  |  |  | 11.56 | 15.3 | 9.15 | FALSE | TRUE |  | 6200 | 8300 | 2.21 | 9000 | 2.03
217652219 |  | Live | Ephoca | EPHOCA | Singlezone Ducted, Compact Ducted | 217652219 |  | HSP-A | ADP09R3H2 | Ducted Indoor Units |  |  |  |  | 11.56 | 15.3 | 9.15 | FALSE | TRUE |  | 6200 | 8300 | 2.21 | 9000 | 2.03
217652218 |  | Live | Ephoca | EPHOCA | Singlezone Ducted, Compact Ducted | 217652218 |  | HSP-A | ADP09N4H2 | Ducted Indoor Units |  |  |  |  | 11.56 | 15.3 | 9.15 | FALSE | TRUE |  | 6200 | 8300 | 2.21 | 9000 | 2.03
217652217 |  | Live | Ephoca | EPHOCA | Singlezone Ducted, Compact Ducted | 217652217 |  | HSP-A | ADP09R4H2 | Ducted Indoor Units |  |  |  |  | 11.56 | 15.3 | 9.15 | FALSE | TRUE |  | 6200 | 8300 | 2.21 | 9000 | 2.03
217652216 |  | Live | Ephoca | EPHOCA | Singlezone Ducted, Compact Ducted | 217652216 |  | HSP-A | ADP09N3H1 | Ducted Indoor Units |  |  |  |  | 11.56 | 15.3 | 9.15 | FALSE | TRUE |  | 6200 | 8300 | 2.21 | 9000 | 2.03
217652215 |  | Live | Ephoca | EPHOCA | Singlezone Ducted, Compact Ducted | 217652215 |  | HSP-A | ADP09R3H1 | Ducted Indoor Units |  |  |  |  | 11.56 | 15.3 | 9.15 | FALSE | TRUE |  | 6200 | 8300 | 2.21 | 9000 | 2.03
217652214 |  | Live | Ephoca | EPHOCA | Singlezone Ducted, Compact Ducted | 217652214 |  | HSP-A | ADP09N4H1 | Ducted Indoor Units |  |  |  |  | 11.56 | 15.3 | 9.15 | FALSE | TRUE |  | 6200 | 8300 | 2.21 | 9000 | 2.03
217652213 |  | Live | Ephoca | EPHOCA | Singlezone Ducted, Compact Ducted | 217652213 |  | HSP-A | ADP09R4H1 | Ducted Indoor Units |  |  |  |  | 11.56 | 15.3 | 9.15 | FALSE | TRUE |  | 6200 | 8300 | 2.21 | 9000 | 2.03
218000568 |  | Live | Midea Electric Trading | CANAIR | Singlezone Non-Ducted, Wall Placement | 218000568 |  | HRCU-A-CB-O | 4C25SCH24H21 | Mini-Splits | 4C25SEH24H21-P |  |  |  | 13 | 23.5 | 10 | FALSE | FALSE |  | 24000 | 19500 | 2.5 | 21300 | 2.42
218000567 |  | Live | Midea Electric Trading | CANAIR | Singlezone Non-Ducted, Wall Placement | 218000567 |  | HRCU-A-CB-O | 4C25SCH18H21 | Mini-Splits | 4C25SEH18H21-P |  |  |  | 13.5 | 24 | 11.1 | FALSE | FALSE |  | 18000 | 13000 | 2.59 | 15000 | 2.43
218000566 |  | Live | Midea Electric Trading | CANAIR | Singlezone Non-Ducted, Wall Placement | 218000566 |  | HRCU-A-CB-O | 4C25SCH12H21 | Mini-Splits | 4C25SEH12H21-P |  |  |  | 12.2 | 23.1 | 11.5 | FALSE | FALSE |  | 12000 | 9600 | 2.84 | 9900 | 2.57
218000565 |  | Live | Midea Electric Trading | CANAIR | Singlezone Non-Ducted, Wall Placement | 218000565 |  | HRCU-A-CB-O | 4C25SCH09H21 | Mini-Splits | 4C25SEH09H21-P |  |  |  | 14.7 | 24.6 | 13 | FALSE | FALSE |  | 9000 | 8600 | 2.8 | 10200 | 2.47
218000572 |  | Live | Midea Electric Trading | CANAIR | Singlezone Non-Ducted, Wall Placement | 218000572 |  | HRCU-A-CB-O | 4C25SCH24H21 | Mini-Splits | 4C25SEH24H21-N |  |  |  | 13 | 23.5 | 10 | FALSE | FALSE |  | 24000 | 19500 | 2.5 | 21300 | 2.42
218000571 |  | Live | Midea Electric Trading | CANAIR | Singlezone Non-Ducted, Wall Placement | 218000571 |  | HRCU-A-CB-O | 4C25SCH18H21 | Mini-Splits | 4C25SEH18H21-N |  |  |  | 13.5 | 24 | 11.1 | FALSE | FALSE |  | 18000 | 13000 | 2.59 | 15000 | 2.43
218000570 |  | Live | Midea Electric Trading | CANAIR | Singlezone Non-Ducted, Wall Placement | 218000570 |  | HRCU-A-CB-O | 4C25SCH12H21 | Mini-Splits | 4C25SEH12H21-N |  |  |  | 12.2 | 23.1 | 11.5 | FALSE | FALSE |  | 12000 | 9600 | 2.84 | 9900 | 2.57
218000569 |  | Live | Midea Electric Trading | CANAIR | Singlezone Non-Ducted, Wall Placement | 218000569 |  | HRCU-A-CB-O | 4C25SCH09H21 | Mini-Splits | 4C25SEH09H21-N |  |  |  | 14.7 | 24.6 | 13 | FALSE | FALSE |  | 9000 | 8600 | 2.8 | 10200 | 2.47
218001466 |  | Live | Midea Electric Trading | CONVECTAIR | Multizone Mix of Ducted and Non-Ducted | 218001466 |  | HMSV-A-CB | 500006218 | Mixed Ducted and Non-Ducted Indoor Units |  |  |  |  | 12 | 20 | 9.75 | FALSE | FALSE |  | 27400 | 23200 | 2.4 | 27000 | 1.99
218001465 |  | Live | Midea Electric Trading | CONVECTAIR | Multizone All Ducted | 218001465 |  | HMSV-A-CB | 500006218 | Ducted Indoor Units |  |  |  |  | 12 | 19 | 9.5 | FALSE | FALSE |  | 28000 | 23000 | 2.4 | 27000 | 2.1
218001464 |  | Live | Midea Electric Trading | CONVECTAIR | Multizone All Non-Ducted | 218001464 |  | HMSR-A-CB-O | 500006218 | Non-Ducted Indoor Units |  |  |  |  | 12 | 21 | 10 | FALSE | FALSE |  | 27000 | 23600 | 2.4 | 27000 | 1.9
218001463 |  | Live | Midea Electric Trading | CONVECTAIR | Multizone Mix of Ducted and Non-Ducted | 218001463 |  | HMSV-A-CB | 500006217 | Mixed Ducted and Non-Ducted Indoor Units |  |  |  |  | 13 | 20.5 | 10 | FALSE | FALSE |  | 19000 | 16700 | 2.55 | 20000 | 2.3
218001462 |  | Live | Midea Electric Trading | CONVECTAIR | Multizone All Ducted | 218001462 |  | HMSV-A-CB | 500006217 | Ducted Indoor Units |  |  |  |  | 13 | 20 | 10 | FALSE | FALSE |  | 19000 | 17000 | 2.59 | 22000 | 2.5
218001461 |  | Live | Midea Electric Trading | CONVECTAIR | Multizone All Non-Ducted | 218001461 |  | HMSR-A-CB-O | 500006217 | Non-Ducted Indoor Units |  |  |  |  | 13 | 21 | 10 | FALSE | FALSE |  | 19000 | 16400 | 2.5 | 18000 | 2.1
218001472 |  | Live | Midea Electric Trading | CONVECTAIR | Multizone Mix of Ducted and Non-Ducted | 218001472 |  | HMSV-A-CB | 500006193 | Mixed Ducted and Non-Ducted Indoor Units |  |  |  |  | 11.85 | 20.8 | 10.6 | FALSE | FALSE |  | 46000 | 42500 | 2.5 | 44000 | 2.1
218001471 |  | Live | Midea Electric Trading | CONVECTAIR | Multizone All Ducted | 218001471 |  | HMSV-A-CB | 500006193 | Ducted Indoor Units |  |  |  |  | 11.7 | 20.4 | 11 | FALSE | FALSE |  | 47000 | 44500 | 2.6 | 46000 | 2.2
218001470 |  | Live | Midea Electric Trading | CONVECTAIR | Multizone All Non-Ducted | 218001470 |  | HMSR-A-CB-O | 500006193 | Non-Ducted Indoor Units |  |  |  |  | 12 | 21.2 | 10.2 | FALSE | FALSE |  | 45000 | 40500 | 2.4 | 42000 | 2
218001469 |  | Live | Midea Electric Trading | CONVECTAIR | Multizone Mix of Ducted and Non-Ducted | 218001469 |  | HMSV-A-CB | 500006192 | Mixed Ducted and Non-Ducted Indoor Units |  |  |  |  | 12.1 | 20.45 | 10.85 | FALSE | FALSE |  | 36000 | 34800 | 2.39 | 38500 | 2.26
218001468 |  | Live | Midea Electric Trading | CONVECTAIR | Multizone All Ducted | 218001468 |  | HMSV-A-CB | 500006192 | Ducted Indoor Units |  |  |  |  | 12 | 19.4 | 10.4 | FALSE | FALSE |  | 36000 | 33000 | 2.4 | 34000 | 2.2
218001467 |  | Live | Midea Electric Trading | CONVECTAIR | Multizone All Non-Ducted | 218001467 |  | HMSR-A-CB-O | 500006192 | Non-Ducted Indoor Units |  |  |  |  | 12.2 | 21.5 | 11.3 | FALSE | FALSE |  | 36000 | 36600 | 2.37 | 43000 | 2.3
218001476 |  | Live | Midea Electric Trading | ZERO | Singlezone Non-Ducted, Wall Placement | 218001476 |  | HRCU-A-CB-O | ZMSB-24HV-USHHR2-O | Mini-Splits | ZCRV-24HDMB-US |  |  |  | 12 | 22 | 10.5 | FALSE | FALSE |  | 24000 | 20400 | 2.73 | 20500 | 2.55
218001475 |  | Live | Midea Electric Trading | ZERO | Singlezone Non-Ducted, Ceiling Placement | 218001475 |  | HRCU-A-CB-O | ZMSB-18HV-USHHR2-O | Mini-Splits | ZCRV-18HDMB-US |  |  |  | 12.5 | 20.7 | 11.4 | FALSE | FALSE |  | 16800 | 13900 | 2.66 | 14800 | 2.36
218001474 |  | Live | Midea Electric Trading | ZERO | Singlezone Non-Ducted, Ceiling Placement | 218001474 |  | HRCU-A-CB-O | ZMSB-12HV-USHHR2-O | Mini-Splits | ZCRV-12HDMB-US |  |  |  | 12.5 | 21.1 | 10.4 | FALSE | FALSE |  | 12000 | 8500 | 2.8 | 9300 | 2.55
218001473 |  | Live | Midea Electric Trading | ZERO | Singlezone Non-Ducted, Ceiling Placement | 218001473 |  | HRCU-A-CB-O | ZMSB-09HV-USHHR2-O | Mini-Splits | ZCRV-09HDMB-US |  |  |  | 14.3 | 21.6 | 11.3 | FALSE | FALSE |  | 9000 | 8500 | 2.8 | 9300 | 2.55
218002297 |  | Live | Midea Electric Trading | MOOVAIR | Singlezone Ducted, Centrally Ducted | 218002297 |  | HRCU-A-CB-O | MSHHA24C2AN1 |  | MWHHA24C2AS1 |  |  |  | 14 | 25 | 11 | FALSE | FALSE |  | 24000 | 17100 | 2.71 | 21700 | 2.61
217992248 |  | Live | Midea Electric Trading | DUOHOME | Singlezone Ducted, Centrally Ducted | 217992248 |  | HRCU-A-CB | DOX630-60HFN10-M3 |  | DVBC-60HWFN10-MD3E-D |  |  |  | 8.6 | 15.2 | 8.4 | FALSE | FALSE |  | 54000 | 33000 | 2.34 | 35800 | 1.96
217992247 |  | Live | Midea Electric Trading | DUOHOME | Singlezone Ducted, Centrally Ducted | 217992247 |  | HRCU-A-CB | DOX630-48HFN10-M3 |  | DVBC-48HWFN10-MD3E-D |  |  |  | 10 | 16 | 8.5 | FALSE | FALSE |  | 48000 | 32400 | 2.46 | 35400 | 2
217992246 |  | Live | Midea Electric Trading | DUOHOME | Singlezone Ducted, Centrally Ducted | 217992246 |  | HRCU-A-CB | DOD30-36HFN10-M3 |  | DVBC-36HWFN10-MC3E-D |  |  |  | 10 | 16.1 | 8.7 | FALSE | FALSE |  | 36000 | 24800 | 2.6 | 26200 | 2.19
217992245 |  | Live | Midea Electric Trading | DUOHOME | Singlezone Ducted, Centrally Ducted | 217992245 |  | HRCU-A-CB | DOD30-30HFN10-M3 |  | DVBC-30HWFN10-MC3E-D |  |  |  | 10.7 | 17 | 8.5 | FALSE | FALSE |  | 30000 | 18500 | 2.4 | 20200 | 2.26
217992244 |  | Live | Midea Electric Trading | DUOHOME | Singlezone Ducted, Centrally Ducted | 217992244 |  | HRCU-A-CB | DOX430-24HFN10-M3 |  | DVBC-24HWFN10-MB3E-D |  |  |  | 11 | 18.1 | 9.7 | FALSE | FALSE |  | 24000 | 20000 | 2.42 | 22200 | 2.24
217992243 |  | Live | Midea Electric Trading | DUOHOME | Singlezone Ducted, Centrally Ducted | 217992243 |  | HRCU-A-CB | DOX330-18HFN10-M3 |  | DVBC-18HWFN10-MB3E-D |  |  |  | 11 | 18.8 | 9.1 | FALSE | FALSE |  | 18000 | 12600 | 2.6 | 12600 | 2.2
217994541 |  | Live | Midea Electric Trading | CAPELLA | Singlezone Ducted, Centrally Ducted | 217994541 |  | HRCU-A-C | CCB1-H48A-O |  | CACB1-H60A2428-I |  |  |  | 9.8 | 14.5 | 8.4 | FALSE | FALSE |  | 45000 | 34000 | 2.4 | 53000 | 2.18
217996675 |  | Live | Midea Electric Trading | SLIMAIR | Singlezone Ducted, Centrally Ducted | 217996675 |  | HRCU-A-CB | SHC36VH224V |  | SHV36VE2AG |  |  |  | 10 | 16 | 9.5 | FALSE | FALSE |  | 36000 | 30400 | 2.46 | 47000 | 1.9
217905251 |  | Live | Midea Electric Trading | CTMORLEY | Singlezone Ducted, Centrally Ducted | 217905251 |  | HRCU-A-C | MOU-B48V-4 |  | MAC-B6024 |  |  |  | 9.8 | 14.8 | 8 | FALSE | FALSE |  | 45000 | 28000 | 2 | 47500 | 1.99
217905250 |  | Live | Midea Electric Trading | CTMORLEY | Singlezone Ducted, Centrally Ducted | 217905250 |  | HRCU-A-C | MOU-B48V-4 |  | MAC-B4821 |  |  |  | 10 | 15.2 | 9 | FALSE | FALSE |  | 45000 | 33000 | 2.5 | 37800 | 2.32
217905249 |  | Live | Midea Electric Trading | CTMORLEY | Singlezone Ducted, Centrally Ducted | 217905249 |  | HRCU-A-C | MOU-B30V-4 |  | MAC-B3617 |  |  |  | 10 | 15.8 | 8.2 | FALSE | FALSE |  | 29000 | 19000 | 2.32 | 25000 | 2.5
215576395 |  | Live | Rheem | RHEEM | Singlezone Ducted, Centrally Ducted | 215576395 |  | HRCU-A-CB | RP19AY36AJVC |  | RHMVY3621MEACA |  |  |  | 12 | 19 | 8.5 | TRUE | FALSE |  | 34200 | 30000 | 2.4 | 31000 | 2.48
215576396 |  | Live | Rheem | RHEEM | Singlezone Ducted, Centrally Ducted | 215576396 |  | HRCU-A-CB | RP19AY48AJVC |  | RHMVY4821SEACA |  |  |  | 12 | 19 | 8.5 | TRUE | FALSE |  | 45500 | 42000 | 2.44 | 43300 | 2.51
215576397 |  | Live | Rheem | RHEEM | Singlezone Ducted, Centrally Ducted | 215576397 |  | HRCU-A-CB | RP19AY60AJVC |  | RHMVY6021SEACA |  |  |  | 10.5 | 17.5 | 8.1 | FALSE | FALSE |  | 54500 | 51000 | 2.31 | 53500 | 2.42
215739589 |  | Live | Rheem | RHEEM | Singlezone Ducted, Centrally Ducted | 215739589 |  | HRCU-A-CB | RP19AY24AJVC |  | RHMVY3621MEACA |  |  |  | 12 | 19 | 8.5 | TRUE | TRUE |  | 22800 | 21200 | 2.41 | 21250 | 2.41
216613160 |  | Live | Rheem | RHEEM | Singlezone Ducted, Centrally Ducted | 216613160 |  | HRCU-A-CB | RD18AY48AJVC |  | RH2VY6024STACN |  |  |  | 12 | 18 | 9.5 | TRUE | TRUE |  | 43500 | 37200 | 2.48 | 37200 | 2.48
216613161 |  | Live | Rheem | RHEEM | Singlezone Ducted, Centrally Ducted | 216613161 |  | HRCU-A-CB | RD18AY60AJVC |  | RH2VY6024STACN |  |  |  | 11.7 | 18 | 10 | TRUE | FALSE |  | 52000 | 41500 | 2.44 | 42361 | 2.49
216613162 |  | Live | Rheem | RHEEM | Singlezone Ducted, Centrally Ducted | 216613162 |  | HRCU-A-CB | RD18AY36AJVC |  | RH2VY3621MTACN |  |  |  | 13 | 19 | 10 | TRUE | TRUE |  | 32800 | 30000 | 2.55 | 30000 | 2.55
216613164 |  | Live | Rheem | RHEEM | Singlezone Ducted, Centrally Ducted | 216613164 |  | HRCU-A-CB | RD18AY24AJVC |  | RH2VY3617STACN |  |  |  | 11.7 | 18 | 9.5 | TRUE | TRUE |  | 21200 | 18000 | 4.4 | 18600 | 4.54
216613185 |  | Live | Rheem | RHEEM | Singlezone Ducted, Centrally Ducted | 216613185 |  | HRCU-A-C | RD18AY48AJVC |  | RCFY6024STANM+RXMD-C03 |  |  |  | 10 | 15.2 | 8.1 | FALSE | FALSE |  | 41500 | 37200 | 2.47 | 37200 | 2.47
216820655 |  | Live | Rheem | RHEEM | Singlezone Ducted, Centrally Ducted | 216820655 |  | HRCU-A-C | RD18AY48AJVC |  | RCFY4821STANM+RXMD-C04 |  |  |  | 10 | 15.2 | 8.1 | FALSE | FALSE |  | 40500 | 40500 | 2.43 | 40500 | 2.43
216820667 |  | Live | Rheem | RHEEM | Singlezone Ducted, Centrally Ducted | 216820667 |  | HRCU-A-CB | RD18AY60AJVC |  | RH2VY6021STACA |  |  |  | 11 | 17 | 8.5 | TRUE | TRUE |  | 49500 | 42500 | 2.4 | 43000 | 2.43
216891229 |  | Live | Rheem | RHEEM | Singlezone Ducted, Centrally Ducted | 216891229 |  | HRCU-A-C | RD18AY48AJVC |  | RCFY4824STANM+RXMD-C03 |  |  |  | 10 | 15.2 | 8.1 | FALSE | FALSE |  | 40500 | 40500 | 2.43 | 40500 | 2.43
216891857 |  | Live | Rheem | RHEEM | Singlezone Ducted, Centrally Ducted | 216891857 |  | HRCU-A-C | RD18AY36AJVC |  | RCFY3617STANM+RXMD-C04 |  |  |  | 11.7 | 15.2 | 8.1 | TRUE | TRUE |  | 31000 | 29400 | 2.18 | 31500 | 2.34
216891860 |  | Live | Rheem | RHEEM | Singlezone Ducted, Centrally Ducted | 216891860 |  | HRCU-A-C | RD18AY36AJVC |  | RCFY3621STANM+RXMD-C04 |  |  |  | 11.7 | 15.2 | 8.1 | TRUE | TRUE |  | 31000 | 29400 | 2.18 | 31500 | 2.34
216891862 |  | Live | Rheem | RHEEM | Singlezone Ducted, Centrally Ducted | 216891862 |  | HRCU-A-CB | RD18AY36AJVC |  | RH2VY3617STACN |  |  |  | 12 | 19 | 8.5 | TRUE | TRUE |  | 31800 | 28800 | 2.3 | 29300 | 2.34
216891863 |  | Live | Rheem | RHEEM | Singlezone Ducted, Centrally Ducted | 216891863 |  | HRCU-A-CB | RD18AY36AJVC |  | RH2VY3621STACN |  |  |  | 12 | 20 | 8.5 | TRUE | TRUE |  | 31800 | 28800 | 2.3 | 29300 | 2.34
216891867 |  | Live | Rheem | RHEEM | Singlezone Ducted, Centrally Ducted | 216891867 |  | HRCU-A-CB | RD18AY48AJVC |  | RH2VY4824STACN |  |  |  | 12 | 19 | 10 | TRUE | TRUE |  | 41500 | 39500 | 2.4 | 40000 | 2.43
216891868 |  | Live | Rheem | RHEEM | Singlezone Ducted, Centrally Ducted | 216891868 |  | HRCU-A-CB | RD18AY48AJVC |  | RH2VY4821STACN |  |  |  | 11.7 | 18 | 10 | TRUE | TRUE |  | 41500 | 40000 | 2.4 | 40500 | 2.43
216980424 |  | Live | Rheem | RHEEM | Singlezone Ducted, Centrally Ducted | 216980424 |  | HRCU-A-CB | RD18AY48AJVC |  | RHMVY6024SEACN |  |  |  | 12 | 19 | 8.5 | TRUE | TRUE |  | 43500 | 35600 | 2.4 | 36100 | 2.43
216980427 |  | Live | Rheem | RHEEM | Singlezone Ducted, Centrally Ducted | 216980427 |  | HRCU-A-CB | RD18AY48AJVC |  | RH2TY4824MTANN |  |  |  | 12 | 18 | 8.5 | TRUE | TRUE |  | 43000 | 35600 | 2.4 | 36100 | 2.43
216980428 |  | Live | Rheem | RHEEM | Singlezone Ducted, Centrally Ducted | 216980428 |  | HRCU-A-CB | RD18AY36AJVC |  | RH2TY3621STANN |  |  |  | 12 | 19 | 8.5 | TRUE | TRUE |  | 31800 | 28800 | 2.3 | 29300 | 2.34
216980429 |  | Live | Rheem | RHEEM | Singlezone Ducted, Centrally Ducted | 216980429 |  | HRCU-A-CB | RD18AY36AJVC |  | RH2TY3617STANN |  |  |  | 12 | 19 | 8.5 | TRUE | TRUE |  | 31600 | 29000 | 2.2 | 29500 | 2.24
216980436 |  | Live | Rheem | RHEEM | Singlezone Ducted, Centrally Ducted | 216980436 |  | HRCU-A-CB | RD18AY48AJVC |  | RH2TY4824STANN |  |  |  | 12 | 19 | 9.5 | TRUE | TRUE |  | 41500 | 40000 | 2.5 | 40500 | 2.53
216980437 |  | Live | Rheem | RHEEM | Singlezone Ducted, Centrally Ducted | 216980437 |  | HRCU-A-CB | RD18AY48AJVC |  | RH2TY4821STANN |  |  |  | 12 | 18 | 9.5 | TRUE | TRUE |  | 41500 | 40000 | 2.5 | 40500 | 2.53
216980442 |  | Live | Rheem | RHEEM | Singlezone Ducted, Centrally Ducted | 216980442 |  | HRCU-A-CB | RD18AY60AJVC |  | RH2TY6024STANN |  |  |  | 11.7 | 18 | 8.5 | TRUE | TRUE |  | 52000 | 41500 | 2.4 | 42000 | 2.43
216980444 |  | Live | Rheem | RHEEM | Singlezone Ducted, Centrally Ducted | 216980444 |  | HRCU-A-CB | RD18AY24AJVC |  | RHMVY2421MEACN |  |  |  | 12 | 19 | 8.5 | TRUE | TRUE |  | 21200 | 17900 | 2.3 | 18400 | 2.37
216980446 |  | Live | Rheem | RHEEM | Singlezone Ducted, Centrally Ducted | 216980446 |  | HRCU-A-CB | RD18AY24AJVC |  | RF2TY2421STANS |  |  |  | 11.7 | 17 | 8.1 | TRUE | TRUE |  | 21200 | 18200 | 2.3 | 18700 | 2.36
216980448 |  | Live | Rheem | RHEEM | Singlezone Ducted, Centrally Ducted | 216980448 |  | HRCU-A-CB | RD18AY60AJVC |  | RHMVY6024SEACN |  |  |  | 11.7 | 18 | 10 | TRUE | TRUE |  | 52000 | 41000 | 2.4 | 41500 | 2.43
217009731 |  | Live | Rheem | RHEEM | Singlezone Ducted, Centrally Ducted | 217009731 |  | HRCU-A-CB | RD16AY24AJVC |  | RH2VY2417STACN |  |  |  | 10.5 | 17 | 8.5 | FALSE | FALSE |  | 22800 | 15800 | 2.6 | 16300 | 2.68
217009732 |  | Live | Rheem | RHEEM | Singlezone Ducted, Centrally Ducted | 217009732 |  | HRCU-A-CB | RD16AY36AJVC |  | RH2VY3617STACN |  |  |  | 10.5 | 16 | 8.5 | FALSE | FALSE |  | 33000 | 23200 | 2.6 | 23700 | 2.65
217009733 |  | Live | Rheem | RHEEM | Singlezone Ducted, Centrally Ducted | 217009733 |  | HRCU-A-CB | RD16AY48AJVC |  | RH2VY4821STACN |  |  |  | 10 | 16 | 8.1 | FALSE | FALSE |  | 44000 | 30400 | 2.4 | 30900 | 2.44
217009734 |  | Live | Rheem | RHEEM | Singlezone Ducted, Centrally Ducted | 217009734 |  | HRCU-A-CB | RD16AY60AJVC |  | RH2VY6024STACN |  |  |  | 10.5 | 17 | 8.5 | FALSE | FALSE |  | 56000 | 36800 | 2.6 | 37300 | 2.63
217176036 |  | Live | Rheem | RHEEM | Singlezone Ducted, Centrally Ducted | 217176036 |  | HRCU-A-CB | RD18AY24AJVC |  | SH2VY2417STACN |  |  |  | 12 | 19 | 10 | TRUE | TRUE |  | 21200 | 19400 | 2.4 | 19900 | 2.46
217176040 |  | Live | Rheem | RHEEM | Singlezone Ducted, Centrally Ducted | 217176040 |  | HRCU-A-CB | RD18AY24AJVC |  | RH2VY2417STACN |  |  |  | 12 | 19 | 10 | TRUE | TRUE |  | 21200 | 19400 | 2.4 | 19900 | 2.46
217176041 |  | Live | Rheem | RHEEM | Singlezone Ducted, Centrally Ducted | 217176041 |  | HRCU-A-CB | RD18AY24AJVC |  | RH2TY2417STANN |  |  |  | 12 | 18 | 10 | TRUE | TRUE |  | 21200 | 19500 | 2.4 | 20000 | 2.46
217176084 |  | Live | Rheem | RHEEM | Singlezone Ducted, Centrally Ducted | 217176084 |  | HRCU-A-CB | RD18AY24AJVC |  | RHMVY2417SEACN |  |  |  | 12 | 19 | 10 | TRUE | TRUE |  | 21400 | 19400 | 2.4 | 19900 | 2.46
217349642 |  | Live | Rheem | RHEEM | Singlezone Ducted, Centrally Ducted | 217349642 |  | HRCU-A-CB | RD16AY48AJVC |  | RH2TY6021STANA |  |  |  | 9.8 | 16 | 8.5 | FALSE | FALSE |  | 40500 | 29400 | 2.3 | 29900 | 2.34
217349650 |  | Live | Rheem | RHEEM | Singlezone Ducted, Centrally Ducted | 217349650 |  | HRCU-A-CB | RD16AY48AJVC |  | RH2VY4821STACA |  |  |  | 10 | 16 | 8.5 | FALSE | FALSE |  | 40500 | 29200 | 2.4 | 29700 | 2.44
217349651 |  | Live | Rheem | RHEEM | Singlezone Ducted, Centrally Ducted | 217349651 |  | HRCU-A-CB | RD16AY48AJVC |  | WH2TY6021STANA |  |  |  | 9.8 | 16 | 8.5 | FALSE | FALSE |  | 40500 | 29400 | 2.3 | 29900 | 2.34
217349652 |  | Live | Rheem | RHEEM | Singlezone Ducted, Centrally Ducted | 217349652 |  | HRCU-A-CB | RD16AY48AJVC |  | RH2TY4821STANA |  |  |  | 10 | 16 | 8.5 | FALSE | FALSE |  | 40000 | 29000 | 2.3 | 29500 | 2.34
217349657 |  | Live | Rheem | RHEEM | Singlezone Ducted, Centrally Ducted | 217349657 |  | HRCU-A-CB | RD16AY48AJVC |  | RH2VY6021STACA |  |  |  | 9.8 | 16 | 8.5 | FALSE | FALSE |  | 40500 | 29200 | 2.4 | 29700 | 2.44
217349662 |  | Live | Rheem | RHEEM | Singlezone Ducted, Centrally Ducted | 217349662 |  | HRCU-A-CB | RD16AY60AJVC |  | RH2VY6021STACA |  |  |  | 9 | 15.2 | 8.5 | FALSE | FALSE |  | 51500 | 37200 | 2.5 | 37700 | 2.53
217349666 |  | Live | Rheem | RHEEM | Singlezone Ducted, Centrally Ducted | 217349666 |  | HRCU-A-CB | RD16AY48AJVC |  | WH2TY4824STANN |  |  |  | 10 | 16 | 8.1 | FALSE | FALSE |  | 44000 | 29600 | 2.4 | 30100 | 2.44
217349671 |  | Live | Rheem | RHEEM | Singlezone Ducted, Centrally Ducted | 217349671 |  | HRCU-A-CB | RD16AY48AJVC |  | WH2TY4821STANN |  |  |  | 10 | 16 | 8.1 | FALSE | FALSE |  | 44000 | 29800 | 2.4 | 30300 | 2.44
217349672 |  | Live | Rheem | RHEEM | Singlezone Ducted, Centrally Ducted | 217349672 |  | HRCU-A-CB | RD16AY48AJVC |  | RH2TY4824STANN |  |  |  | 10 | 16 | 8.1 | FALSE | FALSE |  | 44000 | 29600 | 2.4 | 30100 | 2.44
217349673 |  | Live | Rheem | RHEEM | Singlezone Ducted, Centrally Ducted | 217349673 |  | HRCU-A-CB | RD16AY48AJVC |  | RH2VY4824STACN |  |  |  | 10 | 16 | 8.1 | FALSE | FALSE |  | 44000 | 29800 | 2.4 | 30300 | 2.44
217349674 |  | Live | Rheem | RHEEM | Singlezone Ducted, Centrally Ducted | 217349674 |  | HRCU-A-CB | RD16AY48AJVC |  | RH2TY4821STANN |  |  |  | 10 | 16 | 8.1 | FALSE | FALSE |  | 44000 | 29800 | 2.4 | 30300 | 2.44
217349677 |  | Live | Rheem | RHEEM | Singlezone Ducted, Centrally Ducted | 217349677 |  | HRCU-A-CB | RD16AY36AJVC |  | RH2TY3621MTANN |  |  |  | 11 | 17 | 8.5 | FALSE | FALSE |  | 34200 | 23400 | 2.7 | 23900 | 2.76
217349687 |  | Live | Rheem | RHEEM | Singlezone Ducted, Centrally Ducted | 217349687 |  | HRCU-A-CB | RD16AY36AJVC |  | RH2VY3621MTACN |  |  |  | 11 | 17 | 8.5 | FALSE | FALSE |  | 34200 | 23400 | 2.7 | 23900 | 2.76
217349690 |  | Live | Rheem | RHEEM | Singlezone Ducted, Centrally Ducted | 217349690 |  | HRCU-A-CB | RD16AY36AJVC |  | WH2TY3621MTANN |  |  |  | 11 | 17 | 8.5 | FALSE | FALSE |  | 34200 | 23400 | 2.7 | 23900 | 2.76
217349691 |  | Live | Rheem | RHEEM | Singlezone Ducted, Centrally Ducted | 217349691 |  | HRCU-A-CB | RD16AY36AJVC |  | RH2VY4821STACN |  |  |  | 11 | 17 | 8.5 | FALSE | FALSE |  | 34200 | 23400 | 2.7 | 23900 | 2.76
217349844 |  | Live | Rheem | RHEEM | Singlezone Ducted, Centrally Ducted | 217349844 |  | HRCU-A-CB | RD16AY24AJVC |  | RH2TY2417STANN |  |  |  | 10.5 | 17 | 8.5 | FALSE | FALSE |  | 22800 | 15800 | 2.6 | 16300 | 2.68
217349851 |  | Live | Rheem | RHEEM | Singlezone Ducted, Centrally Ducted | 217349851 |  | HRCU-A-CB | RD16AY24AJVC |  | WH2TY3617STANN |  |  |  | 10 | 15.2 | 8.5 | FALSE | FALSE |  | 22800 | 16200 | 2.59 | 16700 | 2.67
217349862 |  | Live | Rheem | RHEEM | Singlezone Ducted, Centrally Ducted | 217349862 |  | HRCU-A-CB | RD16AY24AJVC |  | WH2TY3621STANN |  |  |  | 10 | 15.2 | 8.5 | FALSE | FALSE |  | 22800 | 16100 | 2.61 | 16600 | 2.69
217349867 |  | Live | Rheem | RHEEM | Singlezone Ducted, Centrally Ducted | 217349867 |  | HRCU-A-CB | RD16AY36AJVC |  | RH2TY3621STANN |  |  |  | 11 | 17 | 8.5 | FALSE | FALSE |  | 33200 | 23200 | 2.6 | 23700 | 2.65
217349868 |  | Live | Rheem | RHEEM | Singlezone Ducted, Centrally Ducted | 217349868 |  | HRCU-A-CB | RD16AY36AJVC |  | RH2TY3617STANN |  |  |  | 10 | 16 | 8.5 | FALSE | FALSE |  | 33000 | 23200 | 2.6 | 23700 | 2.65
217349871 |  | Live | Rheem | RHEEM | Singlezone Ducted, Centrally Ducted | 217349871 |  | HRCU-A-CB | RD16AY36AJVC |  | WH2TY3621STANN |  |  |  | 11 | 17 | 8.5 | FALSE | FALSE |  | 33200 | 23200 | 2.6 | 23700 | 2.65
217349875 |  | Live | Rheem | RHEEM | Singlezone Ducted, Centrally Ducted | 217349875 |  | HRCU-A-CB | RD16AY36AJVC |  | WH2TY3617STANN |  |  |  | 10 | 16 | 8.5 | FALSE | FALSE |  | 33000 | 23200 | 2.6 | 23700 | 2.65
217349878 |  | Live | Rheem | RHEEM | Singlezone Ducted, Centrally Ducted | 217349878 |  | HRCU-A-CB | RD16AY36AJVC |  | RH2VY3621STACN |  |  |  | 11 | 17 | 8.5 | FALSE | FALSE |  | 33200 | 23200 | 2.6 | 23700 | 2.65
217495912 |  | Live | Rheem | RHEEM | Singlezone Ducted, Centrally Ducted | 217495912 |  | HRCU-A-CB | RD18AY60AJVC |  | RH2TY6021STANA |  |  |  | 11 | 17 | 8.5 | FALSE | FALSE |  | 49500 | 42500 | 2.4 | 43000 | 2.43
217495917 |  | Live | Rheem | RHEEM | Singlezone Ducted, Centrally Ducted | 217495917 |  | HRCU-A-CB | RD16AY60AJVC |  | RH2TY6024STANN |  |  |  | 10.5 | 17 | 8.5 | FALSE | FALSE |  | 55500 | 37000 | 2.5 | 37500 | 2.53
217495918 |  | Live | Rheem | RHEEM | Singlezone Ducted, Centrally Ducted | 217495918 |  | HRCU-A-CB | RD16AY60AJVC |  | RH2TY6021STANA |  |  |  | 9 | 15.2 | 8.5 | FALSE | FALSE |  | 51500 | 37200 | 4.36 | 37700 | 4.42
217495927 |  | Live | Rheem | RHEEM | Singlezone Ducted, Centrally Ducted | 217495927 |  | HRCU-A-CB | RD16AY60AJVC |  | RHMVY6024SEACN |  |  |  | 10 | 16 | 8.1 | FALSE | FALSE |  | 56000 | 36800 | 2.6 | 37300 | 2.63
217495928 |  | Live | Rheem | RHEEM | Singlezone Ducted, Centrally Ducted | 217495928 |  | HRCU-A-CB | RD16AY48AJVC |  | RHMVY4821SEACA |  |  |  | 10 | 16 | 8.1 | FALSE | FALSE |  | 40500 | 29200 | 2.4 | 29700 | 2.44
217495929 |  | Live | Rheem | RHEEM | Singlezone Ducted, Centrally Ducted | 217495929 |  | HRCU-A-CB | RD16AY24AJVC |  | RHMVY2417SEACN |  |  |  | 10 | 16 | 8.1 | FALSE | FALSE |  | 22800 | 15800 | 2.6 | 16300 | 2.68
217495930 |  | Live | Rheem | RHEEM | Singlezone Ducted, Centrally Ducted | 217495930 |  | HRCU-A-CB | RD16AY24AJVC |  | RHMVY2421MEACN |  |  |  | 10 | 16 | 8.1 | FALSE | FALSE |  | 22800 | 16000 | 2.61 | 16500 | 2.69
217495947 |  | Live | Rheem | RHEEM | Singlezone Ducted, Centrally Ducted | 217495947 |  | HRCU-A-CB | RD16AY60AJVC |  | RHMVY6021SEACA |  |  |  | 9 | 16 | 8.1 | FALSE | FALSE |  | 51500 | 36600 | 2.5 | 37100 | 2.53
217734493 |  | Live | Rheem | RHEEM | Singlezone Ducted, Centrally Ducted | 217734493 |  | HRCU-A-CB | RD18AY60AJVC |  | RHMVY6021SEACA |  |  |  | 10 | 17 | 8.1 | FALSE | FALSE |  | 49000 | 42000 | 2.4 | 42500 | 2.43
217747170 |  | Live | Rheem | RHEEM | Singlezone Ducted, Centrally Ducted | 217747170 |  | HRCU-A-C | RD16AY60AJVC |  | RCFY6024STANM+RXMD-C04 |  |  |  | 9 | 14.3 | 8.1 | FALSE | FALSE |  | 54500 | 37400 | 2.47 | 38300 | 2.53
217753694 |  | Live | Fujitsu General America, Inc. | FUJITSU | Singlezone Non-Ducted, Floor Placement | 217753694 |  | HRCU-A-CB-O | AOUH12KUBS1 | Mini-Splits | AGUH15KUAS |  |  |  | 12.55 | 24 | 10.95 | TRUE | TRUE |  | 14200 | 11800 | 2.77 | 17000 | 2.26
217753693 |  | Live | Fujitsu General America, Inc. | FUJITSU | Singlezone Non-Ducted, Floor Placement | 217753693 |  | HRCU-A-CB-O | AOUH12KUBS1 | Mini-Splits | AGUH12KUAS |  |  |  | 13.5 | 25 | 11.2 | TRUE | TRUE |  | 12000 | 10500 | 2.8 | 16400 | 2.09
217753692 |  | Live | Fujitsu General America, Inc. | FUJITSU | Singlezone Non-Ducted, Floor Placement | 217753692 |  | HRCU-A-CB-O | AOUH09KUBS1 | Mini-Splits | AGUH09KUAS |  |  |  | 15.25 | 26 | 11.3 | TRUE | TRUE |  | 9000 | 7700 | 2.82 | 10800 | 1.98
217175208 |  | Live | Daikin North America, LLC | DAIKIN | Singlezone Non-Ducted, Ceiling Placement | 217175208 |  | HRCU-A-CB-O | RZA18AAVJU* | Mini-Splits | FCA18A*VJU* |  |  |  | 14 | 19.5 | 9.2 | FALSE | FALSE |  | 18000 | 12300 | 2.73 | 25000 | 2.5
217456795 |  | Live | Carrier | VIESSMANN | Singlezone Ducted, Centrally Ducted | 217456795 |  | HRCU-A-C | D5CURAH60AAK |  | D5FULAH60XDX |  |  |  | 8.2 | 14.3 | 8.2 | FALSE | FALSE |  | 50000 | 33000 | 2.36 | 40500 | 1.88
217456793 |  | Live | Carrier | VIESSMANN | Singlezone Ducted, Centrally Ducted | 217456793 |  | HRCU-A-C | D5CURAH48AAK |  | D5FULAH60XDX |  |  |  | 9.8 | 14.8 | 8 | FALSE | FALSE |  | 45000 | 28000 | 2 | 47500 | 1.99
217456792 |  | Live | Carrier | VIESSMANN | Singlezone Ducted, Centrally Ducted | 217456792 |  | HRCU-A-C | D5CURAH48AAK |  | D5FULAH60XMX |  |  |  | 10 | 15.2 | 9 | FALSE | TRUE |  | 45000 | 33000 | 2.5 | 37800 | 2.32
217456794 |  | Live | Carrier | VIESSMANN | Singlezone Ducted, Centrally Ducted | 217456794 |  | HRCU-A-C | D5CURAH60AAK |  | D5FULAH60XMX |  |  |  | 8.5 | 14.9 | 8.1 | FALSE | FALSE |  | 51000 | 33000 | 2.3 | 43000 | 1.99
217456791 |  | Live | Carrier | VIESSMANN | Singlezone Ducted, Centrally Ducted | 217456791 |  | HRCU-A-C | D5CURAH36AAK |  | D5FULAH36XCX |  |  |  | 9.6 | 14.7 | 9 | FALSE | FALSE |  | 36000 | 25600 | 2.56 | 29600 | 2.1
217456790 |  | Live | Carrier | VIESSMANN | Singlezone Ducted, Centrally Ducted | 217456790 |  | HRCU-A-C | D5CURAH36AAK |  | D5FULAH36XBX |  |  |  | 9.6 | 14.7 | 9 | FALSE | FALSE |  | 36000 | 25600 | 2.56 | 29600 | 2.1
217456787 |  | Live | Carrier | VIESSMANN | Singlezone Ducted, Centrally Ducted | 217456787 |  | HRCU-A-C | D5CURAH24AAK |  | D5FULAH24XBX |  |  |  | 10 | 16 | 9 | FALSE | TRUE |  | 24000 | 19700 | 2.66 | 19700 | 2.66
217456786 |  | Live | Carrier | VIESSMANN | Singlezone Ducted, Centrally Ducted | 217456786 |  | HRCU-A-C | D5CURAH24AAK |  | D5FULAH24XAX |  |  |  | 10 | 16 | 9 | FALSE | TRUE |  | 24000 | 19700 | 2.66 | 19700 | 2.66
217456785 |  | Live | Carrier | VIESSMANN | Singlezone Ducted, Centrally Ducted | 217456785 |  | HRCU-A-C | D5CURAH18AAK |  | D5FULAH24XBX |  |  |  | 10.2 | 16 | 8.6 | FALSE | FALSE |  | 18000 | 13400 | 2.65 | 13400 | 2.65
217456789 |  | Live | Carrier | VIESSMANN | Singlezone Ducted, Centrally Ducted | 217456789 |  | HRCU-A-C | D5CURAH30AAK |  | D5FULAH36XCX |  |  |  | 10 | 15.8 | 8.2 | FALSE | FALSE |  | 29000 | 19000 | 2.32 | 25000 | 2.5
217456788 |  | Live | Carrier | VIESSMANN | Singlezone Ducted, Centrally Ducted | 217456788 |  | HRCU-A-C | D5CURAH30AAK |  | D5FULAH36XBX |  |  |  | 10 | 15.8 | 8.2 | FALSE | FALSE |  | 29000 | 19000 | 2.32 | 25000 | 2.5
217456784 |  | Live | Carrier | VIESSMANN | Singlezone Ducted, Centrally Ducted | 217456784 |  | HRCU-A-C | D5CURAH18AAK |  | D5FULAH24XAX |  |  |  | 10.2 | 16 | 8.6 | FALSE | FALSE |  | 18000 | 13400 | 2.65 | 13400 | 2.65
217456781 |  | Live | Carrier | VIESSMANN | Singlezone Ducted, Centrally Ducted | 217456781 |  | HRCU-A-C | D5CUHAH48AAK |  | D5FULAH60XDX |  |  |  | 9.8 | 14.5 | 8.4 | FALSE | FALSE |  | 45000 | 34000 | 2.4 | 53000 | 2.18
217456780 |  | Live | Carrier | VIESSMANN | Singlezone Ducted, Centrally Ducted | 217456780 |  | HRCU-A-C | D5CUHAH48AAK |  | D5FULAH60XMX |  |  |  | 10 | 15.2 | 8.8 | FALSE | TRUE |  | 45000 | 34400 | 2.42 | 36000 | 2.29
217456782 |  | Live | Carrier | VIESSMANN | Singlezone Ducted, Centrally Ducted | 217456782 |  | HRCU-A-C | D5CUHAH60AAK |  | D5FULAH60XMX |  |  |  | 10 | 16 | 8.5 | FALSE | TRUE |  | 52000 | 37800 | 2.46 | 50000 | 2.02
217456783 |  | Live | Carrier | VIESSMANN | Singlezone Ducted, Centrally Ducted | 217456783 |  | HRCU-A-C | D5CUHAH60AAK |  | D5FULAH60XDX |  |  |  | 10 | 15.2 | 8.1 | FALSE | TRUE |  | 47000 | 36000 | 2.14 | 48000 | 2
217456777 |  | Live | Carrier | VIESSMANN | Singlezone Ducted, Centrally Ducted | 217456777 |  | HRCU-A-C | D5CUHAH30AAK |  | D5FULAH36XCX |  |  |  | 11 | 16 | 9.6 | TRUE | TRUE |  | 29000 | 25000 | 2.4 | 38000 | 2.24
217456776 |  | Live | Carrier | VIESSMANN | Singlezone Ducted, Centrally Ducted | 217456776 |  | HRCU-A-C | D5CUHAH30AAK |  | D5FULAH36XBX |  |  |  | 11 | 16 | 9.6 | TRUE | TRUE |  | 29000 | 25000 | 2.4 | 38000 | 2.24
217456779 |  | Live | Carrier | VIESSMANN | Singlezone Ducted, Centrally Ducted | 217456779 |  | HRCU-A-C | D5CUHAH36AAK |  | D5FULAH36XCX |  |  |  | 10.7 | 15.8 | 9.4 | FALSE | TRUE |  | 36000 | 29200 | 2.5 | 39000 | 2.18
217456778 |  | Live | Carrier | VIESSMANN | Singlezone Ducted, Centrally Ducted | 217456778 |  | HRCU-A-C | D5CUHAH36AAK |  | D5FULAH36XBX |  |  |  | 10.7 | 15.8 | 9.4 | FALSE | TRUE |  | 36000 | 29200 | 2.5 | 39000 | 2.18
217456775 |  | Live | Carrier | VIESSMANN | Singlezone Ducted, Centrally Ducted | 217456775 |  | HRCU-A-C | D5CUHAH24AAK |  | D5FULAH24XBX |  |  |  | 10 | 16 | 9.5 | FALSE | TRUE |  | 24000 | 19700 | 2.66 | 22000 | 2
217456774 |  | Live | Carrier | VIESSMANN | Singlezone Ducted, Centrally Ducted | 217456774 |  | HRCU-A-C | D5CUHAH24AAK |  | D5FULAH24XAX |  |  |  | 10 | 16 | 9.5 | FALSE | TRUE |  | 24000 | 19700 | 2.66 | 22000 | 2
217456773 |  | Live | Carrier | VIESSMANN | Singlezone Ducted, Centrally Ducted | 217456773 |  | HRCU-A-C | D5CUHAH18AAK |  | D5FULAH24XBX |  |  |  | 11.7 | 16.1 | 9.5 | TRUE | TRUE |  | 18000 | 15200 | 2.7 | 21000 | 2
217456772 |  | Live | Carrier | VIESSMANN | Singlezone Ducted, Centrally Ducted | 217456772 |  | HRCU-A-C | D5CUHAH18AAK |  | D5FULAH24XAX |  |  |  | 11.7 | 16.1 | 9.5 | TRUE | TRUE |  | 18000 | 15200 | 2.7 | 21000 | 2
217221822 |  | Live | Carrier | VIESSMANN | Singlezone Ducted, Centrally Ducted | 217221822 |  | HRCU-A-C | D5CUHAH30AAK |  | D5FULAH36XAX |  |  |  | 10 | 15.3 | 9.3 | FALSE | TRUE |  | 30000 | 24000 | 2.36 | 31700 | 2
217178780 |  | Live | Carrier | VIESSMANN | Singlezone Ducted, Centrally Ducted | 217178780 |  | HRCU-A-CB | D5CURAH60AAK |  | D5FUAAH60XAK |  |  |  | 8.7 | 15.2 | 8.4 | FALSE | TRUE |  | 54000 | 33000 | 2.34 | 35800 | 1.96
217178779 |  | Live | Carrier | VIESSMANN | Singlezone Ducted, Centrally Ducted | 217178779 |  | HRCU-A-CB | D5CURAH48AAK |  | D5FUAAH48XAK |  |  |  | 10 | 16 | 8.5 | FALSE | TRUE |  | 48000 | 32400 | 2.46 | 35400 | 2
217178778 |  | Live | Carrier | VIESSMANN | Singlezone Ducted, Centrally Ducted | 217178778 |  | HRCU-A-CB | D5CURAH36AAK |  | D5FUAAH36XAK |  |  |  | 10 | 16.2 | 8.7 | FALSE | TRUE |  | 36000 | 24800 | 2.6 | 26200 | 2.19
217178777 |  | Live | Carrier | VIESSMANN | Singlezone Ducted, Centrally Ducted | 217178777 |  | HRCU-A-CB | D5CURAH30AAK |  | D5FUAAH30XAK |  |  |  | 10.8 | 17 | 8.5 | FALSE | FALSE |  | 30000 | 18500 | 2.4 | 20200 | 2.26
217178776 |  | Live | Carrier | VIESSMANN | Singlezone Ducted, Centrally Ducted | 217178776 |  | HRCU-A-CB | D5CURAH24AAK |  | D5FUAAH24XAK |  |  |  | 11 | 18.2 | 9.7 | TRUE | TRUE |  | 24000 | 20000 | 2.42 | 22200 | 2.24
217178775 |  | Live | Carrier | VIESSMANN | Singlezone Ducted, Centrally Ducted | 217178775 |  | HRCU-A-CB | D5CURAH18AAK |  | D5FUAAH18XAK |  |  |  | 11 | 18.8 | 9.2 | TRUE | FALSE |  | 18000 | 12600 | 2.6 | 12600 | 2.2
217178774 |  | Live | Carrier | VIESSMANN | Singlezone Ducted, Centrally Ducted | 217178774 |  | HRCU-A-CB | D5CUHAH48AAK |  | D5FUHAH60XAK |  |  |  | 12 | 17.5 | 9.5 | TRUE | TRUE |  | 48000 | 34000 | 2.56 | 48000 | 2.13
217178773 |  | Live | Carrier | VIESSMANN | Singlezone Ducted, Centrally Ducted | 217178773 |  | HRCU-A-CB | D5CUHAH30AAK |  | D5FUHAH36XAK |  |  |  | 12.1 | 17.2 | 10.8 | TRUE | TRUE |  | 30000 | 24000 | 2.69 | 24600 | 1.94
217178772 |  | Live | Carrier | VIESSMANN | Singlezone Ducted, Centrally Ducted | 217178772 |  | HRCU-A-CB | D5CUHAH18AAK |  | D5FUHAH24XAK |  |  |  | 12.5 | 19 | 10.2 | TRUE | TRUE |  | 18000 | 14700 | 2.66 | 19000 | 2.37
217178771 |  | Live | Carrier | VIESSMANN | Singlezone Ducted, Centrally Ducted | 217178771 |  | HRCU-A-CB | D5CUHAH60AAK |  | D5FUHAH60XAK |  |  |  | 12 | 17.5 | 9.5 | TRUE | TRUE |  | 54000 | 35000 | 2.5 | 54000 | 2.29
217178770 |  | Live | Carrier | VIESSMANN | Singlezone Ducted, Centrally Ducted | 217178770 |  | HRCU-A-CB | D5CUHAH60AAK |  | D5FUAAH60XAK |  |  |  | 10 | 16 | 9 | FALSE | TRUE |  | 54000 | 45000 | 2.4 | 50400 | 2.3
217178768 |  | Live | Carrier | VIESSMANN | Singlezone Ducted, Centrally Ducted | 217178768 |  | HRCU-A-CB | D5CUHAH36AAK |  | D5FUHAH36XAK |  |  |  | 12 | 18 | 10 | TRUE | TRUE |  | 36000 | 31000 | 2.5 | 41500 | 2.21
217178769 |  | Live | Carrier | VIESSMANN | Singlezone Ducted, Centrally Ducted | 217178769 |  | HRCU-A-CB | D5CUHAH48AAK |  | D5FUAAH48XAK |  |  |  | 10.5 | 16.5 | 9.5 | FALSE | TRUE |  | 48000 | 37000 | 2.7 | 38300 | 2.02
217178767 |  | Live | Carrier | VIESSMANN | Singlezone Ducted, Centrally Ducted | 217178767 |  | HRCU-A-CB | D5CUHAH36AAK |  | D5FUAAH36XAK |  |  |  | 11.7 | 17.4 | 10.3 | TRUE | TRUE |  | 36000 | 31800 | 2.54 | 41000 | 2.03
217178766 |  | Live | Carrier | VIESSMANN | Singlezone Ducted, Centrally Ducted | 217178766 |  | HRCU-A-CB | D5CUHAH30AAK |  | D5FUAAH30XAK |  |  |  | 11.7 | 16.9 | 10 | TRUE | TRUE |  | 30000 | 23800 | 2.76 | 37800 | 2.39
217178762 |  | Live | Carrier | VIESSMANN | Singlezone Ducted, Centrally Ducted | 217178762 |  | HRCU-A-CB | D5CLHAH58AAK |  | D5FLAAH60XAK |  |  |  | 10 | 15.4 | 9.2 | FALSE | TRUE |  | 54000 | 41000 | 2.6 | 51500 | 2.2
217178765 |  | Live | Carrier | VIESSMANN | Singlezone Ducted, Centrally Ducted | 217178765 |  | HRCU-A-CB | D5CUHAH24AAK |  | D5FUHAH24XAK |  |  |  | 12 | 18.7 | 10 | TRUE | TRUE |  | 24000 | 19000 | 2.64 | 20200 | 2.24
217178764 |  | Live | Carrier | VIESSMANN | Singlezone Ducted, Centrally Ducted | 217178764 |  | HRCU-A-CB | D5CUHAH24AAK |  | D5FUAAH24XAK |  |  |  | 11.7 | 18.4 | 10 | TRUE | TRUE |  | 23000 | 20000 | 2.42 | 22200 | 2.24
217178763 |  | Live | Carrier | VIESSMANN | Singlezone Ducted, Centrally Ducted | 217178763 |  | HRCU-A-CB | D5CUHAH18AAK |  | D5FUAAH18XAK |  |  |  | 12.5 | 19 | 9.8 | TRUE | TRUE |  | 18000 | 15000 | 2.6 | 21600 | 2.3
217178760 |  | Live | Carrier | VIESSMANN | Singlezone Ducted, Centrally Ducted | 217178760 |  | HRCU-A-CB | D5CLHAH36AAK |  | D5FLAAH36XAK |  |  |  | 11.7 | 17.3 | 9.5 | TRUE | TRUE |  | 36000 | 28000 | 2.2 | 38000 | 2.11
217178759 |  | Live | Carrier | VIESSMANN | Singlezone Ducted, Centrally Ducted | 217178759 |  | HRCU-A-CB | D5CSRAH36AAK |  | D5FSAAH36XBK |  |  |  | 8.6 | 16 | 7.7 | FALSE | FALSE |  | 36000 | 17900 | 2.04 | 22400 | 2.04
217178758 |  | Live | Carrier | VIESSMANN | Singlezone Ducted, Centrally Ducted | 217178758 |  | HRCU-A-CB | D5CSRAH30AAK |  | D5FSAAH30XBK |  |  |  | 11 | 17 | 8.8 | TRUE | FALSE |  | 30000 | 19400 | 2.4 | 23600 | 2.23
217178761 |  | Live | Carrier | VIESSMANN | Singlezone Ducted, Centrally Ducted | 217178761 |  | HRCU-A-CB | D5CLHAH48AAK |  | D5FLAAH48XAK |  |  |  | 10.1 | 17 | 10.2 | FALSE | TRUE |  | 48000 | 40000 | 2.5 | 42000 | 2.16
217178757 |  | Live | Carrier | VIESSMANN | Singlezone Ducted, Centrally Ducted | 217178757 |  | HRCU-A-CB | D5CSHAH33AAK |  | D5FSAAH36XBK |  |  |  | 11.7 | 16.7 | 10 | TRUE | TRUE |  | 33000 | 27400 | 2.58 | 33400 | 2.62
217178756 |  | Live | Carrier | VIESSMANN | Singlezone Ducted, Centrally Ducted | 217178756 |  | HRCU-A-CB | D5CSHAH24AAK |  | D5FSAAH24XBK |  |  |  | 12 | 18.8 | 10 | TRUE | TRUE |  | 23000 | 16900 | 2.4 | 24000 | 2.39
217178755 |  | Live | Carrier | VIESSMANN | Singlezone Ducted, Centrally Ducted | 217178755 |  | HRCU-A-CB | D5CSHAH18AAK |  | D5FSAAH18XBK |  |  |  | 12 | 18.2 | 10.1 | TRUE | TRUE |  | 18000 | 14000 | 2.6 | 19800 | 2.38
217178834 |  | Live | Carrier | VIESSMANN | Multizone Mix of Ducted and Non-Ducted | 217178834 |  | HMSV-A-CB | D5CMHAH55FAK | Mixed Ducted and Non-Ducted Indoor Units |  |  |  |  | 11.85 | 21.25 | 10.6 | TRUE | TRUE |  | 52000 | 44500 | 2.65 | 49500 | 2.39
217178833 |  | Live | Carrier | VIESSMANN | Multizone All Ducted | 217178833 |  | HMSV-A-CB | D5CMHAH55FAK | Ducted Indoor Units |  |  |  |  | 11.7 | 20.2 | 10.7 | TRUE | TRUE |  | 53000 | 45000 | 2.7 | 52000 | 2.3
217178832 |  | Live | Carrier | VIESSMANN | Multizone All Non-Ducted | 217178832 |  | HMSR-A-CB-O | D5CMHAH55FAK | Non-Ducted Indoor Units |  |  |  |  | 12 | 22.3 | 10.5 | TRUE | TRUE |  | 51000 | 44000 | 2.6 | 47000 | 2.5
217178831 |  | Live | Carrier | VIESSMANN | Multizone Mix of Ducted and Non-Ducted | 217178831 |  | HMSV-A-CB | D5CMHAH48FAK | Mixed Ducted and Non-Ducted Indoor Units |  |  |  |  | 11.85 | 21.75 | 11.15 | TRUE | TRUE |  | 47000 | 44000 | 2.6 | 45500 | 2.1
217178830 |  | Live | Carrier | VIESSMANN | Multizone All Ducted | 217178830 |  | HMSV-A-CB | D5CMHAH48FAK | Ducted Indoor Units |  |  |  |  | 11.7 | 20.5 | 11 | TRUE | TRUE |  | 47000 | 44500 | 2.6 | 46000 | 2.2
217178829 |  | Live | Carrier | VIESSMANN | Multizone All Non-Ducted | 217178829 |  | HMSR-A-CB-O | D5CMHAH48FAK | Non-Ducted Indoor Units |  |  |  |  | 12 | 23 | 11.3 | TRUE | TRUE |  | 47000 | 44000 | 2.6 | 45000 | 2
217178828 |  | Live | Carrier | VIESSMANN | Multizone Mix of Ducted and Non-Ducted | 217178828 |  | HMSV-A-CB | D5CMHAH36EAK | Mixed Ducted and Non-Ducted Indoor Units |  |  |  |  | 12.55 | 21.3 | 10.6 | TRUE | TRUE |  | 36000 | 31400 | 2.4 | 38000 | 2.41
217178827 |  | Live | Carrier | VIESSMANN | Multizone All Ducted | 217178827 |  | HMSV-A-CB | D5CMHAH36EAK | Ducted Indoor Units |  |  |  |  | 12 | 19.5 | 10.5 | TRUE | TRUE |  | 36000 | 33000 | 2.4 | 34000 | 2.2
217178826 |  | Live | Carrier | VIESSMANN | Multizone All Non-Ducted | 217178826 |  | HMSR-A-CB-O | D5CMHAH36EAK | Non-Ducted Indoor Units |  |  |  |  | 13.1 | 23.1 | 10.7 | TRUE | TRUE |  | 36000 | 30000 | 2.4 | 42000 | 2.6
217178825 |  | Live | Carrier | VIESSMANN | Multizone Mix of Ducted and Non-Ducted | 217178825 |  | HMSV-A-CB | D5CMHAH30EAK | Mixed Ducted and Non-Ducted Indoor Units |  |  |  |  | 12.85 | 21.75 | 10.6 | TRUE | TRUE |  | 30000 | 31400 | 2.4 | 38000 | 2.41
217178822 |  | Live | Carrier | VIESSMANN | Multizone Mix of Ducted and Non-Ducted | 217178822 |  | HMSV-A-CB | D5CMHAH24DAK | Mixed Ducted and Non-Ducted Indoor Units |  |  |  |  | 13 | 22 | 9.75 | TRUE | TRUE |  | 24000 | 23200 | 2.45 | 27500 | 2.1
217178824 |  | Live | Carrier | VIESSMANN | Multizone All Ducted | 217178824 |  | HMSV-A-CB | D5CMHAH30EAK | Ducted Indoor Units |  |  |  |  | 12.5 | 19.5 | 10.5 | TRUE | TRUE |  | 30000 | 33000 | 2.4 | 34000 | 2.2
217178823 |  | Live | Carrier | VIESSMANN | Multizone All Non-Ducted | 217178823 |  | HMSR-A-CB-O | D5CMHAH30EAK | Non-Ducted Indoor Units |  |  |  |  | 13.2 | 24 | 10.7 | TRUE | TRUE |  | 30000 | 30000 | 2.4 | 42000 | 2.6
217178821 |  | Live | Carrier | VIESSMANN | Multizone All Ducted | 217178821 |  | HMSV-A-CB | D5CMHAH24DAK | Ducted Indoor Units |  |  |  |  | 13 | 20 | 9.5 | TRUE | TRUE |  | 24000 | 23000 | 2.4 | 27000 | 2.1
217178820 |  | Live | Carrier | VIESSMANN | Multizone All Non-Ducted | 217178820 |  | HMSR-A-CB-O | D5CMHAH24DAK | Non-Ducted Indoor Units |  |  |  |  | 13 | 24 | 10 | TRUE | TRUE |  | 24000 | 23600 | 2.5 | 28000 | 2.1
217178819 |  | Live | Carrier | VIESSMANN | Multizone Mix of Ducted and Non-Ducted | 217178819 |  | HMSV-A-CB | D5CMHAH18CAK | Mixed Ducted and Non-Ducted Indoor Units |  |  |  |  | 14 | 22.5 | 10.25 | TRUE | TRUE |  | 19000 | 17300 | 2.65 | 20500 | 2.36
217178818 |  | Live | Carrier | VIESSMANN | Multizone All Ducted | 217178818 |  | HMSV-A-CB | D5CMHAH18CAK | Ducted Indoor Units |  |  |  |  | 13 | 20 | 10 | TRUE | TRUE |  | 19000 | 17000 | 2.59 | 22000 | 2.5
217178817 |  | Live | Carrier | VIESSMANN | Multizone All Non-Ducted | 217178817 |  | HMSR-A-CB-O | D5CMHAH18CAK | Non-Ducted Indoor Units |  |  |  |  | 15 | 25 | 10.5 | TRUE | TRUE |  | 19000 | 17600 | 2.7 | 19000 | 2.2
217178815 |  | Live | Carrier | VIESSMANN | Singlezone Non-Ducted, Floor Placement | 217178815 |  | HRCU-A-CB-O | D5CLHAH58AAK | Mini-Splits | D5FCFAH58XAK |  |  |  | 9 | 18.1 | 10.7 | FALSE | TRUE |  | 54000 | 41000 | 2.33 | 58000 | 2.17
217178816 |  | Live | Carrier | VIESSMANN | Singlezone Ducted, Compact Ducted | 217178816 |  | HRCU-A-CB | D5CLHAH58AAK | Mini-Splits | D5FLDAH58XHK |  |  |  | 10.2 | 15.9 | 10.4 | FALSE | TRUE |  | 55000 | 45000 | 2.72 | 52000 | 2.41
217178814 |  | Live | Carrier | VIESSMANN | Singlezone Ducted, Compact Ducted | 217178814 |  | HRCU-A-CB | D5CLHAH48AAK | Mini-Splits | D5FLDAH48XHK |  |  |  | 10.4 | 16.8 | 10.8 | FALSE | TRUE |  | 48000 | 45000 | 2.61 | 45500 | 2.4
217178813 |  | Live | Carrier | VIESSMANN | Singlezone Non-Ducted, Floor Placement | 217178813 |  | HRCU-A-CB-O | D5CLHAH48AAK | Mini-Splits | D5FCFAH48XAK |  |  |  | 9.4 | 18.7 | 10.1 | FALSE | TRUE |  | 48000 | 38500 | 2.38 | 44500 | 2.23
217178812 |  | Live | Carrier | VIESSMANN | Singlezone Non-Ducted, Wall Placement | 217178812 |  | HRCU-A-CB-O | D5CLHAH48AAK | Mini-Splits | D5FLCAH48XAK |  |  |  | 10 | 18.2 | 11 | FALSE | TRUE |  | 48000 | 44000 | 2.44 | 48000 | 2.17
217178810 |  | Live | Carrier | VIESSMANN | Singlezone Non-Ducted, Floor Placement | 217178810 |  | HRCU-A-CB-O | D5CLHAH36AAK | Mini-Splits | D5FCFAH36XAK |  |  |  | 12 | 20.2 | 10.8 | TRUE | TRUE |  | 36400 | 30200 | 2.58 | 42400 | 2.16
217178811 |  | Live | Carrier | VIESSMANN | Singlezone Ducted, Compact Ducted | 217178811 |  | HRCU-A-CB | D5CLHAH36AAK | Mini-Splits | D5FLDAH36XHK |  |  |  | 12 | 17.8 | 11.1 | TRUE | TRUE |  | 36000 | 31600 | 2.73 | 40000 | 2.29
217178808 |  | Live | Carrier | VIESSMANN | Singlezone Non-Ducted, Wall Placement | 217178808 |  | HRCU-A-CB-O | D5CSRAH36AAK | Mini-Splits | D5FSHAH36XAK |  |  |  | 8.7 | 19 | 8.5 | FALSE | FALSE |  | 36000 | 24200 | 2.28 | 25600 | 2.27
217178809 |  | Live | Carrier | VIESSMANN | Singlezone Non-Ducted, Wall Placement | 217178809 |  | HRCU-A-CB-O | D5CLHAH36AAK | Mini-Splits | D5FLCAH36XAK |  |  |  | 12 | 21.3 | 10.6 | TRUE | TRUE |  | 36600 | 30600 | 2.56 | 46200 | 2.17
217178807 |  | Live | Carrier | VIESSMANN | Singlezone Non-Ducted, Wall Placement | 217178807 |  | HRCU-A-CB-O | D5CSRAH30AAK | Mini-Splits | D5FSHAH30XAK |  |  |  | 12 | 20.5 | 9.5 | TRUE | FALSE |  | 30000 | 20400 | 2.52 | 21000 | 2.08
217178806 |  | Live | Carrier | VIESSMANN | Singlezone Non-Ducted, Wall Placement | 217178806 |  | HRCU-A-CB-O | D5CSHAH33AAK | Mini-Splits | D5FSHAH33XAK |  |  |  | 12 | 19.6 | 10.5 | TRUE | TRUE |  | 33000 | 30000 | 2.69 | 30200 | 2.02
217178804 |  | Live | Carrier | VIESSMANN | Singlezone Non-Ducted, Floor Placement | 217178804 |  | HRCU-A-CB-O | D5CSHAH24AAK | Mini-Splits | D5FCFAH24XAK |  |  |  | 12 | 20.5 | 12.1 | TRUE | TRUE |  | 22000 | 20200 | 2.74 | 23300 | 2.38
217178803 |  | Live | Carrier | VIESSMANN | Singlezone Non-Ducted, Wall Placement | 217178803 |  | HRCU-A-CB-O | D5CSHAH24AAK | Mini-Splits | D5FSCAH24XAK |  |  |  | 12 | 20.8 | 11.6 | TRUE | TRUE |  | 23400 | 20400 | 2.78 | 23900 | 2.48
217178805 |  | Live | Carrier | VIESSMANN | Singlezone Ducted, Compact Ducted | 217178805 |  | HRCU-A-CB | D5CSHAH24AAK | Mini-Splits | D5FSDAH24XHK |  |  |  | 12 | 19.2 | 11.7 | TRUE | TRUE |  | 24000 | 21600 | 2.71 | 23600 | 2.48
217178802 |  | Live | Carrier | VIESSMANN | Singlezone Non-Ducted, Wall Placement | 217178802 |  | HRCU-A-CB-O | D5CSHAH24AAK | Mini-Splits | D5FSHAH24XAK |  |  |  | 13 | 21.2 | 13.5 | TRUE | TRUE |  | 24000 | 21000 | 2.88 | 23200 | 2.35
217178801 |  | Live | Carrier | VIESSMANN | Singlezone Ducted, Compact Ducted | 217178801 |  | HRCU-A-CB | D5CSHAH18AAK | Mini-Splits | D5FSDAH18XHK |  |  |  | 12.1 | 18.5 | 11.1 | TRUE | TRUE |  | 17500 | 15000 | 2.89 | 20000 | 2.5
217178799 |  | Live | Carrier | VIESSMANN | Singlezone Non-Ducted, Floor Placement | 217178799 |  | HRCU-A-CB-O | D5CSHAH18AAK | Mini-Splits | D5FCFAH18XAK |  |  |  | 12.6 | 20.5 | 10.3 | TRUE | TRUE |  | 17000 | 14400 | 2.54 | 20200 | 2.24
217178800 |  | Live | Carrier | VIESSMANN | Singlezone Ducted, Compact Ducted | 217178800 |  | HRCU-A-CB | D5CSHAH18AAK | Mini-Splits | D5FSDAH18XAK |  |  |  | 12 | 18 | 10.8 | TRUE | TRUE |  | 17000 | 15000 | 2.4 | 19000 | 2.23
217178798 |  | Live | Carrier | VIESSMANN | Singlezone Non-Ducted, Wall Placement | 217178798 |  | HRCU-A-CB-O | D5CSHAH18AAK | Mini-Splits | D5FSFAH16XAK |  |  |  | 12.5 | 20.2 | 10.3 | TRUE | TRUE |  | 16000 | 14200 | 2.6 | 18800 | 2.13
217178797 |  | Live | Carrier | VIESSMANN | Singlezone Non-Ducted, Ceiling Placement | 217178797 |  | HRCU-A-CB-O | D5CSHAH18AAK | Mini-Splits | D5FSCAH18XAK |  |  |  | 12.5 | 20 | 12.4 | TRUE | TRUE |  | 16000 | 14900 | 2.7 | 18000 | 2.1
217178796 |  | Live | Carrier | VIESSMANN | Singlezone Non-Ducted, Ceiling Placement | 217178796 |  | HRCU-A-CB-O | D5CSHAH18AAK | Mini-Splits | D5FSOAH18XAK |  |  |  | 12.5 | 20.7 | 12.2 | TRUE | TRUE |  | 16700 | 14500 | 2.5 | 18800 | 2.05
217178795 |  | Live | Carrier | VIESSMANN | Singlezone Non-Ducted, Wall Placement | 217178795 |  | HRCU-A-CB-O | D5CSHAH18AAK | Mini-Splits | D5FSHAH18XAK |  |  |  | 12.5 | 21.5 | 11 | TRUE | TRUE |  | 18000 | 16600 | 2.55 | 19200 | 2
217178794 |  | Live | Carrier | VIESSMANN | Singlezone Ducted, Compact Ducted | 217178794 |  | HRCU-A-CB | D5CSHAH12AAK | Mini-Splits | D5FSDAH12XHK |  |  |  | 12 | 20.2 | 10.6 | TRUE | TRUE |  | 12000 | 10200 | 2.6 | 14000 | 2.31
217178793 |  | Live | Carrier | VIESSMANN | Singlezone Ducted, Compact Ducted | 217178793 |  | HRCU-A-CB | D5CSHAH12AAK | Mini-Splits | D5FSDAH12XAK |  |  |  | 12 | 20 | 10.2 | TRUE | TRUE |  | 12000 | 9600 | 2.49 | 13100 | 1.99
217178792 |  | Live | Carrier | VIESSMANN | Singlezone Non-Ducted, Wall Placement | 217178792 |  | HRCU-A-CB-O | D5CSHAH12AAK | Mini-Splits | D5FSFAH12XAK |  |  |  | 12.7 | 25 | 10.6 | TRUE | TRUE |  | 12000 | 9800 | 2.71 | 12400 | 2.14
217178791 |  | Live | Carrier | VIESSMANN | Singlezone Non-Ducted, Ceiling Placement | 217178791 |  | HRCU-A-CB-O | D5CSHAH12AAK | Mini-Splits | D5FSCAH12XAK |  |  |  | 12.7 | 22.3 | 11.6 | TRUE | TRUE |  | 12000 | 10000 | 2.74 | 12900 | 2.14
217178788 |  | Live | Carrier | VIESSMANN | Singlezone Ducted, Compact Ducted | 217178788 |  | HRCU-A-CB | D5CSHAH09AAK | Mini-Splits | D5FSDAH12XHK |  |  |  | 14 | 20.6 | 13.8 | TRUE | TRUE |  | 9000 | 10200 | 2.45 | 12600 | 1.94
217178787 |  | Live | Carrier | VIESSMANN | Singlezone Ducted, Compact Ducted | 217178787 |  | HRCU-A-CB | D5CSHAH09AAK | Mini-Splits | D5FSDAH12XAK |  |  |  | 13.5 | 21.5 | 12.5 | TRUE | TRUE |  | 9000 | 9600 | 2.49 | 12600 | 1.99
217178790 |  | Live | Carrier | VIESSMANN | Singlezone Non-Ducted, Ceiling Placement | 217178790 |  | HRCU-A-CB-O | D5CSHAH12AAK | Mini-Splits | D5FSOAH12XAK |  |  |  | 13 | 23 | 10.2 | TRUE | TRUE |  | 12000 | 9600 | 2.65 | 11900 | 1.95
217178789 |  | Live | Carrier | VIESSMANN | Singlezone Non-Ducted, Wall Placement | 217178789 |  | HRCU-A-CB-O | D5CSHAH12AAK | Mini-Splits | D5FSHAH12XAK |  |  |  | 13.5 | 25.5 | 10.5 | TRUE | TRUE |  | 12000 | 9800 | 2.71 | 12800 | 1.75
217178786 |  | Live | Carrier | VIESSMANN | Singlezone Non-Ducted, Wall Placement | 217178786 |  | HRCU-A-CB-O | D5CSHAH09AAK | Mini-Splits | D5FSFAH09XAK |  |  |  | 15.2 | 27.3 | 10.9 | TRUE | TRUE |  | 9000 | 9800 | 2.71 | 12200 | 2.17
217178785 |  | Live | Carrier | VIESSMANN | Singlezone Non-Ducted, Ceiling Placement | 217178785 |  | HRCU-A-CB-O | D5CSHAH09AAK | Mini-Splits | D5FSCAH12XAK |  |  |  | 14 | 22.7 | 12.2 | TRUE | TRUE |  | 9000 | 9700 | 2.63 | 12600 | 2.1
217178784 |  | Live | Carrier | VIESSMANN | Singlezone Non-Ducted, Ceiling Placement | 217178784 |  | HRCU-A-CB-O | D5CSHAH09AAK | Mini-Splits | D5FSOAH12XAK |  |  |  | 14.7 | 24 | 12.2 | TRUE | TRUE |  | 9000 | 9000 | 2.44 | 11900 | 2
217178783 |  | Live | Carrier | VIESSMANN | Singlezone Non-Ducted, Wall Placement | 217178783 |  | HRCU-A-CB-O | D5CSHAH09AAK | Mini-Splits | D5FSHAH09XAK |  |  |  | 15.5 | 27.5 | 12.5 | TRUE | TRUE |  | 9000 | 9800 | 2.71 | 12800 | 1.75
217178782 |  | Live | Carrier | VIESSMANN | Singlezone Non-Ducted, Ceiling Placement | 217178782 |  | HRCU-A-CB-O | D5CSHAH06AAK | Mini-Splits | D5FSOAH06XAK |  |  |  | 15.2 | 22 | 12 | TRUE | TRUE |  | 6500 | 7000 | 2.66 | 9500 | 2.53
217178781 |  | Live | Carrier | VIESSMANN | Singlezone Non-Ducted, Wall Placement | 217178781 |  | HRCU-A-CB-O | D5CSHAH06AAK | Mini-Splits | D5FSHAH06XAK |  |  |  | 18 | 25.7 | 14.8 | TRUE | TRUE |  | 6000 | 7900 | 2.79 | 8600 | 2.38
215569860 |  | Live | Carrier | VIESSMANN | Singlezone Non-Ducted, Ceiling Placement | 215569860 |  | HRCU-A-CB-O | DLCSRBH18AAK | Mini-Splits | DLFSOAH18XAK | 12.5 | 19.8 | 11.8 | 12.5 | 19.8 | 11.2 | TRUE | TRUE |  | 16700 | 14500 | 2.4 | 18800 | 2.04
215569859 |  | Live | Carrier | VIESSMANN | Singlezone Non-Ducted, Ceiling Placement | 215569859 |  | HRCU-A-CB-O | DLCSRBH06AAK | Mini-Splits | DLFSOAH09XAK | 14.5 | 22 | 10.6 | 14.5 | 22 | 10.8 | TRUE | TRUE |  | 6500 | 5700 | 2.61 | 10000 | 2.4
215569861 |  | Live | Carrier | VIESSMANN | Singlezone Non-Ducted, Ceiling Placement | 215569861 |  | HRCU-A-CB-O | DLCSRBH12AAK | Mini-Splits | DLFSOAH18XAK | 13 | 22 | 11.3 | 13 | 23 | 10 | TRUE | TRUE |  | 12000 | 9500 | 2.49 | 11500 | 2.07
215569858 |  | Live | Carrier | VIESSMANN | Singlezone Non-Ducted, Ceiling Placement | 215569858 |  | HRCU-A-CB-O | DLCSRBH09AAK | Mini-Splits | DLFSOAH09XAK | 13 | 23 | 13.6 | 13 | 24 | 12.4 | TRUE | TRUE |  | 9000 | 9800 | 2.35 | 11400 | 1.83
215569862 |  | Live | Carrier | VIESSMANN | Singlezone Ducted, Compact Ducted | 215569862 |  | HRCU-A-CB | DLCSRBH18AAK | Mini-Splits | DLFSDAH18XHK |  |  |  | 12.1 | 18 | 10.8 | TRUE | TRUE |  | 17500 | 15800 | 2.63 | 20000 | 2.34
215569868 |  | Live | Carrier | VIESSMANN | Singlezone Ducted, Compact Ducted | 215569868 |  | HRCU-A-CB | DLCSRBH24AAK | Mini-Splits | DLFSDAH24XHK |  |  |  | 12 | 19.2 | 11.1 | TRUE | TRUE |  | 24000 | 21000 | 2.75 | 24000 | 2.3
215569864 |  | Live | Carrier | VIESSMANN | Singlezone Ducted, Compact Ducted | 215569864 |  | HRCU-A-CB | DLCSRBH12AAK | Mini-Splits | DLFSDAH12XHK |  |  |  | 12 | 20 | 9.5 | TRUE | TRUE |  | 12000 | 9700 | 2.58 | 12200 | 2.22
215569863 |  | Live | Carrier | VIESSMANN | Singlezone Ducted, Compact Ducted | 215569863 |  | HRCU-A-CB | DLCSRBH09AAK | Mini-Splits | DLFSDAH09XHK |  |  |  | 13.6 | 20.5 | 10 | TRUE | TRUE |  | 9000 | 8600 | 2.29 | 12000 | 2.24
215569867 |  | Live | Carrier | VIESSMANN | Singlezone Ducted, Compact Ducted | 215569867 |  | HRCU-A-CB | DLCLRCH48AAK | Mini-Splits | DLFLDAH48XHK |  |  |  | 8.8 | 15.2 | 9.7 | FALSE | TRUE |  | 48000 | 35000 | 2.36 | 40000 | 2.14
215569865 |  | Live | Carrier | VIESSMANN | Singlezone Ducted, Compact Ducted | 215569865 |  | HRCU-A-CB | DLCLRCH36AAK | Mini-Splits | DLFLDAH36XHK |  |  |  | 9.2 | 16 | 10.2 | FALSE | FALSE |  | 36000 | 26200 | 2.68 | 26400 | 2.24
215569856 |  | Live | Carrier | VIESSMANN | Singlezone Non-Ducted, Ceiling Placement | 215569856 |  | HRCU-A-CB-O | DLCSRBH18AAK | Mini-Splits | DLFCCAH18XAK | 12.5 | 19.8 | 11.8 | 12.5 | 19.8 | 11.2 | TRUE | TRUE |  | 16700 | 14500 | 2.4 | 18800 | 2.04
215569855 |  | Live | Carrier | VIESSMANN | Singlezone Non-Ducted, Ceiling Placement | 215569855 |  | HRCU-A-CB-O | DLCSRBH09AAK | Mini-Splits | DLFCCAH09XAK | 13 | 23 | 13.6 | 13 | 24 | 12.4 | TRUE | TRUE |  | 9000 | 9800 | 2.35 | 11400 | 1.83
215569857 |  | Live | Carrier | VIESSMANN | Singlezone Non-Ducted, Wall Placement | 215569857 |  | HRCU-A-CB-O | DLCSRBH12AAK | Mini-Splits | DLFSFBH12XAK | 13.3 | 23 | 11.8 | 13.3 | 24.2 | 10.7 | TRUE | TRUE |  | 12000 | 10200 | 2.72 | 12800 | 2.33
215569866 |  | Live | Carrier | VIESSMANN | Singlezone Ducted, Compact Ducted | 215569866 |  | HRCU-A-CB | DLCLRCH58AAK | Mini-Splits | DLFLDAH58XHK | 10.6 | 19.2 | 10.2 | 10.3 | 17 | 8.4 | FALSE | FALSE |  | 59000 | 34800 | 2.37 | 36000 | 2.29
215569836 |  | Live | Carrier | VIESSMANN | Singlezone Ducted, Compact Ducted | 215569836 |  | HRCU-A-CB | DLCLRCH58AAK | Mini-Splits | DLFLDAH58XAK | 10.6 | 19.2 | 10.2 | 10.3 | 17 | 8.4 | FALSE | FALSE |  | 59000 | 34800 | 2.37 | 36000 | 2.29
215569837 |  | Live | Carrier | VIESSMANN | Singlezone Non-Ducted, Floor Placement | 215569837 |  | HRCU-A-CB-O | DLCLRCH58AAK | Mini-Splits | DLFLFAH58XAK | 9.8 | 18.7 | 10.5 | 9.8 | 19.8 | 9 | FALSE | FALSE |  | 54000 | 35000 | 2.34 | 35200 | 1.98
215569843 |  | Live | Carrier | VIESSMANN | Singlezone Non-Ducted, Wall Placement | 215569843 |  | HRCU-A-CB-O | DLCSRBH30AAK | Mini-Splits | DLFSHCH30XAK | 11.5 | 20.1 | 10.8 | 11.5 | 20.1 | 9 | TRUE | FALSE |  | 30000 | 19000 | 2.3 | 21100 | 1.68
215569851 |  | Live | Carrier | VIESSMANN | Singlezone Non-Ducted, Wall Placement | 215569851 |  | HRCU-A-CB-O | DLCERBH30AAK | Mini-Splits | DLFEHBH30XAK | 12.2 | 21 | 10.5 | 12.2 | 21 | 8.7 | TRUE | FALSE |  | 30000 | 20000 | 1.87 | 23000 | 2.1
215569838 |  | Live | Carrier | VIESSMANN | Singlezone Non-Ducted, Wall Placement | 215569838 |  | HRCU-A-CB-O | DLCSRBH30AAK11 | Mini-Splits | DLFSHBH30XAK | 12.2 | 21 | 10.5 | 12.2 | 21 | 8.7 | TRUE | FALSE |  | 30000 | 20000 | 1.87 | 23000 | 2.1
215569884 |  | Live | Carrier | VIESSMANN | Multizone Mix of Ducted and Non-Ducted | 215569884 |  | HMSV-A-CB | DLCMRBH48EAK | Mixed Ducted and Non-Ducted Indoor Units |  | 10.55 | 20.75 | 11 | 10.9 | 20.8 | 9.6 | FALSE | FALSE |  | 48000 | 36000 | 2.6 | 37000 | 2.17
215569821 |  | Live | Carrier | VIESSMANN | Multizone All Non-Ducted | 215569821 |  | HMSR-A-CB-O | DLCMRBH36DAK | Non-Ducted Indoor Units |  | 10.5 | 21.8 | 11.5 | 10.6 | 23.1 | 9.6 | FALSE | FALSE |  | 36000 | 26400 | 2.3 | 29600 | 2.09
215569882 |  | Live | Carrier | VIESSMANN | Multizone Mix of Ducted and Non-Ducted | 215569882 |  | HMSV-A-CB | DLCMHBH48EAK | Mixed Ducted and Non-Ducted Indoor Units |  | 11.2 | 20.6 | 11 | 11.35 | 21.05 | 9.4 | TRUE | TRUE |  | 47500 | 37400 | 2.4 | 45000 | 2.2
215569823 |  | Live | Carrier | VIESSMANN | Multizone All Ducted | 215569823 |  | HMSV-A-CB | DLCMHBH48EAK | Ducted Indoor Units |  | 11.4 | 20.2 | 10.5 | 11.7 | 20.9 | 9 | TRUE | TRUE |  | 47000 | 36000 | 2.3 | 45000 | 2.2
215569883 |  | Live | Carrier | VIESSMANN | Multizone Mix of Ducted and Non-Ducted | 215569883 |  | HMSV-A-CB | DLCMHBH36DAK | Mixed Ducted and Non-Ducted Indoor Units |  | 11.9 | 19.5 | 10.9 | 12.1 | 19.5 | 9.85 | TRUE | TRUE |  | 36000 | 35000 | 2.43 | 35200 | 1.88
215569813 |  | Live | Carrier | VIESSMANN | Multizone Mix of Ducted and Non-Ducted | 215569813 |  | HMSV-A-CB | DLCMRBH18BAK | Mixed Ducted and Non-Ducted Indoor Units |  | 12.25 | 20.25 | 10.7 | 12.25 | 20 | 10 | TRUE | FALSE |  | 18000 | 14600 | 2.5 | 16000 | 2.23
215569812 |  | Live | Carrier | VIESSMANN | Multizone All Ducted | 215569812 |  | HMSV-A-CB | DLCMRBH18BAK | Ducted Indoor Units |  | 12 | 19 | 10.8 | 12 | 19 | 9.8 | TRUE | TRUE |  | 18000 | 14800 | 2.49 | 16000 | 2.23
215569822 |  | Live | Carrier | VIESSMANN | Multizone All Non-Ducted | 215569822 |  | HMSR-A-CB-O | DLCMHBH48EAK | Non-Ducted Indoor Units |  | 11 | 21 | 11.5 | 11 | 21.2 | 10 | TRUE | TRUE |  | 48000 | 39000 | 2.5 | 45000 | 2.2
215569824 |  | Live | Carrier | VIESSMANN | Multizone All Non-Ducted | 215569824 |  | HMSR-A-CB-O | DLCMHBH36DAK | Non-Ducted Indoor Units |  | 12.5 | 20 | 10.8 | 12.5 | 20 | 9.7 | TRUE | TRUE |  | 36000 | 35000 | 2.35 | 35200 | 1.88
215569826 |  | Live | Carrier | VIESSMANN | Multizone All Non-Ducted | 215569826 |  | HMSR-A-CB-O | DLCMRBH48EAK | Non-Ducted Indoor Units |  | 11 | 21 | 10.5 | 11 | 21.1 | 9.5 | TRUE | FALSE |  | 48000 | 36000 | 2.5 | 37000 | 2.17
215569811 |  | Live | Carrier | VIESSMANN | Multizone All Non-Ducted | 215569811 |  | HMSR-A-CB-O | DLCMRBH18BAK | Non-Ducted Indoor Units |  | 12.5 | 21.5 | 10.6 | 12.5 | 21 | 10.2 | TRUE | FALSE |  | 18000 | 14400 | 2.5 | 16000 | 2.23
215569835 |  | Live | Carrier | VIESSMANN | Singlezone Non-Ducted, Wall Placement | 215569835 |  | HRCU-A-CB-O | DLCPRBH18AAK | Mini-Splits | DLFPHBH18XAK | 14.5 | 28.2 | 13.7 | 15.3 | 26.3 | 15.5 | TRUE | TRUE |  | 18000 | 20200 | 2.89 | 24485 | 1.98
215569833 |  | Live | Carrier | VIESSMANN | Singlezone Non-Ducted, Wall Placement | 215569833 |  | HRCU-A-CB-O | DLCSRBH24AAK | Mini-Splits | DLFSCBH24XAK | 11 | 20.2 | 11.6 | 11 | 20.5 | 11.5 | TRUE | TRUE |  | 24000 | 21000 | 2.64 | 24000 | 2.17
215569831 |  | Live | Carrier | VIESSMANN | Singlezone Ducted, Compact Ducted | 215569831 |  | HRCU-A-CB | DLCLRCH48AAK | Mini-Splits | DLFLDAH48XAK | 9.2 | 17.4 | 10.3 | 8.5 | 15.1 | 9.3 | FALSE | FALSE |  | 48000 | 34000 | 2.32 | 41000 | 2.32
215569885 |  | Live | Carrier | VIESSMANN | Singlezone Non-Ducted, Wall Placement | 215569885 |  | HRCU-A-CB-O | DLCLRCH48AAK | Mini-Splits | DLFLCBH48XAK | 9.5 | 17.8 | 11.5 | 9.5 | 18.5 | 9.8 | FALSE | FALSE |  | 48000 | 30000 | 2.34 | 39000 | 2.05
215569832 |  | Live | Carrier | VIESSMANN | Singlezone Non-Ducted, Wall Placement | 215569832 |  | HRCU-A-CB-O | DLCLRCH48AAK | Mini-Splits | DLFLFAH48XAK | 9.3 | 18 | 11 | 9.3 | 18.9 | 10 | FALSE | TRUE |  | 48000 | 29000 | 2.37 | 36000 | 2.26
215569829 |  | Live | Carrier | VIESSMANN | Singlezone Ducted, Compact Ducted | 215569829 |  | HRCU-A-CB | DLCLRCH36AAK | Mini-Splits | DLFLDAH36XAK | 9 | 16.7 | 11.5 | 8.8 | 15.8 | 8.8 | FALSE | FALSE |  | 36000 | 25000 | 2.49 | 26000 | 2.22
215569828 |  | Live | Carrier | VIESSMANN | Singlezone Non-Ducted, Wall Placement | 215569828 |  | HRCU-A-CB-O | DLCLRCH36AAK | Mini-Splits | DLFLCBH36XAK | 9 | 18.2 | 10.6 | 9.4 | 19.2 | 8.8 | FALSE | FALSE |  | 36000 | 23000 | 2.45 | 26000 | 2.13
215569830 |  | Live | Carrier | VIESSMANN | Singlezone Non-Ducted, Wall Placement | 215569830 |  | HRCU-A-CB-O | DLCLRCH36AAK | Mini-Splits | DLFLFAH36XAK | 8 | 17 | 10 | 8.5 | 19 | 9 | FALSE | FALSE |  | 36000 | 23000 | 2.2 | 25000 | 2.11
215569806 |  | Live | Carrier | VIESSMANN | Singlezone Non-Ducted, Wall Placement | 215569806 |  | HRCU-A-CB-O | DLCSRBH06AAK | Mini-Splits | DLFSHBH06XAK | 15 | 23.5 | 11 | 15 | 23.5 | 12 | TRUE | TRUE |  | 6000 | 7500 | 2.5 | 10000 | 2.38
215569846 |  | Live | Carrier | VIESSMANN | Singlezone Non-Ducted, Wall Placement | 215569846 |  | HRCU-A-CB-O | DLCSRBH06AAK | Mini-Splits | DLFSHCH06XAK | 15.8 | 26.5 | 14 | 15.8 | 26.5 | 13.6 | TRUE | TRUE |  | 6000 | 8500 | 2.9 | 10041 | 2.45
215569854 |  | Live | Carrier | VIESSMANN | Singlezone Non-Ducted, Wall Placement | 215569854 |  | HRCU-A-CB-O | DLCERBH24AAK | Mini-Splits | DLFEHBH24XAK | 9.5 | 18.5 | 10.2 | 9.5 | 18.5 | 8.6 | FALSE | FALSE |  | 24000 | 16500 | 2.38 | 19257 | 2.11
215569850 |  | Live | Carrier | VIESSMANN | Singlezone Non-Ducted, Wall Placement | 215569850 |  | HRCU-A-CB-O | DLCERBH18AAK | Mini-Splits | DLFEHBH18XAK | 11 | 19.5 | 10 | 11 | 19.5 | 8.7 | TRUE | FALSE |  | 18000 | 11400 | 2.57 | 14370 | 2.49
215569852 |  | Live | Carrier | VIESSMANN | Singlezone Non-Ducted, Wall Placement | 215569852 |  | HRCU-A-CB-O | DLCERBH12AAK | Mini-Splits | DLFEHBH12XAK | 10.8 | 20.5 | 10.7 | 10.8 | 21.4 | 9.2 | FALSE | FALSE |  | 12000 | 7000 | 2.5 | 9300 | 2
215569853 |  | Live | Carrier | VIESSMANN | Singlezone Non-Ducted, Wall Placement | 215569853 |  | HRCU-A-CB-O | DLCERBH09AAK | Mini-Splits | DLFEHBH09XAK | 12.6 | 21.5 | 10 | 12.6 | 21.7 | 9.4 | TRUE | TRUE |  | 9000 | 6000 | 2.51 | 8065 | 2.17
215569847 |  | Live | Carrier | VIESSMANN | Singlezone Non-Ducted, Wall Placement | 215569847 |  | HRCU-A-CB-O | DLCERBH12AAJ | Mini-Splits | DLFEHBH12XAJ | 10.3 | 20 | 10.8 | 10.3 | 20.8 | 8.7 | FALSE | FALSE |  | 12000 | 7800 | 2.31 | 8200 | 1.35
215569848 |  | Live | Carrier | VIESSMANN | Singlezone Non-Ducted, Wall Placement | 215569848 |  | HRCU-A-CB-O | DLCERBH09AAJ | Mini-Splits | DLFEHBH09XAJ | 12.5 | 21.5 | 10.3 | 12.5 | 21.5 | 9.1 | TRUE | TRUE |  | 9000 | 6300 | 2.4 | 7973 | 1.88
215569796 |  | Live | Carrier | VIESSMANN | Singlezone Non-Ducted, Wall Placement | 215569796 |  | HRCU-A-CB-O | DLCSRBH12AAJ | Mini-Splits | DLFSHBH12XAJ | 12.5 | 22 | 11.5 | 12.5 | 22.7 | 10.4 | TRUE | FALSE |  | 12000 | 8900 | 2.75 | 9018 | 2.4
215569800 |  | Live | Carrier | VIESSMANN | Singlezone Non-Ducted, Wall Placement | 215569800 |  | HRCU-A-CB-O | DLCSRBH24AAK | Mini-Splits | DLFSHBH24XAK | 12.5 | 21.5 | 11.5 | 12.5 | 22.3 | 10.3 | TRUE | TRUE |  | 23000 | 18900 | 2.38 | 23737 | 1.82
215569799 |  | Live | Carrier | VIESSMANN | Singlezone Non-Ducted, Wall Placement | 215569799 |  | HRCU-A-CB-O | DLCSRBH18AAK | Mini-Splits | DLFSHBH18XAK | 13 | 21.5 | 11 | 13 | 22 | 10.6 | TRUE | TRUE |  | 18000 | 11100 | 2.8 | 21447 | 1.98
215569798 |  | Live | Carrier | VIESSMANN | Singlezone Non-Ducted, Wall Placement | 215569798 |  | HRCU-A-CB-O | DLCSRBH12AAK | Mini-Splits | DLFSHBH12XAK | 13 | 22 | 12.7 | 13 | 23.1 | 10.5 | TRUE | TRUE |  | 12000 | 10300 | 2.56 | 12477 | 2.01
215569797 |  | Live | Carrier | VIESSMANN | Singlezone Non-Ducted, Wall Placement | 215569797 |  | HRCU-A-CB-O | DLCSRBH09AAK | Mini-Splits | DLFSHBH09XAK | 15.8 | 25.5 | 12.5 | 15.8 | 26.4 | 11.6 | TRUE | TRUE |  | 9000 | 9300 | 2.5 | 12235 | 1.98
215569794 |  | Live | Carrier | VIESSMANN | Singlezone Ducted, Compact Ducted | 215569794 |  | HRCU-A-CB | DLCSRBH24AAK | Mini-Splits | DLFSDAH24XAK | 12.5 | 20.6 | 12.6 | 12 | 19.2 | 10.5 | TRUE | TRUE |  | 24000 | 21000 | 2.64 | 24000 | 2.4
215569795 |  | Live | Carrier | VIESSMANN | Singlezone Non-Ducted, Floor Placement | 215569795 |  | HRCU-A-CB-O | DLCSRBH24AAK | Mini-Splits | DLFSFAH24XAK | 11.5 | 20.2 | 11.6 | 11.7 | 20.5 | 11 | TRUE | TRUE |  | 24000 | 19000 | 2.64 | 28000 | 2.1
215569790 |  | Live | Carrier | VIESSMANN | Singlezone Non-Ducted, Ceiling Placement | 215569790 |  | HRCU-A-CB-O | DLCSRBH18AAK | Mini-Splits | DLFSCAH18XAK | 12.5 | 20 | 10.3 | 12.5 | 20 | 9.5 | TRUE | TRUE |  | 16000 | 15600 | 2.24 | 20000 | 1.78
215569792 |  | Live | Carrier | VIESSMANN | Singlezone Non-Ducted, Floor Placement | 215569792 |  | HRCU-A-CB-O | DLCSRBH18AAK | Mini-Splits | DLFSFAH18XAK | 12.5 | 20.2 | 10.6 | 12.5 | 20.5 | 9.8 | TRUE | TRUE |  | 17000 | 12000 | 2.3 | 17000 | 1.9
215569791 |  | Live | Carrier | VIESSMANN | Singlezone Ducted, Compact Ducted | 215569791 |  | HRCU-A-CB | DLCSRBH18AAK | Mini-Splits | DLFSDAH18XAK | 12.5 | 19.6 | 11 | 11.7 | 18 | 9.5 | TRUE | TRUE |  | 17000 | 15000 | 2.27 | 19000 | 2.02
215569789 |  | Live | Carrier | VIESSMANN | Singlezone Non-Ducted, Wall Placement | 215569789 |  | HRCU-A-CB-O | DLCSRBH12AAK | Mini-Splits | DLFSFAH12XAK | 13 | 23 | 11.5 | 13 | 23.6 | 10 | TRUE | TRUE |  | 12000 | 9600 | 2.56 | 12900 | 2.2
215569788 |  | Live | Carrier | VIESSMANN | Singlezone Ducted, Compact Ducted | 215569788 |  | HRCU-A-CB | DLCSRBH12AAK | Mini-Splits | DLFSDAH12XAK | 13 | 21.5 | 11.5 | 11.7 | 19.5 | 10 | TRUE | TRUE |  | 12000 | 10600 | 2.51 | 12600 | 1.95
215569787 |  | Live | Carrier | VIESSMANN | Singlezone Non-Ducted, Ceiling Placement | 215569787 |  | HRCU-A-CB-O | DLCSRBH12AAK | Mini-Splits | DLFSCAH12XAK | 12.7 | 21.5 | 10.6 | 12.7 | 22.3 | 10.2 | TRUE | TRUE |  | 12000 | 9900 | 2.55 | 14000 | 2.29
215569786 |  | Live | Carrier | VIESSMANN | Singlezone Ducted, Compact Ducted | 215569786 |  | HRCU-A-CB | DLCSRBH09AAK | Mini-Splits | DLFSDAH09XAK | 14 | 23 | 12 | 13.2 | 20.2 | 12 | TRUE | TRUE |  | 9000 | 10100 | 2.41 | 11600 | 1.9
215569785 |  | Live | Carrier | VIESSMANN | Singlezone Non-Ducted, Ceiling Placement | 215569785 |  | HRCU-A-CB-O | DLCSRBH09AAK | Mini-Splits | DLFSCAH09XAK | 13 | 20.5 | 10.8 | 13 | 20.5 | 10.3 | TRUE | TRUE |  | 9000 | 9000 | 1.91 | 11000 | 1.69
215569840 |  | Live | Carrier | VIESSMANN | Singlezone Non-Ducted, Wall Placement | 215569840 |  | HRCU-A-CB-O | DLCSRBH24AAK | Mini-Splits | DLFSHCH24XAK | 13 | 21.5 | 12 | 13 | 21.5 | 11.4 | TRUE | TRUE |  | 24000 | 21200 | 2.88 | 24485 | 1.98
215569844 |  | Live | Carrier | VIESSMANN | Singlezone Non-Ducted, Wall Placement | 215569844 |  | HRCU-A-CB-O | DLCSRBH18AAK | Mini-Splits | DLFSHCH18XAK | 12.5 | 21.5 | 13 | 12.5 | 21.5 | 11.3 | TRUE | TRUE |  | 18000 | 15000 | 2.35 | 19200 | 1.99
215569839 |  | Live | Carrier | VIESSMANN | Singlezone Non-Ducted, Wall Placement | 215569839 |  | HRCU-A-CB-O | DLCSRBH12AAK | Mini-Splits | DLFSHCH12XAK | 14 | 25.5 | 13 | 14 | 25.5 | 10.4 | TRUE | TRUE |  | 12000 | 10000 | 2.4 | 13112 | 2.11
215569842 |  | Live | Carrier | VIESSMANN | Singlezone Non-Ducted, Wall Placement | 215569842 |  | HRCU-A-CB-O | DLCSRBH09AAK | Mini-Splits | DLFSHCH09XAK | 16.2 | 28.1 | 13 | 16.2 | 28.1 | 11.5 | TRUE | TRUE |  | 9000 | 9500 | 2.53 | 12371 | 2.04
215569845 |  | Live | Carrier | VIESSMANN | Singlezone Non-Ducted, Wall Placement | 215569845 |  | HRCU-A-CB-O | DLCSRBH12AAJ | Mini-Splits | DLFSHCH12XAJ | 13 | 23 | 11.6 | 13 | 23.5 | 10 | TRUE | FALSE |  | 12000 | 8400 | 2.8 | 9250 | 2.56
215569765 |  | Live | Carrier | VIESSMANN | Singlezone Ducted, Centrally Ducted | 215569765 |  | HRCU-A-C | DLCURAH24ABK |  | DLFULAH24XAX + CI |  |  |  | 10.7 | 16.1 | 9.8 | FALSE | TRUE |  | 24000 | 22400 | 2.42 | 25000 | 2.24
215569768 |  | Live | Carrier | VIESSMANN | Singlezone Ducted, Centrally Ducted | 215569768 |  | HRCU-A-C | DLCURAH36ABK |  | DLFULAH36XBX + CI |  |  |  | 10 | 15.5 | 8.6 | FALSE | TRUE |  | 35000 | 27400 | 2.12 | 38000 | 1.9
215569771 |  | Live | Carrier | VIESSMANN | Singlezone Ducted, Centrally Ducted | 215569771 |  | HRCU-A-C | DLCURAH60ABK |  | DLFULAH60XDX + CI |  |  |  | 8.6 | 14.5 | 8.6 | FALSE | FALSE |  | 53000 | 37000 | 2.26 | 38000 | 2.26
215569763 |  | Live | Carrier | VIESSMANN | Singlezone Ducted, Centrally Ducted | 215569763 |  | HRCU-A-CB | DLCURAH60ABK |  | DLFUAAH60XAK | 9 | 16.4 | 10.5 | 8.8 | 15.3 | 9.4 | FALSE | TRUE |  | 55000 | 42000 | 2.6 | 52500 | 2.3
215569751 |  | Live | Carrier | VIESSMANN | Singlezone Ducted, Centrally Ducted | 215569751 |  | HRCU-A-CB | DLCSRBH36ABK |  | DLFSABH36XBK | 8.8 | 17.5 | 11.3 | 8.2 | 15.4 | 9 | FALSE | FALSE |  | 36000 | 27000 | 2.54 | 27200 | 2.53
215569770 |  | Live | Carrier | VIESSMANN | Singlezone Ducted, Centrally Ducted | 215569770 |  | HRCU-A-C | DLCURAH48ABK |  | DLFULAH48XCX + CI | 9 | 14 | 10 | 8.6 | 14.3 | 9 | FALSE | FALSE |  | 46000 | 32000 | 2.36 | 45000 | 2.11
215569769 |  | Live | Carrier | VIESSMANN | Singlezone Ducted, Centrally Ducted | 215569769 |  | HRCU-A-C | DLCURAH36ABK |  | DLFULAH36XCX + CI | 10.2 | 14.8 | 9.6 | 10 | 15.2 | 10 | FALSE | TRUE |  | 35000 | 33000 | 2.4 | 38000 | 1.9
215569767 |  | Live | Carrier | VIESSMANN | Singlezone Ducted, Centrally Ducted | 215569767 |  | HRCU-A-C | DLCURAH30ABK |  | DLFULAH36XCX + CI | 10.7 | 14.2 | 9.5 | 10.5 | 15.5 | 9.7 | FALSE | TRUE |  | 30000 | 22600 | 2.62 | 26000 | 2.28
215569766 |  | Live | Carrier | VIESSMANN | Singlezone Ducted, Centrally Ducted | 215569766 |  | HRCU-A-C | DLCURAH24ABK |  | DLFULAH24XBX + CI | 11 | 16 | 9.5 | 10.7 | 16.5 | 9.5 | FALSE | TRUE |  | 24000 | 21000 | 2.58 | 23000 | 2.28
215569764 |  | Live | Carrier | VIESSMANN | Singlezone Ducted, Centrally Ducted | 215569764 |  | HRCU-A-C | DLCURAH18ABK |  | DLFULAH24XBX + CI | 11.6 | 15.6 | 8.8 | 11.7 | 16.1 | 9.5 | TRUE | TRUE |  | 18000 | 14700 | 2.6 | 17400 | 2.42
215569756 |  | Live | Carrier | VIESSMANN | Singlezone Ducted, Centrally Ducted | 215569756 |  | HRCU-A-CB | DLCURAH60AAK |  | DLFUAAH60XAK | 10.3 | 18 | 9.2 | 8.8 | 14.9 | 8.5 | FALSE | FALSE |  | 57000 | 37000 | 2.4 | 39000 | 2.2
215569753 |  | Live | Carrier | VIESSMANN | Singlezone Ducted, Centrally Ducted | 215569753 |  | HRCU-A-CB | DLCURAH48AAK |  | DLFUAAH48XAK | 9.3 | 17.3 | 10 | 8.8 | 15.8 | 9.4 | FALSE | FALSE |  | 47000 | 37000 | 2.4 | 39000 | 2.2
215569760 |  | Live | Carrier | VIESSMANN | Singlezone Ducted, Centrally Ducted | 215569760 |  | HRCU-A-CB | DLCURAH36AAK |  | DLFUAAH36XAK | 10.4 | 18 | 9.1 | 10.1 | 16.9 | 8.5 | FALSE | FALSE |  | 36000 | 20400 | 2.42 | 22700 | 2.1
215569752 |  | Live | Carrier | VIESSMANN | Singlezone Ducted, Centrally Ducted | 215569752 |  | HRCU-A-CB | DLCURAH24AAK |  | DLFUAAH24XAK | 11.3 | 19.4 | 11.3 | 10.5 | 17 | 9.2 | FALSE | TRUE |  | 24000 | 21000 | 2.8 | 22000 | 2.8
215569758 |  | Live | Carrier | VIESSMANN | Singlezone Ducted, Centrally Ducted | 215569758 |  | HRCU-A-CB | DLCURAH18AAK |  | DLFUAAH18XAK | 11.1 | 19 | 10.8 | 10.9 | 17 | 8.8 | FALSE | FALSE |  | 18000 | 12000 | 2.71 | 12000 | 2.71
215569772 |  | Live | Carrier | VIESSMANN | Singlezone Ducted, Centrally Ducted | 215569772 |  | HRCU-A-CB | DLCSRBH18AAK |  | DLFSABH18XBK | 12.5 | 20 | 10.8 | 11.7 | 17.6 | 9.6 | TRUE | TRUE |  | 18000 | 15400 | 2.7 | 18200 | 2.14
215569749 |  | Live | Carrier | VIESSMANN | Singlezone Ducted, Centrally Ducted | 215569749 |  | HRCU-A-CB | DLCLRCH58AAK |  | DLFLABH60XAK | 10 | 17 | 10.4 | 9.6 | 16 | 8.5 | FALSE | FALSE |  | 57000 | 37800 | 2.48 | 37800 | 2.48
215569748 |  | Live | Carrier | VIESSMANN | Singlezone Ducted, Centrally Ducted | 215569748 |  | HRCU-A-CB | DLCLRCH48AAK |  | DLFLABH48XAK | 8.6 | 16.2 | 10.8 | 8.2 | 15.3 | 9.2 | FALSE | FALSE |  | 48000 | 38000 | 2.1 | 39000 | 2.1
215569750 |  | Live | Carrier | VIESSMANN | Singlezone Ducted, Centrally Ducted | 215569750 |  | HRCU-A-CB | DLCLRCH36AAK |  | DLFLABH36XAK | 8.8 | 17 | 11.3 | 8.2 | 15.4 | 9 | FALSE | FALSE |  | 36000 | 27000 | 2.54 | 27200 | 2.53
215569773 |  | Live | Carrier | VIESSMANN | Singlezone Ducted, Centrally Ducted | 215569773 |  | HRCU-A-CB | DLCSRBH24AAK |  | DLFSABH24XBK | 12.5 | 21 | 11.6 | 11.7 | 18.4 | 9.3 | TRUE | TRUE |  | 23000 | 16900 | 2.4 | 25000 | 2.22
215569757 |  | Live | Carrier | VIESSMANN | Singlezone Ducted, Centrally Ducted | 215569757 |  | HRCU-A-CB | DLCURAH48ABK |  | DLFUAAH48XAK | 8.5 | 16 | 10 | 8.2 | 15.6 | 9.4 | FALSE | TRUE |  | 47000 | 36000 | 2.36 | 48000 | 2.05
215569761 |  | Live | Carrier | VIESSMANN | Singlezone Ducted, Centrally Ducted | 215569761 |  | HRCU-A-CB | DLCURAH36ABK |  | DLFUAAH36XAK | 10.5 | 18 | 10.5 | 10 | 16 | 9.5 | FALSE | TRUE |  | 36000 | 30400 | 2.46 | 47000 | 1.9
215569762 |  | Live | Carrier | VIESSMANN | Singlezone Ducted, Centrally Ducted | 215569762 |  | HRCU-A-CB | DLCURAH30ABK |  | DLFUAAH30XAK | 11 | 18 | 10.5 | 10 | 16.2 | 8.9 | FALSE | TRUE |  | 30000 | 21000 | 2.34 | 28600 | 2.1
215569755 |  | Live | Carrier | VIESSMANN | Singlezone Ducted, Centrally Ducted | 215569755 |  | HRCU-A-CB | DLCURAH24ABK |  | DLFUAAH24XAK | 12.5 | 20 | 12 | 11.7 | 17.4 | 10 | TRUE | TRUE |  | 24000 | 19200 | 2.5 | 26400 | 2.14
215569754 |  | Live | Carrier | VIESSMANN | Singlezone Ducted, Centrally Ducted | 215569754 |  | HRCU-A-CB | DLCURAH18ABK |  | DLFUAAH18XAK | 12.5 | 20 | 11 | 12.4 | 18 | 9.3 | TRUE | TRUE |  | 18000 | 13500 | 2.6 | 21000 | 2.21
217902684 |  | Live | Lennox Industries | ADP | Singlezone Ducted, Centrally Ducted | 217902684 |  | HRCU-A-CB | KUSXB301A | Ducted Indoor Units | SL6*31+TXV |  |  |  | 10 | 15 | 8.3 | FALSE | FALSE |  | 26600 | 18400 | 2.1 | 32000 | 2.29
217902683 |  | Live | Lennox Industries | ADP | Singlezone Ducted, Centrally Ducted | 217902683 |  | HRCU-A-CB | KUSXB301A | Ducted Indoor Units | SL6*37+TXV |  |  |  | 10 | 15 | 8.3 | FALSE | FALSE |  | 26600 | 18400 | 2.1 | 32000 | 2.29
217902682 |  | Live | Lennox Industries | ADP | Singlezone Ducted, Centrally Ducted | 217902682 |  | HRCU-A-CB | KUSXB301A | Ducted Indoor Units | SM6*31+TXV |  |  |  | 10 | 15 | 8.3 | FALSE | FALSE |  | 26600 | 18400 | 2.1 | 32000 | 2.29
217902681 |  | Live | Lennox Industries | ADP | Singlezone Ducted, Centrally Ducted | 217902681 |  | HRCU-A-CB | KUSXB301A | Ducted Indoor Units | SK7*31+TXV |  |  |  | 9.5 | 15 | 8.25 | FALSE | FALSE |  | 26000 | 18400 | 2.1 | 32000 | 2.29
217902680 |  | Live | Lennox Industries | ADP | Singlezone Ducted, Centrally Ducted | 217902680 |  | HRCU-A-CB | KUSXB301A | Ducted Indoor Units | SM7*31+TXV |  |  |  | 9.5 | 15 | 8.25 | FALSE | FALSE |  | 26000 | 18400 | 2.1 | 32000 | 2.29
217902679 |  | Live | Lennox Industries | ADP | Singlezone Ducted, Centrally Ducted | 217902679 |  | HRCU-A-CB | KUSXB301A | Ducted Indoor Units | SL5*31+TXV |  |  |  | 9.5 | 15 | 8.1 | FALSE | FALSE |  | 25400 | 18400 | 2.1 | 32000 | 2.29
217902678 |  | Live | Lennox Industries | ADP | Singlezone Ducted, Centrally Ducted | 217902678 |  | HRCU-A-CB | KUSXB301A | Ducted Indoor Units | SL5*37+TXV |  |  |  | 9.5 | 15 | 8.1 | FALSE | FALSE |  | 25400 | 18400 | 2.1 | 32000 | 2.29
217902677 |  | Live | Lennox Industries | ADP | Singlezone Ducted, Centrally Ducted | 217902677 |  | HRCU-A-CB | KUSXB301A | Ducted Indoor Units | SL1*31+TXV |  |  |  | 9.5 | 15 | 8 | FALSE | FALSE |  | 25000 | 18400 | 2.1 | 32000 | 2.29
217902676 |  | Live | Lennox Industries | ADP | Singlezone Ducted, Centrally Ducted | 217902676 |  | HRCU-A-CB | KUSXB301A | Ducted Indoor Units | SM7*30+TXV+TD |  |  |  | 9.5 | 14.5 | 8.25 | FALSE | FALSE |  | 25600 | 18400 | 2.1 | 32000 | 2.29
217901668 |  | Live | Lennox Industries | ADP | Singlezone Ducted, Centrally Ducted | 217901668 |  | HRCU-A-C | KUSXB601A | Ducted Indoor Units | HE27*60+TXV+TD |  |  |  | 11 | 15.2 | 8.55 | FALSE | FALSE |  | 42500 | 30400 | 2.1 | 53000 | 2.25
217901667 |  | Live | Lennox Industries | ADP | Singlezone Ducted, Centrally Ducted | 217901667 |  | HRCU-A-C | KUSXB481A | Ducted Indoor Units | HE27*60+TXV+TD |  |  |  | 10 | 15 | 8.15 | FALSE | FALSE |  | 42000 | 30400 | 2.1 | 43000 | 2.15
217901666 |  | Live | Lennox Industries | ADP | Singlezone Ducted, Centrally Ducted | 217901666 |  | HRCU-A-C | KUSXB241A | Ducted Indoor Units | HE22*36+TXV+TD |  |  |  | 10.5 | 14.5 | 8.25 | FALSE | FALSE |  | 20000 | 14400 | 2.1 | 26000 | 2.38
217901665 |  | Live | Lennox Industries | ADP | Singlezone Ducted, Centrally Ducted | 217901665 |  | HRCU-A-C | KUSXA482A | Ducted Indoor Units | HE27*60+TXV+TD |  |  |  | 10.5 | 15.2 | 8.7 | FALSE | FALSE |  | 42000 | 31000 | 2.1 | 54000 | 2.4
217901664 |  | Live | Lennox Industries | ADP | Singlezone Ducted, Centrally Ducted | 217901664 |  | HRCU-A-C | KUSXA181A | Ducted Indoor Units | HE22*36+TXV+TD |  |  |  | 10.5 | 14.5 | 7.9 | FALSE | FALSE |  | 16800 | 11400 | 2.1 | 22200 | 2.3
217901631 |  | Live | Lennox Industries | ADP | Singlezone Ducted, Centrally Ducted | 217901631 |  | HRCU-A-C | KUSXB601A | Ducted Indoor Units | HE36*60+TXV+TD |  |  |  | 11.5 | 15.2 | 8.9 | FALSE | FALSE |  | 45000 | 30400 | 2.1 | 53000 | 2.25
217901630 |  | Live | Lennox Industries | ADP | Singlezone Ducted, Centrally Ducted | 217901630 |  | HRCU-A-C | KUSXB601A | Ducted Indoor Units | HE35*48+TXV+TD |  |  |  | 11.5 | 15.2 | 8.8 | FALSE | FALSE |  | 44500 | 30400 | 2.1 | 53000 | 2.25
217901629 |  | Live | Lennox Industries | ADP | Singlezone Ducted, Centrally Ducted | 217901629 |  | HRCU-A-C | KUSXB481A | Ducted Indoor Units | HE36*60+TXV+TD |  |  |  | 10.5 | 15.2 | 8.45 | FALSE | FALSE |  | 44500 | 30400 | 2.1 | 43000 | 2.15
217901628 |  | Live | Lennox Industries | ADP | Singlezone Ducted, Centrally Ducted | 217901628 |  | HRCU-A-C | KUSXB481A | Ducted Indoor Units | HE35*48+TXV+TD |  |  |  | 10.5 | 15.2 | 8.35 | FALSE | FALSE |  | 44000 | 30400 | 2.1 | 43000 | 2.15
217901627 |  | Live | Lennox Industries | ADP | Singlezone Ducted, Centrally Ducted | 217901627 |  | HRCU-A-C | KUSXB421A | Ducted Indoor Units | HE35*48+TXV+TD |  |  |  | 11.5 | 15.2 | 8.4 | FALSE | FALSE |  | 40000 | 27400 | 2.1 | 42000 | 2.07
217901626 |  | Live | Lennox Industries | ADP | Singlezone Ducted, Centrally Ducted | 217901626 |  | HRCU-A-C | KUSXB421A | Ducted Indoor Units | HE34*42+TXV+TD |  |  |  | 11 | 15 | 8.3 | FALSE | FALSE |  | 39500 | 27400 | 2.1 | 42000 | 2.07
217901625 |  | Live | Lennox Industries | ADP | Singlezone Ducted, Centrally Ducted | 217901625 |  | HRCU-A-C | KUSXB361A | Ducted Indoor Units | HE34*36+TXV+TD |  |  |  | 11.5 | 15.2 | 8.5 | FALSE | FALSE |  | 33600 | 22400 | 2.1 | 38000 | 2.03
217901624 |  | Live | Lennox Industries | ADP | Singlezone Ducted, Centrally Ducted | 217901624 |  | HRCU-A-C | KUSXB361A | Ducted Indoor Units | HE33*36+TXV+TD |  |  |  | 11 | 15.2 | 8.45 | FALSE | FALSE |  | 33200 | 22400 | 2.1 | 38000 | 2.03
217901623 |  | Live | Lennox Industries | ADP | Singlezone Ducted, Centrally Ducted | 217901623 |  | HRCU-A-C | KUSXB361A | Ducted Indoor Units | HE32*36+TXV+TD |  |  |  | 11 | 15.2 | 8.3 | FALSE | FALSE |  | 32800 | 22400 | 2.1 | 38000 | 2.03
217901622 |  | Live | Lennox Industries | ADP | Singlezone Ducted, Centrally Ducted | 217901622 |  | HRCU-A-C | KUSXB301A | Ducted Indoor Units | HE33*36+TXV+TD |  |  |  | 9.5 | 14.5 | 8.3 | FALSE | FALSE |  | 26600 | 18400 | 2.1 | 32000 | 2.29
217901621 |  | Live | Lennox Industries | ADP | Singlezone Ducted, Centrally Ducted | 217901621 |  | HRCU-A-C | KUSXB301A | Ducted Indoor Units | HE32*36+TXV+TD |  |  |  | 9.5 | 14.5 | 8.2 | FALSE | FALSE |  | 26200 | 18400 | 2.1 | 32000 | 2.29
217901620 |  | Live | Lennox Industries | ADP | Singlezone Ducted, Centrally Ducted | 217901620 |  | HRCU-A-C | KUSXB301A | Ducted Indoor Units | HE31*30+TXV+TD |  |  |  | 9 | 14.5 | 8.1 | FALSE | FALSE |  | 25800 | 18400 | 2.1 | 32000 | 2.29
217901619 |  | Live | Lennox Industries | ADP | Singlezone Ducted, Centrally Ducted | 217901619 |  | HRCU-A-C | KUSXB241A | Ducted Indoor Units | HE32*36+TXV+TD |  |  |  | 11 | 15.2 | 8.5 | FALSE | FALSE |  | 21000 | 14400 | 2.1 | 26000 | 2.38
217901618 |  | Live | Lennox Industries | ADP | Singlezone Ducted, Centrally Ducted | 217901618 |  | HRCU-A-C | KUSXB241A | Ducted Indoor Units | HE23*36+TXV+TD |  |  |  | 11 | 15 | 8.4 | FALSE | FALSE |  | 20600 | 14400 | 2.1 | 26000 | 2.38
217901617 |  | Live | Lennox Industries | ADP | Singlezone Ducted, Centrally Ducted | 217901617 |  | HRCU-A-C | KUSXB181A | Ducted Indoor Units | HE32*36+TXV+TD |  |  |  | 11 | 15.2 | 8.1 | FALSE | FALSE |  | 17500 | 11400 | 2.1 | 20800 | 2.3
217901616 |  | Live | Lennox Industries | ADP | Singlezone Ducted, Centrally Ducted | 217901616 |  | HRCU-A-C | KUSXB181A | Ducted Indoor Units | HE31*30+TXV+TD |  |  |  | 11 | 15 | 8.05 | FALSE | FALSE |  | 17200 | 11400 | 2.1 | 20800 | 2.3
217901615 |  | Live | Lennox Industries | ADP | Singlezone Ducted, Centrally Ducted | 217901615 |  | HRCU-A-C | KUSXB181A | Ducted Indoor Units | HE23*36+TXV+TD |  |  |  | 11 | 15 | 8 | FALSE | FALSE |  | 17100 | 11400 | 2.1 | 20800 | 2.3
217901614 |  | Live | Lennox Industries | ADP | Singlezone Ducted, Centrally Ducted | 217901614 |  | HRCU-A-C | KUSXA482A | Ducted Indoor Units | HE36*60+TXV+TD |  |  |  | 11.5 | 16 | 9.05 | FALSE | FALSE |  | 44500 | 31000 | 2.1 | 54000 | 2.4
217901613 |  | Live | Lennox Industries | ADP | Singlezone Ducted, Centrally Ducted | 217901613 |  | HRCU-A-C | KUSXA482A | Ducted Indoor Units | HE35*48+TXV+TD |  |  |  | 11 | 16 | 8.95 | FALSE | FALSE |  | 44000 | 31000 | 2.1 | 54000 | 2.4
217901612 |  | Live | Lennox Industries | ADP | Singlezone Ducted, Centrally Ducted | 217901612 |  | HRCU-A-C | KUSXA422A | Ducted Indoor Units | HE35*48+TXV+TD |  |  |  | 11.7 | 16 | 8.8 | FALSE | FALSE |  | 40000 | 27400 | 2.1 | 52000 | 2.38
217901611 |  | Live | Lennox Industries | ADP | Singlezone Ducted, Centrally Ducted | 217901611 |  | HRCU-A-C | KUSXA422A | Ducted Indoor Units | HE34*42+TXV+TD |  |  |  | 11.5 | 15.2 | 8.7 | FALSE | FALSE |  | 39500 | 27400 | 2.1 | 52000 | 2.38
217901610 |  | Live | Lennox Industries | ADP | Singlezone Ducted, Centrally Ducted | 217901610 |  | HRCU-A-C | KUSXA361A | Ducted Indoor Units | HE8J*36+TXV+TD |  |  |  | 11.5 | 16 | 8.9 | FALSE | FALSE |  | 33600 | 22400 | 2.1 | 41700 | 2.26
217901609 |  | Live | Lennox Industries | ADP | Singlezone Ducted, Centrally Ducted | 217901609 |  | HRCU-A-C | KUSXA361A | Ducted Indoor Units | HE33*36+TXV+TD |  |  |  | 11 | 15.2 | 8.85 | FALSE | FALSE |  | 33200 | 22400 | 2.1 | 41700 | 2.26
217901608 |  | Live | Lennox Industries | ADP | Singlezone Ducted, Centrally Ducted | 217901608 |  | HRCU-A-C | KUSXA241A | Ducted Indoor Units | HE32*36+TXV+TD |  |  |  | 10.5 | 15 | 8.6 | FALSE | FALSE |  | 21000 | 14400 | 2.1 | 29700 | 2.05
217901607 |  | Live | Lennox Industries | ADP | Singlezone Ducted, Centrally Ducted | 217901607 |  | HRCU-A-C | KUSXA181A | Ducted Indoor Units | HE32*36+TXV+TD |  |  |  | 11 | 15.2 | 8.1 | FALSE | FALSE |  | 17500 | 11400 | 2.1 | 22200 | 2.3
217901606 |  | Live | Lennox Industries | ADP | Singlezone Ducted, Centrally Ducted | 217901606 |  | HRCU-A-C | KUSXA181A | Ducted Indoor Units | HE31*30+TXV+TD |  |  |  | 11 | 15 | 8.1 | FALSE | FALSE |  | 17200 | 11400 | 2.1 | 22200 | 2.3
217901605 |  | Live | Lennox Industries | ADP | Singlezone Ducted, Centrally Ducted | 217901605 |  | HRCU-A-C | KUSXA181A | Ducted Indoor Units | HE23*36+TXV+TD |  |  |  | 11 | 15 | 8.05 | FALSE | FALSE |  | 17200 | 11400 | 2.1 | 22200 | 2.3
217655793 |  | Live | Lennox Industries | ADP | Singlezone Ducted, Centrally Ducted | 217655793 |  | HRCU-A-CB | KUSXB241A | Ducted Indoor Units | SM3*24+TXV+TD |  |  |  | 11 | 15.2 | 8.5 | FALSE | FALSE |  | 20000 | 14400 | 2.1 | 26000 | 2.38
217606203 |  | Live | Lennox Industries | ADP | Singlezone Ducted, Centrally Ducted | 217606203 |  | HRCU-A-CB | KUSXB361A | Ducted Indoor Units | SM6*37+TXV |  |  |  | 11.7 | 15.2 | 8.5 | FALSE | FALSE |  | 33200 | 22400 | 2.1 | 38000 | 2.03
217606202 |  | Live | Lennox Industries | ADP | Singlezone Ducted, Centrally Ducted | 217606202 |  | HRCU-A-CB | KUSXB301A | Ducted Indoor Units | SM6*37+TXV |  |  |  | 10 | 15 | 8.3 | FALSE | FALSE |  | 26600 | 18400 | 2.1 | 32000 | 2.29
217606201 |  | Live | Lennox Industries | ADP | Singlezone Ducted, Centrally Ducted | 217606201 |  | HRCU-A-CB | KUSXA361A | Ducted Indoor Units | SL6*37+TXV |  |  |  | 11.7 | 16 | 8.9 | FALSE | FALSE |  | 33200 | 22400 | 2.1 | 41700 | 2.26
217542737 |  | Live | Lennox Industries | ADP | Singlezone Ducted, Centrally Ducted | 217542737 |  | HRCU-A-C | KUSXB601A | Ducted Indoor Units | HG36*60+TXV+TD |  |  |  | 11.5 | 15.2 | 8.9 | FALSE | FALSE |  | 45000 | 30400 | 2.1 | 53000 | 2.25
217542736 |  | Live | Lennox Industries | ADP | Singlezone Ducted, Centrally Ducted | 217542736 |  | HRCU-A-C | KUSXB481A | Ducted Indoor Units | HG36*60+TXV+TD |  |  |  | 10.5 | 15.2 | 8.45 | FALSE | FALSE |  | 44500 | 30400 | 2.1 | 43000 | 2.15
217542735 |  | Live | Lennox Industries | ADP | Singlezone Ducted, Centrally Ducted | 217542735 |  | HRCU-A-C | KUSXB421A | Ducted Indoor Units | HG36*60+TXV+TD |  |  |  | 11.5 | 15.2 | 8.5 | FALSE | FALSE |  | 40500 | 27400 | 2.1 | 42000 | 2.07
217542734 |  | Live | Lennox Industries | ADP | Singlezone Ducted, Centrally Ducted | 217542734 |  | HRCU-A-C | KUSXB361A | Ducted Indoor Units | HG8J*36+TXV+TD |  |  |  | 11.5 | 15.2 | 8.5 | FALSE | FALSE |  | 33600 | 22400 | 2.1 | 38000 | 2.03
217542733 |  | Live | Lennox Industries | ADP | Singlezone Ducted, Centrally Ducted | 217542733 |  | HRCU-A-C | KUSXB301A | Ducted Indoor Units | HG8J*36+TXV+TD |  |  |  | 9.5 | 15 | 8.3 | FALSE | FALSE |  | 26800 | 18400 | 2.1 | 32000 | 2.29
217542732 |  | Live | Lennox Industries | ADP | Singlezone Ducted, Centrally Ducted | 217542732 |  | HRCU-A-C | KUSXB241A | Ducted Indoor Units | HG8J*36+TXV+TD |  |  |  | 11.7 | 15.2 | 8.5 | FALSE | FALSE |  | 21400 | 14400 | 2.1 | 26000 | 2.38
217542731 |  | Live | Lennox Industries | ADP | Singlezone Ducted, Centrally Ducted | 217542731 |  | HRCU-A-C | KUSXB241A | Ducted Indoor Units | HG32*36+TXV+TD |  |  |  | 11 | 15.2 | 8.5 | FALSE | FALSE |  | 21000 | 14400 | 2.1 | 26000 | 2.38
217542730 |  | Live | Lennox Industries | ADP | Singlezone Ducted, Centrally Ducted | 217542730 |  | HRCU-A-C | KUSXB181A | Ducted Indoor Units | HG8J*36+TXV+TD |  |  |  | 11.7 | 15.2 | 8.1 | FALSE | FALSE |  | 17900 | 11400 | 2.1 | 20800 | 2.3
217542729 |  | Live | Lennox Industries | ADP | Singlezone Ducted, Centrally Ducted | 217542729 |  | HRCU-A-C | KUSXB181A | Ducted Indoor Units | HG32*36+TXV+TD |  |  |  | 11 | 15.2 | 8.1 | FALSE | FALSE |  | 17500 | 11400 | 2.1 | 20800 | 2.3
217542728 |  | Live | Lennox Industries | ADP | Singlezone Ducted, Centrally Ducted | 217542728 |  | HRCU-A-C | KUSXA482A | Ducted Indoor Units | HG36*60+TXV+TD |  |  |  | 11.5 | 16 | 9.05 | FALSE | FALSE |  | 44500 | 31000 | 2.1 | 54000 | 2.4
217542727 |  | Live | Lennox Industries | ADP | Singlezone Ducted, Centrally Ducted | 217542727 |  | HRCU-A-C | KUSXA482A | Ducted Indoor Units | HG35*48+TXV+TD |  |  |  | 11 | 16 | 8.95 | FALSE | FALSE |  | 44000 | 31000 | 2.1 | 54000 | 2.4
217542726 |  | Live | Lennox Industries | ADP | Singlezone Ducted, Centrally Ducted | 217542726 |  | HRCU-A-C | KUSXA422A | Ducted Indoor Units | HG36*60+TXV+TD |  |  |  | 11.7 | 16 | 8.9 | FALSE | FALSE |  | 40500 | 27400 | 2.1 | 52000 | 2.38
217542725 |  | Live | Lennox Industries | ADP | Singlezone Ducted, Centrally Ducted | 217542725 |  | HRCU-A-C | KUSXA241A | Ducted Indoor Units | HG8J*36+TXV+TD |  |  |  | 11 | 15 | 8.6 | FALSE | FALSE |  | 21400 | 14400 | 2.1 | 29700 | 2.05
217542724 |  | Live | Lennox Industries | ADP | Singlezone Ducted, Centrally Ducted | 217542724 |  | HRCU-A-C | KUSXA181A | Ducted Indoor Units | HG8J*36+TXV+TD |  |  |  | 11 | 15.2 | 8.1 | FALSE | FALSE |  | 17800 | 11400 | 2.1 | 22200 | 2.3
217542723 |  | Live | Lennox Industries | ADP | Singlezone Ducted, Centrally Ducted | 217542723 |  | HRCU-A-C | KUSXA181A | Ducted Indoor Units | HG32*36+TXV+TD |  |  |  | 11 | 15.2 | 8.1 | FALSE | FALSE |  | 17500 | 11400 | 2.1 | 22200 | 2.3
217454892 |  | Live | Lennox Industries | ADP | Singlezone Ducted, Centrally Ducted | 217454892 |  | HRCU-A-C | KUSXA422A | Ducted Indoor Units | HG35*48+TXV+TD |  |  |  | 11.7 | 16 | 8.8 | FALSE | FALSE |  | 40000 | 27400 | 2.1 | 52000 | 2.38
217454891 |  | Live | Lennox Industries | ADP | Singlezone Ducted, Centrally Ducted | 217454891 |  | HRCU-A-C | KUSXA422A | Ducted Indoor Units | HG35*42+TXV+TD |  |  |  | 11.7 | 16 | 8.8 | FALSE | FALSE |  | 40000 | 27400 | 2.1 | 52000 | 2.38
217454890 |  | Live | Lennox Industries | ADP | Singlezone Ducted, Centrally Ducted | 217454890 |  | HRCU-A-C | KUSXA361A | Ducted Indoor Units | HG34*36+TXV+TD |  |  |  | 11.5 | 16 | 8.9 | FALSE | FALSE |  | 33600 | 22400 | 2.1 | 41700 | 2.26
217454258 |  | Live | Lennox Industries | ADP | Singlezone Ducted, Centrally Ducted | 217454258 |  | HRCU-A-CB | KUSXB241A | Ducted Indoor Units | SM7*25+TXV |  |  |  | 11.7 | 15.2 | 8.5 | FALSE | FALSE |  | 20600 | 14400 | 2.1 | 26000 | 2.38
217454257 |  | Live | Lennox Industries | ADP | Singlezone Ducted, Centrally Ducted | 217454257 |  | HRCU-A-CB | KUSXB241A | Ducted Indoor Units | SM3*25+TXV |  |  |  | 11.7 | 15.2 | 8.5 | FALSE | FALSE |  | 20600 | 14400 | 2.1 | 26000 | 2.38
217454256 |  | Live | Lennox Industries | ADP | Singlezone Ducted, Centrally Ducted | 217454256 |  | HRCU-A-CB | KUSXB181A | Ducted Indoor Units | SM7*25+TXV |  |  |  | 11.5 | 15.2 | 7.8 | FALSE | FALSE |  | 16800 | 11400 | 2.1 | 20800 | 2.3
217454255 |  | Live | Lennox Industries | ADP | Singlezone Ducted, Centrally Ducted | 217454255 |  | HRCU-A-CB | KUSXB181A | Ducted Indoor Units | SM3*25+TXV |  |  |  | 11.5 | 15.2 | 7.75 | FALSE | FALSE |  | 16600 | 11400 | 2.1 | 20800 | 2.3
217454254 |  | Live | Lennox Industries | ADP | Singlezone Ducted, Centrally Ducted | 217454254 |  | HRCU-A-CB | KUSXA241A | Ducted Indoor Units | SM7*25+TXV |  |  |  | 11 | 15 | 8.6 | FALSE | FALSE |  | 20600 | 14400 | 2.1 | 29700 | 2.05
217454253 |  | Live | Lennox Industries | ADP | Singlezone Ducted, Centrally Ducted | 217454253 |  | HRCU-A-CB | KUSXA241A | Ducted Indoor Units | SM3*25+TXV |  |  |  | 11 | 15 | 8.6 | FALSE | FALSE |  | 20600 | 14400 | 2.1 | 29700 | 2.05
217454252 |  | Live | Lennox Industries | ADP | Singlezone Ducted, Centrally Ducted | 217454252 |  | HRCU-A-CB | KUSXA181A | Ducted Indoor Units | SM7*25+TXV |  |  |  | 11.5 | 15.2 | 8.1 | FALSE | FALSE |  | 17000 | 11400 | 2.1 | 22200 | 2.3
217454251 |  | Live | Lennox Industries | ADP | Singlezone Ducted, Centrally Ducted | 217454251 |  | HRCU-A-CB | KUSXA181A | Ducted Indoor Units | SM3*25+TXV |  |  |  | 11.5 | 15.2 | 8.1 | FALSE | FALSE |  | 17000 | 11400 | 2.1 | 22200 | 2.3
217375067 |  | Live | Lennox Industries | ADP | Singlezone Ducted, Centrally Ducted | 217375067 |  | HRCU-A-C | KUSXB601A | Ducted Indoor Units | AD-60(P,U)******+TXV-BLEED |  |  |  | 11.5 | 15.2 | 8.9 | FALSE | FALSE |  | 45000 | 30400 | 2.1 | 53000 | 2.25
217375066 |  | Live | Lennox Industries | ADP | Singlezone Ducted, Centrally Ducted | 217375066 |  | HRCU-A-C | KUSXB481A | Ducted Indoor Units | AD-60(P,U)******+TXV-BLEED |  |  |  | 10.5 | 15.2 | 8.45 | FALSE | FALSE |  | 44500 | 30400 | 2.1 | 43000 | 2.15
217375065 |  | Live | Lennox Industries | ADP | Singlezone Ducted, Centrally Ducted | 217375065 |  | HRCU-A-C | KUSXA482A | Ducted Indoor Units | AD-60(P,U)******+TXV-BLEED |  |  |  | 11.5 | 16 | 9.05 | FALSE | FALSE |  | 44500 | 31000 | 2.1 | 54000 | 2.4
217375064 |  | Live | Lennox Industries | ADP | Singlezone Ducted, Centrally Ducted | 217375064 |  | HRCU-A-C | KUSXB601A | Ducted Indoor Units | AD-48(P,U)******+TXV-BLEED |  |  |  | 11.5 | 15.2 | 8.8 | FALSE | FALSE |  | 44500 | 30400 | 2.1 | 53000 | 2.25
217375063 |  | Live | Lennox Industries | ADP | Singlezone Ducted, Centrally Ducted | 217375063 |  | HRCU-A-C | KUSXB481A | Ducted Indoor Units | AD-48(P,U)******+TXV-BLEED |  |  |  | 10.5 | 15.2 | 8.35 | FALSE | FALSE |  | 44000 | 30400 | 2.1 | 43000 | 2.15
217375062 |  | Live | Lennox Industries | ADP | Singlezone Ducted, Centrally Ducted | 217375062 |  | HRCU-A-C | KUSXA482A | Ducted Indoor Units | AD-48(P,U)******+TXV-BLEED |  |  |  | 11 | 16 | 8.95 | FALSE | FALSE |  | 44000 | 31000 | 2.1 | 54000 | 2.4
217375061 |  | Live | Lennox Industries | ADP | Singlezone Ducted, Centrally Ducted | 217375061 |  | HRCU-A-C | KUSXB421A | Ducted Indoor Units | AD-48(P,U)******+TXV-BLEED |  |  |  | 11.5 | 15.2 | 8.4 | FALSE | FALSE |  | 40000 | 27400 | 2.1 | 42000 | 2.07
217375060 |  | Live | Lennox Industries | ADP | Singlezone Ducted, Centrally Ducted | 217375060 |  | HRCU-A-C | KUSXA422A | Ducted Indoor Units | AD-48(P,U)******+TXV-BLEED |  |  |  | 11.7 | 16 | 8.8 | FALSE | FALSE |  | 40000 | 27400 | 2.1 | 52000 | 2.38
217375059 |  | Live | Lennox Industries | ADP | Singlezone Ducted, Centrally Ducted | 217375059 |  | HRCU-A-C | KUSXB421A | Ducted Indoor Units | AD-42(P,U)******+TXV-BLEED |  |  |  | 11 | 15 | 8.3 | FALSE | FALSE |  | 39500 | 27400 | 2.1 | 42000 | 2.07
217375058 |  | Live | Lennox Industries | ADP | Singlezone Ducted, Centrally Ducted | 217375058 |  | HRCU-A-C | KUSXA422A | Ducted Indoor Units | AD-42(P,U)******+TXV-BLEED |  |  |  | 11.5 | 15.2 | 8.7 | FALSE | FALSE |  | 39500 | 27400 | 2.1 | 52000 | 2.38
217375057 |  | Live | Lennox Industries | ADP | Singlezone Ducted, Centrally Ducted | 217375057 |  | HRCU-A-C | KUSXB361A | Ducted Indoor Units | AD-37(P,U)******+TXV-BLEED |  |  |  | 11.5 | 15.2 | 8.5 | FALSE | FALSE |  | 33600 | 22400 | 2.1 | 38000 | 2.03
217375056 |  | Live | Lennox Industries | ADP | Singlezone Ducted, Centrally Ducted | 217375056 |  | HRCU-A-C | KUSXA361A | Ducted Indoor Units | AD-37(P,U)******+TXV-BLEED |  |  |  | 11.5 | 16 | 8.9 | FALSE | FALSE |  | 33600 | 22400 | 2.1 | 41700 | 2.26
217375055 |  | Live | Lennox Industries | ADP | Singlezone Ducted, Centrally Ducted | 217375055 |  | HRCU-A-C | KUSXB361A | Ducted Indoor Units | AD-34(P,U)******+TXV-BLEED |  |  |  | 11 | 15.2 | 8.45 | FALSE | FALSE |  | 33200 | 22400 | 2.1 | 38000 | 2.03
217375054 |  | Live | Lennox Industries | ADP | Singlezone Ducted, Centrally Ducted | 217375054 |  | HRCU-A-C | KUSXB301A | Ducted Indoor Units | AD-37(P,U)******+TXV-BLEED |  |  |  | 9.5 | 15 | 8.3 | FALSE | FALSE |  | 27000 | 18400 | 2.1 | 32000 | 2.29
217375053 |  | Live | Lennox Industries | ADP | Singlezone Ducted, Centrally Ducted | 217375053 |  | HRCU-A-C | KUSXB301A | Ducted Indoor Units | AD-34(P,U)******+TXV-BLEED |  |  |  | 9.5 | 14.5 | 8.3 | FALSE | FALSE |  | 26400 | 18400 | 2.1 | 32000 | 2.29
217375052 |  | Live | Lennox Industries | ADP | Singlezone Ducted, Centrally Ducted | 217375052 |  | HRCU-A-C | KUSXB241A | Ducted Indoor Units | AD-34(P,U)******+TXV-BLEED |  |  |  | 11.5 | 15.2 | 8.5 | FALSE | FALSE |  | 21200 | 14400 | 2.1 | 26000 | 2.38
217375051 |  | Live | Lennox Industries | ADP | Singlezone Ducted, Centrally Ducted | 217375051 |  | HRCU-A-C | KUSXA241A | Ducted Indoor Units | AD-34(P,U)******+TXV-BLEED |  |  |  | 10.5 | 15 | 8.6 | FALSE | FALSE |  | 21200 | 14400 | 2.1 | 29700 | 2.05
217375050 |  | Live | Lennox Industries | ADP | Singlezone Ducted, Centrally Ducted | 217375050 |  | HRCU-A-C | KUSXB241A | Ducted Indoor Units | AD-30(P,U)******+TXV-BLEED |  |  |  | 11 | 15 | 8.45 | FALSE | FALSE |  | 20600 | 14400 | 2.1 | 26000 | 2.38
217375049 |  | Live | Lennox Industries | ADP | Singlezone Ducted, Centrally Ducted | 217375049 |  | HRCU-A-C | KUSXB181A | Ducted Indoor Units | AD-34(P,U)******+TXV-BLEED |  |  |  | 11.5 | 15.2 | 8.1 | FALSE | FALSE |  | 17600 | 11400 | 2.1 | 20800 | 2.3
217375048 |  | Live | Lennox Industries | ADP | Singlezone Ducted, Centrally Ducted | 217375048 |  | HRCU-A-C | KUSXA181A | Ducted Indoor Units | AD-34(P,U)******+TXV-BLEED |  |  |  | 11 | 15.2 | 8.1 | FALSE | FALSE |  | 17600 | 11400 | 2.1 | 22200 | 2.3
217375047 |  | Live | Lennox Industries | ADP | Singlezone Ducted, Centrally Ducted | 217375047 |  | HRCU-A-C | KUSXB181A | Ducted Indoor Units | AD-30(P,U)******+TXV-BLEED |  |  |  | 11 | 15 | 8.05 | FALSE | FALSE |  | 17200 | 11400 | 2.1 | 20800 | 2.3
217374116 |  | Live | Lennox Industries | ADP | Singlezone Ducted, Centrally Ducted | 217374116 |  | HRCU-A-C | KUSXA301A | Ducted Indoor Units | AD-37(P,U)******+TXV-BLEED |  |  |  | 11.7 | 15.2 | 8.8 | FALSE | FALSE |  | 23000 | 14400 | 2.1 | 36000 | 2.46
217351061 |  | Live | Lennox Industries | ADP | Singlezone Ducted, Centrally Ducted | 217351061 |  | HRCU-A-C | KUSXB481A | Ducted Indoor Units | HG35*48+TXV+TD |  |  |  | 10.5 | 15.2 | 8.35 | FALSE | FALSE |  | 44000 | 30400 | 2.1 | 43000 | 2.15
217351060 |  | Live | Lennox Industries | ADP | Singlezone Ducted, Centrally Ducted | 217351060 |  | HRCU-A-C | KUSXB421A | Ducted Indoor Units | HG35*48+TXV+TD |  |  |  | 11.5 | 15.2 | 8.4 | FALSE | FALSE |  | 40000 | 27400 | 2.1 | 42000 | 2.07
217351059 |  | Live | Lennox Industries | ADP | Singlezone Ducted, Centrally Ducted | 217351059 |  | HRCU-A-C | KUSXB361A | Ducted Indoor Units | HG7J*36+TXV+TD |  |  |  | 11 | 15.2 | 8.45 | FALSE | FALSE |  | 33200 | 22400 | 2.1 | 38000 | 2.03
217351058 |  | Live | Lennox Industries | ADP | Singlezone Ducted, Centrally Ducted | 217351058 |  | HRCU-A-C | KUSXB361A | Ducted Indoor Units | HG32*36+TXV+TD |  |  |  | 11 | 15.2 | 8.3 | FALSE | FALSE |  | 32800 | 22400 | 2.1 | 38000 | 2.03
217351057 |  | Live | Lennox Industries | ADP | Singlezone Ducted, Centrally Ducted | 217351057 |  | HRCU-A-C | KUSXB301A | Ducted Indoor Units | HG7J*36+TXV+TD |  |  |  | 9.5 | 14.5 | 8.3 | FALSE | FALSE |  | 26400 | 18400 | 2.1 | 32000 | 2.29
217351056 |  | Live | Lennox Industries | ADP | Singlezone Ducted, Centrally Ducted | 217351056 |  | HRCU-A-C | KUSXB301A | Ducted Indoor Units | HG32*36+TXV+TD |  |  |  | 9.5 | 14.5 | 8.2 | FALSE | FALSE |  | 26200 | 18400 | 2.1 | 32000 | 2.29
217351055 |  | Live | Lennox Industries | ADP | Singlezone Ducted, Centrally Ducted | 217351055 |  | HRCU-A-C | KUSXB241A | Ducted Indoor Units | HG7J*36+TXV+TD |  |  |  | 11.5 | 15.2 | 8.5 | FALSE | FALSE |  | 21200 | 14400 | 2.1 | 26000 | 2.38
217351054 |  | Live | Lennox Industries | ADP | Singlezone Ducted, Centrally Ducted | 217351054 |  | HRCU-A-C | KUSXB241A | Ducted Indoor Units | HE30*24+TXV+TD |  |  |  | 11 | 14.5 | 8.35 | FALSE | FALSE |  | 20400 | 14400 | 2.1 | 26000 | 2.38
217351053 |  | Live | Lennox Industries | ADP | Singlezone Ducted, Centrally Ducted | 217351053 |  | HRCU-A-C | KUSXB181A | Ducted Indoor Units | HG7J*36+TXV+TD |  |  |  | 11.5 | 15.2 | 8.1 | FALSE | FALSE |  | 17600 | 11400 | 2.1 | 20800 | 2.3
217351052 |  | Live | Lennox Industries | ADP | Singlezone Ducted, Centrally Ducted | 217351052 |  | HRCU-A-C | KUSXB181A | Ducted Indoor Units | HE30*24+TXV+TD |  |  |  | 11 | 14.5 | 7.95 | FALSE | FALSE |  | 17000 | 11400 | 2.1 | 20800 | 2.3
217351051 |  | Live | Lennox Industries | ADP | Singlezone Ducted, Centrally Ducted | 217351051 |  | HRCU-A-C | KUSXB601A | Ducted Indoor Units | PL60H210P17*+TXV+TD |  |  |  | 11.7 | 15.2 | 8.9 | FALSE | FALSE |  | 45500 | 30400 | 2.1 | 53000 | 2.25
217351050 |  | Live | Lennox Industries | ADP | Singlezone Ducted, Centrally Ducted | 217351050 |  | HRCU-A-C | KUSXB601A | Ducted Indoor Units | PL60H210P16*+TXV+TD |  |  |  | 11.5 | 15.2 | 8.9 | FALSE | FALSE |  | 45000 | 30400 | 2.1 | 53000 | 2.25
217351049 |  | Live | Lennox Industries | ADP | Singlezone Ducted, Centrally Ducted | 217351049 |  | HRCU-A-C | KUSXB601A | Ducted Indoor Units | PL60H210P29*+TXV+TD |  |  |  | 11.7 | 15.2 | 8.9 | FALSE | FALSE |  | 45500 | 30400 | 2.1 | 53000 | 2.25
217351048 |  | Live | Lennox Industries | ADP | Singlezone Ducted, Centrally Ducted | 217351048 |  | HRCU-A-C | KUSXB481A | Ducted Indoor Units | PL48H175P38*+TXV+TD |  |  |  | 11 | 15.2 | 8.5 | FALSE | FALSE |  | 45500 | 30400 | 2.1 | 43000 | 2.15
217351047 |  | Live | Lennox Industries | ADP | Singlezone Ducted, Centrally Ducted | 217351047 |  | HRCU-A-C | KUSXB481A | Ducted Indoor Units | PL48H175P78*+TXV+TD |  |  |  | 10.5 | 15.2 | 8.5 | FALSE | FALSE |  | 44500 | 30400 | 2.1 | 43000 | 2.15
217351046 |  | Live | Lennox Industries | ADP | Singlezone Ducted, Centrally Ducted | 217351046 |  | HRCU-A-C | KUSXB481A | Ducted Indoor Units | PL48H175P15*+TXV+TD |  |  |  | 10.5 | 15.2 | 8.4 | FALSE | FALSE |  | 44500 | 30400 | 2.1 | 43000 | 2.15
217351044 |  | Live | Lennox Industries | ADP | Singlezone Ducted, Centrally Ducted | 217351044 |  | HRCU-A-C | KUSXB421A | Ducted Indoor Units | PL48H175P38*+TXV+TD |  |  |  | 11.7 | 15.2 | 8.5 | FALSE | FALSE |  | 41000 | 27400 | 2.1 | 42000 | 2.07
217351042 |  | Live | Lennox Industries | ADP | Singlezone Ducted, Centrally Ducted | 217351042 |  | HRCU-A-C | KUSXB421A | Ducted Indoor Units | PL48H175P15*+TXV+TD |  |  |  | 11.5 | 15.2 | 8.45 | FALSE | FALSE |  | 40500 | 27400 | 2.1 | 42000 | 2.07
217351040 |  | Live | Lennox Industries | ADP | Singlezone Ducted, Centrally Ducted | 217351040 |  | HRCU-A-C | KUSXB361A | Ducted Indoor Units | PL36H175P13*+TXV+TD |  |  |  | 11 | 15.2 | 8.5 | FALSE | FALSE |  | 33400 | 22400 | 2.1 | 38000 | 2.03
217351039 |  | Live | Lennox Industries | ADP | Singlezone Ducted, Centrally Ducted | 217351039 |  | HRCU-A-C | KUSXB361A | Ducted Indoor Units | PL36H175P15*+TXV+TD |  |  |  | 11.7 | 15.2 | 8.5 | FALSE | FALSE |  | 34200 | 22400 | 2.1 | 38000 | 2.03
217351038 |  | Live | Lennox Industries | ADP | Singlezone Ducted, Centrally Ducted | 217351038 |  | HRCU-A-C | KUSXB361A | Ducted Indoor Units | PL36H175P14*+TXV+TD |  |  |  | 11.5 | 15.2 | 8.5 | FALSE | FALSE |  | 33600 | 22400 | 2.1 | 38000 | 2.03
217351037 |  | Live | Lennox Industries | ADP | Singlezone Ducted, Centrally Ducted | 217351037 |  | HRCU-A-C | KUSXB361A | Ducted Indoor Units | PL36H***P12*+TXV+TD |  |  |  | 11 | 15.2 | 8.35 | FALSE | FALSE |  | 32800 | 22400 | 2.1 | 38000 | 2.03
217351036 |  | Live | Lennox Industries | ADP | Singlezone Ducted, Centrally Ducted | 217351036 |  | HRCU-A-C | KUSXB361A | Ducted Indoor Units | PL36H***P42*+TXV+TD |  |  |  | 11 | 15.2 | 8.35 | FALSE | FALSE |  | 33000 | 22400 | 2.1 | 38000 | 2.03
217351035 |  | Live | Lennox Industries | ADP | Singlezone Ducted, Centrally Ducted | 217351035 |  | HRCU-A-C | KUSXB301A | Ducted Indoor Units | PL36H175P13*+TXV+TD |  |  |  | 9.5 | 15 | 8.3 | FALSE | FALSE |  | 26800 | 18400 | 2.1 | 32000 | 2.29
217351034 |  | Live | Lennox Industries | ADP | Singlezone Ducted, Centrally Ducted | 217351034 |  | HRCU-A-C | KUSXB301A | Ducted Indoor Units | PL36H175P15*+TXV+TD |  |  |  | 10 | 15 | 8.3 | FALSE | FALSE |  | 27400 | 18400 | 2.1 | 32000 | 2.29
217351033 |  | Live | Lennox Industries | ADP | Singlezone Ducted, Centrally Ducted | 217351033 |  | HRCU-A-C | KUSXB301A | Ducted Indoor Units | PL36H175P14*+TXV+TD |  |  |  | 9.5 | 15 | 8.3 | FALSE | FALSE |  | 27000 | 18400 | 2.1 | 32000 | 2.29
217351032 |  | Live | Lennox Industries | ADP | Singlezone Ducted, Centrally Ducted | 217351032 |  | HRCU-A-C | KUSXB301A | Ducted Indoor Units | PL36H***P12*+TXV+TD |  |  |  | 9.5 | 14.5 | 8.25 | FALSE | FALSE |  | 26400 | 18400 | 2.1 | 32000 | 2.29
217351031 |  | Live | Lennox Industries | ADP | Singlezone Ducted, Centrally Ducted | 217351031 |  | HRCU-A-C | KUSXB301A | Ducted Indoor Units | PL36H***P42*+TXV+TD |  |  |  | 9.5 | 14.5 | 8.25 | FALSE | FALSE |  | 26400 | 18400 | 2.1 | 32000 | 2.29
217351030 |  | Live | Lennox Industries | ADP | Singlezone Ducted, Centrally Ducted | 217351030 |  | HRCU-A-C | KUSXB241A | Ducted Indoor Units | PL36H175P13*+TXV+TD |  |  |  | 11.7 | 15.2 | 8.5 | FALSE | FALSE |  | 21400 | 14400 | 2.1 | 26000 | 2.38
217351029 |  | Live | Lennox Industries | ADP | Singlezone Ducted, Centrally Ducted | 217351029 |  | HRCU-A-C | KUSXB241A | Ducted Indoor Units | PL36H175P14*+TXV+TD |  |  |  | 11.7 | 15.2 | 8.5 | FALSE | FALSE |  | 21600 | 14400 | 2.1 | 26000 | 2.38
217351028 |  | Live | Lennox Industries | ADP | Singlezone Ducted, Centrally Ducted | 217351028 |  | HRCU-A-C | KUSXB241A | Ducted Indoor Units | PL36H***P12*+TXV+TD |  |  |  | 11 | 15.2 | 8.5 | FALSE | FALSE |  | 21000 | 14400 | 2.1 | 26000 | 2.38
217351027 |  | Live | Lennox Industries | ADP | Singlezone Ducted, Centrally Ducted | 217351027 |  | HRCU-A-C | KUSXB241A | Ducted Indoor Units | PL36H***P42*+TXV+TD |  |  |  | 11.5 | 15.2 | 8.5 | FALSE | FALSE |  | 21200 | 14400 | 2.1 | 26000 | 2.38
217351026 |  | Live | Lennox Industries | ADP | Singlezone Ducted, Centrally Ducted | 217351026 |  | HRCU-A-C | KUSXB181A | Ducted Indoor Units | PL36H175P13*+TXV+TD |  |  |  | 11.5 | 15.2 | 8.1 | FALSE | FALSE |  | 17800 | 11400 | 2.1 | 20800 | 2.3
217351025 |  | Live | Lennox Industries | ADP | Singlezone Ducted, Centrally Ducted | 217351025 |  | HRCU-A-C | KUSXB181A | Ducted Indoor Units | PL36H175P14*+TXV+TD |  |  |  | 11.7 | 15.2 | 8.1 | FALSE | FALSE |  | 18000 | 11400 | 2.1 | 20800 | 2.3
217351023 |  | Live | Lennox Industries | ADP | Singlezone Ducted, Centrally Ducted | 217351023 |  | HRCU-A-C | KUSXB181A | Ducted Indoor Units | PL36H***P42*+TXV+TD |  |  |  | 11.5 | 15.2 | 8.1 | FALSE | FALSE |  | 17600 | 11400 | 2.1 | 20800 | 2.3
217351022 |  | Live | Lennox Industries | ADP | Singlezone Ducted, Centrally Ducted | 217351022 |  | HRCU-A-C | KUSXA482A | Ducted Indoor Units | PL48H175P38*+TXV+TD |  |  |  | 11.7 | 16 | 9.1 | FALSE | FALSE |  | 45500 | 31000 | 2.1 | 54000 | 2.4
217351021 |  | Live | Lennox Industries | ADP | Singlezone Ducted, Centrally Ducted | 217351021 |  | HRCU-A-C | KUSXA482A | Ducted Indoor Units | PL48H175P78*+TXV+TD |  |  |  | 11.5 | 16 | 9.1 | FALSE | FALSE |  | 44500 | 31000 | 2.1 | 54000 | 2.4
217351020 |  | Live | Lennox Industries | ADP | Singlezone Ducted, Centrally Ducted | 217351020 |  | HRCU-A-C | KUSXA482A | Ducted Indoor Units | PL48H175P15*+TXV+TD |  |  |  | 11.5 | 16 | 9 | FALSE | FALSE |  | 44500 | 31000 | 2.1 | 54000 | 2.4
217351018 |  | Live | Lennox Industries | ADP | Singlezone Ducted, Centrally Ducted | 217351018 |  | HRCU-A-C | KUSXA422A | Ducted Indoor Units | PL48H175P38*+TXV+TD |  |  |  | 11.7 | 16 | 8.9 | FALSE | FALSE |  | 41000 | 27400 | 2.1 | 52000 | 2.38
217351016 |  | Live | Lennox Industries | ADP | Singlezone Ducted, Centrally Ducted | 217351016 |  | HRCU-A-C | KUSXA422A | Ducted Indoor Units | PL48H175P15*+TXV+TD |  |  |  | 11.7 | 16 | 8.85 | FALSE | FALSE |  | 40500 | 27400 | 2.1 | 52000 | 2.38
217351013 |  | Live | Lennox Industries | ADP | Singlezone Ducted, Centrally Ducted | 217351013 |  | HRCU-A-C | KUSXA361A | Ducted Indoor Units | PL36H175P15*+TXV+TD |  |  |  | 11.7 | 16 | 8.9 | FALSE | FALSE |  | 34200 | 22400 | 2.1 | 41700 | 2.26
217351009 |  | Live | Lennox Industries | ADP | Singlezone Ducted, Centrally Ducted | 217351009 |  | HRCU-A-C | KUSXA301A | Ducted Indoor Units | PL36H175P15*+TXV+TD |  |  |  | 11.7 | 15.2 | 8.8 | FALSE | FALSE |  | 23000 | 14400 | 2.1 | 36000 | 2.46
217351008 |  | Live | Lennox Industries | ADP | Singlezone Ducted, Centrally Ducted | 217351008 |  | HRCU-A-C | KUSXA301A | Ducted Indoor Units | PL36H175P14*+TXV+TD |  |  |  | 11.7 | 15.2 | 8.8 | FALSE | FALSE |  | 23000 | 14400 | 2.1 | 36000 | 2.46
217351006 |  | Live | Lennox Industries | ADP | Singlezone Ducted, Centrally Ducted | 217351006 |  | HRCU-A-C | KUSXA241A | Ducted Indoor Units | PL36H175P13*+TXV+TD |  |  |  | 11 | 15 | 8.6 | FALSE | FALSE |  | 21400 | 14400 | 2.1 | 29700 | 2.05
217351005 |  | Live | Lennox Industries | ADP | Singlezone Ducted, Centrally Ducted | 217351005 |  | HRCU-A-C | KUSXA241A | Ducted Indoor Units | PL36H175P14*+TXV+TD |  |  |  | 11 | 15 | 8.6 | FALSE | FALSE |  | 21600 | 14400 | 2.1 | 29700 | 2.05
217351003 |  | Live | Lennox Industries | ADP | Singlezone Ducted, Centrally Ducted | 217351003 |  | HRCU-A-C | KUSXA241A | Ducted Indoor Units | PL36H***P42*+TXV+TD |  |  |  | 10.5 | 15 | 8.6 | FALSE | FALSE |  | 21200 | 14400 | 2.1 | 29700 | 2.05
217351002 |  | Live | Lennox Industries | ADP | Singlezone Ducted, Centrally Ducted | 217351002 |  | HRCU-A-C | KUSXA181A | Ducted Indoor Units | PL36H175P13*+TXV+TD |  |  |  | 11 | 15.2 | 8.1 | FALSE | FALSE |  | 17800 | 11400 | 2.1 | 22200 | 2.3
217351001 |  | Live | Lennox Industries | ADP | Singlezone Ducted, Centrally Ducted | 217351001 |  | HRCU-A-C | KUSXA181A | Ducted Indoor Units | PL36H175P14*+TXV+TD |  |  |  | 11.5 | 15.2 | 8.1 | FALSE | FALSE |  | 18000 | 11400 | 2.1 | 22200 | 2.3
217350999 |  | Live | Lennox Industries | ADP | Singlezone Ducted, Centrally Ducted | 217350999 |  | HRCU-A-C | KUSXA181A | Ducted Indoor Units | PL36H***P42*+TXV+TD |  |  |  | 11 | 15.2 | 8.1 | FALSE | FALSE |  | 17600 | 11400 | 2.1 | 22200 | 2.3
217350998 |  | Live | Lennox Industries | ADP | Singlezone Ducted, Centrally Ducted | 217350998 |  | HRCU-A-C | KUSXB601A | Ducted Indoor Units | HD16*60+TXV+TD |  |  |  | 11.5 | 15.2 | 8.9 | FALSE | FALSE |  | 45000 | 30400 | 2.1 | 53000 | 2.25
217350997 |  | Live | Lennox Industries | ADP | Singlezone Ducted, Centrally Ducted | 217350997 |  | HRCU-A-C | KUSXB601A | Ducted Indoor Units | HH60*60+TXV+TD |  |  |  | 11 | 15.2 | 8.65 | FALSE | FALSE |  | 43500 | 30400 | 2.1 | 53000 | 2.25
217350996 |  | Live | Lennox Industries | ADP | Singlezone Ducted, Centrally Ducted | 217350996 |  | HRCU-A-C | KUSXB481A | Ducted Indoor Units | HD16*60+TXV+TD |  |  |  | 10.5 | 15.2 | 8.5 | FALSE | FALSE |  | 44500 | 30400 | 2.1 | 43000 | 2.15
217350995 |  | Live | Lennox Industries | ADP | Singlezone Ducted, Centrally Ducted | 217350995 |  | HRCU-A-C | KUSXB481A | Ducted Indoor Units | HD15*48+TXV+TD |  |  |  | 10.5 | 15.2 | 8.4 | FALSE | FALSE |  | 44500 | 30400 | 2.1 | 43000 | 2.15
217350994 |  | Live | Lennox Industries | ADP | Singlezone Ducted, Centrally Ducted | 217350994 |  | HRCU-A-C | KUSXB481A | Ducted Indoor Units | HD14*48+TXV+TD |  |  |  | 10.5 | 15.2 | 8.3 | FALSE | FALSE |  | 43500 | 30400 | 2.1 | 43000 | 2.15
217350993 |  | Live | Lennox Industries | ADP | Singlezone Ducted, Centrally Ducted | 217350993 |  | HRCU-A-C | KUSXB481A | Ducted Indoor Units | HH60*60+TXV+TD |  |  |  | 10.5 | 15.2 | 8.2 | FALSE | FALSE |  | 43000 | 30400 | 2.1 | 43000 | 2.15
217350992 |  | Live | Lennox Industries | ADP | Singlezone Ducted, Centrally Ducted | 217350992 |  | HRCU-A-C | KUSXB481A | Ducted Indoor Units | HH60*48+TXV+TD |  |  |  | 10.5 | 15.2 | 8.2 | FALSE | FALSE |  | 43000 | 30400 | 2.1 | 43000 | 2.15
217350991 |  | Live | Lennox Industries | ADP | Singlezone Ducted, Centrally Ducted | 217350991 |  | HRCU-A-C | KUSXB421A | Ducted Indoor Units | HD15*48+TXV+TD |  |  |  | 11.5 | 15.2 | 8.45 | FALSE | FALSE |  | 40500 | 27400 | 2.1 | 42000 | 2.07
217350990 |  | Live | Lennox Industries | ADP | Singlezone Ducted, Centrally Ducted | 217350990 |  | HRCU-A-C | KUSXB421A | Ducted Indoor Units | HD14*48+TXV+TD |  |  |  | 11 | 15 | 8.3 | FALSE | FALSE |  | 39500 | 27400 | 2.1 | 42000 | 2.07
217350989 |  | Live | Lennox Industries | ADP | Singlezone Ducted, Centrally Ducted | 217350989 |  | HRCU-A-C | KUSXB421A | Ducted Indoor Units | HH60*60+TXV+TD |  |  |  | 11 | 15 | 8.25 | FALSE | FALSE |  | 39500 | 27400 | 2.1 | 42000 | 2.07
217350988 |  | Live | Lennox Industries | ADP | Singlezone Ducted, Centrally Ducted | 217350988 |  | HRCU-A-C | KUSXB421A | Ducted Indoor Units | HH60*48+TXV+TD |  |  |  | 11 | 15 | 8.25 | FALSE | FALSE |  | 39500 | 27400 | 2.1 | 42000 | 2.07
217350987 |  | Live | Lennox Industries | ADP | Singlezone Ducted, Centrally Ducted | 217350987 |  | HRCU-A-C | KUSXB361A | Ducted Indoor Units | HD13*36+TXV+TD |  |  |  | 11 | 15.2 | 8.5 | FALSE | FALSE |  | 33400 | 22400 | 2.1 | 38000 | 2.03
217350986 |  | Live | Lennox Industries | ADP | Singlezone Ducted, Centrally Ducted | 217350986 |  | HRCU-A-C | KUSXB361A | Ducted Indoor Units | HD14*36+TXV+TD |  |  |  | 11.5 | 15.2 | 8.5 | FALSE | FALSE |  | 33600 | 22400 | 2.1 | 38000 | 2.03
217350985 |  | Live | Lennox Industries | ADP | Singlezone Ducted, Centrally Ducted | 217350985 |  | HRCU-A-C | KUSXB361A | Ducted Indoor Units | HD12*36+TXV+TD |  |  |  | 11 | 15.2 | 8.35 | FALSE | FALSE |  | 32800 | 22400 | 2.1 | 38000 | 2.03
217350984 |  | Live | Lennox Industries | ADP | Singlezone Ducted, Centrally Ducted | 217350984 |  | HRCU-A-C | KUSXB361A | Ducted Indoor Units | HH59*36+TXV+TD |  |  |  | 11 | 15.2 | 8.35 | FALSE | FALSE |  | 33000 | 22400 | 2.1 | 38000 | 2.03
217350983 |  | Live | Lennox Industries | ADP | Singlezone Ducted, Centrally Ducted | 217350983 |  | HRCU-A-C | KUSXB301A | Ducted Indoor Units | HD13*36+TXV+TD |  |  |  | 9.5 | 15 | 8.3 | FALSE | FALSE |  | 26800 | 18400 | 2.1 | 32000 | 2.29
217350982 |  | Live | Lennox Industries | ADP | Singlezone Ducted, Centrally Ducted | 217350982 |  | HRCU-A-C | KUSXB301A | Ducted Indoor Units | HD14*36+TXV+TD |  |  |  | 9.5 | 15 | 8.3 | FALSE | FALSE |  | 27000 | 18400 | 2.1 | 32000 | 2.29
217350981 |  | Live | Lennox Industries | ADP | Singlezone Ducted, Centrally Ducted | 217350981 |  | HRCU-A-C | KUSXB301A | Ducted Indoor Units | HD12*36+TXV+TD |  |  |  | 9.5 | 14.5 | 8.25 | FALSE | FALSE |  | 26400 | 18400 | 2.1 | 32000 | 2.29
217350980 |  | Live | Lennox Industries | ADP | Singlezone Ducted, Centrally Ducted | 217350980 |  | HRCU-A-C | KUSXB301A | Ducted Indoor Units | HH59*36+TXV+TD |  |  |  | 9.5 | 14.5 | 8.25 | FALSE | FALSE |  | 26600 | 18400 | 2.1 | 32000 | 2.29
217350979 |  | Live | Lennox Industries | ADP | Singlezone Ducted, Centrally Ducted | 217350979 |  | HRCU-A-C | KUSXB241A | Ducted Indoor Units | HD12*36+TXV+TD |  |  |  | 11 | 15.2 | 8.5 | FALSE | FALSE |  | 21000 | 14400 | 2.1 | 26000 | 2.38
217350978 |  | Live | Lennox Industries | ADP | Singlezone Ducted, Centrally Ducted | 217350978 |  | HRCU-A-C | KUSXB241A | Ducted Indoor Units | HH58*24+TXV+TD |  |  |  | 11 | 15 | 8.45 | FALSE | FALSE |  | 20800 | 14400 | 2.1 | 26000 | 2.38
217350977 |  | Live | Lennox Industries | ADP | Singlezone Ducted, Centrally Ducted | 217350977 |  | HRCU-A-C | KUSXB181A | Ducted Indoor Units | HD12*36+TXV+TD |  |  |  | 11 | 15.2 | 8.1 | FALSE | FALSE |  | 17500 | 11400 | 2.1 | 20800 | 2.3
217350976 |  | Live | Lennox Industries | ADP | Singlezone Ducted, Centrally Ducted | 217350976 |  | HRCU-A-C | KUSXB181A | Ducted Indoor Units | HH58*24+TXV+TD |  |  |  | 11 | 15 | 8.05 | FALSE | FALSE |  | 17400 | 11400 | 2.1 | 20800 | 2.3
217350975 |  | Live | Lennox Industries | ADP | Singlezone Ducted, Centrally Ducted | 217350975 |  | HRCU-A-C | KUSXB181A | Ducted Indoor Units | HH57*18+TXV+TD |  |  |  | 11 | 14.5 | 7.9 | FALSE | FALSE |  | 16900 | 11400 | 2.1 | 20800 | 2.3
217350974 |  | Live | Lennox Industries | ADP | Singlezone Ducted, Centrally Ducted | 217350974 |  | HRCU-A-C | KUSXA482A | Ducted Indoor Units | HD16*60+TXV+TD |  |  |  | 11.5 | 16 | 9.1 | FALSE | FALSE |  | 44500 | 31000 | 2.1 | 54000 | 2.4
217350973 |  | Live | Lennox Industries | ADP | Singlezone Ducted, Centrally Ducted | 217350973 |  | HRCU-A-C | KUSXA482A | Ducted Indoor Units | HD15*48+TXV+TD |  |  |  | 11.5 | 16 | 9 | FALSE | FALSE |  | 44500 | 31000 | 2.1 | 54000 | 2.4
217350972 |  | Live | Lennox Industries | ADP | Singlezone Ducted, Centrally Ducted | 217350972 |  | HRCU-A-C | KUSXA482A | Ducted Indoor Units | HD14*48+TXV+TD |  |  |  | 11 | 15.2 | 8.85 | FALSE | FALSE |  | 43500 | 31000 | 2.1 | 54000 | 2.4
217350971 |  | Live | Lennox Industries | ADP | Singlezone Ducted, Centrally Ducted | 217350971 |  | HRCU-A-C | KUSXA482A | Ducted Indoor Units | HH60*60+TXV+TD |  |  |  | 11 | 15.2 | 8.8 | FALSE | FALSE |  | 43000 | 31000 | 2.1 | 54000 | 2.4
217350970 |  | Live | Lennox Industries | ADP | Singlezone Ducted, Centrally Ducted | 217350970 |  | HRCU-A-C | KUSXA482A | Ducted Indoor Units | HH60*48+TXV+TD |  |  |  | 11 | 15.2 | 8.8 | FALSE | FALSE |  | 43000 | 31000 | 2.1 | 54000 | 2.4
217350969 |  | Live | Lennox Industries | ADP | Singlezone Ducted, Centrally Ducted | 217350969 |  | HRCU-A-C | KUSXA422A | Ducted Indoor Units | HD15*48+TXV+TD |  |  |  | 11.7 | 16 | 8.85 | FALSE | FALSE |  | 40500 | 27400 | 2.1 | 52000 | 2.38
217350968 |  | Live | Lennox Industries | ADP | Singlezone Ducted, Centrally Ducted | 217350968 |  | HRCU-A-C | KUSXA422A | Ducted Indoor Units | HD14*48+TXV+TD |  |  |  | 11.5 | 15.2 | 8.7 | FALSE | FALSE |  | 39500 | 27400 | 2.1 | 52000 | 2.38
217350967 |  | Live | Lennox Industries | ADP | Singlezone Ducted, Centrally Ducted | 217350967 |  | HRCU-A-C | KUSXA422A | Ducted Indoor Units | HH60*60+TXV+TD |  |  |  | 11.5 | 15.2 | 8.65 | FALSE | FALSE |  | 39500 | 27400 | 2.1 | 52000 | 2.38
217350966 |  | Live | Lennox Industries | ADP | Singlezone Ducted, Centrally Ducted | 217350966 |  | HRCU-A-C | KUSXA422A | Ducted Indoor Units | HH60*48+TXV+TD |  |  |  | 11.5 | 15.2 | 8.65 | FALSE | FALSE |  | 39500 | 27400 | 2.1 | 52000 | 2.38
217350965 |  | Live | Lennox Industries | ADP | Singlezone Ducted, Centrally Ducted | 217350965 |  | HRCU-A-C | KUSXA361A | Ducted Indoor Units | HD13*36+TXV+TD |  |  |  | 11 | 16 | 8.9 | FALSE | FALSE |  | 33400 | 22400 | 2.1 | 41700 | 2.26
217350964 |  | Live | Lennox Industries | ADP | Singlezone Ducted, Centrally Ducted | 217350964 |  | HRCU-A-C | KUSXA361A | Ducted Indoor Units | HD14*36+TXV+TD |  |  |  | 11.5 | 16 | 8.9 | FALSE | FALSE |  | 33600 | 22400 | 2.1 | 41700 | 2.26
217350962 |  | Live | Lennox Industries | ADP | Singlezone Ducted, Centrally Ducted | 217350962 |  | HRCU-A-C | KUSXA361A | Ducted Indoor Units | HH59*36+TXV+TD |  |  |  | 11 | 15.2 | 8.75 | FALSE | FALSE |  | 33000 | 22400 | 2.1 | 41700 | 2.26
217350961 |  | Live | Lennox Industries | ADP | Singlezone Ducted, Centrally Ducted | 217350961 |  | HRCU-A-C | KUSXA301A | Ducted Indoor Units | HD13*36+TXV+TD |  |  |  | 11.7 | 15.2 | 8.8 | FALSE | FALSE |  | 22800 | 14400 | 2.1 | 36000 | 2.46
217350960 |  | Live | Lennox Industries | ADP | Singlezone Ducted, Centrally Ducted | 217350960 |  | HRCU-A-C | KUSXA301A | Ducted Indoor Units | HD14*36+TXV+TD |  |  |  | 11.7 | 15.2 | 8.8 | FALSE | FALSE |  | 23000 | 14400 | 2.1 | 36000 | 2.46
217350959 |  | Live | Lennox Industries | ADP | Singlezone Ducted, Centrally Ducted | 217350959 |  | HRCU-A-C | KUSXA301A | Ducted Indoor Units | HD12*36+TXV+TD |  |  |  | 11.5 | 15.2 | 8.8 | FALSE | FALSE |  | 22400 | 14400 | 2.1 | 36000 | 2.46
217350958 |  | Live | Lennox Industries | ADP | Singlezone Ducted, Centrally Ducted | 217350958 |  | HRCU-A-C | KUSXA301A | Ducted Indoor Units | HH59*36+TXV+TD |  |  |  | 11.5 | 15.2 | 8.8 | FALSE | FALSE |  | 22600 | 14400 | 2.1 | 36000 | 2.46
217350957 |  | Live | Lennox Industries | ADP | Singlezone Ducted, Centrally Ducted | 217350957 |  | HRCU-A-C | KUSXA301A | Ducted Indoor Units | HH58*24+TXV+TD |  |  |  | 11 | 15.2 | 8.7 | FALSE | FALSE |  | 22200 | 14400 | 2.1 | 36000 | 2.46
217350956 |  | Live | Lennox Industries | ADP | Singlezone Ducted, Centrally Ducted | 217350956 |  | HRCU-A-C | KUSXA241A | Ducted Indoor Units | HD12*36+TXV+TD |  |  |  | 10.5 | 15 | 8.6 | FALSE | FALSE |  | 21000 | 14400 | 2.1 | 29700 | 2.05
217350955 |  | Live | Lennox Industries | ADP | Singlezone Ducted, Centrally Ducted | 217350955 |  | HRCU-A-C | KUSXA241A | Ducted Indoor Units | HH58*24+TXV+TD |  |  |  | 10.5 | 14.5 | 8.55 | FALSE | FALSE |  | 20800 | 14400 | 2.1 | 29700 | 2.05
217350954 |  | Live | Lennox Industries | ADP | Singlezone Ducted, Centrally Ducted | 217350954 |  | HRCU-A-C | KUSXA181A | Ducted Indoor Units | HD12*36+TXV+TD |  |  |  | 11 | 15.2 | 8.1 | FALSE | FALSE |  | 17500 | 11400 | 2.1 | 22200 | 2.3
217350953 |  | Live | Lennox Industries | ADP | Singlezone Ducted, Centrally Ducted | 217350953 |  | HRCU-A-C | KUSXA181A | Ducted Indoor Units | HH58*24+TXV+TD |  |  |  | 11 | 15 | 8.1 | FALSE | FALSE |  | 17400 | 11400 | 2.1 | 22200 | 2.3
217350952 |  | Live | Lennox Industries | ADP | Singlezone Ducted, Centrally Ducted | 217350952 |  | HRCU-A-C | KUSXA181A | Ducted Indoor Units | HH57*18+TXV+TD |  |  |  | 10.5 | 14.5 | 7.95 | FALSE | FALSE |  | 17000 | 11400 | 2.1 | 22200 | 2.3
217350951 |  | Live | Lennox Industries | ADP | Singlezone Ducted, Centrally Ducted | 217350951 |  | HRCU-A-C | KUSXB601A | Ducted Indoor Units | V60H210P17*+TXV+TD |  |  |  | 11.7 | 15.2 | 8.9 | FALSE | FALSE |  | 45500 | 30400 | 2.1 | 53000 | 2.25
217350950 |  | Live | Lennox Industries | ADP | Singlezone Ducted, Centrally Ducted | 217350950 |  | HRCU-A-C | KUSXB601A | Ducted Indoor Units | V60H210D16*+TXV+TD |  |  |  | 11.5 | 15.2 | 8.9 | FALSE | FALSE |  | 45000 | 30400 | 2.1 | 53000 | 2.25
217350949 |  | Live | Lennox Industries | ADP | Singlezone Ducted, Centrally Ducted | 217350949 |  | HRCU-A-C | KUSXB601A | Ducted Indoor Units | V60H210P16*+TXV+TD |  |  |  | 11.5 | 15.2 | 8.9 | FALSE | FALSE |  | 45000 | 30400 | 2.1 | 53000 | 2.25
217350948 |  | Live | Lennox Industries | ADP | Singlezone Ducted, Centrally Ducted | 217350948 |  | HRCU-A-C | KUSXB481A | Ducted Indoor Units | V48H175P38*+TXV+TD |  |  |  | 11 | 15.2 | 8.5 | FALSE | FALSE |  | 45500 | 30400 | 2.1 | 43000 | 2.15
217350947 |  | Live | Lennox Industries | ADP | Singlezone Ducted, Centrally Ducted | 217350947 |  | HRCU-A-C | KUSXB481A | Ducted Indoor Units | V48H175D15*+TXV+TD |  |  |  | 10.5 | 15.2 | 8.4 | FALSE | FALSE |  | 44500 | 30400 | 2.1 | 43000 | 2.15
217350946 |  | Live | Lennox Industries | ADP | Singlezone Ducted, Centrally Ducted | 217350946 |  | HRCU-A-C | KUSXB481A | Ducted Indoor Units | V48H175P15*+TXV+TD |  |  |  | 10.5 | 15.2 | 8.4 | FALSE | FALSE |  | 44500 | 30400 | 2.1 | 43000 | 2.15
217350945 |  | Live | Lennox Industries | ADP | Singlezone Ducted, Centrally Ducted | 217350945 |  | HRCU-A-C | KUSXB481A | Ducted Indoor Units | V48H175D14*+TXV+TD |  |  |  | 10.5 | 15.2 | 8.3 | FALSE | FALSE |  | 43500 | 30400 | 2.1 | 43000 | 2.15
217350944 |  | Live | Lennox Industries | ADP | Singlezone Ducted, Centrally Ducted | 217350944 |  | HRCU-A-C | KUSXB481A | Ducted Indoor Units | V48H175P14*+TXV+TD |  |  |  | 10.5 | 15.2 | 8.3 | FALSE | FALSE |  | 43500 | 30400 | 2.1 | 43000 | 2.15
217350943 |  | Live | Lennox Industries | ADP | Singlezone Ducted, Centrally Ducted | 217350943 |  | HRCU-A-C | KUSXB421A | Ducted Indoor Units | V48H175P38*+TXV+TD |  |  |  | 11.7 | 15.2 | 8.5 | FALSE | FALSE |  | 41000 | 27400 | 2.1 | 42000 | 2.07
217350942 |  | Live | Lennox Industries | ADP | Singlezone Ducted, Centrally Ducted | 217350942 |  | HRCU-A-C | KUSXB421A | Ducted Indoor Units | V48H175D15*+TXV+TD |  |  |  | 11.5 | 15.2 | 8.45 | FALSE | FALSE |  | 40500 | 27400 | 2.1 | 42000 | 2.07
217350941 |  | Live | Lennox Industries | ADP | Singlezone Ducted, Centrally Ducted | 217350941 |  | HRCU-A-C | KUSXB421A | Ducted Indoor Units | V48H175P15*+TXV+TD |  |  |  | 11.5 | 15.2 | 8.45 | FALSE | FALSE |  | 40500 | 27400 | 2.1 | 42000 | 2.07
217350940 |  | Live | Lennox Industries | ADP | Singlezone Ducted, Centrally Ducted | 217350940 |  | HRCU-A-C | KUSXB421A | Ducted Indoor Units | V48H175D14*+TXV+TD |  |  |  | 11 | 15 | 8.3 | FALSE | FALSE |  | 39500 | 27400 | 2.1 | 42000 | 2.07
217350939 |  | Live | Lennox Industries | ADP | Singlezone Ducted, Centrally Ducted | 217350939 |  | HRCU-A-C | KUSXB421A | Ducted Indoor Units | V48H175P14*+TXV+TD |  |  |  | 11 | 15 | 8.3 | FALSE | FALSE |  | 39500 | 27400 | 2.1 | 42000 | 2.07
217350938 |  | Live | Lennox Industries | ADP | Singlezone Ducted, Centrally Ducted | 217350938 |  | HRCU-A-C | KUSXB361A | Ducted Indoor Units | V36H175D13*+TXV+TD |  |  |  | 11 | 15.2 | 8.5 | FALSE | FALSE |  | 33400 | 22400 | 2.1 | 38000 | 2.03
217350937 |  | Live | Lennox Industries | ADP | Singlezone Ducted, Centrally Ducted | 217350937 |  | HRCU-A-C | KUSXB361A | Ducted Indoor Units | V36H175P13*+TXV+TD |  |  |  | 11 | 15.2 | 8.5 | FALSE | FALSE |  | 33400 | 22400 | 2.1 | 38000 | 2.03
217350936 |  | Live | Lennox Industries | ADP | Singlezone Ducted, Centrally Ducted | 217350936 |  | HRCU-A-C | KUSXB361A | Ducted Indoor Units | V36H175P15*+TXV+TD |  |  |  | 11.7 | 15.2 | 8.5 | FALSE | FALSE |  | 34200 | 22400 | 2.1 | 38000 | 2.03
217350935 |  | Live | Lennox Industries | ADP | Singlezone Ducted, Centrally Ducted | 217350935 |  | HRCU-A-C | KUSXB361A | Ducted Indoor Units | V36H175D14*+TXV+TD |  |  |  | 11.5 | 15.2 | 8.5 | FALSE | FALSE |  | 33600 | 22400 | 2.1 | 38000 | 2.03
217350934 |  | Live | Lennox Industries | ADP | Singlezone Ducted, Centrally Ducted | 217350934 |  | HRCU-A-C | KUSXB361A | Ducted Indoor Units | V36H175P14*+TXV+TD |  |  |  | 11.5 | 15.2 | 8.5 | FALSE | FALSE |  | 33600 | 22400 | 2.1 | 38000 | 2.03
217350933 |  | Live | Lennox Industries | ADP | Singlezone Ducted, Centrally Ducted | 217350933 |  | HRCU-A-C | KUSXB361A | Ducted Indoor Units | V36H***D12*+TXV+TD |  |  |  | 11 | 15.2 | 8.35 | FALSE | FALSE |  | 32800 | 22400 | 2.1 | 38000 | 2.03
217350932 |  | Live | Lennox Industries | ADP | Singlezone Ducted, Centrally Ducted | 217350932 |  | HRCU-A-C | KUSXB361A | Ducted Indoor Units | V36H***P12*+TXV+TD |  |  |  | 11 | 15.2 | 8.35 | FALSE | FALSE |  | 32800 | 22400 | 2.1 | 38000 | 2.03
217350931 |  | Live | Lennox Industries | ADP | Singlezone Ducted, Centrally Ducted | 217350931 |  | HRCU-A-C | KUSXB301A | Ducted Indoor Units | V36H175D13*+TXV+TD |  |  |  | 9.5 | 15 | 8.3 | FALSE | FALSE |  | 26800 | 18400 | 2.1 | 32000 | 2.29
217350930 |  | Live | Lennox Industries | ADP | Singlezone Ducted, Centrally Ducted | 217350930 |  | HRCU-A-C | KUSXB301A | Ducted Indoor Units | V36H175P13*+TXV+TD |  |  |  | 9.5 | 15 | 8.3 | FALSE | FALSE |  | 26800 | 18400 | 2.1 | 32000 | 2.29
217350929 |  | Live | Lennox Industries | ADP | Singlezone Ducted, Centrally Ducted | 217350929 |  | HRCU-A-C | KUSXB301A | Ducted Indoor Units | V36H175P15*+TXV+TD |  |  |  | 10 | 15 | 8.3 | FALSE | FALSE |  | 27400 | 18400 | 2.1 | 32000 | 2.29
217350928 |  | Live | Lennox Industries | ADP | Singlezone Ducted, Centrally Ducted | 217350928 |  | HRCU-A-C | KUSXB301A | Ducted Indoor Units | V36H175D14*+TXV+TD |  |  |  | 9.5 | 15 | 8.3 | FALSE | FALSE |  | 27000 | 18400 | 2.1 | 32000 | 2.29
217350927 |  | Live | Lennox Industries | ADP | Singlezone Ducted, Centrally Ducted | 217350927 |  | HRCU-A-C | KUSXB301A | Ducted Indoor Units | V36H175P14*+TXV+TD |  |  |  | 9.5 | 15 | 8.3 | FALSE | FALSE |  | 27000 | 18400 | 2.1 | 32000 | 2.29
217350926 |  | Live | Lennox Industries | ADP | Singlezone Ducted, Centrally Ducted | 217350926 |  | HRCU-A-C | KUSXB301A | Ducted Indoor Units | V36H***D12*+TXV+TD |  |  |  | 9.5 | 14.5 | 8.25 | FALSE | FALSE |  | 26400 | 18400 | 2.1 | 32000 | 2.29
217350925 |  | Live | Lennox Industries | ADP | Singlezone Ducted, Centrally Ducted | 217350925 |  | HRCU-A-C | KUSXB301A | Ducted Indoor Units | V36H***P12*+TXV+TD |  |  |  | 9.5 | 14.5 | 8.25 | FALSE | FALSE |  | 26400 | 18400 | 2.1 | 32000 | 2.29
217350924 |  | Live | Lennox Industries | ADP | Singlezone Ducted, Centrally Ducted | 217350924 |  | HRCU-A-C | KUSXB241A | Ducted Indoor Units | V36H***D12*+TXV+TD |  |  |  | 11 | 15.2 | 8.5 | FALSE | FALSE |  | 21000 | 14400 | 2.1 | 26000 | 2.38
217350923 |  | Live | Lennox Industries | ADP | Singlezone Ducted, Centrally Ducted | 217350923 |  | HRCU-A-C | KUSXB241A | Ducted Indoor Units | V36H***P12*+TXV+TD |  |  |  | 11 | 15.2 | 8.5 | FALSE | FALSE |  | 21000 | 14400 | 2.1 | 26000 | 2.38
217350922 |  | Live | Lennox Industries | ADP | Singlezone Ducted, Centrally Ducted | 217350922 |  | HRCU-A-C | KUSXB181A | Ducted Indoor Units | V36H***D12*+TXV+TD |  |  |  | 11 | 15.2 | 8.1 | FALSE | FALSE |  | 17500 | 11400 | 2.1 | 20800 | 2.3
217350920 |  | Live | Lennox Industries | ADP | Singlezone Ducted, Centrally Ducted | 217350920 |  | HRCU-A-C | KUSXA482A | Ducted Indoor Units | V48H175P38*+TXV+TD |  |  |  | 11.7 | 16 | 9.1 | FALSE | FALSE |  | 45500 | 31000 | 2.1 | 54000 | 2.4
217350919 |  | Live | Lennox Industries | ADP | Singlezone Ducted, Centrally Ducted | 217350919 |  | HRCU-A-C | KUSXA482A | Ducted Indoor Units | V48H175D15*+TXV+TD |  |  |  | 11.5 | 16 | 9 | FALSE | FALSE |  | 44500 | 31000 | 2.1 | 54000 | 2.4
217350918 |  | Live | Lennox Industries | ADP | Singlezone Ducted, Centrally Ducted | 217350918 |  | HRCU-A-C | KUSXA482A | Ducted Indoor Units | V48H175P15*+TXV+TD |  |  |  | 11.5 | 16 | 9 | FALSE | FALSE |  | 44500 | 31000 | 2.1 | 54000 | 2.4
217350917 |  | Live | Lennox Industries | ADP | Singlezone Ducted, Centrally Ducted | 217350917 |  | HRCU-A-C | KUSXA482A | Ducted Indoor Units | V48H175D14*+TXV+TD |  |  |  | 11 | 15.2 | 8.85 | FALSE | FALSE |  | 43500 | 31000 | 2.1 | 54000 | 2.4
217350916 |  | Live | Lennox Industries | ADP | Singlezone Ducted, Centrally Ducted | 217350916 |  | HRCU-A-C | KUSXA482A | Ducted Indoor Units | V48H175P14*+TXV+TD |  |  |  | 11 | 15.2 | 8.85 | FALSE | FALSE |  | 43500 | 31000 | 2.1 | 54000 | 2.4
217350915 |  | Live | Lennox Industries | ADP | Singlezone Ducted, Centrally Ducted | 217350915 |  | HRCU-A-C | KUSXA422A | Ducted Indoor Units | V48H175P38*+TXV+TD |  |  |  | 11.7 | 16 | 8.9 | FALSE | FALSE |  | 41000 | 27400 | 2.1 | 52000 | 2.38
217350914 |  | Live | Lennox Industries | ADP | Singlezone Ducted, Centrally Ducted | 217350914 |  | HRCU-A-C | KUSXA422A | Ducted Indoor Units | V48H175D15*+TXV+TD |  |  |  | 11.7 | 16 | 8.85 | FALSE | FALSE |  | 40500 | 27400 | 2.1 | 52000 | 2.38
217350913 |  | Live | Lennox Industries | ADP | Singlezone Ducted, Centrally Ducted | 217350913 |  | HRCU-A-C | KUSXA422A | Ducted Indoor Units | V48H175P15*+TXV+TD |  |  |  | 11.7 | 16 | 8.85 | FALSE | FALSE |  | 40500 | 27400 | 2.1 | 52000 | 2.38
217350912 |  | Live | Lennox Industries | ADP | Singlezone Ducted, Centrally Ducted | 217350912 |  | HRCU-A-C | KUSXA422A | Ducted Indoor Units | V48H175D14*+TXV+TD |  |  |  | 11.5 | 15.2 | 8.7 | FALSE | FALSE |  | 39500 | 27400 | 2.1 | 52000 | 2.38
217350911 |  | Live | Lennox Industries | ADP | Singlezone Ducted, Centrally Ducted | 217350911 |  | HRCU-A-C | KUSXA422A | Ducted Indoor Units | V48H175P14*+TXV+TD |  |  |  | 11.5 | 15.2 | 8.7 | FALSE | FALSE |  | 39500 | 27400 | 2.1 | 52000 | 2.38
217350909 |  | Live | Lennox Industries | ADP | Singlezone Ducted, Centrally Ducted | 217350909 |  | HRCU-A-C | KUSXA361A | Ducted Indoor Units | V36H175P15*+TXV+TD |  |  |  | 11.7 | 16 | 8.9 | FALSE | FALSE |  | 34200 | 22400 | 2.1 | 41700 | 2.26
217350905 |  | Live | Lennox Industries | ADP | Singlezone Ducted, Centrally Ducted | 217350905 |  | HRCU-A-C | KUSXA301A | Ducted Indoor Units | V36H175P15*+TXV+TD |  |  |  | 11.7 | 15.2 | 8.8 | FALSE | FALSE |  | 23000 | 14400 | 2.1 | 36000 | 2.46
217350904 |  | Live | Lennox Industries | ADP | Singlezone Ducted, Centrally Ducted | 217350904 |  | HRCU-A-C | KUSXA301A | Ducted Indoor Units | V36H175P14*+TXV+TD |  |  |  | 11.7 | 15.2 | 8.8 | FALSE | FALSE |  | 23000 | 14400 | 2.1 | 36000 | 2.46
217350903 |  | Live | Lennox Industries | ADP | Singlezone Ducted, Centrally Ducted | 217350903 |  | HRCU-A-C | KUSXA301A | Ducted Indoor Units | V36H***D12*+TXV+TD |  |  |  | 11.5 | 15.2 | 8.8 | FALSE | FALSE |  | 22400 | 14400 | 2.1 | 36000 | 2.46
217350902 |  | Live | Lennox Industries | ADP | Singlezone Ducted, Centrally Ducted | 217350902 |  | HRCU-A-C | KUSXA241A | Ducted Indoor Units | V36H***D12*+TXV+TD |  |  |  | 10.5 | 15 | 8.6 | FALSE | FALSE |  | 21000 | 14400 | 2.1 | 29700 | 2.05
217350900 |  | Live | Lennox Industries | ADP | Singlezone Ducted, Centrally Ducted | 217350900 |  | HRCU-A-C | KUSXA181A | Ducted Indoor Units | V36H***D12*+TXV+TD |  |  |  | 11 | 15.2 | 8.1 | FALSE | FALSE |  | 17500 | 11400 | 2.1 | 22200 | 2.3
217291663 |  | Live | Lennox Industries | ADP | Singlezone Ducted, Centrally Ducted | 217291663 |  | HRCU-A-CB | KUSXB361A | Ducted Indoor Units | SL9*39+TXV |  |  |  | 11.7 | 15.2 | 8.5 | FALSE | FALSE |  | 33400 | 22400 | 2.1 | 38000 | 2.03
217291662 |  | Live | Lennox Industries | ADP | Singlezone Ducted, Centrally Ducted | 217291662 |  | HRCU-A-CB | KUSXB301A | Ducted Indoor Units | SL9*39+TXV |  |  |  | 10 | 15 | 8.3 | FALSE | FALSE |  | 26600 | 18400 | 2.1 | 32000 | 2.29
217291661 |  | Live | Lennox Industries | ADP | Singlezone Ducted, Centrally Ducted | 217291661 |  | HRCU-A-CB | KUSXA361A | Ducted Indoor Units | SL9*39+TXV |  |  |  | 11.7 | 16 | 8.9 | FALSE | FALSE |  | 33400 | 22400 | 2.1 | 41700 | 2.26
217291660 |  | Live | Lennox Industries | ADP | Singlezone Ducted, Centrally Ducted | 217291660 |  | HRCU-A-CB | KUSXA301A | Ducted Indoor Units | SL9*39+TXV |  |  |  | 11.7 | 15.2 | 8.8 | FALSE | FALSE |  | 29000 | 20400 | 2.1 | 36000 | 2.46
217291659 |  | Live | Lennox Industries | ADP | Singlezone Ducted, Centrally Ducted | 217291659 |  | HRCU-A-CB | KUSXA301A | Ducted Indoor Units | SL6*31+TXV |  |  |  | 11.7 | 15.2 | 8.8 | FALSE | FALSE |  | 29000 | 20400 | 2.1 | 36000 | 2.46
217291658 |  | Live | Lennox Industries | ADP | Singlezone Ducted, Centrally Ducted | 217291658 |  | HRCU-A-CB | KUSXA301A | Ducted Indoor Units | SL6*37+TXV |  |  |  | 11.7 | 15.2 | 8.8 | FALSE | FALSE |  | 29000 | 20400 | 2.1 | 36000 | 2.46
217198736 |  | Live | Lennox Industries | ADP | Singlezone Ducted, Centrally Ducted | 217198736 |  | HRCU-A-C | KUSXB601A | Ducted Indoor Units | HE3K*60+TXV+TD |  |  |  | 11.7 | 15.2 | 8.9 | FALSE | FALSE |  | 45500 | 30400 | 2.1 | 53000 | 2.25
217198735 |  | Live | Lennox Industries | ADP | Singlezone Ducted, Centrally Ducted | 217198735 |  | HRCU-A-C | KUSXB481A | Ducted Indoor Units | HE3K*60+TXV+TD |  |  |  | 10.5 | 15.2 | 8.5 | FALSE | FALSE |  | 45000 | 30400 | 2.1 | 43000 | 2.15
217198734 |  | Live | Lennox Industries | ADP | Singlezone Ducted, Centrally Ducted | 217198734 |  | HRCU-A-C | KUSXB421A | Ducted Indoor Units | HE3K*60+TXV+TD |  |  |  | 11.7 | 15.2 | 8.5 | FALSE | FALSE |  | 41000 | 27400 | 2.1 | 42000 | 2.07
217198733 |  | Live | Lennox Industries | ADP | Singlezone Ducted, Centrally Ducted | 217198733 |  | HRCU-A-C | KUSXA482A | Ducted Indoor Units | HE3K*60+TXV+TD |  |  |  | 11.5 | 16 | 9.1 | FALSE | FALSE |  | 45000 | 31000 | 2.1 | 54000 | 2.4
217198732 |  | Live | Lennox Industries | ADP | Singlezone Ducted, Centrally Ducted | 217198732 |  | HRCU-A-C | KUSXA422A | Ducted Indoor Units | HE3K*60+TXV+TD |  |  |  | 11.7 | 16 | 8.9 | FALSE | FALSE |  | 41000 | 27400 | 2.1 | 52000 | 2.38
217198731 |  | Live | Lennox Industries | ADP | Singlezone Ducted, Centrally Ducted | 217198731 |  | HRCU-A-C | KUSXB601A | Ducted Indoor Units | HG84*60+TXV+TD |  |  |  | 11.7 | 15.2 | 8.9 | FALSE | FALSE |  | 45500 | 30400 | 2.1 | 53000 | 2.25
217198730 |  | Live | Lennox Industries | ADP | Singlezone Ducted, Centrally Ducted | 217198730 |  | HRCU-A-C | KUSXB601A | Ducted Indoor Units | HG48*60+TXV+TD |  |  |  | 11.7 | 15.2 | 8.9 | FALSE | FALSE |  | 45500 | 30400 | 2.1 | 53000 | 2.25
217198729 |  | Live | Lennox Industries | ADP | Singlezone Ducted, Centrally Ducted | 217198729 |  | HRCU-A-C | KUSXB481A | Ducted Indoor Units | HG84*60+TXV+TD |  |  |  | 11 | 15.2 | 8.5 | FALSE | FALSE |  | 45500 | 30400 | 2.1 | 43000 | 2.15
217198728 |  | Live | Lennox Industries | ADP | Singlezone Ducted, Centrally Ducted | 217198728 |  | HRCU-A-C | KUSXB481A | Ducted Indoor Units | HG48*60+TXV+TD |  |  |  | 11 | 15.2 | 8.5 | FALSE | FALSE |  | 45500 | 30400 | 2.1 | 43000 | 2.15
217198727 |  | Live | Lennox Industries | ADP | Singlezone Ducted, Centrally Ducted | 217198727 |  | HRCU-A-C | KUSXB421A | Ducted Indoor Units | HG84*60+TXV+TD |  |  |  | 11.7 | 15.2 | 8.5 | FALSE | FALSE |  | 41000 | 27400 | 2.1 | 42000 | 2.07
217198726 |  | Live | Lennox Industries | ADP | Singlezone Ducted, Centrally Ducted | 217198726 |  | HRCU-A-C | KUSXB421A | Ducted Indoor Units | HG48*60+TXV+TD |  |  |  | 11.7 | 15.2 | 8.5 | FALSE | FALSE |  | 41000 | 27400 | 2.1 | 42000 | 2.07
217198725 |  | Live | Lennox Industries | ADP | Singlezone Ducted, Centrally Ducted | 217198725 |  | HRCU-A-C | KUSXB361A | Ducted Indoor Units | HE1K*36+TXV+TD |  |  |  | 11.7 | 15.2 | 8.5 | FALSE | FALSE |  | 34400 | 22400 | 2.1 | 38000 | 2.03
217198724 |  | Live | Lennox Industries | ADP | Singlezone Ducted, Centrally Ducted | 217198724 |  | HRCU-A-C | KUSXB361A | Ducted Indoor Units | HE9J*36+TXV+TD |  |  |  | 11.5 | 15.2 | 8.5 | FALSE | FALSE |  | 34000 | 22400 | 2.1 | 38000 | 2.03
217198723 |  | Live | Lennox Industries | ADP | Singlezone Ducted, Centrally Ducted | 217198723 |  | HRCU-A-C | KUSXB361A | Ducted Indoor Units | HG36*36+TXV+TD |  |  |  | 11.7 | 15.2 | 8.5 | FALSE | FALSE |  | 34400 | 22400 | 2.1 | 38000 | 2.03
217198722 |  | Live | Lennox Industries | ADP | Singlezone Ducted, Centrally Ducted | 217198722 |  | HRCU-A-C | KUSXB301A | Ducted Indoor Units | HE9J*36+TXV+TD |  |  |  | 9.5 | 15 | 8.3 | FALSE | FALSE |  | 27200 | 18400 | 2.1 | 32000 | 2.29
217198721 |  | Live | Lennox Industries | ADP | Singlezone Ducted, Centrally Ducted | 217198721 |  | HRCU-A-C | KUSXB301A | Ducted Indoor Units | HG36*36+TXV+TD |  |  |  | 10 | 15 | 8.3 | FALSE | FALSE |  | 27600 | 18400 | 2.1 | 32000 | 2.29
217198720 |  | Live | Lennox Industries | ADP | Singlezone Ducted, Centrally Ducted | 217198720 |  | HRCU-A-C | KUSXB301A | Ducted Indoor Units | HE34*36+TXV+TD |  |  |  | 9.5 | 15 | 8.3 | FALSE | FALSE |  | 27000 | 18400 | 2.1 | 32000 | 2.29
217198719 |  | Live | Lennox Industries | ADP | Singlezone Ducted, Centrally Ducted | 217198719 |  | HRCU-A-C | KUSXB241A | Ducted Indoor Units | HG9J*36+TXV+TD |  |  |  | 11.7 | 15.2 | 8.5 | FALSE | FALSE |  | 21600 | 14400 | 2.1 | 26000 | 2.38
217198718 |  | Live | Lennox Industries | ADP | Singlezone Ducted, Centrally Ducted | 217198718 |  | HRCU-A-C | KUSXB241A | Ducted Indoor Units | HE8J*36+TXV+TD |  |  |  | 11.7 | 15.2 | 8.5 | FALSE | FALSE |  | 21400 | 14400 | 2.1 | 22000 | 2.01
217198717 |  | Live | Lennox Industries | ADP | Singlezone Ducted, Centrally Ducted | 217198717 |  | HRCU-A-C | KUSXB241A | Ducted Indoor Units | HG34*36+TXV+TD |  |  |  | 11.7 | 15.2 | 8.5 | FALSE | FALSE |  | 21600 | 14400 | 2.1 | 22000 | 2.01
217198716 |  | Live | Lennox Industries | ADP | Singlezone Ducted, Centrally Ducted | 217198716 |  | HRCU-A-C | KUSXB241A | Ducted Indoor Units | HE33*36+TXV+TD |  |  |  | 11.7 | 15.2 | 8.5 | FALSE | FALSE |  | 21400 | 14400 | 2.1 | 22000 | 2.01
217198715 |  | Live | Lennox Industries | ADP | Singlezone Ducted, Centrally Ducted | 217198715 |  | HRCU-A-C | KUSXB181A | Ducted Indoor Units | HG9J*36+TXV+TD |  |  |  | 11.7 | 15.2 | 8.1 | FALSE | FALSE |  | 18000 | 11400 | 2.1 | 17600 | 1.95
217198714 |  | Live | Lennox Industries | ADP | Singlezone Ducted, Centrally Ducted | 217198714 |  | HRCU-A-C | KUSXB181A | Ducted Indoor Units | HE8J*36+TXV+TD |  |  |  | 11.7 | 15.2 | 8.1 | FALSE | FALSE |  | 17900 | 11400 | 2.1 | 17600 | 1.95
217198713 |  | Live | Lennox Industries | ADP | Singlezone Ducted, Centrally Ducted | 217198713 |  | HRCU-A-C | KUSXB181A | Ducted Indoor Units | HG34*36+TXV+TD |  |  |  | 11.7 | 15.2 | 8.1 | FALSE | FALSE |  | 18000 | 11400 | 2.1 | 17600 | 1.95
217198712 |  | Live | Lennox Industries | ADP | Singlezone Ducted, Centrally Ducted | 217198712 |  | HRCU-A-C | KUSXB181A | Ducted Indoor Units | HE33*36+TXV+TD |  |  |  | 11.5 | 15.2 | 8.1 | FALSE | FALSE |  | 17700 | 11400 | 2.1 | 17600 | 1.95
217198711 |  | Live | Lennox Industries | ADP | Singlezone Ducted, Centrally Ducted | 217198711 |  | HRCU-A-C | KUSXA482A | Ducted Indoor Units | HG84*60+TXV+TD |  |  |  | 11.7 | 16 | 9.1 | FALSE | FALSE |  | 45500 | 31000 | 2.1 | 46000 | 2.04
217198710 |  | Live | Lennox Industries | ADP | Singlezone Ducted, Centrally Ducted | 217198710 |  | HRCU-A-C | KUSXA482A | Ducted Indoor Units | HG48*60+TXV+TD |  |  |  | 11.7 | 16 | 9.1 | FALSE | FALSE |  | 45500 | 31000 | 2.1 | 46000 | 2.04
217198709 |  | Live | Lennox Industries | ADP | Singlezone Ducted, Centrally Ducted | 217198709 |  | HRCU-A-C | KUSXA422A | Ducted Indoor Units | HG84*60+TXV+TD |  |  |  | 11.7 | 16 | 8.9 | FALSE | FALSE |  | 41000 | 27400 | 2.1 | 43000 | 1.97
217198708 |  | Live | Lennox Industries | ADP | Singlezone Ducted, Centrally Ducted | 217198708 |  | HRCU-A-C | KUSXA422A | Ducted Indoor Units | HG48*60+TXV+TD |  |  |  | 11.7 | 16 | 8.9 | FALSE | FALSE |  | 41000 | 27400 | 2.1 | 43000 | 1.97
217198707 |  | Live | Lennox Industries | ADP | Singlezone Ducted, Centrally Ducted | 217198707 |  | HRCU-A-C | KUSXA361A | Ducted Indoor Units | HE1K*36+TXV+TD |  |  |  | 11.7 | 16 | 8.9 | FALSE | FALSE |  | 34400 | 22400 | 2.1 | 37000 | 2.01
217198706 |  | Live | Lennox Industries | ADP | Singlezone Ducted, Centrally Ducted | 217198706 |  | HRCU-A-C | KUSXA361A | Ducted Indoor Units | HE9J*36+TXV+TD |  |  |  | 11.5 | 16 | 8.9 | FALSE | FALSE |  | 34000 | 22400 | 2.1 | 37000 | 2.01
217198705 |  | Live | Lennox Industries | ADP | Singlezone Ducted, Centrally Ducted | 217198705 |  | HRCU-A-C | KUSXA361A | Ducted Indoor Units | HG36*36+TXV+TD |  |  |  | 11.7 | 16 | 8.9 | FALSE | FALSE |  | 34400 | 22400 | 2.1 | 37000 | 2.01
217198704 |  | Live | Lennox Industries | ADP | Singlezone Ducted, Centrally Ducted | 217198704 |  | HRCU-A-C | KUSXA361A | Ducted Indoor Units | HE34*36+TXV+TD |  |  |  | 11.5 | 16 | 8.9 | FALSE | FALSE |  | 33600 | 22400 | 2.1 | 37000 | 2.01
217198703 |  | Live | Lennox Industries | ADP | Singlezone Ducted, Centrally Ducted | 217198703 |  | HRCU-A-C | KUSXA301A | Ducted Indoor Units | HE9J*36+TXV+TD |  |  |  | 11.7 | 15.2 | 8.8 | FALSE | FALSE |  | 23000 | 14400 | 2.1 | 33700 | 2.3
217198702 |  | Live | Lennox Industries | ADP | Singlezone Ducted, Centrally Ducted | 217198702 |  | HRCU-A-C | KUSXA301A | Ducted Indoor Units | HG9J*36+TXV+TD |  |  |  | 11.7 | 15.2 | 8.8 | FALSE | FALSE |  | 23000 | 14400 | 2.1 | 33700 | 2.3
217198701 |  | Live | Lennox Industries | ADP | Singlezone Ducted, Centrally Ducted | 217198701 |  | HRCU-A-C | KUSXA301A | Ducted Indoor Units | HE8J*36+TXV+TD |  |  |  | 11.7 | 15.2 | 8.8 | FALSE | FALSE |  | 23000 | 14400 | 2.1 | 33700 | 2.3
217198700 |  | Live | Lennox Industries | ADP | Singlezone Ducted, Centrally Ducted | 217198700 |  | HRCU-A-C | KUSXA301A | Ducted Indoor Units | HG34*36+TXV+TD |  |  |  | 11.7 | 15.2 | 8.8 | FALSE | FALSE |  | 23000 | 14400 | 2.1 | 33700 | 2.3
217198699 |  | Live | Lennox Industries | ADP | Singlezone Ducted, Centrally Ducted | 217198699 |  | HRCU-A-C | KUSXA301A | Ducted Indoor Units | HE33*36+TXV+TD |  |  |  | 11.7 | 15.2 | 8.8 | FALSE | FALSE |  | 22800 | 14400 | 2.1 | 33700 | 2.3
217198698 |  | Live | Lennox Industries | ADP | Singlezone Ducted, Centrally Ducted | 217198698 |  | HRCU-A-C | KUSXA241A | Ducted Indoor Units | HG9J*36+TXV+TD |  |  |  | 11 | 15 | 8.6 | FALSE | FALSE |  | 21600 | 14400 | 2.1 | 24200 | 1.67
217198697 |  | Live | Lennox Industries | ADP | Singlezone Ducted, Centrally Ducted | 217198697 |  | HRCU-A-C | KUSXA241A | Ducted Indoor Units | HE8J*36+TXV+TD |  |  |  | 11 | 15 | 8.6 | FALSE | FALSE |  | 21400 | 14400 | 2.1 | 24200 | 1.67
217198696 |  | Live | Lennox Industries | ADP | Singlezone Ducted, Centrally Ducted | 217198696 |  | HRCU-A-C | KUSXA241A | Ducted Indoor Units | HG34*36+TXV+TD |  |  |  | 11 | 15 | 8.6 | FALSE | FALSE |  | 21600 | 14400 | 2.1 | 29700 | 2.05
217198695 |  | Live | Lennox Industries | ADP | Singlezone Ducted, Centrally Ducted | 217198695 |  | HRCU-A-C | KUSXA241A | Ducted Indoor Units | HE33*36+TXV+TD |  |  |  | 11 | 15 | 8.6 | FALSE | FALSE |  | 21400 | 14400 | 2.1 | 29700 | 2.05
217198694 |  | Live | Lennox Industries | ADP | Singlezone Ducted, Centrally Ducted | 217198694 |  | HRCU-A-C | KUSXA181A | Ducted Indoor Units | HG9J*36+TXV+TD |  |  |  | 11.5 | 15.2 | 8.1 | FALSE | FALSE |  | 18000 | 11400 | 2.1 | 19800 | 2.05
217198693 |  | Live | Lennox Industries | ADP | Singlezone Ducted, Centrally Ducted | 217198693 |  | HRCU-A-C | KUSXA181A | Ducted Indoor Units | HE8J*36+TXV+TD |  |  |  | 11 | 15.2 | 8.1 | FALSE | FALSE |  | 17800 | 11400 | 2.1 | 19800 | 2.05
217198692 |  | Live | Lennox Industries | ADP | Singlezone Ducted, Centrally Ducted | 217198692 |  | HRCU-A-C | KUSXA181A | Ducted Indoor Units | HG34*36+TXV+TD |  |  |  | 11.5 | 15.2 | 8.1 | FALSE | FALSE |  | 18000 | 11400 | 2.1 | 19800 | 2.05
217198691 |  | Live | Lennox Industries | ADP | Singlezone Ducted, Centrally Ducted | 217198691 |  | HRCU-A-C | KUSXA181A | Ducted Indoor Units | HE33*36+TXV+TD |  |  |  | 11 | 15.2 | 8.1 | FALSE | FALSE |  | 17700 | 11400 | 2.1 | 19800 | 2.05
217456752 |  | Live | Carrier | GRANDAIRE | Singlezone Ducted, Centrally Ducted | 217456752 |  | HRCU-A-C | D5CUHAH36AAK |  | D5FULAH36XBX |  |  |  | 10.7 | 15.8 | 9.4 | FALSE | TRUE |  | 36000 | 29200 | 2.5 | 39000 | 2.18
217456743 |  | Live | Carrier | LPS LEGACY | Singlezone Ducted, Centrally Ducted | 217456743 |  | HRCU-A-C | D5CURAH60AAK |  | D5FULAH60XDX |  |  |  | 8.2 | 14.3 | 8.2 | FALSE | FALSE |  | 50000 | 33000 | 2.36 | 40500 | 1.88
217456742 |  | Live | Carrier | LPS LEGACY | Singlezone Ducted, Centrally Ducted | 217456742 |  | HRCU-A-C | D5CURAH60AAK |  | D5FULAH60XMX |  |  |  | 8.5 | 14.9 | 8.1 | FALSE | FALSE |  | 51000 | 33000 | 2.3 | 43000 | 1.99
217456741 |  | Live | Carrier | LPS LEGACY | Singlezone Ducted, Centrally Ducted | 217456741 |  | HRCU-A-C | D5CURAH48AAK |  | D5FULAH60XDX |  |  |  | 9.8 | 14.8 | 8 | FALSE | FALSE |  | 45000 | 28000 | 2 | 47500 | 1.99
217456740 |  | Live | Carrier | LPS LEGACY | Singlezone Ducted, Centrally Ducted | 217456740 |  | HRCU-A-C | D5CURAH48AAK |  | D5FULAH60XMX |  |  |  | 10 | 15.2 | 9 | FALSE | TRUE |  | 45000 | 33000 | 2.5 | 37800 | 2.32
217456729 |  | Live | Carrier | LPS LEGACY | Singlezone Ducted, Centrally Ducted | 217456729 |  | HRCU-A-C | D5CUHAH60AAK |  | D5FULAH60XDX |  |  |  | 10 | 15.2 | 8.1 | FALSE | TRUE |  | 47000 | 36000 | 2.14 | 48000 | 2
217456727 |  | Live | Carrier | LPS LEGACY | Singlezone Ducted, Centrally Ducted | 217456727 |  | HRCU-A-C | D5CUHAH48AAK |  | D5FULAH60XDX |  |  |  | 9.8 | 14.5 | 8.4 | FALSE | FALSE |  | 45000 | 34000 | 2.4 | 53000 | 2.18
217456726 |  | Live | Carrier | LPS LEGACY | Singlezone Ducted, Centrally Ducted | 217456726 |  | HRCU-A-C | D5CUHAH48AAK |  | D5FULAH60XMX |  |  |  | 10 | 15.2 | 8.8 | FALSE | TRUE |  | 45000 | 34400 | 2.42 | 36000 | 2.29
217456728 |  | Live | Carrier | LPS LEGACY | Singlezone Ducted, Centrally Ducted | 217456728 |  | HRCU-A-C | D5CUHAH60AAK |  | D5FULAH60XMX |  |  |  | 10 | 16 | 8.5 | FALSE | TRUE |  | 52000 | 37800 | 2.46 | 50000 | 2.02
217456722 |  | Live | Carrier | LPS LEGACY | Singlezone Ducted, Centrally Ducted | 217456722 |  | HRCU-A-C | D5CUHAH30AAK |  | D5FULAH36XCX |  |  |  | 11 | 16 | 9.6 | TRUE | TRUE |  | 29000 | 25000 | 2.4 | 38000 | 2.24
217456721 |  | Live | Carrier | LPS LEGACY | Singlezone Ducted, Centrally Ducted | 217456721 |  | HRCU-A-C | D5CUHAH30AAK |  | D5FULAH36XBX |  |  |  | 11 | 16 | 9.6 | TRUE | TRUE |  | 29000 | 25000 | 2.4 | 38000 | 2.24
217456725 |  | Live | Carrier | LPS LEGACY | Singlezone Ducted, Centrally Ducted | 217456725 |  | HRCU-A-C | D5CUHAH36AAK |  | D5FULAH36XCX |  |  |  | 10.7 | 15.8 | 9.4 | FALSE | TRUE |  | 36000 | 29200 | 2.5 | 39000 | 2.18
217456724 |  | Live | Carrier | LPS LEGACY | Singlezone Ducted, Centrally Ducted | 217456724 |  | HRCU-A-C | D5CUHAH36AAK |  | D5FULAH36XBX |  |  |  | 10.7 | 15.8 | 9.4 | FALSE | TRUE |  | 36000 | 29200 | 2.5 | 39000 | 2.18
217456715 |  | Live | Carrier | AIRQUEST | Singlezone Ducted, Centrally Ducted | 217456715 |  | HRCU-A-C | D5CURAH60AAK |  | D5FULAH60XDX |  |  |  | 8.2 | 14.3 | 8.2 | FALSE | FALSE |  | 50000 | 33000 | 2.36 | 40500 | 1.88
217456713 |  | Live | Carrier | AIRQUEST | Singlezone Ducted, Centrally Ducted | 217456713 |  | HRCU-A-C | D5CURAH48AAK |  | D5FULAH60XDX |  |  |  | 9.8 | 14.8 | 8 | FALSE | FALSE |  | 45000 | 28000 | 2 | 47500 | 1.99
217456712 |  | Live | Carrier | AIRQUEST | Singlezone Ducted, Centrally Ducted | 217456712 |  | HRCU-A-C | D5CURAH48AAK |  | D5FULAH60XMX |  |  |  | 10 | 15.2 | 9 | FALSE | TRUE |  | 45000 | 33000 | 2.5 | 37800 | 2.32
217456714 |  | Live | Carrier | AIRQUEST | Singlezone Ducted, Centrally Ducted | 217456714 |  | HRCU-A-C | D5CURAH60AAK |  | D5FULAH60XMX |  |  |  | 8.5 | 14.9 | 8.1 | FALSE | FALSE |  | 51000 | 33000 | 2.3 | 43000 | 1.99
217456701 |  | Live | Carrier | AIRQUEST | Singlezone Ducted, Centrally Ducted | 217456701 |  | HRCU-A-C | D5CUHAH60AAK |  | D5FULAH60XDX |  |  |  | 10 | 15.2 | 8.1 | FALSE | TRUE |  | 47000 | 36000 | 2.14 | 48000 | 2
217456699 |  | Live | Carrier | AIRQUEST | Singlezone Ducted, Centrally Ducted | 217456699 |  | HRCU-A-C | D5CUHAH48AAK |  | D5FULAH60XDX |  |  |  | 9.8 | 14.5 | 8.4 | FALSE | FALSE |  | 45000 | 34000 | 2.4 | 53000 | 2.18
217456700 |  | Live | Carrier | AIRQUEST | Singlezone Ducted, Centrally Ducted | 217456700 |  | HRCU-A-C | D5CUHAH60AAK |  | D5FULAH60XMX |  |  |  | 10 | 16 | 8.5 | FALSE | TRUE |  | 52000 | 37800 | 2.46 | 50000 | 2.02
217456694 |  | Live | Carrier | AIRQUEST | Singlezone Ducted, Centrally Ducted | 217456694 |  | HRCU-A-C | D5CUHAH30AAK |  | D5FULAH36XCX |  |  |  | 11 | 16 | 9.6 | TRUE | TRUE |  | 29000 | 25000 | 2.4 | 38000 | 2.24
217456697 |  | Live | Carrier | AIRQUEST | Singlezone Ducted, Centrally Ducted | 217456697 |  | HRCU-A-C | D5CUHAH36AAK |  | D5FULAH36XCX |  |  |  | 10.7 | 15.8 | 9.4 | FALSE | TRUE |  | 36000 | 29200 | 2.5 | 39000 | 2.18
217456696 |  | Live | Carrier | AIRQUEST | Singlezone Ducted, Centrally Ducted | 217456696 |  | HRCU-A-C | D5CUHAH36AAK |  | D5FULAH36XBX |  |  |  | 10.7 | 15.8 | 9.4 | FALSE | TRUE |  | 36000 | 29200 | 2.5 | 39000 | 2.18
217456698 |  | Live | Carrier | AIRQUEST | Singlezone Ducted, Centrally Ducted | 217456698 |  | HRCU-A-C | D5CUHAH48AAK |  | D5FULAH60XMX |  |  |  | 10 | 15.2 | 8.8 | FALSE | TRUE |  | 45000 | 34400 | 2.42 | 36000 | 2.29
217456693 |  | Live | Carrier | AIRQUEST | Singlezone Ducted, Centrally Ducted | 217456693 |  | HRCU-A-C | D5CUHAH30AAK |  | D5FULAH36XBX |  |  |  | 11 | 16 | 9.6 | TRUE | TRUE |  | 29000 | 25000 | 2.4 | 38000 | 2.24
217456685 |  | Live | Carrier | SMART COMFORT | Singlezone Ducted, Centrally Ducted | 217456685 |  | HRCU-A-C | D5CURAH48AAK |  | D5FULAH60XDX |  |  |  | 9.8 | 14.8 | 8 | FALSE | FALSE |  | 45000 | 28000 | 2 | 47500 | 1.99
217456684 |  | Live | Carrier | SMART COMFORT | Singlezone Ducted, Centrally Ducted | 217456684 |  | HRCU-A-C | D5CURAH48AAK |  | D5FULAH60XMX |  |  |  | 10 | 15.2 | 9 | FALSE | TRUE |  | 45000 | 33000 | 2.5 | 37800 | 2.32
217456687 |  | Live | Carrier | SMART COMFORT | Singlezone Ducted, Centrally Ducted | 217456687 |  | HRCU-A-C | D5CURAH60AAK |  | D5FULAH60XDX |  |  |  | 8.2 | 14.3 | 8.2 | FALSE | FALSE |  | 50000 | 33000 | 2.36 | 40500 | 1.88
217456686 |  | Live | Carrier | SMART COMFORT | Singlezone Ducted, Centrally Ducted | 217456686 |  | HRCU-A-C | D5CURAH60AAK |  | D5FULAH60XMX |  |  |  | 8.5 | 14.9 | 8.1 | FALSE | FALSE |  | 51000 | 33000 | 2.3 | 43000 | 1.99
217456673 |  | Live | Carrier | SMART COMFORT | Singlezone Ducted, Centrally Ducted | 217456673 |  | HRCU-A-C | D5CUHAH60AAK |  | D5FULAH60XDX |  |  |  | 10 | 15.2 | 8.1 | FALSE | TRUE |  | 47000 | 36000 | 2.14 | 48000 | 2
217456672 |  | Live | Carrier | SMART COMFORT | Singlezone Ducted, Centrally Ducted | 217456672 |  | HRCU-A-C | D5CUHAH60AAK |  | D5FULAH60XMX |  |  |  | 10 | 16 | 8.5 | FALSE | TRUE |  | 52000 | 37800 | 2.46 | 50000 | 2.02
217456669 |  | Live | Carrier | SMART COMFORT | Singlezone Ducted, Centrally Ducted | 217456669 |  | HRCU-A-C | D5CUHAH36AAK |  | D5FULAH36XCX |  |  |  | 10.7 | 15.8 | 9.4 | FALSE | TRUE |  | 36000 | 29200 | 2.5 | 39000 | 2.18
217456668 |  | Live | Carrier | SMART COMFORT | Singlezone Ducted, Centrally Ducted | 217456668 |  | HRCU-A-C | D5CUHAH36AAK |  | D5FULAH36XBX |  |  |  | 10.7 | 15.8 | 9.4 | FALSE | TRUE |  | 36000 | 29200 | 2.5 | 39000 | 2.18
217456671 |  | Live | Carrier | SMART COMFORT | Singlezone Ducted, Centrally Ducted | 217456671 |  | HRCU-A-C | D5CUHAH48AAK |  | D5FULAH60XDX |  |  |  | 9.8 | 14.5 | 8.4 | FALSE | FALSE |  | 45000 | 34000 | 2.4 | 53000 | 2.18
217456670 |  | Live | Carrier | SMART COMFORT | Singlezone Ducted, Centrally Ducted | 217456670 |  | HRCU-A-C | D5CUHAH48AAK |  | D5FULAH60XMX |  |  |  | 10 | 15.2 | 8.8 | FALSE | TRUE |  | 45000 | 34400 | 2.42 | 36000 | 2.29
217456666 |  | Live | Carrier | SMART COMFORT | Singlezone Ducted, Centrally Ducted | 217456666 |  | HRCU-A-C | D5CUHAH30AAK |  | D5FULAH36XCX |  |  |  | 11 | 16 | 9.6 | TRUE | TRUE |  | 29000 | 25000 | 2.4 | 38000 | 2.24
217456665 |  | Live | Carrier | SMART COMFORT | Singlezone Ducted, Centrally Ducted | 217456665 |  | HRCU-A-C | D5CUHAH30AAK |  | D5FULAH36XBX |  |  |  | 11 | 16 | 9.6 | TRUE | TRUE |  | 29000 | 25000 | 2.4 | 38000 | 2.24
217456657 |  | Live | Carrier | TEMPSTAR | Singlezone Ducted, Centrally Ducted | 217456657 |  | HRCU-A-C | D5CURAH48AAK |  | D5FULAH60XDX |  |  |  | 9.8 | 14.8 | 8 | FALSE | FALSE |  | 45000 | 28000 | 2 | 47500 | 1.99
217456656 |  | Live | Carrier | TEMPSTAR | Singlezone Ducted, Centrally Ducted | 217456656 |  | HRCU-A-C | D5CURAH48AAK |  | D5FULAH60XMX |  |  |  | 10 | 15.2 | 9 | FALSE | TRUE |  | 45000 | 33000 | 2.5 | 37800 | 2.32
217456659 |  | Live | Carrier | TEMPSTAR | Singlezone Ducted, Centrally Ducted | 217456659 |  | HRCU-A-C | D5CURAH60AAK |  | D5FULAH60XDX |  |  |  | 8.2 | 14.3 | 8.2 | FALSE | FALSE |  | 50000 | 33000 | 2.36 | 40500 | 1.88
217456658 |  | Live | Carrier | TEMPSTAR | Singlezone Ducted, Centrally Ducted | 217456658 |  | HRCU-A-C | D5CURAH60AAK |  | D5FULAH60XMX |  |  |  | 8.5 | 14.9 | 8.1 | FALSE | FALSE |  | 51000 | 33000 | 2.3 | 43000 | 1.99
217456645 |  | Live | Carrier | TEMPSTAR | Singlezone Ducted, Centrally Ducted | 217456645 |  | HRCU-A-C | D5CUHAH60AAK |  | D5FULAH60XDX |  |  |  | 10 | 15.2 | 8.1 | FALSE | TRUE |  | 47000 | 36000 | 2.14 | 48000 | 2
217456641 |  | Live | Carrier | TEMPSTAR | Singlezone Ducted, Centrally Ducted | 217456641 |  | HRCU-A-C | D5CUHAH36AAK |  | D5FULAH36XCX |  |  |  | 10.7 | 15.8 | 9.4 | FALSE | TRUE |  | 36000 | 29200 | 2.5 | 39000 | 2.18
217456640 |  | Live | Carrier | TEMPSTAR | Singlezone Ducted, Centrally Ducted | 217456640 |  | HRCU-A-C | D5CUHAH36AAK |  | D5FULAH36XBX |  |  |  | 10.7 | 15.8 | 9.4 | FALSE | TRUE |  | 36000 | 29200 | 2.5 | 39000 | 2.18
217456643 |  | Live | Carrier | TEMPSTAR | Singlezone Ducted, Centrally Ducted | 217456643 |  | HRCU-A-C | D5CUHAH48AAK |  | D5FULAH60XDX |  |  |  | 9.8 | 14.5 | 8.4 | FALSE | FALSE |  | 45000 | 34000 | 2.4 | 53000 | 2.18
217456642 |  | Live | Carrier | TEMPSTAR | Singlezone Ducted, Centrally Ducted | 217456642 |  | HRCU-A-C | D5CUHAH48AAK |  | D5FULAH60XMX |  |  |  | 10 | 15.2 | 8.8 | FALSE | TRUE |  | 45000 | 34400 | 2.42 | 36000 | 2.29
217456644 |  | Live | Carrier | TEMPSTAR | Singlezone Ducted, Centrally Ducted | 217456644 |  | HRCU-A-C | D5CUHAH60AAK |  | D5FULAH60XMX |  |  |  | 10 | 16 | 8.5 | FALSE | TRUE |  | 52000 | 37800 | 2.46 | 50000 | 2.02
217456638 |  | Live | Carrier | TEMPSTAR | Singlezone Ducted, Centrally Ducted | 217456638 |  | HRCU-A-C | D5CUHAH30AAK |  | D5FULAH36XCX |  |  |  | 11 | 16 | 9.6 | TRUE | TRUE |  | 29000 | 25000 | 2.4 | 38000 | 2.24
217456637 |  | Live | Carrier | TEMPSTAR | Singlezone Ducted, Centrally Ducted | 217456637 |  | HRCU-A-C | D5CUHAH30AAK |  | D5FULAH36XBX |  |  |  | 11 | 16 | 9.6 | TRUE | TRUE |  | 29000 | 25000 | 2.4 | 38000 | 2.24
217456629 |  | Live | Carrier | MIDEA | Singlezone Ducted, Centrally Ducted | 217456629 |  | HRCU-A-C | D5CURAH48AAK |  | D5FULAH60XDX |  |  |  | 9.8 | 14.8 | 8 | FALSE | FALSE |  | 45000 | 28000 | 2 | 47500 | 1.99
217456631 |  | Live | Carrier | MIDEA | Singlezone Ducted, Centrally Ducted | 217456631 |  | HRCU-A-C | D5CURAH60AAK |  | D5FULAH60XDX |  |  |  | 8.2 | 14.3 | 8.2 | FALSE | FALSE |  | 50000 | 33000 | 2.36 | 40500 | 1.88
217456630 |  | Live | Carrier | MIDEA | Singlezone Ducted, Centrally Ducted | 217456630 |  | HRCU-A-C | D5CURAH60AAK |  | D5FULAH60XMX |  |  |  | 8.5 | 14.9 | 8.1 | FALSE | FALSE |  | 51000 | 33000 | 2.3 | 43000 | 1.99
217456628 |  | Live | Carrier | MIDEA | Singlezone Ducted, Centrally Ducted | 217456628 |  | HRCU-A-C | D5CURAH48AAK |  | D5FULAH60XMX |  |  |  | 10 | 15.2 | 9 | FALSE | TRUE |  | 45000 | 33000 | 2.5 | 37800 | 2.32
217456617 |  | Live | Carrier | MIDEA | Singlezone Ducted, Centrally Ducted | 217456617 |  | HRCU-A-C | D5CUHAH60AAK |  | D5FULAH60XDX |  |  |  | 10 | 15.2 | 8.1 | FALSE | TRUE |  | 47000 | 36000 | 2.14 | 48000 | 2
217456613 |  | Live | Carrier | MIDEA | Singlezone Ducted, Centrally Ducted | 217456613 |  | HRCU-A-C | D5CUHAH36AAK |  | D5FULAH36XCX |  |  |  | 10.7 | 15.8 | 9.4 | FALSE | TRUE |  | 36000 | 29200 | 2.5 | 39000 | 2.18
217456612 |  | Live | Carrier | MIDEA | Singlezone Ducted, Centrally Ducted | 217456612 |  | HRCU-A-C | D5CUHAH36AAK |  | D5FULAH36XBX |  |  |  | 10.7 | 15.8 | 9.4 | FALSE | TRUE |  | 36000 | 29200 | 2.5 | 39000 | 2.18
217456615 |  | Live | Carrier | MIDEA | Singlezone Ducted, Centrally Ducted | 217456615 |  | HRCU-A-C | D5CUHAH48AAK |  | D5FULAH60XDX |  |  |  | 9.8 | 14.5 | 8.4 | FALSE | FALSE |  | 45000 | 34000 | 2.4 | 53000 | 2.18
217456614 |  | Live | Carrier | MIDEA | Singlezone Ducted, Centrally Ducted | 217456614 |  | HRCU-A-C | D5CUHAH48AAK |  | D5FULAH60XMX |  |  |  | 10 | 15.2 | 8.8 | FALSE | TRUE |  | 45000 | 34400 | 2.42 | 36000 | 2.29
217456616 |  | Live | Carrier | MIDEA | Singlezone Ducted, Centrally Ducted | 217456616 |  | HRCU-A-C | D5CUHAH60AAK |  | D5FULAH60XMX |  |  |  | 10 | 16 | 8.5 | FALSE | TRUE |  | 52000 | 37800 | 2.46 | 50000 | 2.02
217456610 |  | Live | Carrier | MIDEA | Singlezone Ducted, Centrally Ducted | 217456610 |  | HRCU-A-C | D5CUHAH30AAK |  | D5FULAH36XCX |  |  |  | 11 | 16 | 9.6 | TRUE | TRUE |  | 29000 | 25000 | 2.4 | 38000 | 2.24
217456609 |  | Live | Carrier | MIDEA | Singlezone Ducted, Centrally Ducted | 217456609 |  | HRCU-A-C | D5CUHAH30AAK |  | D5FULAH36XBX |  |  |  | 11 | 16 | 9.6 | TRUE | TRUE |  | 29000 | 25000 | 2.4 | 38000 | 2.24
217456601 |  | Live | Carrier | KENMORE | Singlezone Ducted, Centrally Ducted | 217456601 |  | HRCU-A-C | D5CURAH48AAK |  | D5FULAH60XDX |  |  |  | 9.8 | 14.8 | 8 | FALSE | FALSE |  | 45000 | 28000 | 2 | 47500 | 1.99
217456603 |  | Live | Carrier | KENMORE | Singlezone Ducted, Centrally Ducted | 217456603 |  | HRCU-A-C | D5CURAH60AAK |  | D5FULAH60XDX |  |  |  | 8.2 | 14.3 | 8.2 | FALSE | FALSE |  | 50000 | 33000 | 2.36 | 40500 | 1.88
217456602 |  | Live | Carrier | KENMORE | Singlezone Ducted, Centrally Ducted | 217456602 |  | HRCU-A-C | D5CURAH60AAK |  | D5FULAH60XMX |  |  |  | 8.5 | 14.9 | 8.1 | FALSE | FALSE |  | 51000 | 33000 | 2.3 | 43000 | 1.99
217456600 |  | Live | Carrier | KENMORE | Singlezone Ducted, Centrally Ducted | 217456600 |  | HRCU-A-C | D5CURAH48AAK |  | D5FULAH60XMX |  |  |  | 10 | 15.2 | 9 | FALSE | TRUE |  | 45000 | 33000 | 2.5 | 37800 | 2.32
217456589 |  | Live | Carrier | KENMORE | Singlezone Ducted, Centrally Ducted | 217456589 |  | HRCU-A-C | D5CUHAH60AAK |  | D5FULAH60XDX |  |  |  | 10 | 15.2 | 8.1 | FALSE | TRUE |  | 47000 | 36000 | 2.14 | 48000 | 2
217456585 |  | Live | Carrier | KENMORE | Singlezone Ducted, Centrally Ducted | 217456585 |  | HRCU-A-C | D5CUHAH36AAK |  | D5FULAH36XCX |  |  |  | 10.7 | 15.8 | 9.4 | FALSE | TRUE |  | 36000 | 29200 | 2.5 | 39000 | 2.18
217456587 |  | Live | Carrier | KENMORE | Singlezone Ducted, Centrally Ducted | 217456587 |  | HRCU-A-C | D5CUHAH48AAK |  | D5FULAH60XDX |  |  |  | 9.8 | 14.5 | 8.4 | FALSE | FALSE |  | 45000 | 34000 | 2.4 | 53000 | 2.18
217456586 |  | Live | Carrier | KENMORE | Singlezone Ducted, Centrally Ducted | 217456586 |  | HRCU-A-C | D5CUHAH48AAK |  | D5FULAH60XMX |  |  |  | 10 | 15.2 | 8.8 | FALSE | TRUE |  | 45000 | 34400 | 2.42 | 36000 | 2.29
217456588 |  | Live | Carrier | KENMORE | Singlezone Ducted, Centrally Ducted | 217456588 |  | HRCU-A-C | D5CUHAH60AAK |  | D5FULAH60XMX |  |  |  | 10 | 16 | 8.5 | FALSE | TRUE |  | 52000 | 37800 | 2.46 | 50000 | 2.02
217456582 |  | Live | Carrier | KENMORE | Singlezone Ducted, Centrally Ducted | 217456582 |  | HRCU-A-C | D5CUHAH30AAK |  | D5FULAH36XCX |  |  |  | 11 | 16 | 9.6 | TRUE | TRUE |  | 29000 | 25000 | 2.4 | 38000 | 2.24
217456581 |  | Live | Carrier | KENMORE | Singlezone Ducted, Centrally Ducted | 217456581 |  | HRCU-A-C | D5CUHAH30AAK |  | D5FULAH36XBX |  |  |  | 11 | 16 | 9.6 | TRUE | TRUE |  | 29000 | 25000 | 2.4 | 38000 | 2.24
217456584 |  | Live | Carrier | KENMORE | Singlezone Ducted, Centrally Ducted | 217456584 |  | HRCU-A-C | D5CUHAH36AAK |  | D5FULAH36XBX |  |  |  | 10.7 | 15.8 | 9.4 | FALSE | TRUE |  | 36000 | 29200 | 2.5 | 39000 | 2.18
217456575 |  | Live | Carrier | KEEPRITE | Singlezone Ducted, Centrally Ducted | 217456575 |  | HRCU-A-C | D5CURAH60AAK |  | D5FULAH60XDX |  |  |  | 8.2 | 14.3 | 8.2 | FALSE | FALSE |  | 50000 | 33000 | 2.36 | 40500 | 1.88
217456574 |  | Live | Carrier | KEEPRITE | Singlezone Ducted, Centrally Ducted | 217456574 |  | HRCU-A-C | D5CURAH60AAK |  | D5FULAH60XMX |  |  |  | 8.5 | 14.9 | 8.1 | FALSE | FALSE |  | 51000 | 33000 | 2.3 | 43000 | 1.99
217456573 |  | Live | Carrier | KEEPRITE | Singlezone Ducted, Centrally Ducted | 217456573 |  | HRCU-A-C | D5CURAH48AAK |  | D5FULAH60XDX |  |  |  | 9.8 | 14.8 | 8 | FALSE | FALSE |  | 45000 | 28000 | 2 | 47500 | 1.99
217456572 |  | Live | Carrier | KEEPRITE | Singlezone Ducted, Centrally Ducted | 217456572 |  | HRCU-A-C | D5CURAH48AAK |  | D5FULAH60XMX |  |  |  | 10 | 15.2 | 9 | FALSE | TRUE |  | 45000 | 33000 | 2.5 | 37800 | 2.32
217456561 |  | Live | Carrier | KEEPRITE | Singlezone Ducted, Centrally Ducted | 217456561 |  | HRCU-A-C | D5CUHAH60AAK |  | D5FULAH60XDX |  |  |  | 10 | 15.2 | 8.1 | FALSE | TRUE |  | 47000 | 36000 | 2.14 | 48000 | 2
217456559 |  | Live | Carrier | KEEPRITE | Singlezone Ducted, Centrally Ducted | 217456559 |  | HRCU-A-C | D5CUHAH48AAK |  | D5FULAH60XDX |  |  |  | 9.8 | 14.5 | 8.4 | FALSE | FALSE |  | 45000 | 34000 | 2.4 | 53000 | 2.18
217456558 |  | Live | Carrier | KEEPRITE | Singlezone Ducted, Centrally Ducted | 217456558 |  | HRCU-A-C | D5CUHAH48AAK |  | D5FULAH60XMX |  |  |  | 10 | 15.2 | 8.8 | FALSE | TRUE |  | 45000 | 34400 | 2.42 | 36000 | 2.29
217456560 |  | Live | Carrier | KEEPRITE | Singlezone Ducted, Centrally Ducted | 217456560 |  | HRCU-A-C | D5CUHAH60AAK |  | D5FULAH60XMX |  |  |  | 10 | 16 | 8.5 | FALSE | TRUE |  | 52000 | 37800 | 2.46 | 50000 | 2.02
217456554 |  | Live | Carrier | KEEPRITE | Singlezone Ducted, Centrally Ducted | 217456554 |  | HRCU-A-C | D5CUHAH30AAK |  | D5FULAH36XCX |  |  |  | 11 | 16 | 9.6 | TRUE | TRUE |  | 29000 | 25000 | 2.4 | 38000 | 2.24
217456553 |  | Live | Carrier | KEEPRITE | Singlezone Ducted, Centrally Ducted | 217456553 |  | HRCU-A-C | D5CUHAH30AAK |  | D5FULAH36XBX |  |  |  | 11 | 16 | 9.6 | TRUE | TRUE |  | 29000 | 25000 | 2.4 | 38000 | 2.24
217456557 |  | Live | Carrier | KEEPRITE | Singlezone Ducted, Centrally Ducted | 217456557 |  | HRCU-A-C | D5CUHAH36AAK |  | D5FULAH36XCX |  |  |  | 10.7 | 15.8 | 9.4 | FALSE | TRUE |  | 36000 | 29200 | 2.5 | 39000 | 2.18
217456556 |  | Live | Carrier | KEEPRITE | Singlezone Ducted, Centrally Ducted | 217456556 |  | HRCU-A-C | D5CUHAH36AAK |  | D5FULAH36XBX |  |  |  | 10.7 | 15.8 | 9.4 | FALSE | TRUE |  | 36000 | 29200 | 2.5 | 39000 | 2.18
217456547 |  | Live | Carrier | HEIL | Singlezone Ducted, Centrally Ducted | 217456547 |  | HRCU-A-C | D5CURAH60AAK |  | D5FULAH60XDX |  |  |  | 8.2 | 14.3 | 8.2 | FALSE | FALSE |  | 50000 | 33000 | 2.36 | 40500 | 1.88
217456545 |  | Live | Carrier | HEIL | Singlezone Ducted, Centrally Ducted | 217456545 |  | HRCU-A-C | D5CURAH48AAK |  | D5FULAH60XDX |  |  |  | 9.8 | 14.8 | 8 | FALSE | FALSE |  | 45000 | 28000 | 2 | 47500 | 1.99
217456544 |  | Live | Carrier | HEIL | Singlezone Ducted, Centrally Ducted | 217456544 |  | HRCU-A-C | D5CURAH48AAK |  | D5FULAH60XMX |  |  |  | 10 | 15.2 | 9 | FALSE | TRUE |  | 45000 | 33000 | 2.5 | 37800 | 2.32
217456546 |  | Live | Carrier | HEIL | Singlezone Ducted, Centrally Ducted | 217456546 |  | HRCU-A-C | D5CURAH60AAK |  | D5FULAH60XMX |  |  |  | 8.5 | 14.9 | 8.1 | FALSE | FALSE |  | 51000 | 33000 | 2.3 | 43000 | 1.99
217456533 |  | Live | Carrier | HEIL | Singlezone Ducted, Centrally Ducted | 217456533 |  | HRCU-A-C | D5CUHAH60AAK |  | D5FULAH60XDX |  |  |  | 10 | 15.2 | 8.1 | FALSE | TRUE |  | 47000 | 36000 | 2.14 | 48000 | 2
217456531 |  | Live | Carrier | HEIL | Singlezone Ducted, Centrally Ducted | 217456531 |  | HRCU-A-C | D5CUHAH48AAK |  | D5FULAH60XDX |  |  |  | 9.8 | 14.5 | 8.4 | FALSE | FALSE |  | 45000 | 34000 | 2.4 | 53000 | 2.18
217456532 |  | Live | Carrier | HEIL | Singlezone Ducted, Centrally Ducted | 217456532 |  | HRCU-A-C | D5CUHAH60AAK |  | D5FULAH60XMX |  |  |  | 10 | 16 | 8.5 | FALSE | TRUE |  | 52000 | 37800 | 2.46 | 50000 | 2.02
217456526 |  | Live | Carrier | HEIL | Singlezone Ducted, Centrally Ducted | 217456526 |  | HRCU-A-C | D5CUHAH30AAK |  | D5FULAH36XCX |  |  |  | 11 | 16 | 9.6 | TRUE | TRUE |  | 29000 | 25000 | 2.4 | 38000 | 2.24
217456529 |  | Live | Carrier | HEIL | Singlezone Ducted, Centrally Ducted | 217456529 |  | HRCU-A-C | D5CUHAH36AAK |  | D5FULAH36XCX |  |  |  | 10.7 | 15.8 | 9.4 | FALSE | TRUE |  | 36000 | 29200 | 2.5 | 39000 | 2.18
217456528 |  | Live | Carrier | HEIL | Singlezone Ducted, Centrally Ducted | 217456528 |  | HRCU-A-C | D5CUHAH36AAK |  | D5FULAH36XBX |  |  |  | 10.7 | 15.8 | 9.4 | FALSE | TRUE |  | 36000 | 29200 | 2.5 | 39000 | 2.18
217456530 |  | Live | Carrier | HEIL | Singlezone Ducted, Centrally Ducted | 217456530 |  | HRCU-A-C | D5CUHAH48AAK |  | D5FULAH60XMX |  |  |  | 10 | 15.2 | 8.8 | FALSE | TRUE |  | 45000 | 34400 | 2.42 | 36000 | 2.29
217456525 |  | Live | Carrier | HEIL | Singlezone Ducted, Centrally Ducted | 217456525 |  | HRCU-A-C | D5CUHAH30AAK |  | D5FULAH36XBX |  |  |  | 11 | 16 | 9.6 | TRUE | TRUE |  | 29000 | 25000 | 2.4 | 38000 | 2.24
217456517 |  | Live | Carrier | DAY & NIGHT | Singlezone Ducted, Centrally Ducted | 217456517 |  | HRCU-A-C | D5CURAH48AAK |  | D5FULAH60XDX |  |  |  | 9.8 | 14.8 | 8 | FALSE | FALSE |  | 45000 | 28000 | 2 | 47500 | 1.99
217456516 |  | Live | Carrier | DAY & NIGHT | Singlezone Ducted, Centrally Ducted | 217456516 |  | HRCU-A-C | D5CURAH48AAK |  | D5FULAH60XMX |  |  |  | 10 | 15.2 | 9 | FALSE | TRUE |  | 45000 | 33000 | 2.5 | 37800 | 2.32
217456519 |  | Live | Carrier | DAY & NIGHT | Singlezone Ducted, Centrally Ducted | 217456519 |  | HRCU-A-C | D5CURAH60AAK |  | D5FULAH60XDX |  |  |  | 8.2 | 14.3 | 8.2 | FALSE | FALSE |  | 50000 | 33000 | 2.36 | 40500 | 1.88
217456518 |  | Live | Carrier | DAY & NIGHT | Singlezone Ducted, Centrally Ducted | 217456518 |  | HRCU-A-C | D5CURAH60AAK |  | D5FULAH60XMX |  |  |  | 8.5 | 14.9 | 8.1 | FALSE | FALSE |  | 51000 | 33000 | 2.3 | 43000 | 1.99
217456505 |  | Live | Carrier | DAY & NIGHT | Singlezone Ducted, Centrally Ducted | 217456505 |  | HRCU-A-C | D5CUHAH60AAK |  | D5FULAH60XDX |  |  |  | 10 | 15.2 | 8.1 | FALSE | TRUE |  | 47000 | 36000 | 2.14 | 48000 | 2
217456504 |  | Live | Carrier | DAY & NIGHT | Singlezone Ducted, Centrally Ducted | 217456504 |  | HRCU-A-C | D5CUHAH60AAK |  | D5FULAH60XMX |  |  |  | 10 | 16 | 8.5 | FALSE | TRUE |  | 52000 | 37800 | 2.46 | 50000 | 2.02
217456501 |  | Live | Carrier | DAY & NIGHT | Singlezone Ducted, Centrally Ducted | 217456501 |  | HRCU-A-C | D5CUHAH36AAK |  | D5FULAH36XCX |  |  |  | 10.7 | 15.8 | 9.4 | FALSE | TRUE |  | 36000 | 29200 | 2.5 | 39000 | 2.18
217456500 |  | Live | Carrier | DAY & NIGHT | Singlezone Ducted, Centrally Ducted | 217456500 |  | HRCU-A-C | D5CUHAH36AAK |  | D5FULAH36XBX |  |  |  | 10.7 | 15.8 | 9.4 | FALSE | TRUE |  | 36000 | 29200 | 2.5 | 39000 | 2.18
217456503 |  | Live | Carrier | DAY & NIGHT | Singlezone Ducted, Centrally Ducted | 217456503 |  | HRCU-A-C | D5CUHAH48AAK |  | D5FULAH60XDX |  |  |  | 9.8 | 14.5 | 8.4 | FALSE | FALSE |  | 45000 | 34000 | 2.4 | 53000 | 2.18
217456502 |  | Live | Carrier | DAY & NIGHT | Singlezone Ducted, Centrally Ducted | 217456502 |  | HRCU-A-C | D5CUHAH48AAK |  | D5FULAH60XMX |  |  |  | 10 | 15.2 | 8.8 | FALSE | TRUE |  | 45000 | 34400 | 2.42 | 36000 | 2.29
217456498 |  | Live | Carrier | DAY & NIGHT | Singlezone Ducted, Centrally Ducted | 217456498 |  | HRCU-A-C | D5CUHAH30AAK |  | D5FULAH36XCX |  |  |  | 11 | 16 | 9.6 | TRUE | TRUE |  | 29000 | 25000 | 2.4 | 38000 | 2.24
217456497 |  | Live | Carrier | DAY & NIGHT | Singlezone Ducted, Centrally Ducted | 217456497 |  | HRCU-A-C | D5CUHAH30AAK |  | D5FULAH36XBX |  |  |  | 11 | 16 | 9.6 | TRUE | TRUE |  | 29000 | 25000 | 2.4 | 38000 | 2.24
217456489 |  | Live | Carrier | COMFORTMAKER | Singlezone Ducted, Centrally Ducted | 217456489 |  | HRCU-A-C | D5CURAH48AAK |  | D5FULAH60XDX |  |  |  | 9.8 | 14.8 | 8 | FALSE | FALSE |  | 45000 | 28000 | 2 | 47500 | 1.99
217456488 |  | Live | Carrier | COMFORTMAKER | Singlezone Ducted, Centrally Ducted | 217456488 |  | HRCU-A-C | D5CURAH48AAK |  | D5FULAH60XMX |  |  |  | 10 | 15.2 | 9 | FALSE | TRUE |  | 45000 | 33000 | 2.5 | 37800 | 2.32
217456491 |  | Live | Carrier | COMFORTMAKER | Singlezone Ducted, Centrally Ducted | 217456491 |  | HRCU-A-C | D5CURAH60AAK |  | D5FULAH60XDX |  |  |  | 8.2 | 14.3 | 8.2 | FALSE | FALSE |  | 50000 | 33000 | 2.36 | 40500 | 1.88
217456490 |  | Live | Carrier | COMFORTMAKER | Singlezone Ducted, Centrally Ducted | 217456490 |  | HRCU-A-C | D5CURAH60AAK |  | D5FULAH60XMX |  |  |  | 8.5 | 14.9 | 8.1 | FALSE | FALSE |  | 51000 | 33000 | 2.3 | 43000 | 1.99
217456477 |  | Live | Carrier | COMFORTMAKER | Singlezone Ducted, Centrally Ducted | 217456477 |  | HRCU-A-C | D5CUHAH60AAK |  | D5FULAH60XDX |  |  |  | 10 | 15.2 | 8.1 | FALSE | TRUE |  | 47000 | 36000 | 2.14 | 48000 | 2
217456473 |  | Live | Carrier | COMFORTMAKER | Singlezone Ducted, Centrally Ducted | 217456473 |  | HRCU-A-C | D5CUHAH36AAK |  | D5FULAH36XCX |  |  |  | 10.7 | 15.8 | 9.4 | FALSE | TRUE |  | 36000 | 29200 | 2.5 | 39000 | 2.18
217456472 |  | Live | Carrier | COMFORTMAKER | Singlezone Ducted, Centrally Ducted | 217456472 |  | HRCU-A-C | D5CUHAH36AAK |  | D5FULAH36XBX |  |  |  | 10.7 | 15.8 | 9.4 | FALSE | TRUE |  | 36000 | 29200 | 2.5 | 39000 | 2.18
217456475 |  | Live | Carrier | COMFORTMAKER | Singlezone Ducted, Centrally Ducted | 217456475 |  | HRCU-A-C | D5CUHAH48AAK |  | D5FULAH60XDX |  |  |  | 9.8 | 14.5 | 8.4 | FALSE | FALSE |  | 45000 | 34000 | 2.4 | 53000 | 2.18
217456474 |  | Live | Carrier | COMFORTMAKER | Singlezone Ducted, Centrally Ducted | 217456474 |  | HRCU-A-C | D5CUHAH48AAK |  | D5FULAH60XMX |  |  |  | 10 | 15.2 | 8.8 | FALSE | TRUE |  | 45000 | 34400 | 2.42 | 36000 | 2.29
217456476 |  | Live | Carrier | COMFORTMAKER | Singlezone Ducted, Centrally Ducted | 217456476 |  | HRCU-A-C | D5CUHAH60AAK |  | D5FULAH60XMX |  |  |  | 10 | 16 | 8.5 | FALSE | TRUE |  | 52000 | 37800 | 2.46 | 50000 | 2.02
217456470 |  | Live | Carrier | COMFORTMAKER | Singlezone Ducted, Centrally Ducted | 217456470 |  | HRCU-A-C | D5CUHAH30AAK |  | D5FULAH36XCX |  |  |  | 11 | 16 | 9.6 | TRUE | TRUE |  | 29000 | 25000 | 2.4 | 38000 | 2.24
217456469 |  | Live | Carrier | COMFORTMAKER | Singlezone Ducted, Centrally Ducted | 217456469 |  | HRCU-A-C | D5CUHAH30AAK |  | D5FULAH36XBX |  |  |  | 11 | 16 | 9.6 | TRUE | TRUE |  | 29000 | 25000 | 2.4 | 38000 | 2.24
217456461 |  | Live | Carrier | ARCOAIRE | Singlezone Ducted, Centrally Ducted | 217456461 |  | HRCU-A-C | D5CURAH48AAK |  | D5FULAH60XDX |  |  |  | 9.8 | 14.8 | 8 | FALSE | FALSE |  | 45000 | 28000 | 2 | 47500 | 1.99
217456463 |  | Live | Carrier | ARCOAIRE | Singlezone Ducted, Centrally Ducted | 217456463 |  | HRCU-A-C | D5CURAH60AAK |  | D5FULAH60XDX |  |  |  | 8.2 | 14.3 | 8.2 | FALSE | FALSE |  | 50000 | 33000 | 2.36 | 40500 | 1.88
217456462 |  | Live | Carrier | ARCOAIRE | Singlezone Ducted, Centrally Ducted | 217456462 |  | HRCU-A-C | D5CURAH60AAK |  | D5FULAH60XMX |  |  |  | 8.5 | 14.9 | 8.1 | FALSE | FALSE |  | 51000 | 33000 | 2.3 | 43000 | 1.99
217456460 |  | Live | Carrier | ARCOAIRE | Singlezone Ducted, Centrally Ducted | 217456460 |  | HRCU-A-C | D5CURAH48AAK |  | D5FULAH60XMX |  |  |  | 10 | 15.2 | 9 | FALSE | TRUE |  | 45000 | 33000 | 2.5 | 37800 | 2.32
217456449 |  | Live | Carrier | ARCOAIRE | Singlezone Ducted, Centrally Ducted | 217456449 |  | HRCU-A-C | D5CUHAH60AAK |  | D5FULAH60XDX |  |  |  | 10 | 15.2 | 8.1 | FALSE | TRUE |  | 47000 | 36000 | 2.14 | 48000 | 2
217456445 |  | Live | Carrier | ARCOAIRE | Singlezone Ducted, Centrally Ducted | 217456445 |  | HRCU-A-C | D5CUHAH36AAK |  | D5FULAH36XCX |  |  |  | 10.7 | 15.8 | 9.4 | FALSE | TRUE |  | 36000 | 29200 | 2.5 | 39000 | 2.18
217456447 |  | Live | Carrier | ARCOAIRE | Singlezone Ducted, Centrally Ducted | 217456447 |  | HRCU-A-C | D5CUHAH48AAK |  | D5FULAH60XDX |  |  |  | 9.8 | 14.5 | 8.4 | FALSE | FALSE |  | 45000 | 34000 | 2.4 | 53000 | 2.18
217456446 |  | Live | Carrier | ARCOAIRE | Singlezone Ducted, Centrally Ducted | 217456446 |  | HRCU-A-C | D5CUHAH48AAK |  | D5FULAH60XMX |  |  |  | 10 | 15.2 | 8.8 | FALSE | TRUE |  | 45000 | 34400 | 2.42 | 36000 | 2.29
217456448 |  | Live | Carrier | ARCOAIRE | Singlezone Ducted, Centrally Ducted | 217456448 |  | HRCU-A-C | D5CUHAH60AAK |  | D5FULAH60XMX |  |  |  | 10 | 16 | 8.5 | FALSE | TRUE |  | 52000 | 37800 | 2.46 | 50000 | 2.02
217456442 |  | Live | Carrier | ARCOAIRE | Singlezone Ducted, Centrally Ducted | 217456442 |  | HRCU-A-C | D5CUHAH30AAK |  | D5FULAH36XCX |  |  |  | 11 | 16 | 9.6 | TRUE | TRUE |  | 29000 | 25000 | 2.4 | 38000 | 2.24
217456441 |  | Live | Carrier | ARCOAIRE | Singlezone Ducted, Centrally Ducted | 217456441 |  | HRCU-A-C | D5CUHAH30AAK |  | D5FULAH36XBX |  |  |  | 11 | 16 | 9.6 | TRUE | TRUE |  | 29000 | 25000 | 2.4 | 38000 | 2.24
217456444 |  | Live | Carrier | ARCOAIRE | Singlezone Ducted, Centrally Ducted | 217456444 |  | HRCU-A-C | D5CUHAH36AAK |  | D5FULAH36XBX |  |  |  | 10.7 | 15.8 | 9.4 | FALSE | TRUE |  | 36000 | 29200 | 2.5 | 39000 | 2.18
217456435 |  | Live | Carrier | MIDEA | Singlezone Ducted, Centrally Ducted | 217456435 |  | HRCU-A-C | 37MURAQ60AA3 |  | 45MULAQ60XDX |  |  |  | 8.2 | 14.3 | 8.2 | FALSE | FALSE |  | 50000 | 33000 | 2.36 | 40500 | 1.88
217456433 |  | Live | Carrier | MIDEA | Singlezone Ducted, Centrally Ducted | 217456433 |  | HRCU-A-C | 37MURAQ48AA3 |  | 45MULAQ60XDX |  |  |  | 9.8 | 14.8 | 8 | FALSE | FALSE |  | 45000 | 28000 | 2 | 47500 | 1.99
217456432 |  | Live | Carrier | MIDEA | Singlezone Ducted, Centrally Ducted | 217456432 |  | HRCU-A-C | 37MURAQ48AA3 |  | 45MULAQ60XMX |  |  |  | 10 | 15.2 | 9 | FALSE | TRUE |  | 45000 | 33000 | 2.5 | 37800 | 2.32
217456434 |  | Live | Carrier | MIDEA | Singlezone Ducted, Centrally Ducted | 217456434 |  | HRCU-A-C | 37MURAQ60AA3 |  | 45MULAQ60XMX |  |  |  | 8.5 | 14.9 | 8.1 | FALSE | FALSE |  | 51000 | 33000 | 2.3 | 43000 | 1.99
217456421 |  | Live | Carrier | MIDEA | Singlezone Ducted, Centrally Ducted | 217456421 |  | HRCU-A-C | 37MUHAQ60AA3 |  | 45MULAQ60XDX |  |  |  | 10 | 15.2 | 8.1 | FALSE | TRUE |  | 47000 | 36000 | 2.14 | 48000 | 2
217456419 |  | Live | Carrier | MIDEA | Singlezone Ducted, Centrally Ducted | 217456419 |  | HRCU-A-C | 37MUHAQ48AA3 |  | 45MULAQ60XDX |  |  |  | 9.8 | 14.5 | 8.4 | FALSE | FALSE |  | 45000 | 34000 | 2.4 | 53000 | 2.18
217456418 |  | Live | Carrier | MIDEA | Singlezone Ducted, Centrally Ducted | 217456418 |  | HRCU-A-C | 37MUHAQ48AA3 |  | 45MULAQ60XMX |  |  |  | 10 | 15.2 | 8.8 | FALSE | TRUE |  | 45000 | 34400 | 2.42 | 36000 | 2.29
217456420 |  | Live | Carrier | MIDEA | Singlezone Ducted, Centrally Ducted | 217456420 |  | HRCU-A-C | 37MUHAQ60AA3 |  | 45MULAQ60XMX |  |  |  | 10 | 16 | 8.5 | FALSE | TRUE |  | 52000 | 37800 | 2.46 | 50000 | 2.02
217456414 |  | Live | Carrier | MIDEA | Singlezone Ducted, Centrally Ducted | 217456414 |  | HRCU-A-C | 37MUHAQ30AA3 |  | 45MULAQ36XCX |  |  |  | 11 | 16 | 9.6 | TRUE | TRUE |  | 29000 | 25000 | 2.4 | 38000 | 2.24
217456413 |  | Live | Carrier | MIDEA | Singlezone Ducted, Centrally Ducted | 217456413 |  | HRCU-A-C | 37MUHAQ30AA3 |  | 45MULAQ36XBX |  |  |  | 11 | 16 | 9.6 | TRUE | TRUE |  | 29000 | 25000 | 2.4 | 38000 | 2.24
217456417 |  | Live | Carrier | MIDEA | Singlezone Ducted, Centrally Ducted | 217456417 |  | HRCU-A-C | 37MUHAQ36AA3 |  | 45MULAQ36XCX |  |  |  | 10.7 | 15.8 | 9.4 | FALSE | TRUE |  | 36000 | 29200 | 2.5 | 39000 | 2.18
217456416 |  | Live | Carrier | MIDEA | Singlezone Ducted, Centrally Ducted | 217456416 |  | HRCU-A-C | 37MUHAQ36AA3 |  | 45MULAQ36XBX |  |  |  | 10.7 | 15.8 | 9.4 | FALSE | TRUE |  | 36000 | 29200 | 2.5 | 39000 | 2.18
217456405 |  | Live | Carrier | WEATHERMAKER | Singlezone Ducted, Centrally Ducted | 217456405 |  | HRCU-A-C | 37MURAQ48AA3 |  | 45MULAQ60XDX |  |  |  | 9.8 | 14.8 | 8 | FALSE | FALSE |  | 45000 | 28000 | 2 | 47500 | 1.99
217456404 |  | Live | Carrier | WEATHERMAKER | Singlezone Ducted, Centrally Ducted | 217456404 |  | HRCU-A-C | 37MURAQ48AA3 |  | 45MULAQ60XMX |  |  |  | 10 | 15.2 | 9 | FALSE | TRUE |  | 45000 | 33000 | 2.5 | 37800 | 2.32
217456407 |  | Live | Carrier | WEATHERMAKER | Singlezone Ducted, Centrally Ducted | 217456407 |  | HRCU-A-C | 37MURAQ60AA3 |  | 45MULAQ60XDX |  |  |  | 8.2 | 14.3 | 8.2 | FALSE | FALSE |  | 50000 | 33000 | 2.36 | 40500 | 1.88
217456406 |  | Live | Carrier | WEATHERMAKER | Singlezone Ducted, Centrally Ducted | 217456406 |  | HRCU-A-C | 37MURAQ60AA3 |  | 45MULAQ60XMX |  |  |  | 8.5 | 14.9 | 8.1 | FALSE | FALSE |  | 51000 | 33000 | 2.3 | 43000 | 1.99
217456391 |  | Live | Carrier | WEATHERMAKER | Singlezone Ducted, Centrally Ducted | 217456391 |  | HRCU-A-C | 37MUHAQ48AA3 |  | 45MULAQ60XDX |  |  |  | 9.8 | 14.5 | 8.4 | FALSE | FALSE |  | 45000 | 34000 | 2.4 | 53000 | 2.18
217456392 |  | Live | Carrier | WEATHERMAKER | Singlezone Ducted, Centrally Ducted | 217456392 |  | HRCU-A-C | 37MUHAQ60AA3 |  | 45MULAQ60XMX |  |  |  | 10 | 16 | 8.5 | FALSE | TRUE |  | 52000 | 37800 | 2.46 | 50000 | 2.02
217456393 |  | Live | Carrier | WEATHERMAKER | Singlezone Ducted, Centrally Ducted | 217456393 |  | HRCU-A-C | 37MUHAQ60AA3 |  | 45MULAQ60XDX |  |  |  | 10 | 15.2 | 8.1 | FALSE | TRUE |  | 47000 | 36000 | 2.14 | 48000 | 2
217456390 |  | Live | Carrier | WEATHERMAKER | Singlezone Ducted, Centrally Ducted | 217456390 |  | HRCU-A-C | 37MUHAQ48AA3 |  | 45MULAQ60XMX |  |  |  | 10 | 15.2 | 8.8 | FALSE | TRUE |  | 45000 | 34400 | 2.42 | 36000 | 2.29
217456386 |  | Live | Carrier | WEATHERMAKER | Singlezone Ducted, Centrally Ducted | 217456386 |  | HRCU-A-C | 37MUHAQ30AA3 |  | 45MULAQ36XCX |  |  |  | 11 | 16 | 9.6 | TRUE | TRUE |  | 29000 | 25000 | 2.4 | 38000 | 2.24
217456389 |  | Live | Carrier | WEATHERMAKER | Singlezone Ducted, Centrally Ducted | 217456389 |  | HRCU-A-C | 37MUHAQ36AA3 |  | 45MULAQ36XCX |  |  |  | 10.7 | 15.8 | 9.4 | FALSE | TRUE |  | 36000 | 29200 | 2.5 | 39000 | 2.18
217456388 |  | Live | Carrier | WEATHERMAKER | Singlezone Ducted, Centrally Ducted | 217456388 |  | HRCU-A-C | 37MUHAQ36AA3 |  | 45MULAQ36XBX |  |  |  | 10.7 | 15.8 | 9.4 | FALSE | TRUE |  | 36000 | 29200 | 2.5 | 39000 | 2.18
217456385 |  | Live | Carrier | WEATHERMAKER | Singlezone Ducted, Centrally Ducted | 217456385 |  | HRCU-A-C | 37MUHAQ30AA3 |  | 45MULAQ36XBX |  |  |  | 11 | 16 | 9.6 | TRUE | TRUE |  | 29000 | 25000 | 2.4 | 38000 | 2.24
217456377 |  | Live | Carrier | PAYNE | Singlezone Ducted, Centrally Ducted | 217456377 |  | HRCU-A-C | 37MURAQ48AA3 |  | 45MULAQ60XDX |  |  |  | 9.8 | 14.8 | 8 | FALSE | FALSE |  | 45000 | 28000 | 2 | 47500 | 1.99
217456376 |  | Live | Carrier | PAYNE | Singlezone Ducted, Centrally Ducted | 217456376 |  | HRCU-A-C | 37MURAQ48AA3 |  | 45MULAQ60XMX |  |  |  | 10 | 15.2 | 9 | FALSE | TRUE |  | 45000 | 33000 | 2.5 | 37800 | 2.32
217456379 |  | Live | Carrier | PAYNE | Singlezone Ducted, Centrally Ducted | 217456379 |  | HRCU-A-C | 37MURAQ60AA3 |  | 45MULAQ60XDX |  |  |  | 8.2 | 14.3 | 8.2 | FALSE | FALSE |  | 50000 | 33000 | 2.36 | 40500 | 1.88
217456378 |  | Live | Carrier | PAYNE | Singlezone Ducted, Centrally Ducted | 217456378 |  | HRCU-A-C | 37MURAQ60AA3 |  | 45MULAQ60XMX |  |  |  | 8.5 | 14.9 | 8.1 | FALSE | FALSE |  | 51000 | 33000 | 2.3 | 43000 | 1.99
217456364 |  | Live | Carrier | PAYNE | Singlezone Ducted, Centrally Ducted | 217456364 |  | HRCU-A-C | 37MUHAQ60AA3 |  | 45MULAQ60XMX |  |  |  | 10 | 16 | 8.5 | FALSE | TRUE |  | 52000 | 37800 | 2.46 | 50000 | 2.02
217456365 |  | Live | Carrier | PAYNE | Singlezone Ducted, Centrally Ducted | 217456365 |  | HRCU-A-C | 37MUHAQ60AA3 |  | 45MULAQ60XDX |  |  |  | 10 | 15.2 | 8.1 | FALSE | TRUE |  | 47000 | 36000 | 2.14 | 48000 | 2
217456363 |  | Live | Carrier | PAYNE | Singlezone Ducted, Centrally Ducted | 217456363 |  | HRCU-A-C | 37MUHAQ48AA3 |  | 45MULAQ60XDX |  |  |  | 9.8 | 14.5 | 8.4 | FALSE | FALSE |  | 45000 | 34000 | 2.4 | 53000 | 2.18
217456362 |  | Live | Carrier | PAYNE | Singlezone Ducted, Centrally Ducted | 217456362 |  | HRCU-A-C | 37MUHAQ48AA3 |  | 45MULAQ60XMX |  |  |  | 10 | 15.2 | 8.8 | FALSE | TRUE |  | 45000 | 34400 | 2.42 | 36000 | 2.29
217456358 |  | Live | Carrier | PAYNE | Singlezone Ducted, Centrally Ducted | 217456358 |  | HRCU-A-C | 37MUHAQ30AA3 |  | 45MULAQ36XCX |  |  |  | 11 | 16 | 9.6 | TRUE | TRUE |  | 29000 | 25000 | 2.4 | 38000 | 2.24
217456361 |  | Live | Carrier | PAYNE | Singlezone Ducted, Centrally Ducted | 217456361 |  | HRCU-A-C | 37MUHAQ36AA3 |  | 45MULAQ36XCX |  |  |  | 10.7 | 15.8 | 9.4 | FALSE | TRUE |  | 36000 | 29200 | 2.5 | 39000 | 2.18
217456360 |  | Live | Carrier | PAYNE | Singlezone Ducted, Centrally Ducted | 217456360 |  | HRCU-A-C | 37MUHAQ36AA3 |  | 45MULAQ36XBX |  |  |  | 10.7 | 15.8 | 9.4 | FALSE | TRUE |  | 36000 | 29200 | 2.5 | 39000 | 2.18
217456357 |  | Live | Carrier | PAYNE | Singlezone Ducted, Centrally Ducted | 217456357 |  | HRCU-A-C | 37MUHAQ30AA3 |  | 45MULAQ36XBX |  |  |  | 11 | 16 | 9.6 | TRUE | TRUE |  | 29000 | 25000 | 2.4 | 38000 | 2.24
217456349 |  | Live | Carrier | BRYANT | Singlezone Ducted, Centrally Ducted | 217456349 |  | HRCU-A-C | 37MURAQ48AA3 |  | 45MULAQ60XDX |  |  |  | 9.8 | 14.8 | 8 | FALSE | FALSE |  | 45000 | 28000 | 2 | 47500 | 1.99
217456348 |  | Live | Carrier | BRYANT | Singlezone Ducted, Centrally Ducted | 217456348 |  | HRCU-A-C | 37MURAQ48AA3 |  | 45MULAQ60XMX |  |  |  | 10 | 15.2 | 9 | FALSE | TRUE |  | 45000 | 33000 | 2.5 | 37800 | 2.32
217456351 |  | Live | Carrier | BRYANT | Singlezone Ducted, Centrally Ducted | 217456351 |  | HRCU-A-C | 37MURAQ60AA3 |  | 45MULAQ60XDX |  |  |  | 8.2 | 14.3 | 8.2 | FALSE | FALSE |  | 50000 | 33000 | 2.36 | 40500 | 1.88
217456350 |  | Live | Carrier | BRYANT | Singlezone Ducted, Centrally Ducted | 217456350 |  | HRCU-A-C | 37MURAQ60AA3 |  | 45MULAQ60XMX |  |  |  | 8.5 | 14.9 | 8.1 | FALSE | FALSE |  | 51000 | 33000 | 2.3 | 43000 | 1.99
217456337 |  | Live | Carrier | BRYANT | Singlezone Ducted, Centrally Ducted | 217456337 |  | HRCU-A-C | 37MUHAQ60AA3 |  | 45MULAQ60XDX |  |  |  | 10 | 15.2 | 8.1 | FALSE | TRUE |  | 47000 | 36000 | 2.14 | 48000 | 2
217456335 |  | Live | Carrier | BRYANT | Singlezone Ducted, Centrally Ducted | 217456335 |  | HRCU-A-C | 37MUHAQ48AA3 |  | 45MULAQ60XDX |  |  |  | 9.8 | 14.5 | 8.4 | FALSE | FALSE |  | 45000 | 34000 | 2.4 | 53000 | 2.18
217456334 |  | Live | Carrier | BRYANT | Singlezone Ducted, Centrally Ducted | 217456334 |  | HRCU-A-C | 37MUHAQ48AA3 |  | 45MULAQ60XMX |  |  |  | 10 | 15.2 | 8.8 | FALSE | TRUE |  | 45000 | 34400 | 2.42 | 36000 | 2.29
217456336 |  | Live | Carrier | BRYANT | Singlezone Ducted, Centrally Ducted | 217456336 |  | HRCU-A-C | 37MUHAQ60AA3 |  | 45MULAQ60XMX |  |  |  | 10 | 16 | 8.5 | FALSE | TRUE |  | 52000 | 37800 | 2.46 | 50000 | 2.02
217456333 |  | Live | Carrier | BRYANT | Singlezone Ducted, Centrally Ducted | 217456333 |  | HRCU-A-C | 37MUHAQ36AA3 |  | 45MULAQ36XCX |  |  |  | 10.7 | 15.8 | 9.4 | FALSE | TRUE |  | 36000 | 29200 | 2.5 | 39000 | 2.18
217456332 |  | Live | Carrier | BRYANT | Singlezone Ducted, Centrally Ducted | 217456332 |  | HRCU-A-C | 37MUHAQ36AA3 |  | 45MULAQ36XBX |  |  |  | 10.7 | 15.8 | 9.4 | FALSE | TRUE |  | 36000 | 29200 | 2.5 | 39000 | 2.18
217456330 |  | Live | Carrier | BRYANT | Singlezone Ducted, Centrally Ducted | 217456330 |  | HRCU-A-C | 37MUHAQ30AA3 |  | 45MULAQ36XCX |  |  |  | 11 | 16 | 9.6 | TRUE | TRUE |  | 29000 | 25000 | 2.4 | 38000 | 2.24
217456329 |  | Live | Carrier | BRYANT | Singlezone Ducted, Centrally Ducted | 217456329 |  | HRCU-A-C | 37MUHAQ30AA3 |  | 45MULAQ36XBX |  |  |  | 11 | 16 | 9.6 | TRUE | TRUE |  | 29000 | 25000 | 2.4 | 38000 | 2.24
217456321 |  | Live | Carrier | CARRIER | Singlezone Ducted, Centrally Ducted | 217456321 |  | HRCU-A-C | 37MURAQ48AA3 |  | 45MULAQ60XDX |  |  |  | 9.8 | 14.8 | 8 | FALSE | FALSE |  | 45000 | 28000 | 2 | 47500 | 1.99
217456323 |  | Live | Carrier | CARRIER | Singlezone Ducted, Centrally Ducted | 217456323 |  | HRCU-A-C | 37MURAQ60AA3 |  | 45MULAQ60XDX |  |  |  | 8.2 | 14.3 | 8.2 | FALSE | FALSE |  | 50000 | 33000 | 2.36 | 40500 | 1.88
217456322 |  | Live | Carrier | CARRIER | Singlezone Ducted, Centrally Ducted | 217456322 |  | HRCU-A-C | 37MURAQ60AA3 |  | 45MULAQ60XMX |  |  |  | 8.5 | 14.9 | 8.1 | FALSE | FALSE |  | 51000 | 33000 | 2.3 | 43000 | 1.99
217456320 |  | Live | Carrier | CARRIER | Singlezone Ducted, Centrally Ducted | 217456320 |  | HRCU-A-C | 37MURAQ48AA3 |  | 45MULAQ60XMX |  |  |  | 10 | 15.2 | 9 | FALSE | TRUE |  | 45000 | 33000 | 2.5 | 37800 | 2.32
217456308 |  | Live | Carrier | CARRIER | Singlezone Ducted, Centrally Ducted | 217456308 |  | HRCU-A-C | 37MUHAQ60AA3 |  | 45MULAQ60XMX |  |  |  | 10 | 16 | 8.5 | FALSE | TRUE |  | 52000 | 37800 | 2.46 | 50000 | 2.02
217456309 |  | Live | Carrier | CARRIER | Singlezone Ducted, Centrally Ducted | 217456309 |  | HRCU-A-C | 37MUHAQ60AA3 |  | 45MULAQ60XDX |  |  |  | 10 | 15.2 | 8.1 | FALSE | TRUE |  | 47000 | 36000 | 2.14 | 48000 | 2
217456307 |  | Live | Carrier | CARRIER | Singlezone Ducted, Centrally Ducted | 217456307 |  | HRCU-A-C | 37MUHAQ48AA3 |  | 45MULAQ60XDX |  |  |  | 9.8 | 14.5 | 8.4 | FALSE | FALSE |  | 45000 | 34000 | 2.4 | 53000 | 2.18
217456306 |  | Live | Carrier | CARRIER | Singlezone Ducted, Centrally Ducted | 217456306 |  | HRCU-A-C | 37MUHAQ48AA3 |  | 45MULAQ60XMX |  |  |  | 10 | 15.2 | 8.8 | FALSE | TRUE |  | 45000 | 34400 | 2.42 | 36000 | 2.29
217456305 |  | Live | Carrier | CARRIER | Singlezone Ducted, Centrally Ducted | 217456305 |  | HRCU-A-C | 37MUHAQ36AA3 |  | 45MULAQ36XCX |  |  |  | 10.7 | 15.8 | 9.4 | FALSE | TRUE |  | 36000 | 29200 | 2.5 | 39000 | 2.18
217456304 |  | Live | Carrier | CARRIER | Singlezone Ducted, Centrally Ducted | 217456304 |  | HRCU-A-C | 37MUHAQ36AA3 |  | 45MULAQ36XBX |  |  |  | 10.7 | 15.8 | 9.4 | FALSE | TRUE |  | 36000 | 29200 | 2.5 | 39000 | 2.18
217456302 |  | Live | Carrier | CARRIER | Singlezone Ducted, Centrally Ducted | 217456302 |  | HRCU-A-C | 37MUHAQ30AA3 |  | 45MULAQ36XCX |  |  |  | 11 | 16 | 9.6 | TRUE | TRUE |  | 29000 | 25000 | 2.4 | 38000 | 2.24
217456301 |  | Live | Carrier | CARRIER | Singlezone Ducted, Centrally Ducted | 217456301 |  | HRCU-A-C | 37MUHAQ30AA3 |  | 45MULAQ36XBX |  |  |  | 11 | 16 | 9.6 | TRUE | TRUE |  | 29000 | 25000 | 2.4 | 38000 | 2.24
217903127 |  | Live | Bosch | BOSCH | Singlezone Ducted, Centrally Ducted | 217903127 |  | HRCU-A-CB | BOVB-36MTB-M19E |  | BMAC4248DBTA |  |  |  | 11.2 | 16 | 9 | FALSE | FALSE |  | 34000 | 34800 | 2.3 | 34800 | 2.3
217903126 |  | Live | Bosch | BOSCH | Singlezone Ducted, Centrally Ducted | 217903126 |  | HRCU-A-CB | BOVB-36MTB-M19E |  | BMAC4248CBTA |  |  |  | 11.2 | 16 | 9 | FALSE | FALSE |  | 34000 | 34800 | 2.3 | 34800 | 2.3
217903125 |  | Live | Bosch | BOSCH | Singlezone Ducted, Centrally Ducted | 217903125 |  | HRCU-A-CB | BOVB-36MTB-M19E |  | BMAC4248BBTA |  |  |  | 11.2 | 16 | 9 | FALSE | FALSE |  | 34000 | 34600 | 2.3 | 34600 | 2.3
217903124 |  | Live | Bosch | BOSCH | Singlezone Ducted, Centrally Ducted | 217903124 |  | HRCU-A-CB | BOVB-36MTB-M19E |  | BMAC3036CBTA |  |  |  | 11 | 15.2 | 9 | FALSE | FALSE |  | 32200 | 34600 | 2.2 | 34600 | 2.2
217903123 |  | Live | Bosch | BOSCH | Singlezone Ducted, Centrally Ducted | 217903123 |  | HRCU-A-CB | BOVB-36MTB-M19E |  | BMAC3036BBTA |  |  |  | 11 | 15.2 | 9 | FALSE | FALSE |  | 32200 | 34600 | 2.2 | 34600 | 2.2
217903122 |  | Live | Bosch | BOSCH | Singlezone Ducted, Centrally Ducted | 217903122 |  | HRCU-A-CB | BOVB-36MTB-M19E |  | BMAC3036ABTA |  |  |  | 10.6 | 15.2 | 9 | FALSE | FALSE |  | 32200 | 34600 | 2.2 | 34600 | 2.2
217903121 |  | Live | Bosch | BOSCH | Singlezone Ducted, Centrally Ducted | 217903121 |  | HRCU-A-CB | BOVB-36MTB-M19E |  | BIVB-36MCB-M19X |  |  |  | 12 | 19 | 10 | FALSE | FALSE |  | 36400 | 36600 | 2.41 | 36600 | 2.41
217508870 |  | Live | Hisense | HISENSE | Singlezone Ducted, Compact Ducted | 217508870 |  | HRCU-A-CB | AOU-60U3T25U | Mini-Splits | AHU-60U3T25 |  |  |  | 11 | 19 | 9 | TRUE | TRUE |  | 55000 | 37000 | 2.68 | 46000 | 2.25
217508869 |  | Live | Hisense | HISENSE | Singlezone Ducted, Compact Ducted | 217508869 |  | HRCU-A-CB | AOU-48U3T25U | Mini-Splits | AHU-48U3T25 |  |  |  | 11.7 | 19 | 10 | TRUE | TRUE |  | 48000 | 37000 | 2.68 | 46000 | 2.25
217463863 |  | Live | Hisense | HISENSE | Singlezone Ducted, Compact Ducted | 217463863 |  | HRCU-A-CB | AOU-36U3T25U | Mini-Splits | AHU-36U3T25 |  |  |  | 11.7 | 19 | 9 | TRUE | TRUE |  | 36000 | 26000 | 2.78 | 29600 | 2.57
217464061 |  | Live | Hisense | HISENSE | Singlezone Ducted, Compact Ducted | 217464061 |  | HRCU-A-CB | AOU-24U3T25U | Mini-Splits | AHU-24U3T25 |  |  |  | 11.7 | 19 | 10 | TRUE | TRUE |  | 24000 | 18500 | 2.49 | 19200 | 2.27
214091821 |  | Live | Hisense | HISENSE | Singlezone Non-Ducted, Wall Placement | 214091821 |  | HRCU-A-CB-O | AST-2424TUO |  | AST-2424DLSI |  |  |  | 12.25 | 22.5 | 9.5 | TRUE | TRUE | TRUE | 24000 | 22000 | 2.08 | 24000 | 1.85
214097915 |  | Live | Hisense | HISENSE | Singlezone Non-Ducted, Wall Placement | 214097915 |  | HRCU-A-CB-O | AST-1824TXO |  | AST-1824DLSI |  |  |  | 12.95 | 21 | 10 | TRUE | TRUE | TRUE | 18000 | 18000 | 1.95 | 18500 | 1.95
214232473 |  | Live | Hisense | HISENSE | Singlezone Non-Ducted, Wall Placement | 214232473 |  | HRCU-A-CB-O | AST-1224TUO |  | AST-1224DLSI |  |  |  | 12.25 | 23 | 10 | TRUE | TRUE | TRUE | 12000 | 10800 | 2.4 | 12000 | 2.51
214229585 |  | Live | Hisense | HISENSE | Singlezone Non-Ducted, Wall Placement | 214229585 |  | HRCU-A-CB-O | AST-0924TXO |  | AST-0924DLSI |  |  |  | 13.65 | 25 | 11 | TRUE | TRUE | TRUE | 9000 | 9000 | 2.4 | 9200 | 2.07
217966389 |  | Live | INNOVAIR | INNOVAIR | Singlezone Ducted, Centrally Ducted | 217966389 |  | HRCU-A-CB | SHV18H2BA |  | SAV18BDU |  |  |  | 12.5 | 19 | 10.1 | FALSE | FALSE |  | 18000 | 14700 | 2.66 | 19000 | 2.37
217966392 |  | Live | INNOVAIR | INNOVAIR | Singlezone Ducted, Centrally Ducted | 217966392 |  | HRCU-A-CB | SHV36H2BB |  | SAV36BDU |  |  |  | 12 | 18 | 10 | FALSE | FALSE |  | 36000 | 31000 | 2.5 | 41500 | 2.21
217966394 |  | Live | INNOVAIR | INNOVAIR | Singlezone Ducted, Centrally Ducted | 217966394 |  | HRCU-A-CB | SHV60H2BA |  | SAV60BDU |  |  |  | 12 | 17.5 | 9.5 | FALSE | FALSE |  | 54000 | 35000 | 2.5 | 54000 | 2.29
217966393 |  | Live | INNOVAIR | INNOVAIR | Singlezone Ducted, Centrally Ducted | 217966393 |  | HRCU-A-CB | SHV48H2BA |  | SAV48BDU |  |  |  | 12 | 17.5 | 9.5 | FALSE | FALSE |  | 48000 | 34000 | 2.56 | 48000 | 2.13
217966391 |  | Live | INNOVAIR | INNOVAIR | Singlezone Ducted, Centrally Ducted | 217966391 |  | HRCU-A-CB | SHV30H2BA |  | SAV30BDU |  |  |  | 12 | 17.2 | 10.8 | FALSE | FALSE |  | 30000 | 24000 | 2.69 | 24600 | 1.94
217966390 |  | Live | INNOVAIR | INNOVAIR | Singlezone Ducted, Centrally Ducted | 217966390 |  | HRCU-A-CB | SHV24H2BA |  | SAV24BDU |  |  |  | 12 | 18.6 | 10 | FALSE | FALSE |  | 24000 | 19000 | 2.64 | 20200 | 2.24
217970335 |  | Live | Midea Electric Trading | MIDEA | Singlezone Ducted, Centrally Ducted | 217970335 |  | HRCU-A-C | MO1BE-H32B-2A |  | MAAHE-H36B-CA-UC |  |  |  | 10 | 15.2 | 8.5 | FALSE | FALSE |  | 32000 | 25200 | 2.5 | 29600 | 2.1
217970334 |  | Live | Midea Electric Trading | MIDEA | Singlezone Ducted, Centrally Ducted | 217970334 |  | HRCU-A-C | MO1BE-H32B-2A |  | MAAHE-H36B-BA-UC |  |  |  | 10 | 15.2 | 8.5 | FALSE | FALSE |  | 32000 | 25200 | 2.5 | 29600 | 2.1
217970413 |  | Live | Midea Electric Trading | KADEN | Singlezone Ducted, Centrally Ducted | 217970413 |  | HRCU-A-CB | KOB-HH-UUX60HP-2AAMA |  | KIB-HH-UUX60AH3-2AAMA |  |  |  | 12 | 17.5 | 9.5 | FALSE | FALSE |  | 54000 | 35000 | 2.5 | 54000 | 2.29
217970412 |  | Live | Midea Electric Trading | KADEN | Singlezone Ducted, Centrally Ducted | 217970412 |  | HRCU-A-CB | KOB-HH-UUX48HP-2AAMA |  | KIB-HH-UUX48AH3-2AAMA |  |  |  | 12 | 17.5 | 9.5 | FALSE | FALSE |  | 48000 | 34000 | 2.56 | 48000 | 2.13
217970411 |  | Live | Midea Electric Trading | KADEN | Singlezone Ducted, Centrally Ducted | 217970411 |  | HRCU-A-CB | KOB-HH-UUX36HP-2AAMA |  | KIB-HH-UUX36AH3-2AAMA |  |  |  | 12 | 17.7 | 10 | FALSE | FALSE |  | 36000 | 24600 | 2.68 | 33000 | 2.26
217970410 |  | Live | Midea Electric Trading | KADEN | Singlezone Ducted, Centrally Ducted | 217970410 |  | HRCU-A-CB | KOB-HH-UUX30HP-2AAMA |  | KIB-HH-UUX30AH3-2AAMA |  |  |  | 12 | 17.2 | 10.8 | FALSE | FALSE |  | 30000 | 24000 | 2.69 | 24600 | 1.94
217970409 |  | Live | Midea Electric Trading | KADEN | Singlezone Ducted, Centrally Ducted | 217970409 |  | HRCU-A-CB | KOB-HH-UUX24HP-2AAMA |  | KIB-HH-UUX24AH3-2AAMA |  |  |  | 12 | 18.6 | 10 | FALSE | FALSE |  | 24000 | 19000 | 2.64 | 20200 | 2.24
217970408 |  | Live | Midea Electric Trading | KADEN | Singlezone Ducted, Centrally Ducted | 217970408 |  | HRCU-A-CB | KOB-HH-UUX18HP-2AAMA |  | KIB-HH-UUX18AH3-2AAMA |  |  |  | 12.5 | 19 | 10.1 | FALSE | FALSE |  | 18000 | 14700 | 2.66 | 19000 | 2.37
217747240 |  | Live | Daikin North America, LLC | DAIKIN | Multizone All Non-Ducted | 217747240 |  | HMSR-A-CB-O | 4MXT36AVJU* | Non-Ducted Indoor Units |  |  |  |  | 12 | 20 | 9.5 | TRUE | TRUE |  | 34400 | 19400 | 3.18 | 43000 | 2.52
217730709 |  | Live | Carrier | MIDEA | Singlezone Ducted, Centrally Ducted | 217730709 |  | HRCU-A-CB | 37MUHAQ48AA3 |  | D5FUHAH60XAK |  |  |  | 12 | 17.5 | 9.5 | TRUE | TRUE |  | 48000 | 34000 | 2.56 | 48000 | 2.13
217730710 |  | Live | Carrier | MIDEA | Singlezone Ducted, Centrally Ducted | 217730710 |  | HRCU-A-CB | 37MUHAQ60AA3 |  | D5FUHAH60XAK |  |  |  | 12 | 17.5 | 9.5 | TRUE | TRUE |  | 54000 | 35000 | 2.5 | 54000 | 2.29
217730708 |  | Live | Carrier | MIDEA | Singlezone Ducted, Centrally Ducted | 217730708 |  | HRCU-A-CB | 37MUHAQ36AA3 |  | D5FUHAH36XAK |  |  |  | 12 | 18 | 10 | TRUE | TRUE |  | 36000 | 31000 | 2.5 | 41500 | 2.21
217730703 |  | Live | Carrier | WEATHERMAKER | Singlezone Ducted, Centrally Ducted | 217730703 |  | HRCU-A-CB | 37MUHAQ48AA3 |  | D5FUHAH60XAK |  |  |  | 12 | 17.5 | 9.5 | TRUE | TRUE |  | 48000 | 34000 | 2.56 | 48000 | 2.13
217730707 |  | Live | Carrier | MIDEA | Singlezone Ducted, Centrally Ducted | 217730707 |  | HRCU-A-CB | 37MUHAQ30AA3 |  | D5FUHAH36XAK |  |  |  | 12.1 | 17.2 | 10.8 | TRUE | TRUE |  | 30000 | 24000 | 2.69 | 24600 | 1.94
217730705 |  | Live | Carrier | MIDEA | Singlezone Ducted, Centrally Ducted | 217730705 |  | HRCU-A-CB | 37MUHAQ18AA3 |  | D5FUHAH24XAK |  |  |  | 12.5 | 19 | 10.2 | TRUE | TRUE |  | 18000 | 14700 | 2.66 | 19000 | 2.37
217730704 |  | Live | Carrier | WEATHERMAKER | Singlezone Ducted, Centrally Ducted | 217730704 |  | HRCU-A-CB | 37MUHAQ60AA3 |  | D5FUHAH60XAK |  |  |  | 12 | 17.5 | 9.5 | TRUE | TRUE |  | 54000 | 35000 | 2.5 | 54000 | 2.29
217730706 |  | Live | Carrier | MIDEA | Singlezone Ducted, Centrally Ducted | 217730706 |  | HRCU-A-CB | 37MUHAQ24AA3 |  | D5FUHAH24XAK |  |  |  | 12 | 18.7 | 10 | TRUE | TRUE |  | 24000 | 19000 | 2.64 | 20200 | 2.24
217730702 |  | Live | Carrier | WEATHERMAKER | Singlezone Ducted, Centrally Ducted | 217730702 |  | HRCU-A-CB | 37MUHAQ36AA3 |  | D5FUHAH36XAK |  |  |  | 12 | 18 | 10 | TRUE | TRUE |  | 36000 | 31000 | 2.5 | 41500 | 2.21
217730701 |  | Live | Carrier | WEATHERMAKER | Singlezone Ducted, Centrally Ducted | 217730701 |  | HRCU-A-CB | 37MUHAQ30AA3 |  | D5FUHAH36XAK |  |  |  | 12.1 | 17.2 | 10.8 | TRUE | TRUE |  | 30000 | 24000 | 2.69 | 24600 | 1.94
217730699 |  | Live | Carrier | WEATHERMAKER | Singlezone Ducted, Centrally Ducted | 217730699 |  | HRCU-A-CB | 37MUHAQ18AA3 |  | D5FUHAH24XAK |  |  |  | 12.5 | 19 | 10.2 | TRUE | TRUE |  | 18000 | 14700 | 2.66 | 19000 | 2.37
217730698 |  | Live | Carrier | PAYNE | Singlezone Ducted, Centrally Ducted | 217730698 |  | HRCU-A-CB | 37MUHAQ60AA3 |  | D5FUHAH60XAK |  |  |  | 12 | 17.5 | 9.5 | TRUE | TRUE |  | 54000 | 35000 | 2.5 | 54000 | 2.29
217730700 |  | Live | Carrier | WEATHERMAKER | Singlezone Ducted, Centrally Ducted | 217730700 |  | HRCU-A-CB | 37MUHAQ24AA3 |  | D5FUHAH24XAK |  |  |  | 12 | 18.7 | 10 | TRUE | TRUE |  | 24000 | 19000 | 2.64 | 20200 | 2.24
217730696 |  | Live | Carrier | PAYNE | Singlezone Ducted, Centrally Ducted | 217730696 |  | HRCU-A-CB | 37MUHAQ36AA3 |  | D5FUHAH36XAK |  |  |  | 12 | 18 | 10 | TRUE | TRUE |  | 36000 | 31000 | 2.5 | 41500 | 2.21
217730697 |  | Live | Carrier | PAYNE | Singlezone Ducted, Centrally Ducted | 217730697 |  | HRCU-A-CB | 37MUHAQ48AA3 |  | D5FUHAH60XAK |  |  |  | 12 | 17.5 | 9.5 | TRUE | TRUE |  | 48000 | 34000 | 2.56 | 48000 | 2.13
217730695 |  | Live | Carrier | PAYNE | Singlezone Ducted, Centrally Ducted | 217730695 |  | HRCU-A-CB | 37MUHAQ30AA3 |  | D5FUHAH36XAK |  |  |  | 12.1 | 17.2 | 10.8 | TRUE | TRUE |  | 30000 | 24000 | 2.69 | 24600 | 1.94
217730694 |  | Live | Carrier | PAYNE | Singlezone Ducted, Centrally Ducted | 217730694 |  | HRCU-A-CB | 37MUHAQ24AA3 |  | D5FUHAH24XAK |  |  |  | 12 | 18.7 | 10 | TRUE | TRUE |  | 24000 | 19000 | 2.64 | 20200 | 2.24
217730693 |  | Live | Carrier | PAYNE | Singlezone Ducted, Centrally Ducted | 217730693 |  | HRCU-A-CB | 37MUHAQ18AA3 |  | D5FUHAH24XAK |  |  |  | 12.5 | 19 | 10.2 | TRUE | TRUE |  | 18000 | 14700 | 2.66 | 19000 | 2.37
215413051 |  | Live | Carrier | AIRQUEST | Singlezone Ducted, Centrally Ducted | 215413051 |  | HRCU-A-CB | D5CSRAH36AAK |  | D5FSAAH36XBK |  |  |  | 8.6 | 16 | 7.7 | FALSE | FALSE | FALSE | 36000 | 17900 | 2.04 | 22400 | 2.04
215413053 |  | Live | Carrier | LPS LEGACY | Singlezone Ducted, Centrally Ducted | 215413053 |  | HRCU-A-CB | D5CSRAH36AAK |  | D5FSAAH36XBK |  |  |  | 8.6 | 16 | 7.7 | FALSE | FALSE | FALSE | 36000 | 17900 | 2.04 | 22400 | 2.04
215413055 |  | Live | Carrier | GRANDAIRE | Singlezone Ducted, Centrally Ducted | 215413055 |  | HRCU-A-CB | D5CSRAH36AAK |  | D5FSAAH36XBK |  |  |  | 8.6 | 16 | 7.7 | FALSE | FALSE | FALSE | 36000 | 17900 | 2.04 | 22400 | 2.04
215413054 |  | Live | Carrier | GRANDAIRE | Singlezone Ducted, Centrally Ducted | 215413054 |  | HRCU-A-CB | D5CSRAH30AAK |  | D5FSAAH30XBK |  |  |  | 11 | 17 | 8.8 | TRUE | FALSE | TRUE | 30000 | 19400 | 2.4 | 23600 | 2.23
215413052 |  | Live | Carrier | LPS LEGACY | Singlezone Ducted, Centrally Ducted | 215413052 |  | HRCU-A-CB | D5CSRAH30AAK |  | D5FSAAH30XBK |  |  |  | 11 | 17 | 8.8 | TRUE | FALSE | TRUE | 30000 | 19400 | 2.4 | 23600 | 2.23
215413050 |  | Live | Carrier | AIRQUEST | Singlezone Ducted, Centrally Ducted | 215413050 |  | HRCU-A-CB | D5CSRAH30AAK |  | D5FSAAH30XBK |  |  |  | 11 | 17 | 8.8 | TRUE | FALSE | TRUE | 30000 | 19400 | 2.4 | 23600 | 2.23
215413043 |  | Live | Carrier | KENMORE | Singlezone Ducted, Centrally Ducted | 215413043 |  | HRCU-A-CB | D5CSRAH36AAK |  | D5FSAAH36XBK |  |  |  | 8.6 | 16 | 7.7 | FALSE | FALSE | FALSE | 36000 | 17900 | 2.04 | 22400 | 2.04
215413045 |  | Live | Carrier | MIDEA | Singlezone Ducted, Centrally Ducted | 215413045 |  | HRCU-A-CB | D5CSRAH36AAK |  | D5FSAAH36XBK |  |  |  | 8.6 | 16 | 7.7 | FALSE | FALSE | FALSE | 36000 | 17900 | 2.04 | 22400 | 2.04
215413047 |  | Live | Carrier | TEMPSTAR | Singlezone Ducted, Centrally Ducted | 215413047 |  | HRCU-A-CB | D5CSRAH36AAK |  | D5FSAAH36XBK |  |  |  | 8.6 | 16 | 7.7 | FALSE | FALSE | FALSE | 36000 | 17900 | 2.04 | 22400 | 2.04
215413049 |  | Live | Carrier | SMART COMFORT | Singlezone Ducted, Centrally Ducted | 215413049 |  | HRCU-A-CB | D5CSRAH36AAK |  | D5FSAAH36XBK |  |  |  | 8.6 | 16 | 7.7 | FALSE | FALSE | FALSE | 36000 | 17900 | 2.04 | 22400 | 2.04
215413048 |  | Live | Carrier | SMART COMFORT | Singlezone Ducted, Centrally Ducted | 215413048 |  | HRCU-A-CB | D5CSRAH30AAK |  | D5FSAAH30XBK |  |  |  | 11 | 17 | 8.8 | TRUE | FALSE | TRUE | 30000 | 19400 | 2.4 | 23600 | 2.23
215413046 |  | Live | Carrier | TEMPSTAR | Singlezone Ducted, Centrally Ducted | 215413046 |  | HRCU-A-CB | D5CSRAH30AAK |  | D5FSAAH30XBK |  |  |  | 11 | 17 | 8.8 | TRUE | FALSE | TRUE | 30000 | 19400 | 2.4 | 23600 | 2.23
215413044 |  | Live | Carrier | MIDEA | Singlezone Ducted, Centrally Ducted | 215413044 |  | HRCU-A-CB | D5CSRAH30AAK |  | D5FSAAH30XBK |  |  |  | 11 | 17 | 8.8 | TRUE | FALSE | TRUE | 30000 | 19400 | 2.4 | 23600 | 2.23
215413037 |  | Live | Carrier | DAY & NIGHT | Singlezone Ducted, Centrally Ducted | 215413037 |  | HRCU-A-CB | D5CSRAH36AAK |  | D5FSAAH36XBK |  |  |  | 8.6 | 16 | 7.7 | FALSE | FALSE | FALSE | 36000 | 17900 | 2.04 | 22400 | 2.04
215413039 |  | Live | Carrier | HEIL | Singlezone Ducted, Centrally Ducted | 215413039 |  | HRCU-A-CB | D5CSRAH36AAK |  | D5FSAAH36XBK |  |  |  | 8.6 | 16 | 7.7 | FALSE | FALSE | FALSE | 36000 | 17900 | 2.04 | 22400 | 2.04
215413041 |  | Live | Carrier | KEEPRITE | Singlezone Ducted, Centrally Ducted | 215413041 |  | HRCU-A-CB | D5CSRAH36AAK |  | D5FSAAH36XBK |  |  |  | 8.6 | 16 | 7.7 | FALSE | FALSE | FALSE | 36000 | 17900 | 2.04 | 22400 | 2.04
215413042 |  | Live | Carrier | KENMORE | Singlezone Ducted, Centrally Ducted | 215413042 |  | HRCU-A-CB | D5CSRAH30AAK |  | D5FSAAH30XBK |  |  |  | 11 | 17 | 8.8 | TRUE | FALSE | TRUE | 30000 | 19400 | 2.4 | 23600 | 2.23
215413040 |  | Live | Carrier | KEEPRITE | Singlezone Ducted, Centrally Ducted | 215413040 |  | HRCU-A-CB | D5CSRAH30AAK |  | D5FSAAH30XBK |  |  |  | 11 | 17 | 8.8 | TRUE | FALSE | TRUE | 30000 | 19400 | 2.4 | 23600 | 2.23
215413038 |  | Live | Carrier | HEIL | Singlezone Ducted, Centrally Ducted | 215413038 |  | HRCU-A-CB | D5CSRAH30AAK |  | D5FSAAH30XBK |  |  |  | 11 | 17 | 8.8 | TRUE | FALSE | TRUE | 30000 | 19400 | 2.4 | 23600 | 2.23
215413031 |  | Live | Carrier | MIDEA | Singlezone Ducted, Centrally Ducted | 215413031 |  | HRCU-A-CB | 37MARAQ36AA3 |  | 45MBAAQ36XB3 |  |  |  | 8.6 | 16 | 7.7 | FALSE | FALSE | FALSE | 36000 | 17900 | 2.04 | 22400 | 2.04
215413033 |  | Live | Carrier | ARCOAIRE | Singlezone Ducted, Centrally Ducted | 215413033 |  | HRCU-A-CB | D5CSRAH36AAK |  | D5FSAAH36XBK |  |  |  | 8.6 | 16 | 7.7 | FALSE | FALSE | FALSE | 36000 | 17900 | 2.04 | 22400 | 2.04
215413035 |  | Live | Carrier | COMFORTMAKER | Singlezone Ducted, Centrally Ducted | 215413035 |  | HRCU-A-CB | D5CSRAH36AAK |  | D5FSAAH36XBK |  |  |  | 8.6 | 16 | 7.7 | FALSE | FALSE | FALSE | 36000 | 17900 | 2.04 | 22400 | 2.04
215413036 |  | Live | Carrier | DAY & NIGHT | Singlezone Ducted, Centrally Ducted | 215413036 |  | HRCU-A-CB | D5CSRAH30AAK |  | D5FSAAH30XBK |  |  |  | 11 | 17 | 8.8 | TRUE | FALSE | TRUE | 30000 | 19400 | 2.4 | 23600 | 2.23
215413034 |  | Live | Carrier | COMFORTMAKER | Singlezone Ducted, Centrally Ducted | 215413034 |  | HRCU-A-CB | D5CSRAH30AAK |  | D5FSAAH30XBK |  |  |  | 11 | 17 | 8.8 | TRUE | FALSE | TRUE | 30000 | 19400 | 2.4 | 23600 | 2.23
215413032 |  | Live | Carrier | ARCOAIRE | Singlezone Ducted, Centrally Ducted | 215413032 |  | HRCU-A-CB | D5CSRAH30AAK |  | D5FSAAH30XBK |  |  |  | 11 | 17 | 8.8 | TRUE | FALSE | TRUE | 30000 | 19400 | 2.4 | 23600 | 2.23
215413025 |  | Live | Carrier | BRYANT | Singlezone Ducted, Centrally Ducted | 215413025 |  | HRCU-A-CB | 37MARAQ36AA3 |  | 45MBAAQ36XB3 |  |  |  | 8.6 | 16 | 7.7 | FALSE | FALSE | FALSE | 36000 | 17900 | 2.04 | 22400 | 2.04
215413027 |  | Live | Carrier | PAYNE | Singlezone Ducted, Centrally Ducted | 215413027 |  | HRCU-A-CB | 37MARAQ36AA3 |  | 45MBAAQ36XB3 |  |  |  | 8.6 | 16 | 7.7 | FALSE | FALSE | FALSE | 36000 | 17900 | 2.04 | 22400 | 2.04
215413029 |  | Live | Carrier | WEATHERMAKER | Singlezone Ducted, Centrally Ducted | 215413029 |  | HRCU-A-CB | 37MARAQ36AA3 |  | 45MBAAQ36XB3 |  |  |  | 8.6 | 16 | 7.7 | FALSE | FALSE | FALSE | 36000 | 17900 | 2.04 | 22400 | 2.04
215413030 |  | Live | Carrier | MIDEA | Singlezone Ducted, Centrally Ducted | 215413030 |  | HRCU-A-CB | 37MARAQ30AA3 |  | 45MBAAQ30XB3 |  |  |  | 11 | 17 | 8.8 | TRUE | FALSE | TRUE | 30000 | 19400 | 2.4 | 23600 | 2.23
215413028 |  | Live | Carrier | WEATHERMAKER | Singlezone Ducted, Centrally Ducted | 215413028 |  | HRCU-A-CB | 37MARAQ30AA3 |  | 45MBAAQ30XB3 |  |  |  | 11 | 17 | 8.8 | TRUE | FALSE | TRUE | 30000 | 19400 | 2.4 | 23600 | 2.23
215413026 |  | Live | Carrier | PAYNE | Singlezone Ducted, Centrally Ducted | 215413026 |  | HRCU-A-CB | 37MARAQ30AA3 |  | 45MBAAQ30XB3 |  |  |  | 11 | 17 | 8.8 | TRUE | FALSE | TRUE | 30000 | 19400 | 2.4 | 23600 | 2.23
215413023 |  | Live | Carrier | CARRIER | Singlezone Ducted, Centrally Ducted | 215413023 |  | HRCU-A-CB | 37MARAQ36AA3 |  | 45MBAAQ36XB3 |  |  |  | 8.6 | 16 | 7.7 | FALSE | FALSE | FALSE | 36000 | 17900 | 2.04 | 22400 | 2.04
215413024 |  | Live | Carrier | BRYANT | Singlezone Ducted, Centrally Ducted | 215413024 |  | HRCU-A-CB | 37MARAQ30AA3 |  | 45MBAAQ30XB3 |  |  |  | 11 | 17 | 8.8 | TRUE | FALSE | TRUE | 30000 | 19400 | 2.4 | 23600 | 2.23
215413022 |  | Live | Carrier | CARRIER | Singlezone Ducted, Centrally Ducted | 215413022 |  | HRCU-A-CB | 37MARAQ30AA3 |  | 45MBAAQ30XB3 |  |  |  | 11 | 17 | 8.8 | TRUE | FALSE | TRUE | 30000 | 19400 | 2.4 | 23600 | 2.23
215323736 |  | Live | Carrier | GRANDAIRE | Singlezone Ducted, Centrally Ducted | 215323736 |  | HRCU-A-CB | D5CUHAH36AAK |  | D5FUHAH36XAK |  |  |  | 12 | 18 | 10 | TRUE | TRUE | TRUE | 36000 | 31000 | 2.5 | 41500 | 2.21
215323735 |  | Live | Carrier | LPS LEGACY | Singlezone Ducted, Centrally Ducted | 215323735 |  | HRCU-A-CB | D5CUHAH36AAK |  | D5FUHAH36XAK |  |  |  | 12 | 18 | 10 | TRUE | TRUE | TRUE | 36000 | 31000 | 2.5 | 41500 | 2.21
215323734 |  | Live | Carrier | AIRQUEST | Singlezone Ducted, Centrally Ducted | 215323734 |  | HRCU-A-CB | D5CUHAH36AAK |  | D5FUHAH36XAK |  |  |  | 12 | 18 | 10 | TRUE | TRUE | TRUE | 36000 | 31000 | 2.5 | 41500 | 2.21
215323733 |  | Live | Carrier | SMART COMFORT | Singlezone Ducted, Centrally Ducted | 215323733 |  | HRCU-A-CB | D5CUHAH36AAK |  | D5FUHAH36XAK |  |  |  | 12 | 18 | 10 | TRUE | TRUE | TRUE | 36000 | 31000 | 2.5 | 41500 | 2.21
215323732 |  | Live | Carrier | TEMPSTAR | Singlezone Ducted, Centrally Ducted | 215323732 |  | HRCU-A-CB | D5CUHAH36AAK |  | D5FUHAH36XAK |  |  |  | 12 | 18 | 10 | TRUE | TRUE | TRUE | 36000 | 31000 | 2.5 | 41500 | 2.21
215323731 |  | Live | Carrier | MIDEA | Singlezone Ducted, Centrally Ducted | 215323731 |  | HRCU-A-CB | D5CUHAH36AAK |  | D5FUHAH36XAK |  |  |  | 12 | 18 | 10 | TRUE | TRUE | TRUE | 36000 | 31000 | 2.5 | 41500 | 2.21
215323730 |  | Live | Carrier | KENMORE | Singlezone Ducted, Centrally Ducted | 215323730 |  | HRCU-A-CB | D5CUHAH36AAK |  | D5FUHAH36XAK |  |  |  | 12 | 18 | 10 | TRUE | TRUE | TRUE | 36000 | 31000 | 2.5 | 41500 | 2.21
215323729 |  | Live | Carrier | KEEPRITE | Singlezone Ducted, Centrally Ducted | 215323729 |  | HRCU-A-CB | D5CUHAH36AAK |  | D5FUHAH36XAK |  |  |  | 12 | 18 | 10 | TRUE | TRUE | TRUE | 36000 | 31000 | 2.5 | 41500 | 2.21
215323728 |  | Live | Carrier | HEIL | Singlezone Ducted, Centrally Ducted | 215323728 |  | HRCU-A-CB | D5CUHAH36AAK |  | D5FUHAH36XAK |  |  |  | 12 | 18 | 10 | TRUE | TRUE | TRUE | 36000 | 31000 | 2.5 | 41500 | 2.21
215323727 |  | Live | Carrier | DAY & NIGHT | Singlezone Ducted, Centrally Ducted | 215323727 |  | HRCU-A-CB | D5CUHAH36AAK |  | D5FUHAH36XAK |  |  |  | 12 | 18 | 10 | TRUE | TRUE | TRUE | 36000 | 31000 | 2.5 | 41500 | 2.21
215323726 |  | Live | Carrier | COMFORTMAKER | Singlezone Ducted, Centrally Ducted | 215323726 |  | HRCU-A-CB | D5CUHAH36AAK |  | D5FUHAH36XAK |  |  |  | 12 | 18 | 10 | TRUE | TRUE | TRUE | 36000 | 31000 | 2.5 | 41500 | 2.21
215323725 |  | Live | Carrier | ARCOAIRE | Singlezone Ducted, Centrally Ducted | 215323725 |  | HRCU-A-CB | D5CUHAH36AAK |  | D5FUHAH36XAK |  |  |  | 12 | 18 | 10 | TRUE | TRUE | TRUE | 36000 | 31000 | 2.5 | 41500 | 2.21
215323724 |  | Live | Carrier | MIDEA | Singlezone Ducted, Centrally Ducted | 215323724 |  | HRCU-A-CB | 37MUHAQ36AA3 |  | 45MUHAQ36XX3 |  |  |  | 12 | 18 | 10 | TRUE | TRUE | TRUE | 36000 | 31000 | 2.5 | 41500 | 2.21
215323723 |  | Live | Carrier | WEATHERMAKER | Singlezone Ducted, Centrally Ducted | 215323723 |  | HRCU-A-CB | 37MUHAQ36AA3 |  | 45MUHAQ36XX3 |  |  |  | 12 | 18 | 10 | TRUE | TRUE | TRUE | 36000 | 31000 | 2.5 | 41500 | 2.21
215323722 |  | Live | Carrier | PAYNE | Singlezone Ducted, Centrally Ducted | 215323722 |  | HRCU-A-CB | 37MUHAQ36AA3 |  | 45MUHAQ36XX3 |  |  |  | 12 | 18 | 10 | TRUE | TRUE | TRUE | 36000 | 31000 | 2.5 | 41500 | 2.21
215323721 |  | Live | Carrier | BRYANT | Singlezone Ducted, Centrally Ducted | 215323721 |  | HRCU-A-CB | 37MUHAQ36AA3 |  | 45MUHAQ36XX3 |  |  |  | 12 | 18 | 10 | TRUE | TRUE | TRUE | 36000 | 31000 | 2.5 | 41500 | 2.21
215323720 |  | Live | Carrier | CARRIER | Singlezone Ducted, Centrally Ducted | 215323720 |  | HRCU-A-CB | 37MUHAQ36AA3 |  | 45MUHAQ36XX3 |  |  |  | 12 | 18 | 10 | TRUE | TRUE | TRUE | 36000 | 31000 | 2.5 | 41500 | 2.21
215319222 |  | Live | Carrier | GRANDAIRE | Singlezone Ducted, Centrally Ducted | 215319222 |  | HRCU-A-CB | D5CLRAH58AAK |  | D5FLAAH60XAK |  |  |  | 9.5 | 16 | 9.2 | FALSE | FALSE | FALSE | 55000 | 40500 | 2.6 | 41500 | 2.2
215319219 |  | Live | Carrier | GRANDAIRE | Singlezone Ducted, Centrally Ducted | 215319219 |  | HRCU-A-CB | D5CLHAH58AAK |  | D5FLAAH60XAK |  |  |  | 10 | 15.4 | 9.2 | FALSE | TRUE | TRUE | 54000 | 41000 | 2.6 | 51500 | 2.2
215319217 |  | Live | Carrier | GRANDAIRE | Singlezone Ducted, Centrally Ducted | 215319217 |  | HRCU-A-CB | D5CLHAH36AAK |  | D5FLAAH36XAK |  |  |  | 11.7 | 17.3 | 9.5 | TRUE | TRUE | TRUE | 36000 | 28000 | 2.2 | 38000 | 2.11
215319216 |  | Live | Carrier | GRANDAIRE | Singlezone Ducted, Centrally Ducted | 215319216 |  | HRCU-A-CB | D5CSRAH24AAK |  | D5FSAAH24XBK |  |  |  | 11.7 | 19.8 | 9 | TRUE | TRUE | TRUE | 24000 | 17600 | 2.4 | 23200 | 2.55
215319221 |  | Live | Carrier | GRANDAIRE | Singlezone Ducted, Centrally Ducted | 215319221 |  | HRCU-A-CB | D5CLRAH48AAK |  | D5FLAAH48XAK |  |  |  | 10 | 17.8 | 10 | FALSE | TRUE | TRUE | 48000 | 40000 | 2.6 | 41000 | 2.28
215319220 |  | Live | Carrier | GRANDAIRE | Singlezone Ducted, Centrally Ducted | 215319220 |  | HRCU-A-CB | D5CLRAH36AAK |  | D5FLAAH36XAK |  |  |  | 9 | 15.9 | 9.3 | FALSE | FALSE | FALSE | 36000 | 25000 | 2.4 | 27000 | 2.15
215319218 |  | Live | Carrier | GRANDAIRE | Singlezone Ducted, Centrally Ducted | 215319218 |  | HRCU-A-CB | D5CLHAH48AAK |  | D5FLAAH48XAK |  |  |  | 10.1 | 17 | 10.2 | FALSE | TRUE | TRUE | 48000 | 40000 | 2.5 | 42000 | 2.16
215319211 |  | Live | Carrier | GRANDAIRE | Singlezone Ducted, Centrally Ducted | 215319211 |  | HRCU-A-CB | D5CUHAH48AAK |  | D5FUHAH60XAK |  |  |  | 12 | 17.5 | 9.5 | TRUE | TRUE | TRUE | 48000 | 34000 | 2.56 | 48000 | 2.13
215319210 |  | Live | Carrier | GRANDAIRE | Singlezone Ducted, Centrally Ducted | 215319210 |  | HRCU-A-CB | D5CUHAH30AAK |  | D5FUHAH36XAK |  |  |  | 12.1 | 17.2 | 10.8 | TRUE | TRUE | TRUE | 30000 | 24000 | 2.69 | 24600 | 1.94
215319215 |  | Live | Carrier | GRANDAIRE | Singlezone Ducted, Centrally Ducted | 215319215 |  | HRCU-A-CB | D5CSRAH18AAK |  | D5FSAAH18XBK |  |  |  | 12.2 | 18.5 | 9.8 | TRUE | TRUE | TRUE | 18000 | 13200 | 2.6 | 14800 | 2.48
215319214 |  | Live | Carrier | GRANDAIRE | Singlezone Ducted, Centrally Ducted | 215319214 |  | HRCU-A-CB | D5CSHAH33AAK |  | D5FSAAH36XBK |  |  |  | 11.7 | 16.7 | 10 | TRUE | TRUE | TRUE | 33000 | 27400 | 2.58 | 33400 | 2.62
215319213 |  | Live | Carrier | GRANDAIRE | Singlezone Ducted, Centrally Ducted | 215319213 |  | HRCU-A-CB | D5CSHAH24AAK |  | D5FSAAH24XBK |  |  |  | 12 | 18.8 | 10 | TRUE | TRUE | TRUE | 23000 | 16900 | 2.4 | 24000 | 2.39
215319212 |  | Live | Carrier | GRANDAIRE | Singlezone Ducted, Centrally Ducted | 215319212 |  | HRCU-A-CB | D5CSHAH18AAK |  | D5FSAAH18XBK |  |  |  | 12 | 18.2 | 10.1 | TRUE | TRUE | TRUE | 18000 | 14000 | 2.6 | 19800 | 2.38
215319209 |  | Live | Carrier | GRANDAIRE | Singlezone Ducted, Centrally Ducted | 215319209 |  | HRCU-A-CB | D5CUHAH18AAK |  | D5FUHAH24XAK |  |  |  | 12.5 | 19 | 10.2 | TRUE | TRUE | TRUE | 18000 | 14700 | 2.66 | 19000 | 2.37
215319208 |  | Live | Carrier | GRANDAIRE | Singlezone Ducted, Centrally Ducted | 215319208 |  | HRCU-A-CB | D5CURAH60AAK |  | D5FUAAH60XAK |  |  |  | 8.7 | 15.2 | 8.4 | FALSE | TRUE | FALSE | 54000 | 33000 | 2.34 | 35800 | 1.96
215319207 |  | Live | Carrier | GRANDAIRE | Singlezone Ducted, Centrally Ducted | 215319207 |  | HRCU-A-CB | D5CURAH48AAK |  | D5FUAAH48XAK |  |  |  | 10 | 16 | 8.5 | FALSE | TRUE | TRUE | 48000 | 32400 | 2.46 | 35400 | 2
215319206 |  | Live | Carrier | GRANDAIRE | Singlezone Ducted, Centrally Ducted | 215319206 |  | HRCU-A-CB | D5CURAH36AAK |  | D5FUAAH36XAK |  |  |  | 10 | 16.2 | 8.7 | FALSE | TRUE | TRUE | 36000 | 24800 | 2.6 | 26200 | 2.19
215319205 |  | Live | Carrier | GRANDAIRE | Singlezone Ducted, Centrally Ducted | 215319205 |  | HRCU-A-CB | D5CURAH30AAK |  | D5FUAAH30XAK |  |  |  | 10.8 | 17 | 8.5 | FALSE | FALSE | TRUE | 30000 | 18500 | 2.4 | 20200 | 2.26
215319204 |  | Live | Carrier | GRANDAIRE | Singlezone Ducted, Centrally Ducted | 215319204 |  | HRCU-A-CB | D5CURAH24AAK |  | D5FUAAH24XAK |  |  |  | 11 | 18.2 | 9.7 | TRUE | TRUE | TRUE | 24000 | 20000 | 2.42 | 22200 | 2.24
215319203 |  | Live | Carrier | GRANDAIRE | Singlezone Ducted, Centrally Ducted | 215319203 |  | HRCU-A-CB | D5CURAH18AAK |  | D5FUAAH18XAK |  |  |  | 11 | 18.8 | 9.2 | TRUE | FALSE | TRUE | 18000 | 12600 | 2.6 | 12600 | 2.2
215319202 |  | Live | Carrier | GRANDAIRE | Singlezone Ducted, Centrally Ducted | 215319202 |  | HRCU-A-CB | D5CUHAH60AAK |  | D5FUHAH60XAK |  |  |  | 12 | 17.5 | 9.5 | TRUE | TRUE | TRUE | 54000 | 35000 | 2.5 | 54000 | 2.29
215319201 |  | Live | Carrier | GRANDAIRE | Singlezone Ducted, Centrally Ducted | 215319201 |  | HRCU-A-CB | D5CUHAH60AAK |  | D5FUAAH60XAK |  |  |  | 10 | 16 | 9 | FALSE | TRUE | TRUE | 54000 | 45000 | 2.4 | 50400 | 2.3
215319200 |  | Live | Carrier | GRANDAIRE | Singlezone Ducted, Centrally Ducted | 215319200 |  | HRCU-A-CB | D5CUHAH48AAK |  | D5FUAAH48XAK |  |  |  | 10.5 | 16.5 | 9.5 | FALSE | TRUE | TRUE | 48000 | 37000 | 2.7 | 38300 | 2.02
215319199 |  | Live | Carrier | GRANDAIRE | Singlezone Ducted, Centrally Ducted | 215319199 |  | HRCU-A-CB | D5CUHAH36AAK |  | D5FUAAH36XAK |  |  |  | 11.7 | 17.4 | 10.3 | TRUE | TRUE | TRUE | 36000 | 31800 | 2.54 | 41000 | 2.03
215319198 |  | Live | Carrier | GRANDAIRE | Singlezone Ducted, Centrally Ducted | 215319198 |  | HRCU-A-CB | D5CUHAH30AAK |  | D5FUAAH30XAK |  |  |  | 11.7 | 16.9 | 10 | TRUE | TRUE | TRUE | 30000 | 23800 | 2.76 | 37800 | 2.39
215319197 |  | Live | Carrier | GRANDAIRE | Singlezone Ducted, Centrally Ducted | 215319197 |  | HRCU-A-CB | D5CUHAH24AAK |  | D5FUHAH24XAK |  |  |  | 12 | 18.7 | 10 | TRUE | TRUE | TRUE | 24000 | 19000 | 2.64 | 20200 | 2.24
215319196 |  | Live | Carrier | GRANDAIRE | Singlezone Ducted, Centrally Ducted | 215319196 |  | HRCU-A-CB | D5CUHAH24AAK |  | D5FUAAH24XAK |  |  |  | 11.7 | 18.4 | 10 | TRUE | TRUE | TRUE | 23000 | 20000 | 2.42 | 22200 | 2.24
215319195 |  | Live | Carrier | GRANDAIRE | Singlezone Ducted, Centrally Ducted | 215319195 |  | HRCU-A-CB | D5CUHAH18AAK |  | D5FUAAH18XAK |  |  |  | 12.5 | 19 | 9.8 | TRUE | TRUE | TRUE | 18000 | 15000 | 2.6 | 21600 | 2.3
215319194 |  | Live | Carrier | LPS LEGACY | Singlezone Ducted, Centrally Ducted | 215319194 |  | HRCU-A-CB | D5CLRAH58AAK |  | D5FLAAH60XAK |  |  |  | 9.5 | 16 | 9.2 | FALSE | FALSE | FALSE | 55000 | 40500 | 2.6 | 41500 | 2.2
215319193 |  | Live | Carrier | LPS LEGACY | Singlezone Ducted, Centrally Ducted | 215319193 |  | HRCU-A-CB | D5CLRAH48AAK |  | D5FLAAH48XAK |  |  |  | 10 | 17.8 | 10 | FALSE | TRUE | TRUE | 48000 | 40000 | 2.6 | 41000 | 2.28
215319191 |  | Live | Carrier | LPS LEGACY | Singlezone Ducted, Centrally Ducted | 215319191 |  | HRCU-A-CB | D5CLHAH58AAK |  | D5FLAAH60XAK |  |  |  | 10 | 15.4 | 9.2 | FALSE | TRUE | TRUE | 54000 | 41000 | 2.6 | 51500 | 2.2
215319192 |  | Live | Carrier | LPS LEGACY | Singlezone Ducted, Centrally Ducted | 215319192 |  | HRCU-A-CB | D5CLRAH36AAK |  | D5FLAAH36XAK |  |  |  | 9 | 15.9 | 9.3 | FALSE | FALSE | FALSE | 36000 | 25000 | 2.4 | 27000 | 2.15
215319190 |  | Live | Carrier | LPS LEGACY | Singlezone Ducted, Centrally Ducted | 215319190 |  | HRCU-A-CB | D5CLHAH48AAK |  | D5FLAAH48XAK |  |  |  | 10.1 | 17 | 10.2 | FALSE | TRUE | TRUE | 48000 | 40000 | 2.5 | 42000 | 2.16
215319189 |  | Live | Carrier | LPS LEGACY | Singlezone Ducted, Centrally Ducted | 215319189 |  | HRCU-A-CB | D5CLHAH36AAK |  | D5FLAAH36XAK |  |  |  | 11.7 | 17.3 | 9.5 | TRUE | TRUE | TRUE | 36000 | 28000 | 2.2 | 38000 | 2.11
215319188 |  | Live | Carrier | LPS LEGACY | Singlezone Ducted, Centrally Ducted | 215319188 |  | HRCU-A-CB | D5CSRAH24AAK |  | D5FSAAH24XBK |  |  |  | 11.7 | 19.8 | 9 | TRUE | TRUE | TRUE | 24000 | 17600 | 2.4 | 23200 | 2.55
215319187 |  | Live | Carrier | LPS LEGACY | Singlezone Ducted, Centrally Ducted | 215319187 |  | HRCU-A-CB | D5CSRAH18AAK |  | D5FSAAH18XBK |  |  |  | 12.2 | 18.5 | 9.8 | TRUE | TRUE | TRUE | 18000 | 13200 | 2.6 | 14800 | 2.48
215319186 |  | Live | Carrier | LPS LEGACY | Singlezone Ducted, Centrally Ducted | 215319186 |  | HRCU-A-CB | D5CSHAH33AAK |  | D5FSAAH36XBK |  |  |  | 11.7 | 16.7 | 10 | TRUE | TRUE | TRUE | 33000 | 27400 | 2.58 | 33400 | 2.62
215319185 |  | Live | Carrier | LPS LEGACY | Singlezone Ducted, Centrally Ducted | 215319185 |  | HRCU-A-CB | D5CSHAH24AAK |  | D5FSAAH24XBK |  |  |  | 12 | 18.8 | 10 | TRUE | TRUE | TRUE | 23000 | 16900 | 2.4 | 24000 | 2.39
215319184 |  | Live | Carrier | LPS LEGACY | Singlezone Ducted, Centrally Ducted | 215319184 |  | HRCU-A-CB | D5CSHAH18AAK |  | D5FSAAH18XBK |  |  |  | 12 | 18.2 | 10.1 | TRUE | TRUE | TRUE | 18000 | 14000 | 2.6 | 19800 | 2.38
215319183 |  | Live | Carrier | LPS LEGACY | Singlezone Ducted, Centrally Ducted | 215319183 |  | HRCU-A-CB | D5CUHAH48AAK |  | D5FUHAH60XAK |  |  |  | 12 | 17.5 | 9.5 | TRUE | TRUE | TRUE | 48000 | 34000 | 2.56 | 48000 | 2.13
215319182 |  | Live | Carrier | LPS LEGACY | Singlezone Ducted, Centrally Ducted | 215319182 |  | HRCU-A-CB | D5CUHAH30AAK |  | D5FUHAH36XAK |  |  |  | 12.1 | 17.2 | 10.8 | TRUE | TRUE | TRUE | 30000 | 24000 | 2.69 | 24600 | 1.94
215319181 |  | Live | Carrier | LPS LEGACY | Singlezone Ducted, Centrally Ducted | 215319181 |  | HRCU-A-CB | D5CUHAH18AAK |  | D5FUHAH24XAK |  |  |  | 12.5 | 19 | 10.2 | TRUE | TRUE | TRUE | 18000 | 14700 | 2.66 | 19000 | 2.37
215319180 |  | Live | Carrier | LPS LEGACY | Singlezone Ducted, Centrally Ducted | 215319180 |  | HRCU-A-CB | D5CURAH60AAK |  | D5FUAAH60XAK |  |  |  | 8.7 | 15.2 | 8.4 | FALSE | TRUE | FALSE | 54000 | 33000 | 2.34 | 35800 | 1.96
215319179 |  | Live | Carrier | LPS LEGACY | Singlezone Ducted, Centrally Ducted | 215319179 |  | HRCU-A-CB | D5CURAH48AAK |  | D5FUAAH48XAK |  |  |  | 10 | 16 | 8.5 | FALSE | TRUE | TRUE | 48000 | 32400 | 2.46 | 35400 | 2
215319178 |  | Live | Carrier | LPS LEGACY | Singlezone Ducted, Centrally Ducted | 215319178 |  | HRCU-A-CB | D5CURAH36AAK |  | D5FUAAH36XAK |  |  |  | 10 | 16.2 | 8.7 | FALSE | TRUE | TRUE | 36000 | 24800 | 2.6 | 26200 | 2.19
215319177 |  | Live | Carrier | LPS LEGACY | Singlezone Ducted, Centrally Ducted | 215319177 |  | HRCU-A-CB | D5CURAH30AAK |  | D5FUAAH30XAK |  |  |  | 10.8 | 17 | 8.5 | FALSE | FALSE | TRUE | 30000 | 18500 | 2.4 | 20200 | 2.26
215319176 |  | Live | Carrier | LPS LEGACY | Singlezone Ducted, Centrally Ducted | 215319176 |  | HRCU-A-CB | D5CURAH24AAK |  | D5FUAAH24XAK |  |  |  | 11 | 18.2 | 9.7 | TRUE | TRUE | TRUE | 24000 | 20000 | 2.42 | 22200 | 2.24
215319175 |  | Live | Carrier | LPS LEGACY | Singlezone Ducted, Centrally Ducted | 215319175 |  | HRCU-A-CB | D5CURAH18AAK |  | D5FUAAH18XAK |  |  |  | 11 | 18.8 | 9.2 | TRUE | FALSE | TRUE | 18000 | 12600 | 2.6 | 12600 | 2.2
215319174 |  | Live | Carrier | LPS LEGACY | Singlezone Ducted, Centrally Ducted | 215319174 |  | HRCU-A-CB | D5CUHAH60AAK |  | D5FUHAH60XAK |  |  |  | 12 | 17.5 | 9.5 | TRUE | TRUE | TRUE | 54000 | 35000 | 2.5 | 54000 | 2.29
215319173 |  | Live | Carrier | LPS LEGACY | Singlezone Ducted, Centrally Ducted | 215319173 |  | HRCU-A-CB | D5CUHAH60AAK |  | D5FUAAH60XAK |  |  |  | 10 | 16 | 9 | FALSE | TRUE | TRUE | 54000 | 45000 | 2.4 | 50400 | 2.3
215319172 |  | Live | Carrier | LPS LEGACY | Singlezone Ducted, Centrally Ducted | 215319172 |  | HRCU-A-CB | D5CUHAH48AAK |  | D5FUAAH48XAK |  |  |  | 10.5 | 16.5 | 9.5 | FALSE | TRUE | TRUE | 48000 | 37000 | 2.7 | 38300 | 2.02
215319171 |  | Live | Carrier | LPS LEGACY | Singlezone Ducted, Centrally Ducted | 215319171 |  | HRCU-A-CB | D5CUHAH36AAK |  | D5FUAAH36XAK |  |  |  | 11.7 | 17.4 | 10.3 | TRUE | TRUE | TRUE | 36000 | 31800 | 2.54 | 41000 | 2.03
215319170 |  | Live | Carrier | LPS LEGACY | Singlezone Ducted, Centrally Ducted | 215319170 |  | HRCU-A-CB | D5CUHAH30AAK |  | D5FUAAH30XAK |  |  |  | 11.7 | 16.9 | 10 | TRUE | TRUE | TRUE | 30000 | 23800 | 2.76 | 37800 | 2.39
215319169 |  | Live | Carrier | LPS LEGACY | Singlezone Ducted, Centrally Ducted | 215319169 |  | HRCU-A-CB | D5CUHAH24AAK |  | D5FUHAH24XAK |  |  |  | 12 | 18.7 | 10 | TRUE | TRUE | TRUE | 24000 | 19000 | 2.64 | 20200 | 2.24
215319168 |  | Live | Carrier | LPS LEGACY | Singlezone Ducted, Centrally Ducted | 215319168 |  | HRCU-A-CB | D5CUHAH24AAK |  | D5FUAAH24XAK |  |  |  | 11.7 | 18.4 | 10 | TRUE | TRUE | TRUE | 23000 | 20000 | 2.42 | 22200 | 2.24
215319167 |  | Live | Carrier | LPS LEGACY | Singlezone Ducted, Centrally Ducted | 215319167 |  | HRCU-A-CB | D5CUHAH18AAK |  | D5FUAAH18XAK |  |  |  | 12.5 | 19 | 9.8 | TRUE | TRUE | TRUE | 18000 | 15000 | 2.6 | 21600 | 2.3
215319163 |  | Live | Carrier | AIRQUEST | Singlezone Ducted, Centrally Ducted | 215319163 |  | HRCU-A-CB | D5CLHAH58AAK |  | D5FLAAH60XAK |  |  |  | 10 | 15.4 | 9.2 | FALSE | TRUE | TRUE | 54000 | 41000 | 2.6 | 51500 | 2.2
215319166 |  | Live | Carrier | AIRQUEST | Singlezone Ducted, Centrally Ducted | 215319166 |  | HRCU-A-CB | D5CLRAH58AAK |  | D5FLAAH60XAK |  |  |  | 9.5 | 16 | 9.2 | FALSE | FALSE | FALSE | 55000 | 40500 | 2.6 | 41500 | 2.2
215319165 |  | Live | Carrier | AIRQUEST | Singlezone Ducted, Centrally Ducted | 215319165 |  | HRCU-A-CB | D5CLRAH48AAK |  | D5FLAAH48XAK |  |  |  | 10 | 17.8 | 10 | FALSE | TRUE | TRUE | 48000 | 40000 | 2.6 | 41000 | 2.28
215319164 |  | Live | Carrier | AIRQUEST | Singlezone Ducted, Centrally Ducted | 215319164 |  | HRCU-A-CB | D5CLRAH36AAK |  | D5FLAAH36XAK |  |  |  | 9 | 15.9 | 9.3 | FALSE | FALSE | FALSE | 36000 | 25000 | 2.4 | 27000 | 2.15
215319161 |  | Live | Carrier | AIRQUEST | Singlezone Ducted, Centrally Ducted | 215319161 |  | HRCU-A-CB | D5CLHAH36AAK |  | D5FLAAH36XAK |  |  |  | 11.7 | 17.3 | 9.5 | TRUE | TRUE | TRUE | 36000 | 28000 | 2.2 | 38000 | 2.11
215319160 |  | Live | Carrier | AIRQUEST | Singlezone Ducted, Centrally Ducted | 215319160 |  | HRCU-A-CB | D5CSRAH24AAK |  | D5FSAAH24XBK |  |  |  | 11.7 | 19.8 | 9 | TRUE | TRUE | TRUE | 24000 | 17600 | 2.4 | 23200 | 2.55
215319159 |  | Live | Carrier | AIRQUEST | Singlezone Ducted, Centrally Ducted | 215319159 |  | HRCU-A-CB | D5CSRAH18AAK |  | D5FSAAH18XBK |  |  |  | 12.2 | 18.5 | 9.8 | TRUE | TRUE | TRUE | 18000 | 13200 | 2.6 | 14800 | 2.48
215319162 |  | Live | Carrier | AIRQUEST | Singlezone Ducted, Centrally Ducted | 215319162 |  | HRCU-A-CB | D5CLHAH48AAK |  | D5FLAAH48XAK |  |  |  | 10.1 | 17 | 10.2 | FALSE | TRUE | TRUE | 48000 | 40000 | 2.5 | 42000 | 2.16
215319155 |  | Live | Carrier | AIRQUEST | Singlezone Ducted, Centrally Ducted | 215319155 |  | HRCU-A-CB | D5CUHAH48AAK |  | D5FUHAH60XAK |  |  |  | 12 | 17.5 | 9.5 | TRUE | TRUE | TRUE | 48000 | 34000 | 2.56 | 48000 | 2.13
215319154 |  | Live | Carrier | AIRQUEST | Singlezone Ducted, Centrally Ducted | 215319154 |  | HRCU-A-CB | D5CUHAH30AAK |  | D5FUHAH36XAK |  |  |  | 12.1 | 17.2 | 10.8 | TRUE | TRUE | TRUE | 30000 | 24000 | 2.69 | 24600 | 1.94
215319158 |  | Live | Carrier | AIRQUEST | Singlezone Ducted, Centrally Ducted | 215319158 |  | HRCU-A-CB | D5CSHAH33AAK |  | D5FSAAH36XBK |  |  |  | 11.7 | 16.7 | 10 | TRUE | TRUE | TRUE | 33000 | 27400 | 2.58 | 33400 | 2.62
215319157 |  | Live | Carrier | AIRQUEST | Singlezone Ducted, Centrally Ducted | 215319157 |  | HRCU-A-CB | D5CSHAH24AAK |  | D5FSAAH24XBK |  |  |  | 12 | 18.8 | 10 | TRUE | TRUE | TRUE | 23000 | 16900 | 2.4 | 24000 | 2.39
215319156 |  | Live | Carrier | AIRQUEST | Singlezone Ducted, Centrally Ducted | 215319156 |  | HRCU-A-CB | D5CSHAH18AAK |  | D5FSAAH18XBK |  |  |  | 12 | 18.2 | 10.1 | TRUE | TRUE | TRUE | 18000 | 14000 | 2.6 | 19800 | 2.38
215319153 |  | Live | Carrier | AIRQUEST | Singlezone Ducted, Centrally Ducted | 215319153 |  | HRCU-A-CB | D5CUHAH18AAK |  | D5FUHAH24XAK |  |  |  | 12.5 | 19 | 10.2 | TRUE | TRUE | TRUE | 18000 | 14700 | 2.66 | 19000 | 2.37
215319152 |  | Live | Carrier | AIRQUEST | Singlezone Ducted, Centrally Ducted | 215319152 |  | HRCU-A-CB | D5CURAH60AAK |  | D5FUAAH60XAK |  |  |  | 8.7 | 15.2 | 8.4 | FALSE | TRUE | FALSE | 54000 | 33000 | 2.34 | 35800 | 1.96
215319151 |  | Live | Carrier | AIRQUEST | Singlezone Ducted, Centrally Ducted | 215319151 |  | HRCU-A-CB | D5CURAH48AAK |  | D5FUAAH48XAK |  |  |  | 10 | 16 | 8.5 | FALSE | TRUE | TRUE | 48000 | 32400 | 2.46 | 35400 | 2
215319150 |  | Live | Carrier | AIRQUEST | Singlezone Ducted, Centrally Ducted | 215319150 |  | HRCU-A-CB | D5CURAH36AAK |  | D5FUAAH36XAK |  |  |  | 10 | 16.2 | 8.7 | FALSE | TRUE | TRUE | 36000 | 24800 | 2.6 | 26200 | 2.19
215319149 |  | Live | Carrier | AIRQUEST | Singlezone Ducted, Centrally Ducted | 215319149 |  | HRCU-A-CB | D5CURAH30AAK |  | D5FUAAH30XAK |  |  |  | 10.8 | 17 | 8.5 | FALSE | FALSE | TRUE | 30000 | 18500 | 2.4 | 20200 | 2.26
215319148 |  | Live | Carrier | AIRQUEST | Singlezone Ducted, Centrally Ducted | 215319148 |  | HRCU-A-CB | D5CURAH24AAK |  | D5FUAAH24XAK |  |  |  | 11 | 18.2 | 9.7 | TRUE | TRUE | TRUE | 24000 | 20000 | 2.42 | 22200 | 2.24
215319147 |  | Live | Carrier | AIRQUEST | Singlezone Ducted, Centrally Ducted | 215319147 |  | HRCU-A-CB | D5CURAH18AAK |  | D5FUAAH18XAK |  |  |  | 11 | 18.8 | 9.2 | TRUE | FALSE | TRUE | 18000 | 12600 | 2.6 | 12600 | 2.2
215319146 |  | Live | Carrier | AIRQUEST | Singlezone Ducted, Centrally Ducted | 215319146 |  | HRCU-A-CB | D5CUHAH60AAK |  | D5FUHAH60XAK |  |  |  | 12 | 17.5 | 9.5 | TRUE | TRUE | TRUE | 54000 | 35000 | 2.5 | 54000 | 2.29
215319145 |  | Live | Carrier | AIRQUEST | Singlezone Ducted, Centrally Ducted | 215319145 |  | HRCU-A-CB | D5CUHAH60AAK |  | D5FUAAH60XAK |  |  |  | 10 | 16 | 9 | FALSE | TRUE | TRUE | 54000 | 45000 | 2.4 | 50400 | 2.3
215319144 |  | Live | Carrier | AIRQUEST | Singlezone Ducted, Centrally Ducted | 215319144 |  | HRCU-A-CB | D5CUHAH48AAK |  | D5FUAAH48XAK |  |  |  | 10.5 | 16.5 | 9.5 | FALSE | TRUE | TRUE | 48000 | 37000 | 2.7 | 38300 | 2.02
215319143 |  | Live | Carrier | AIRQUEST | Singlezone Ducted, Centrally Ducted | 215319143 |  | HRCU-A-CB | D5CUHAH36AAK |  | D5FUAAH36XAK |  |  |  | 11.7 | 17.4 | 10.3 | TRUE | TRUE | TRUE | 36000 | 31800 | 2.54 | 41000 | 2.03
215319142 |  | Live | Carrier | AIRQUEST | Singlezone Ducted, Centrally Ducted | 215319142 |  | HRCU-A-CB | D5CUHAH30AAK |  | D5FUAAH30XAK |  |  |  | 11.7 | 16.9 | 10 | TRUE | TRUE | TRUE | 30000 | 23800 | 2.76 | 37800 | 2.39
215319141 |  | Live | Carrier | AIRQUEST | Singlezone Ducted, Centrally Ducted | 215319141 |  | HRCU-A-CB | D5CUHAH24AAK |  | D5FUHAH24XAK |  |  |  | 12 | 18.7 | 10 | TRUE | TRUE | TRUE | 24000 | 19000 | 2.64 | 20200 | 2.24
215319140 |  | Live | Carrier | AIRQUEST | Singlezone Ducted, Centrally Ducted | 215319140 |  | HRCU-A-CB | D5CUHAH24AAK |  | D5FUAAH24XAK |  |  |  | 11.7 | 18.4 | 10 | TRUE | TRUE | TRUE | 23000 | 20000 | 2.42 | 22200 | 2.24
215319139 |  | Live | Carrier | AIRQUEST | Singlezone Ducted, Centrally Ducted | 215319139 |  | HRCU-A-CB | D5CUHAH18AAK |  | D5FUAAH18XAK |  |  |  | 12.5 | 19 | 9.8 | TRUE | TRUE | TRUE | 18000 | 15000 | 2.6 | 21600 | 2.3
215319138 |  | Live | Carrier | SMART COMFORT | Singlezone Ducted, Centrally Ducted | 215319138 |  | HRCU-A-CB | D5CLRAH58AAK |  | D5FLAAH60XAK |  |  |  | 9.5 | 16 | 9.2 | FALSE | FALSE | FALSE | 55000 | 40500 | 2.6 | 41500 | 2.2
215319137 |  | Live | Carrier | SMART COMFORT | Singlezone Ducted, Centrally Ducted | 215319137 |  | HRCU-A-CB | D5CLRAH48AAK |  | D5FLAAH48XAK |  |  |  | 10 | 17.8 | 10 | FALSE | TRUE | TRUE | 48000 | 40000 | 2.6 | 41000 | 2.28
215319136 |  | Live | Carrier | SMART COMFORT | Singlezone Ducted, Centrally Ducted | 215319136 |  | HRCU-A-CB | D5CLRAH36AAK |  | D5FLAAH36XAK |  |  |  | 9 | 15.9 | 9.3 | FALSE | FALSE | FALSE | 36000 | 25000 | 2.4 | 27000 | 2.15
215319135 |  | Live | Carrier | SMART COMFORT | Singlezone Ducted, Centrally Ducted | 215319135 |  | HRCU-A-CB | D5CLHAH58AAK |  | D5FLAAH60XAK |  |  |  | 10 | 15.4 | 9.2 | FALSE | TRUE | TRUE | 54000 | 41000 | 2.6 | 51500 | 2.2
215319133 |  | Live | Carrier | SMART COMFORT | Singlezone Ducted, Centrally Ducted | 215319133 |  | HRCU-A-CB | D5CLHAH36AAK |  | D5FLAAH36XAK |  |  |  | 11.7 | 17.3 | 9.5 | TRUE | TRUE | TRUE | 36000 | 28000 | 2.2 | 38000 | 2.11
215319132 |  | Live | Carrier | SMART COMFORT | Singlezone Ducted, Centrally Ducted | 215319132 |  | HRCU-A-CB | D5CSRAH24AAK |  | D5FSAAH24XBK |  |  |  | 11.7 | 19.8 | 9 | TRUE | TRUE | TRUE | 24000 | 17600 | 2.4 | 23200 | 2.55
215319131 |  | Live | Carrier | SMART COMFORT | Singlezone Ducted, Centrally Ducted | 215319131 |  | HRCU-A-CB | D5CSRAH18AAK |  | D5FSAAH18XBK |  |  |  | 12.2 | 18.5 | 9.8 | TRUE | TRUE | TRUE | 18000 | 13200 | 2.6 | 14800 | 2.48
215319134 |  | Live | Carrier | SMART COMFORT | Singlezone Ducted, Centrally Ducted | 215319134 |  | HRCU-A-CB | D5CLHAH48AAK |  | D5FLAAH48XAK |  |  |  | 10.1 | 17 | 10.2 | FALSE | TRUE | TRUE | 48000 | 40000 | 2.5 | 42000 | 2.16
215319130 |  | Live | Carrier | SMART COMFORT | Singlezone Ducted, Centrally Ducted | 215319130 |  | HRCU-A-CB | D5CSHAH33AAK |  | D5FSAAH36XBK |  |  |  | 11.7 | 16.7 | 10 | TRUE | TRUE | TRUE | 33000 | 27400 | 2.58 | 33400 | 2.62
215319129 |  | Live | Carrier | SMART COMFORT | Singlezone Ducted, Centrally Ducted | 215319129 |  | HRCU-A-CB | D5CSHAH24AAK |  | D5FSAAH24XBK |  |  |  | 12 | 18.8 | 10 | TRUE | TRUE | TRUE | 23000 | 16900 | 2.4 | 24000 | 2.39
215319127 |  | Live | Carrier | SMART COMFORT | Singlezone Ducted, Centrally Ducted | 215319127 |  | HRCU-A-CB | D5CUHAH48AAK |  | D5FUHAH60XAK |  |  |  | 12 | 17.5 | 9.5 | TRUE | TRUE | TRUE | 48000 | 34000 | 2.56 | 48000 | 2.13
215319126 |  | Live | Carrier | SMART COMFORT | Singlezone Ducted, Centrally Ducted | 215319126 |  | HRCU-A-CB | D5CUHAH30AAK |  | D5FUHAH36XAK |  |  |  | 12.1 | 17.2 | 10.8 | TRUE | TRUE | TRUE | 30000 | 24000 | 2.69 | 24600 | 1.94
215319125 |  | Live | Carrier | SMART COMFORT | Singlezone Ducted, Centrally Ducted | 215319125 |  | HRCU-A-CB | D5CUHAH18AAK |  | D5FUHAH24XAK |  |  |  | 12.5 | 19 | 10.2 | TRUE | TRUE | TRUE | 18000 | 14700 | 2.66 | 19000 | 2.37
215319124 |  | Live | Carrier | SMART COMFORT | Singlezone Ducted, Centrally Ducted | 215319124 |  | HRCU-A-CB | D5CURAH60AAK |  | D5FUAAH60XAK |  |  |  | 8.7 | 15.2 | 8.4 | FALSE | TRUE | FALSE | 54000 | 33000 | 2.34 | 35800 | 1.96
215319128 |  | Live | Carrier | SMART COMFORT | Singlezone Ducted, Centrally Ducted | 215319128 |  | HRCU-A-CB | D5CSHAH18AAK |  | D5FSAAH18XBK |  |  |  | 12 | 18.2 | 10.1 | TRUE | TRUE | TRUE | 18000 | 14000 | 2.6 | 19800 | 2.38
215319123 |  | Live | Carrier | SMART COMFORT | Singlezone Ducted, Centrally Ducted | 215319123 |  | HRCU-A-CB | D5CURAH48AAK |  | D5FUAAH48XAK |  |  |  | 10 | 16 | 8.5 | FALSE | TRUE | TRUE | 48000 | 32400 | 2.46 | 35400 | 2
215319122 |  | Live | Carrier | SMART COMFORT | Singlezone Ducted, Centrally Ducted | 215319122 |  | HRCU-A-CB | D5CURAH36AAK |  | D5FUAAH36XAK |  |  |  | 10 | 16.2 | 8.7 | FALSE | TRUE | TRUE | 36000 | 24800 | 2.6 | 26200 | 2.19
215319121 |  | Live | Carrier | SMART COMFORT | Singlezone Ducted, Centrally Ducted | 215319121 |  | HRCU-A-CB | D5CURAH30AAK |  | D5FUAAH30XAK |  |  |  | 10.8 | 17 | 8.5 | FALSE | FALSE | TRUE | 30000 | 18500 | 2.4 | 20200 | 2.26
215319120 |  | Live | Carrier | SMART COMFORT | Singlezone Ducted, Centrally Ducted | 215319120 |  | HRCU-A-CB | D5CURAH24AAK |  | D5FUAAH24XAK |  |  |  | 11 | 18.2 | 9.7 | TRUE | TRUE | TRUE | 24000 | 20000 | 2.42 | 22200 | 2.24
215319119 |  | Live | Carrier | SMART COMFORT | Singlezone Ducted, Centrally Ducted | 215319119 |  | HRCU-A-CB | D5CURAH18AAK |  | D5FUAAH18XAK |  |  |  | 11 | 18.8 | 9.2 | TRUE | FALSE | TRUE | 18000 | 12600 | 2.6 | 12600 | 2.2
215319118 |  | Live | Carrier | SMART COMFORT | Singlezone Ducted, Centrally Ducted | 215319118 |  | HRCU-A-CB | D5CUHAH60AAK |  | D5FUHAH60XAK |  |  |  | 12 | 17.5 | 9.5 | TRUE | TRUE | TRUE | 54000 | 35000 | 2.5 | 54000 | 2.29
215319117 |  | Live | Carrier | SMART COMFORT | Singlezone Ducted, Centrally Ducted | 215319117 |  | HRCU-A-CB | D5CUHAH60AAK |  | D5FUAAH60XAK |  |  |  | 10 | 16 | 9 | FALSE | TRUE | TRUE | 54000 | 45000 | 2.4 | 50400 | 2.3
215319116 |  | Live | Carrier | SMART COMFORT | Singlezone Ducted, Centrally Ducted | 215319116 |  | HRCU-A-CB | D5CUHAH48AAK |  | D5FUAAH48XAK |  |  |  | 10.5 | 16.5 | 9.5 | FALSE | TRUE | TRUE | 48000 | 37000 | 2.7 | 38300 | 2.02
215319115 |  | Live | Carrier | SMART COMFORT | Singlezone Ducted, Centrally Ducted | 215319115 |  | HRCU-A-CB | D5CUHAH36AAK |  | D5FUAAH36XAK |  |  |  | 11.7 | 17.4 | 10.3 | TRUE | TRUE | TRUE | 36000 | 31800 | 2.54 | 41000 | 2.03
215319114 |  | Live | Carrier | SMART COMFORT | Singlezone Ducted, Centrally Ducted | 215319114 |  | HRCU-A-CB | D5CUHAH30AAK |  | D5FUAAH30XAK |  |  |  | 11.7 | 16.9 | 10 | TRUE | TRUE | TRUE | 30000 | 23800 | 2.76 | 37800 | 2.39
215319113 |  | Live | Carrier | SMART COMFORT | Singlezone Ducted, Centrally Ducted | 215319113 |  | HRCU-A-CB | D5CUHAH24AAK |  | D5FUHAH24XAK |  |  |  | 12 | 18.7 | 10 | TRUE | TRUE | TRUE | 24000 | 19000 | 2.64 | 20200 | 2.24
215319112 |  | Live | Carrier | SMART COMFORT | Singlezone Ducted, Centrally Ducted | 215319112 |  | HRCU-A-CB | D5CUHAH24AAK |  | D5FUAAH24XAK |  |  |  | 11.7 | 18.4 | 10 | TRUE | TRUE | TRUE | 23000 | 20000 | 2.42 | 22200 | 2.24
215319111 |  | Live | Carrier | SMART COMFORT | Singlezone Ducted, Centrally Ducted | 215319111 |  | HRCU-A-CB | D5CUHAH18AAK |  | D5FUAAH18XAK |  |  |  | 12.5 | 19 | 9.8 | TRUE | TRUE | TRUE | 18000 | 15000 | 2.6 | 21600 | 2.3
215319107 |  | Live | Carrier | TEMPSTAR | Singlezone Ducted, Centrally Ducted | 215319107 |  | HRCU-A-CB | D5CLHAH58AAK |  | D5FLAAH60XAK |  |  |  | 10 | 15.4 | 9.2 | FALSE | TRUE | TRUE | 54000 | 41000 | 2.6 | 51500 | 2.2
215319105 |  | Live | Carrier | TEMPSTAR | Singlezone Ducted, Centrally Ducted | 215319105 |  | HRCU-A-CB | D5CLHAH36AAK |  | D5FLAAH36XAK |  |  |  | 11.7 | 17.3 | 9.5 | TRUE | TRUE | TRUE | 36000 | 28000 | 2.2 | 38000 | 2.11
215319110 |  | Live | Carrier | TEMPSTAR | Singlezone Ducted, Centrally Ducted | 215319110 |  | HRCU-A-CB | D5CLRAH58AAK |  | D5FLAAH60XAK |  |  |  | 9.5 | 16 | 9.2 | FALSE | FALSE | FALSE | 55000 | 40500 | 2.6 | 41500 | 2.2
215319109 |  | Live | Carrier | TEMPSTAR | Singlezone Ducted, Centrally Ducted | 215319109 |  | HRCU-A-CB | D5CLRAH48AAK |  | D5FLAAH48XAK |  |  |  | 10 | 17.8 | 10 | FALSE | TRUE | TRUE | 48000 | 40000 | 2.6 | 41000 | 2.28
215319108 |  | Live | Carrier | TEMPSTAR | Singlezone Ducted, Centrally Ducted | 215319108 |  | HRCU-A-CB | D5CLRAH36AAK |  | D5FLAAH36XAK |  |  |  | 9 | 15.9 | 9.3 | FALSE | FALSE | FALSE | 36000 | 25000 | 2.4 | 27000 | 2.15
215319106 |  | Live | Carrier | TEMPSTAR | Singlezone Ducted, Centrally Ducted | 215319106 |  | HRCU-A-CB | D5CLHAH48AAK |  | D5FLAAH48XAK |  |  |  | 10.1 | 17 | 10.2 | FALSE | TRUE | TRUE | 48000 | 40000 | 2.5 | 42000 | 2.16
215319099 |  | Live | Carrier | TEMPSTAR | Singlezone Ducted, Centrally Ducted | 215319099 |  | HRCU-A-CB | D5CUHAH48AAK |  | D5FUHAH60XAK |  |  |  | 12 | 17.5 | 9.5 | TRUE | TRUE | TRUE | 48000 | 34000 | 2.56 | 48000 | 2.13
215319104 |  | Live | Carrier | TEMPSTAR | Singlezone Ducted, Centrally Ducted | 215319104 |  | HRCU-A-CB | D5CSRAH24AAK |  | D5FSAAH24XBK |  |  |  | 11.7 | 19.8 | 9 | TRUE | TRUE | TRUE | 24000 | 17600 | 2.4 | 23200 | 2.55
215319103 |  | Live | Carrier | TEMPSTAR | Singlezone Ducted, Centrally Ducted | 215319103 |  | HRCU-A-CB | D5CSRAH18AAK |  | D5FSAAH18XBK |  |  |  | 12.2 | 18.5 | 9.8 | TRUE | TRUE | TRUE | 18000 | 13200 | 2.6 | 14800 | 2.48
215319102 |  | Live | Carrier | TEMPSTAR | Singlezone Ducted, Centrally Ducted | 215319102 |  | HRCU-A-CB | D5CSHAH33AAK |  | D5FSAAH36XBK |  |  |  | 11.7 | 16.7 | 10 | TRUE | TRUE | TRUE | 33000 | 27400 | 2.58 | 33400 | 2.62
215319101 |  | Live | Carrier | TEMPSTAR | Singlezone Ducted, Centrally Ducted | 215319101 |  | HRCU-A-CB | D5CSHAH24AAK |  | D5FSAAH24XBK |  |  |  | 12 | 18.8 | 10 | TRUE | TRUE | TRUE | 23000 | 16900 | 2.4 | 24000 | 2.39
215319100 |  | Live | Carrier | TEMPSTAR | Singlezone Ducted, Centrally Ducted | 215319100 |  | HRCU-A-CB | D5CSHAH18AAK |  | D5FSAAH18XBK |  |  |  | 12 | 18.2 | 10.1 | TRUE | TRUE | TRUE | 18000 | 14000 | 2.6 | 19800 | 2.38
215319098 |  | Live | Carrier | TEMPSTAR | Singlezone Ducted, Centrally Ducted | 215319098 |  | HRCU-A-CB | D5CUHAH30AAK |  | D5FUHAH36XAK |  |  |  | 12.1 | 17.2 | 10.8 | TRUE | TRUE | TRUE | 30000 | 24000 | 2.69 | 24600 | 1.94
215319097 |  | Live | Carrier | TEMPSTAR | Singlezone Ducted, Centrally Ducted | 215319097 |  | HRCU-A-CB | D5CUHAH18AAK |  | D5FUHAH24XAK |  |  |  | 12.5 | 19 | 10.2 | TRUE | TRUE | TRUE | 18000 | 14700 | 2.66 | 19000 | 2.37
215319096 |  | Live | Carrier | TEMPSTAR | Singlezone Ducted, Centrally Ducted | 215319096 |  | HRCU-A-CB | D5CURAH60AAK |  | D5FUAAH60XAK |  |  |  | 8.7 | 15.2 | 8.4 | FALSE | TRUE | FALSE | 54000 | 33000 | 2.34 | 35800 | 1.96
215319095 |  | Live | Carrier | TEMPSTAR | Singlezone Ducted, Centrally Ducted | 215319095 |  | HRCU-A-CB | D5CURAH48AAK |  | D5FUAAH48XAK |  |  |  | 10 | 16 | 8.5 | FALSE | TRUE | TRUE | 48000 | 32400 | 2.46 | 35400 | 2
215319094 |  | Live | Carrier | TEMPSTAR | Singlezone Ducted, Centrally Ducted | 215319094 |  | HRCU-A-CB | D5CURAH36AAK |  | D5FUAAH36XAK |  |  |  | 10 | 16.2 | 8.7 | FALSE | TRUE | TRUE | 36000 | 24800 | 2.6 | 26200 | 2.19
215319093 |  | Live | Carrier | TEMPSTAR | Singlezone Ducted, Centrally Ducted | 215319093 |  | HRCU-A-CB | D5CURAH30AAK |  | D5FUAAH30XAK |  |  |  | 10.8 | 17 | 8.5 | FALSE | FALSE | TRUE | 30000 | 18500 | 2.4 | 20200 | 2.26
215319092 |  | Live | Carrier | TEMPSTAR | Singlezone Ducted, Centrally Ducted | 215319092 |  | HRCU-A-CB | D5CURAH24AAK |  | D5FUAAH24XAK |  |  |  | 11 | 18.2 | 9.7 | TRUE | TRUE | TRUE | 24000 | 20000 | 2.42 | 22200 | 2.24
215319091 |  | Live | Carrier | TEMPSTAR | Singlezone Ducted, Centrally Ducted | 215319091 |  | HRCU-A-CB | D5CURAH18AAK |  | D5FUAAH18XAK |  |  |  | 11 | 18.8 | 9.2 | TRUE | FALSE | TRUE | 18000 | 12600 | 2.6 | 12600 | 2.2
215319090 |  | Live | Carrier | TEMPSTAR | Singlezone Ducted, Centrally Ducted | 215319090 |  | HRCU-A-CB | D5CUHAH60AAK |  | D5FUHAH60XAK |  |  |  | 12 | 17.5 | 9.5 | TRUE | TRUE | TRUE | 54000 | 35000 | 2.5 | 54000 | 2.29
215319089 |  | Live | Carrier | TEMPSTAR | Singlezone Ducted, Centrally Ducted | 215319089 |  | HRCU-A-CB | D5CUHAH60AAK |  | D5FUAAH60XAK |  |  |  | 10 | 16 | 9 | FALSE | TRUE | TRUE | 54000 | 45000 | 2.4 | 50400 | 2.3
215319088 |  | Live | Carrier | TEMPSTAR | Singlezone Ducted, Centrally Ducted | 215319088 |  | HRCU-A-CB | D5CUHAH48AAK |  | D5FUAAH48XAK |  |  |  | 10.5 | 16.5 | 9.5 | FALSE | TRUE | TRUE | 48000 | 37000 | 2.7 | 38300 | 2.02
215319087 |  | Live | Carrier | TEMPSTAR | Singlezone Ducted, Centrally Ducted | 215319087 |  | HRCU-A-CB | D5CUHAH36AAK |  | D5FUAAH36XAK |  |  |  | 11.7 | 17.4 | 10.3 | TRUE | TRUE | TRUE | 36000 | 31800 | 2.54 | 41000 | 2.03
215319086 |  | Live | Carrier | TEMPSTAR | Singlezone Ducted, Centrally Ducted | 215319086 |  | HRCU-A-CB | D5CUHAH30AAK |  | D5FUAAH30XAK |  |  |  | 11.7 | 16.9 | 10 | TRUE | TRUE | TRUE | 30000 | 23800 | 2.76 | 37800 | 2.39
215319085 |  | Live | Carrier | TEMPSTAR | Singlezone Ducted, Centrally Ducted | 215319085 |  | HRCU-A-CB | D5CUHAH24AAK |  | D5FUHAH24XAK |  |  |  | 12 | 18.7 | 10 | TRUE | TRUE | TRUE | 24000 | 19000 | 2.64 | 20200 | 2.24
215319084 |  | Live | Carrier | TEMPSTAR | Singlezone Ducted, Centrally Ducted | 215319084 |  | HRCU-A-CB | D5CUHAH24AAK |  | D5FUAAH24XAK |  |  |  | 11.7 | 18.4 | 10 | TRUE | TRUE | TRUE | 23000 | 20000 | 2.42 | 22200 | 2.24
215319083 |  | Live | Carrier | TEMPSTAR | Singlezone Ducted, Centrally Ducted | 215319083 |  | HRCU-A-CB | D5CUHAH18AAK |  | D5FUAAH18XAK |  |  |  | 12.5 | 19 | 9.8 | TRUE | TRUE | TRUE | 18000 | 15000 | 2.6 | 21600 | 2.3
215319082 |  | Live | Carrier | MIDEA | Singlezone Ducted, Centrally Ducted | 215319082 |  | HRCU-A-CB | D5CLRAH58AAK |  | D5FLAAH60XAK |  |  |  | 9.5 | 16 | 9.2 | FALSE | FALSE | FALSE | 55000 | 40500 | 2.6 | 41500 | 2.2
215319079 |  | Live | Carrier | MIDEA | Singlezone Ducted, Centrally Ducted | 215319079 |  | HRCU-A-CB | D5CLHAH58AAK |  | D5FLAAH60XAK |  |  |  | 10 | 15.4 | 9.2 | FALSE | TRUE | TRUE | 54000 | 41000 | 2.6 | 51500 | 2.2
215319077 |  | Live | Carrier | MIDEA | Singlezone Ducted, Centrally Ducted | 215319077 |  | HRCU-A-CB | D5CLHAH36AAK |  | D5FLAAH36XAK |  |  |  | 11.7 | 17.3 | 9.5 | TRUE | TRUE | TRUE | 36000 | 28000 | 2.2 | 38000 | 2.11
215319076 |  | Live | Carrier | MIDEA | Singlezone Ducted, Centrally Ducted | 215319076 |  | HRCU-A-CB | D5CSRAH24AAK |  | D5FSAAH24XBK |  |  |  | 11.7 | 19.8 | 9 | TRUE | TRUE | TRUE | 24000 | 17600 | 2.4 | 23200 | 2.55
215319081 |  | Live | Carrier | MIDEA | Singlezone Ducted, Centrally Ducted | 215319081 |  | HRCU-A-CB | D5CLRAH48AAK |  | D5FLAAH48XAK |  |  |  | 10 | 17.8 | 10 | FALSE | TRUE | TRUE | 48000 | 40000 | 2.6 | 41000 | 2.28
215319080 |  | Live | Carrier | MIDEA | Singlezone Ducted, Centrally Ducted | 215319080 |  | HRCU-A-CB | D5CLRAH36AAK |  | D5FLAAH36XAK |  |  |  | 9 | 15.9 | 9.3 | FALSE | FALSE | FALSE | 36000 | 25000 | 2.4 | 27000 | 2.15
215319078 |  | Live | Carrier | MIDEA | Singlezone Ducted, Centrally Ducted | 215319078 |  | HRCU-A-CB | D5CLHAH48AAK |  | D5FLAAH48XAK |  |  |  | 10.1 | 17 | 10.2 | FALSE | TRUE | TRUE | 48000 | 40000 | 2.5 | 42000 | 2.16
215319071 |  | Live | Carrier | MIDEA | Singlezone Ducted, Centrally Ducted | 215319071 |  | HRCU-A-CB | D5CUHAH48AAK |  | D5FUHAH60XAK |  |  |  | 12 | 17.5 | 9.5 | TRUE | TRUE | TRUE | 48000 | 34000 | 2.56 | 48000 | 2.13
215319070 |  | Live | Carrier | MIDEA | Singlezone Ducted, Centrally Ducted | 215319070 |  | HRCU-A-CB | D5CUHAH30AAK |  | D5FUHAH36XAK |  |  |  | 12.1 | 17.2 | 10.8 | TRUE | TRUE | TRUE | 30000 | 24000 | 2.69 | 24600 | 1.94
215319075 |  | Live | Carrier | MIDEA | Singlezone Ducted, Centrally Ducted | 215319075 |  | HRCU-A-CB | D5CSRAH18AAK |  | D5FSAAH18XBK |  |  |  | 12.2 | 18.5 | 9.8 | TRUE | TRUE | TRUE | 18000 | 13200 | 2.6 | 14800 | 2.48
215319074 |  | Live | Carrier | MIDEA | Singlezone Ducted, Centrally Ducted | 215319074 |  | HRCU-A-CB | D5CSHAH33AAK |  | D5FSAAH36XBK |  |  |  | 11.7 | 16.7 | 10 | TRUE | TRUE | TRUE | 33000 | 27400 | 2.58 | 33400 | 2.62
215319073 |  | Live | Carrier | MIDEA | Singlezone Ducted, Centrally Ducted | 215319073 |  | HRCU-A-CB | D5CSHAH24AAK |  | D5FSAAH24XBK |  |  |  | 12 | 18.8 | 10 | TRUE | TRUE | TRUE | 23000 | 16900 | 2.4 | 24000 | 2.39
215319072 |  | Live | Carrier | MIDEA | Singlezone Ducted, Centrally Ducted | 215319072 |  | HRCU-A-CB | D5CSHAH18AAK |  | D5FSAAH18XBK |  |  |  | 12 | 18.2 | 10.1 | TRUE | TRUE | TRUE | 18000 | 14000 | 2.6 | 19800 | 2.38
215319069 |  | Live | Carrier | MIDEA | Singlezone Ducted, Centrally Ducted | 215319069 |  | HRCU-A-CB | D5CUHAH18AAK |  | D5FUHAH24XAK |  |  |  | 12.5 | 19 | 10.2 | TRUE | TRUE | TRUE | 18000 | 14700 | 2.66 | 19000 | 2.37
215319068 |  | Live | Carrier | MIDEA | Singlezone Ducted, Centrally Ducted | 215319068 |  | HRCU-A-CB | D5CURAH60AAK |  | D5FUAAH60XAK |  |  |  | 8.7 | 15.2 | 8.4 | FALSE | TRUE | FALSE | 54000 | 33000 | 2.34 | 35800 | 1.96
215319067 |  | Live | Carrier | MIDEA | Singlezone Ducted, Centrally Ducted | 215319067 |  | HRCU-A-CB | D5CURAH48AAK |  | D5FUAAH48XAK |  |  |  | 10 | 16 | 8.5 | FALSE | TRUE | TRUE | 48000 | 32400 | 2.46 | 35400 | 2
215319066 |  | Live | Carrier | MIDEA | Singlezone Ducted, Centrally Ducted | 215319066 |  | HRCU-A-CB | D5CURAH36AAK |  | D5FUAAH36XAK |  |  |  | 10 | 16.2 | 8.7 | FALSE | TRUE | TRUE | 36000 | 24800 | 2.6 | 26200 | 2.19
215319065 |  | Live | Carrier | MIDEA | Singlezone Ducted, Centrally Ducted | 215319065 |  | HRCU-A-CB | D5CURAH30AAK |  | D5FUAAH30XAK |  |  |  | 10.8 | 17 | 8.5 | FALSE | FALSE | TRUE | 30000 | 18500 | 2.4 | 20200 | 2.26
215319064 |  | Live | Carrier | MIDEA | Singlezone Ducted, Centrally Ducted | 215319064 |  | HRCU-A-CB | D5CURAH24AAK |  | D5FUAAH24XAK |  |  |  | 11 | 18.2 | 9.7 | TRUE | TRUE | TRUE | 24000 | 20000 | 2.42 | 22200 | 2.24
215319063 |  | Live | Carrier | MIDEA | Singlezone Ducted, Centrally Ducted | 215319063 |  | HRCU-A-CB | D5CURAH18AAK |  | D5FUAAH18XAK |  |  |  | 11 | 18.8 | 9.2 | TRUE | FALSE | TRUE | 18000 | 12600 | 2.6 | 12600 | 2.2
215319062 |  | Live | Carrier | MIDEA | Singlezone Ducted, Centrally Ducted | 215319062 |  | HRCU-A-CB | D5CUHAH60AAK |  | D5FUHAH60XAK |  |  |  | 12 | 17.5 | 9.5 | TRUE | TRUE | TRUE | 54000 | 35000 | 2.5 | 54000 | 2.29
215319061 |  | Live | Carrier | MIDEA | Singlezone Ducted, Centrally Ducted | 215319061 |  | HRCU-A-CB | D5CUHAH60AAK |  | D5FUAAH60XAK |  |  |  | 10 | 16 | 9 | FALSE | TRUE | TRUE | 54000 | 45000 | 2.4 | 50400 | 2.3
215319060 |  | Live | Carrier | MIDEA | Singlezone Ducted, Centrally Ducted | 215319060 |  | HRCU-A-CB | D5CUHAH48AAK |  | D5FUAAH48XAK |  |  |  | 10.5 | 16.5 | 9.5 | FALSE | TRUE | TRUE | 48000 | 37000 | 2.7 | 38300 | 2.02
215319059 |  | Live | Carrier | MIDEA | Singlezone Ducted, Centrally Ducted | 215319059 |  | HRCU-A-CB | D5CUHAH36AAK |  | D5FUAAH36XAK |  |  |  | 11.7 | 17.4 | 10.3 | TRUE | TRUE | TRUE | 36000 | 31800 | 2.54 | 41000 | 2.03
215319058 |  | Live | Carrier | MIDEA | Singlezone Ducted, Centrally Ducted | 215319058 |  | HRCU-A-CB | D5CUHAH30AAK |  | D5FUAAH30XAK |  |  |  | 11.7 | 16.9 | 10 | TRUE | TRUE | TRUE | 30000 | 23800 | 2.76 | 37800 | 2.39
215319057 |  | Live | Carrier | MIDEA | Singlezone Ducted, Centrally Ducted | 215319057 |  | HRCU-A-CB | D5CUHAH24AAK |  | D5FUHAH24XAK |  |  |  | 12 | 18.7 | 10 | TRUE | TRUE | TRUE | 24000 | 19000 | 2.64 | 20200 | 2.24
215319056 |  | Live | Carrier | MIDEA | Singlezone Ducted, Centrally Ducted | 215319056 |  | HRCU-A-CB | D5CUHAH24AAK |  | D5FUAAH24XAK |  |  |  | 11.7 | 18.4 | 10 | TRUE | TRUE | TRUE | 23000 | 20000 | 2.42 | 22200 | 2.24
215319055 |  | Live | Carrier | MIDEA | Singlezone Ducted, Centrally Ducted | 215319055 |  | HRCU-A-CB | D5CUHAH18AAK |  | D5FUAAH18XAK |  |  |  | 12.5 | 19 | 9.8 | TRUE | TRUE | TRUE | 18000 | 15000 | 2.6 | 21600 | 2.3
215319054 |  | Live | Carrier | KENMORE | Singlezone Ducted, Centrally Ducted | 215319054 |  | HRCU-A-CB | D5CLRAH58AAK |  | D5FLAAH60XAK |  |  |  | 9.5 | 16 | 9.2 | FALSE | FALSE | FALSE | 55000 | 40500 | 2.6 | 41500 | 2.2
215319053 |  | Live | Carrier | KENMORE | Singlezone Ducted, Centrally Ducted | 215319053 |  | HRCU-A-CB | D5CLRAH48AAK |  | D5FLAAH48XAK |  |  |  | 10 | 17.8 | 10 | FALSE | TRUE | TRUE | 48000 | 40000 | 2.6 | 41000 | 2.28
215319052 |  | Live | Carrier | KENMORE | Singlezone Ducted, Centrally Ducted | 215319052 |  | HRCU-A-CB | D5CLRAH36AAK |  | D5FLAAH36XAK |  |  |  | 9 | 15.9 | 9.3 | FALSE | FALSE | FALSE | 36000 | 25000 | 2.4 | 27000 | 2.15
215319051 |  | Live | Carrier | KENMORE | Singlezone Ducted, Centrally Ducted | 215319051 |  | HRCU-A-CB | D5CLHAH58AAK |  | D5FLAAH60XAK |  |  |  | 10 | 15.4 | 9.2 | FALSE | TRUE | TRUE | 54000 | 41000 | 2.6 | 51500 | 2.2
215319049 |  | Live | Carrier | KENMORE | Singlezone Ducted, Centrally Ducted | 215319049 |  | HRCU-A-CB | D5CLHAH36AAK |  | D5FLAAH36XAK |  |  |  | 11.7 | 17.3 | 9.5 | TRUE | TRUE | TRUE | 36000 | 28000 | 2.2 | 38000 | 2.11
215319048 |  | Live | Carrier | KENMORE | Singlezone Ducted, Centrally Ducted | 215319048 |  | HRCU-A-CB | D5CSRAH24AAK |  | D5FSAAH24XBK |  |  |  | 11.7 | 19.8 | 9 | TRUE | TRUE | TRUE | 24000 | 17600 | 2.4 | 23200 | 2.55
215319047 |  | Live | Carrier | KENMORE | Singlezone Ducted, Centrally Ducted | 215319047 |  | HRCU-A-CB | D5CSRAH18AAK |  | D5FSAAH18XBK |  |  |  | 12.2 | 18.5 | 9.8 | TRUE | TRUE | TRUE | 18000 | 13200 | 2.6 | 14800 | 2.48
215319050 |  | Live | Carrier | KENMORE | Singlezone Ducted, Centrally Ducted | 215319050 |  | HRCU-A-CB | D5CLHAH48AAK |  | D5FLAAH48XAK |  |  |  | 10.1 | 17 | 10.2 | FALSE | TRUE | TRUE | 48000 | 40000 | 2.5 | 42000 | 2.16
215319046 |  | Live | Carrier | KENMORE | Singlezone Ducted, Centrally Ducted | 215319046 |  | HRCU-A-CB | D5CSHAH33AAK |  | D5FSAAH36XBK |  |  |  | 11.7 | 16.7 | 10 | TRUE | TRUE | TRUE | 33000 | 27400 | 2.58 | 33400 | 2.62
215319043 |  | Live | Carrier | KENMORE | Singlezone Ducted, Centrally Ducted | 215319043 |  | HRCU-A-CB | D5CUHAH48AAK |  | D5FUHAH60XAK |  |  |  | 12 | 17.5 | 9.5 | TRUE | TRUE | TRUE | 48000 | 34000 | 2.56 | 48000 | 2.13
215319042 |  | Live | Carrier | KENMORE | Singlezone Ducted, Centrally Ducted | 215319042 |  | HRCU-A-CB | D5CUHAH30AAK |  | D5FUHAH36XAK |  |  |  | 12.1 | 17.2 | 10.8 | TRUE | TRUE | TRUE | 30000 | 24000 | 2.69 | 24600 | 1.94
215319041 |  | Live | Carrier | KENMORE | Singlezone Ducted, Centrally Ducted | 215319041 |  | HRCU-A-CB | D5CUHAH18AAK |  | D5FUHAH24XAK |  |  |  | 12.5 | 19 | 10.2 | TRUE | TRUE | TRUE | 18000 | 14700 | 2.66 | 19000 | 2.37
215319045 |  | Live | Carrier | KENMORE | Singlezone Ducted, Centrally Ducted | 215319045 |  | HRCU-A-CB | D5CSHAH24AAK |  | D5FSAAH24XBK |  |  |  | 12 | 18.8 | 10 | TRUE | TRUE | TRUE | 23000 | 16900 | 2.4 | 24000 | 2.39
215319044 |  | Live | Carrier | KENMORE | Singlezone Ducted, Centrally Ducted | 215319044 |  | HRCU-A-CB | D5CSHAH18AAK |  | D5FSAAH18XBK |  |  |  | 12 | 18.2 | 10.1 | TRUE | TRUE | TRUE | 18000 | 14000 | 2.6 | 19800 | 2.38
215319040 |  | Live | Carrier | KENMORE | Singlezone Ducted, Centrally Ducted | 215319040 |  | HRCU-A-CB | D5CURAH60AAK |  | D5FUAAH60XAK |  |  |  | 8.7 | 15.2 | 8.4 | FALSE | TRUE | FALSE | 54000 | 33000 | 2.34 | 35800 | 1.96
215319039 |  | Live | Carrier | KENMORE | Singlezone Ducted, Centrally Ducted | 215319039 |  | HRCU-A-CB | D5CURAH48AAK |  | D5FUAAH48XAK |  |  |  | 10 | 16 | 8.5 | FALSE | TRUE | TRUE | 48000 | 32400 | 2.46 | 35400 | 2
215319038 |  | Live | Carrier | KENMORE | Singlezone Ducted, Centrally Ducted | 215319038 |  | HRCU-A-CB | D5CURAH36AAK |  | D5FUAAH36XAK |  |  |  | 10 | 16.2 | 8.7 | FALSE | TRUE | TRUE | 36000 | 24800 | 2.6 | 26200 | 2.19
215319037 |  | Live | Carrier | KENMORE | Singlezone Ducted, Centrally Ducted | 215319037 |  | HRCU-A-CB | D5CURAH30AAK |  | D5FUAAH30XAK |  |  |  | 10.8 | 17 | 8.5 | FALSE | FALSE | TRUE | 30000 | 18500 | 2.4 | 20200 | 2.26
215319036 |  | Live | Carrier | KENMORE | Singlezone Ducted, Centrally Ducted | 215319036 |  | HRCU-A-CB | D5CURAH24AAK |  | D5FUAAH24XAK |  |  |  | 11 | 18.2 | 9.7 | TRUE | TRUE | TRUE | 24000 | 20000 | 2.42 | 22200 | 2.24
215319035 |  | Live | Carrier | KENMORE | Singlezone Ducted, Centrally Ducted | 215319035 |  | HRCU-A-CB | D5CURAH18AAK |  | D5FUAAH18XAK |  |  |  | 11 | 18.8 | 9.2 | TRUE | FALSE | TRUE | 18000 | 12600 | 2.6 | 12600 | 2.2
215319034 |  | Live | Carrier | KENMORE | Singlezone Ducted, Centrally Ducted | 215319034 |  | HRCU-A-CB | D5CUHAH60AAK |  | D5FUHAH60XAK |  |  |  | 12 | 17.5 | 9.5 | TRUE | TRUE | TRUE | 54000 | 35000 | 2.5 | 54000 | 2.29
215319033 |  | Live | Carrier | KENMORE | Singlezone Ducted, Centrally Ducted | 215319033 |  | HRCU-A-CB | D5CUHAH60AAK |  | D5FUAAH60XAK |  |  |  | 10 | 16 | 9 | FALSE | TRUE | TRUE | 54000 | 45000 | 2.4 | 50400 | 2.3
215319032 |  | Live | Carrier | KENMORE | Singlezone Ducted, Centrally Ducted | 215319032 |  | HRCU-A-CB | D5CUHAH48AAK |  | D5FUAAH48XAK |  |  |  | 10.5 | 16.5 | 9.5 | FALSE | TRUE | TRUE | 48000 | 37000 | 2.7 | 38300 | 2.02
215319031 |  | Live | Carrier | KENMORE | Singlezone Ducted, Centrally Ducted | 215319031 |  | HRCU-A-CB | D5CUHAH36AAK |  | D5FUAAH36XAK |  |  |  | 11.7 | 17.4 | 10.3 | TRUE | TRUE | TRUE | 36000 | 31800 | 2.54 | 41000 | 2.03
215319030 |  | Live | Carrier | KENMORE | Singlezone Ducted, Centrally Ducted | 215319030 |  | HRCU-A-CB | D5CUHAH30AAK |  | D5FUAAH30XAK |  |  |  | 11.7 | 16.9 | 10 | TRUE | TRUE | TRUE | 30000 | 23800 | 2.76 | 37800 | 2.39
215319029 |  | Live | Carrier | KENMORE | Singlezone Ducted, Centrally Ducted | 215319029 |  | HRCU-A-CB | D5CUHAH24AAK |  | D5FUHAH24XAK |  |  |  | 12 | 18.7 | 10 | TRUE | TRUE | TRUE | 24000 | 19000 | 2.64 | 20200 | 2.24
215319028 |  | Live | Carrier | KENMORE | Singlezone Ducted, Centrally Ducted | 215319028 |  | HRCU-A-CB | D5CUHAH24AAK |  | D5FUAAH24XAK |  |  |  | 11.7 | 18.4 | 10 | TRUE | TRUE | TRUE | 23000 | 20000 | 2.42 | 22200 | 2.24
215319027 |  | Live | Carrier | KENMORE | Singlezone Ducted, Centrally Ducted | 215319027 |  | HRCU-A-CB | D5CUHAH18AAK |  | D5FUAAH18XAK |  |  |  | 12.5 | 19 | 9.8 | TRUE | TRUE | TRUE | 18000 | 15000 | 2.6 | 21600 | 2.3
215319026 |  | Live | Carrier | KEEPRITE | Singlezone Ducted, Centrally Ducted | 215319026 |  | HRCU-A-CB | D5CLRAH58AAK |  | D5FLAAH60XAK |  |  |  | 9.5 | 16 | 9.2 | FALSE | FALSE | FALSE | 55000 | 40500 | 2.6 | 41500 | 2.2
215319023 |  | Live | Carrier | KEEPRITE | Singlezone Ducted, Centrally Ducted | 215319023 |  | HRCU-A-CB | D5CLHAH58AAK |  | D5FLAAH60XAK |  |  |  | 10 | 15.4 | 9.2 | FALSE | TRUE | TRUE | 54000 | 41000 | 2.6 | 51500 | 2.2
215319021 |  | Live | Carrier | KEEPRITE | Singlezone Ducted, Centrally Ducted | 215319021 |  | HRCU-A-CB | D5CLHAH36AAK |  | D5FLAAH36XAK |  |  |  | 11.7 | 17.3 | 9.5 | TRUE | TRUE | TRUE | 36000 | 28000 | 2.2 | 38000 | 2.11
215319020 |  | Live | Carrier | KEEPRITE | Singlezone Ducted, Centrally Ducted | 215319020 |  | HRCU-A-CB | D5CSRAH24AAK |  | D5FSAAH24XBK |  |  |  | 11.7 | 19.8 | 9 | TRUE | TRUE | TRUE | 24000 | 17600 | 2.4 | 23200 | 2.55
215319025 |  | Live | Carrier | KEEPRITE | Singlezone Ducted, Centrally Ducted | 215319025 |  | HRCU-A-CB | D5CLRAH48AAK |  | D5FLAAH48XAK |  |  |  | 10 | 17.8 | 10 | FALSE | TRUE | TRUE | 48000 | 40000 | 2.6 | 41000 | 2.28
215319024 |  | Live | Carrier | KEEPRITE | Singlezone Ducted, Centrally Ducted | 215319024 |  | HRCU-A-CB | D5CLRAH36AAK |  | D5FLAAH36XAK |  |  |  | 9 | 15.9 | 9.3 | FALSE | FALSE | FALSE | 36000 | 25000 | 2.4 | 27000 | 2.15
215319022 |  | Live | Carrier | KEEPRITE | Singlezone Ducted, Centrally Ducted | 215319022 |  | HRCU-A-CB | D5CLHAH48AAK |  | D5FLAAH48XAK |  |  |  | 10.1 | 17 | 10.2 | FALSE | TRUE | TRUE | 48000 | 40000 | 2.5 | 42000 | 2.16
215319015 |  | Live | Carrier | KEEPRITE | Singlezone Ducted, Centrally Ducted | 215319015 |  | HRCU-A-CB | D5CUHAH48AAK |  | D5FUHAH60XAK |  |  |  | 12 | 17.5 | 9.5 | TRUE | TRUE | TRUE | 48000 | 34000 | 2.56 | 48000 | 2.13
215319014 |  | Live | Carrier | KEEPRITE | Singlezone Ducted, Centrally Ducted | 215319014 |  | HRCU-A-CB | D5CUHAH30AAK |  | D5FUHAH36XAK |  |  |  | 12.1 | 17.2 | 10.8 | TRUE | TRUE | TRUE | 30000 | 24000 | 2.69 | 24600 | 1.94
215319019 |  | Live | Carrier | KEEPRITE | Singlezone Ducted, Centrally Ducted | 215319019 |  | HRCU-A-CB | D5CSRAH18AAK |  | D5FSAAH18XBK |  |  |  | 12.2 | 18.5 | 9.8 | TRUE | TRUE | TRUE | 18000 | 13200 | 2.6 | 14800 | 2.48
215319018 |  | Live | Carrier | KEEPRITE | Singlezone Ducted, Centrally Ducted | 215319018 |  | HRCU-A-CB | D5CSHAH33AAK |  | D5FSAAH36XBK |  |  |  | 11.7 | 16.7 | 10 | TRUE | TRUE | TRUE | 33000 | 27400 | 2.58 | 33400 | 2.62
215319017 |  | Live | Carrier | KEEPRITE | Singlezone Ducted, Centrally Ducted | 215319017 |  | HRCU-A-CB | D5CSHAH24AAK |  | D5FSAAH24XBK |  |  |  | 12 | 18.8 | 10 | TRUE | TRUE | TRUE | 23000 | 16900 | 2.4 | 24000 | 2.39
215319016 |  | Live | Carrier | KEEPRITE | Singlezone Ducted, Centrally Ducted | 215319016 |  | HRCU-A-CB | D5CSHAH18AAK |  | D5FSAAH18XBK |  |  |  | 12 | 18.2 | 10.1 | TRUE | TRUE | TRUE | 18000 | 14000 | 2.6 | 19800 | 2.38
215319013 |  | Live | Carrier | KEEPRITE | Singlezone Ducted, Centrally Ducted | 215319013 |  | HRCU-A-CB | D5CUHAH18AAK |  | D5FUHAH24XAK |  |  |  | 12.5 | 19 | 10.2 | TRUE | TRUE | TRUE | 18000 | 14700 | 2.66 | 19000 | 2.37
215319012 |  | Live | Carrier | KEEPRITE | Singlezone Ducted, Centrally Ducted | 215319012 |  | HRCU-A-CB | D5CURAH60AAK |  | D5FUAAH60XAK |  |  |  | 8.7 | 15.2 | 8.4 | FALSE | TRUE | FALSE | 54000 | 33000 | 2.34 | 35800 | 1.96
215319011 |  | Live | Carrier | KEEPRITE | Singlezone Ducted, Centrally Ducted | 215319011 |  | HRCU-A-CB | D5CURAH48AAK |  | D5FUAAH48XAK |  |  |  | 10 | 16 | 8.5 | FALSE | TRUE | TRUE | 48000 | 32400 | 2.46 | 35400 | 2
215319010 |  | Live | Carrier | KEEPRITE | Singlezone Ducted, Centrally Ducted | 215319010 |  | HRCU-A-CB | D5CURAH36AAK |  | D5FUAAH36XAK |  |  |  | 10 | 16.2 | 8.7 | FALSE | TRUE | TRUE | 36000 | 24800 | 2.6 | 26200 | 2.19
215319009 |  | Live | Carrier | KEEPRITE | Singlezone Ducted, Centrally Ducted | 215319009 |  | HRCU-A-CB | D5CURAH30AAK |  | D5FUAAH30XAK |  |  |  | 10.8 | 17 | 8.5 | FALSE | FALSE | TRUE | 30000 | 18500 | 2.4 | 20200 | 2.26
215319008 |  | Live | Carrier | KEEPRITE | Singlezone Ducted, Centrally Ducted | 215319008 |  | HRCU-A-CB | D5CURAH24AAK |  | D5FUAAH24XAK |  |  |  | 11 | 18.2 | 9.7 | TRUE | TRUE | TRUE | 24000 | 20000 | 2.42 | 22200 | 2.24
215319007 |  | Live | Carrier | KEEPRITE | Singlezone Ducted, Centrally Ducted | 215319007 |  | HRCU-A-CB | D5CURAH18AAK |  | D5FUAAH18XAK |  |  |  | 11 | 18.8 | 9.2 | TRUE | FALSE | TRUE | 18000 | 12600 | 2.6 | 12600 | 2.2
215319006 |  | Live | Carrier | KEEPRITE | Singlezone Ducted, Centrally Ducted | 215319006 |  | HRCU-A-CB | D5CUHAH60AAK |  | D5FUHAH60XAK |  |  |  | 12 | 17.5 | 9.5 | TRUE | TRUE | TRUE | 54000 | 35000 | 2.5 | 54000 | 2.29
215319005 |  | Live | Carrier | KEEPRITE | Singlezone Ducted, Centrally Ducted | 215319005 |  | HRCU-A-CB | D5CUHAH60AAK |  | D5FUAAH60XAK |  |  |  | 10 | 16 | 9 | FALSE | TRUE | TRUE | 54000 | 45000 | 2.4 | 50400 | 2.3
215319004 |  | Live | Carrier | KEEPRITE | Singlezone Ducted, Centrally Ducted | 215319004 |  | HRCU-A-CB | D5CUHAH48AAK |  | D5FUAAH48XAK |  |  |  | 10.5 | 16.5 | 9.5 | FALSE | TRUE | TRUE | 48000 | 37000 | 2.7 | 38300 | 2.02
215319003 |  | Live | Carrier | KEEPRITE | Singlezone Ducted, Centrally Ducted | 215319003 |  | HRCU-A-CB | D5CUHAH36AAK |  | D5FUAAH36XAK |  |  |  | 11.7 | 17.4 | 10.3 | TRUE | TRUE | TRUE | 36000 | 31800 | 2.54 | 41000 | 2.03
215319002 |  | Live | Carrier | KEEPRITE | Singlezone Ducted, Centrally Ducted | 215319002 |  | HRCU-A-CB | D5CUHAH30AAK |  | D5FUAAH30XAK |  |  |  | 11.7 | 16.9 | 10 | TRUE | TRUE | TRUE | 30000 | 23800 | 2.76 | 37800 | 2.39
215319001 |  | Live | Carrier | KEEPRITE | Singlezone Ducted, Centrally Ducted | 215319001 |  | HRCU-A-CB | D5CUHAH24AAK |  | D5FUHAH24XAK |  |  |  | 12 | 18.7 | 10 | TRUE | TRUE | TRUE | 24000 | 19000 | 2.64 | 20200 | 2.24
215319000 |  | Live | Carrier | KEEPRITE | Singlezone Ducted, Centrally Ducted | 215319000 |  | HRCU-A-CB | D5CUHAH24AAK |  | D5FUAAH24XAK |  |  |  | 11.7 | 18.4 | 10 | TRUE | TRUE | TRUE | 23000 | 20000 | 2.42 | 22200 | 2.24
215318999 |  | Live | Carrier | KEEPRITE | Singlezone Ducted, Centrally Ducted | 215318999 |  | HRCU-A-CB | D5CUHAH18AAK |  | D5FUAAH18XAK |  |  |  | 12.5 | 19 | 9.8 | TRUE | TRUE | TRUE | 18000 | 15000 | 2.6 | 21600 | 2.3
215318998 |  | Live | Carrier | HEIL | Singlezone Ducted, Centrally Ducted | 215318998 |  | HRCU-A-CB | D5CLRAH58AAK |  | D5FLAAH60XAK |  |  |  | 9.5 | 16 | 9.2 | FALSE | FALSE | FALSE | 55000 | 40500 | 2.6 | 41500 | 2.2
215318997 |  | Live | Carrier | HEIL | Singlezone Ducted, Centrally Ducted | 215318997 |  | HRCU-A-CB | D5CLRAH48AAK |  | D5FLAAH48XAK |  |  |  | 10 | 17.8 | 10 | FALSE | TRUE | TRUE | 48000 | 40000 | 2.6 | 41000 | 2.28
215318996 |  | Live | Carrier | HEIL | Singlezone Ducted, Centrally Ducted | 215318996 |  | HRCU-A-CB | D5CLRAH36AAK |  | D5FLAAH36XAK |  |  |  | 9 | 15.9 | 9.3 | FALSE | FALSE | FALSE | 36000 | 25000 | 2.4 | 27000 | 2.15
215318995 |  | Live | Carrier | HEIL | Singlezone Ducted, Centrally Ducted | 215318995 |  | HRCU-A-CB | D5CLHAH58AAK |  | D5FLAAH60XAK |  |  |  | 10 | 15.4 | 9.2 | FALSE | TRUE | TRUE | 54000 | 41000 | 2.6 | 51500 | 2.2
215318993 |  | Live | Carrier | HEIL | Singlezone Ducted, Centrally Ducted | 215318993 |  | HRCU-A-CB | D5CLHAH36AAK |  | D5FLAAH36XAK |  |  |  | 11.7 | 17.3 | 9.5 | TRUE | TRUE | TRUE | 36000 | 28000 | 2.2 | 38000 | 2.11
215318992 |  | Live | Carrier | HEIL | Singlezone Ducted, Centrally Ducted | 215318992 |  | HRCU-A-CB | D5CSRAH24AAK |  | D5FSAAH24XBK |  |  |  | 11.7 | 19.8 | 9 | TRUE | TRUE | TRUE | 24000 | 17600 | 2.4 | 23200 | 2.55
215318991 |  | Live | Carrier | HEIL | Singlezone Ducted, Centrally Ducted | 215318991 |  | HRCU-A-CB | D5CSRAH18AAK |  | D5FSAAH18XBK |  |  |  | 12.2 | 18.5 | 9.8 | TRUE | TRUE | TRUE | 18000 | 13200 | 2.6 | 14800 | 2.48
215318994 |  | Live | Carrier | HEIL | Singlezone Ducted, Centrally Ducted | 215318994 |  | HRCU-A-CB | D5CLHAH48AAK |  | D5FLAAH48XAK |  |  |  | 10.1 | 17 | 10.2 | FALSE | TRUE | TRUE | 48000 | 40000 | 2.5 | 42000 | 2.16
215318990 |  | Live | Carrier | HEIL | Singlezone Ducted, Centrally Ducted | 215318990 |  | HRCU-A-CB | D5CSHAH33AAK |  | D5FSAAH36XBK |  |  |  | 11.7 | 16.7 | 10 | TRUE | TRUE | TRUE | 33000 | 27400 | 2.58 | 33400 | 2.62
215318987 |  | Live | Carrier | HEIL | Singlezone Ducted, Centrally Ducted | 215318987 |  | HRCU-A-CB | D5CUHAH48AAK |  | D5FUHAH60XAK |  |  |  | 12 | 17.5 | 9.5 | TRUE | TRUE | TRUE | 48000 | 34000 | 2.56 | 48000 | 2.13
215318986 |  | Live | Carrier | HEIL | Singlezone Ducted, Centrally Ducted | 215318986 |  | HRCU-A-CB | D5CUHAH30AAK |  | D5FUHAH36XAK |  |  |  | 12.1 | 17.2 | 10.8 | TRUE | TRUE | TRUE | 30000 | 24000 | 2.69 | 24600 | 1.94
215318989 |  | Live | Carrier | HEIL | Singlezone Ducted, Centrally Ducted | 215318989 |  | HRCU-A-CB | D5CSHAH24AAK |  | D5FSAAH24XBK |  |  |  | 12 | 18.8 | 10 | TRUE | TRUE | TRUE | 23000 | 16900 | 2.4 | 24000 | 2.39
215318988 |  | Live | Carrier | HEIL | Singlezone Ducted, Centrally Ducted | 215318988 |  | HRCU-A-CB | D5CSHAH18AAK |  | D5FSAAH18XBK |  |  |  | 12 | 18.2 | 10.1 | TRUE | TRUE | TRUE | 18000 | 14000 | 2.6 | 19800 | 2.38
215318985 |  | Live | Carrier | HEIL | Singlezone Ducted, Centrally Ducted | 215318985 |  | HRCU-A-CB | D5CUHAH18AAK |  | D5FUHAH24XAK |  |  |  | 12.5 | 19 | 10.2 | TRUE | TRUE | TRUE | 18000 | 14700 | 2.66 | 19000 | 2.37
215318984 |  | Live | Carrier | HEIL | Singlezone Ducted, Centrally Ducted | 215318984 |  | HRCU-A-CB | D5CURAH60AAK |  | D5FUAAH60XAK |  |  |  | 8.7 | 15.2 | 8.4 | FALSE | TRUE | FALSE | 54000 | 33000 | 2.34 | 35800 | 1.96
215318983 |  | Live | Carrier | HEIL | Singlezone Ducted, Centrally Ducted | 215318983 |  | HRCU-A-CB | D5CURAH48AAK |  | D5FUAAH48XAK |  |  |  | 10 | 16 | 8.5 | FALSE | TRUE | TRUE | 48000 | 32400 | 2.46 | 35400 | 2
215318982 |  | Live | Carrier | HEIL | Singlezone Ducted, Centrally Ducted | 215318982 |  | HRCU-A-CB | D5CURAH36AAK |  | D5FUAAH36XAK |  |  |  | 10 | 16.2 | 8.7 | FALSE | TRUE | TRUE | 36000 | 24800 | 2.6 | 26200 | 2.19
215318981 |  | Live | Carrier | HEIL | Singlezone Ducted, Centrally Ducted | 215318981 |  | HRCU-A-CB | D5CURAH30AAK |  | D5FUAAH30XAK |  |  |  | 10.8 | 17 | 8.5 | FALSE | FALSE | TRUE | 30000 | 18500 | 2.4 | 20200 | 2.26
215318980 |  | Live | Carrier | HEIL | Singlezone Ducted, Centrally Ducted | 215318980 |  | HRCU-A-CB | D5CURAH24AAK |  | D5FUAAH24XAK |  |  |  | 11 | 18.2 | 9.7 | TRUE | TRUE | TRUE | 24000 | 20000 | 2.42 | 22200 | 2.24
215318979 |  | Live | Carrier | HEIL | Singlezone Ducted, Centrally Ducted | 215318979 |  | HRCU-A-CB | D5CURAH18AAK |  | D5FUAAH18XAK |  |  |  | 11 | 18.8 | 9.2 | TRUE | FALSE | TRUE | 18000 | 12600 | 2.6 | 12600 | 2.2
215318978 |  | Live | Carrier | HEIL | Singlezone Ducted, Centrally Ducted | 215318978 |  | HRCU-A-CB | D5CUHAH60AAK |  | D5FUHAH60XAK |  |  |  | 12 | 17.5 | 9.5 | TRUE | TRUE | TRUE | 54000 | 35000 | 2.5 | 54000 | 2.29
215318977 |  | Live | Carrier | HEIL | Singlezone Ducted, Centrally Ducted | 215318977 |  | HRCU-A-CB | D5CUHAH60AAK |  | D5FUAAH60XAK |  |  |  | 10 | 16 | 9 | FALSE | TRUE | TRUE | 54000 | 45000 | 2.4 | 50400 | 2.3
215318976 |  | Live | Carrier | HEIL | Singlezone Ducted, Centrally Ducted | 215318976 |  | HRCU-A-CB | D5CUHAH48AAK |  | D5FUAAH48XAK |  |  |  | 10.5 | 16.5 | 9.5 | FALSE | TRUE | TRUE | 48000 | 37000 | 2.7 | 38300 | 2.02
215318975 |  | Live | Carrier | HEIL | Singlezone Ducted, Centrally Ducted | 215318975 |  | HRCU-A-CB | D5CUHAH36AAK |  | D5FUAAH36XAK |  |  |  | 11.7 | 17.4 | 10.3 | TRUE | TRUE | TRUE | 36000 | 31800 | 2.54 | 41000 | 2.03
215318974 |  | Live | Carrier | HEIL | Singlezone Ducted, Centrally Ducted | 215318974 |  | HRCU-A-CB | D5CUHAH30AAK |  | D5FUAAH30XAK |  |  |  | 11.7 | 16.9 | 10 | TRUE | TRUE | TRUE | 30000 | 23800 | 2.76 | 37800 | 2.39
215318973 |  | Live | Carrier | HEIL | Singlezone Ducted, Centrally Ducted | 215318973 |  | HRCU-A-CB | D5CUHAH24AAK |  | D5FUHAH24XAK |  |  |  | 12 | 18.7 | 10 | TRUE | TRUE | TRUE | 24000 | 19000 | 2.64 | 20200 | 2.24
215318972 |  | Live | Carrier | HEIL | Singlezone Ducted, Centrally Ducted | 215318972 |  | HRCU-A-CB | D5CUHAH24AAK |  | D5FUAAH24XAK |  |  |  | 11.7 | 18.4 | 10 | TRUE | TRUE | TRUE | 23000 | 20000 | 2.42 | 22200 | 2.24
215318971 |  | Live | Carrier | HEIL | Singlezone Ducted, Centrally Ducted | 215318971 |  | HRCU-A-CB | D5CUHAH18AAK |  | D5FUAAH18XAK |  |  |  | 12.5 | 19 | 9.8 | TRUE | TRUE | TRUE | 18000 | 15000 | 2.6 | 21600 | 2.3
215318970 |  | Live | Carrier | DAY & NIGHT | Singlezone Ducted, Centrally Ducted | 215318970 |  | HRCU-A-CB | D5CLRAH58AAK |  | D5FLAAH60XAK |  |  |  | 9.5 | 16 | 9.2 | FALSE | FALSE | FALSE | 55000 | 40500 | 2.6 | 41500 | 2.2
215318969 |  | Live | Carrier | DAY & NIGHT | Singlezone Ducted, Centrally Ducted | 215318969 |  | HRCU-A-CB | D5CLRAH48AAK |  | D5FLAAH48XAK |  |  |  | 10 | 17.8 | 10 | FALSE | TRUE | TRUE | 48000 | 40000 | 2.6 | 41000 | 2.28
215318967 |  | Live | Carrier | DAY & NIGHT | Singlezone Ducted, Centrally Ducted | 215318967 |  | HRCU-A-CB | D5CLHAH58AAK |  | D5FLAAH60XAK |  |  |  | 10 | 15.4 | 9.2 | FALSE | TRUE | TRUE | 54000 | 41000 | 2.6 | 51500 | 2.2
215318965 |  | Live | Carrier | DAY & NIGHT | Singlezone Ducted, Centrally Ducted | 215318965 |  | HRCU-A-CB | D5CLHAH36AAK |  | D5FLAAH36XAK |  |  |  | 11.7 | 17.3 | 9.5 | TRUE | TRUE | TRUE | 36000 | 28000 | 2.2 | 38000 | 2.11
215318964 |  | Live | Carrier | DAY & NIGHT | Singlezone Ducted, Centrally Ducted | 215318964 |  | HRCU-A-CB | D5CSRAH24AAK |  | D5FSAAH24XBK |  |  |  | 11.7 | 19.8 | 9 | TRUE | TRUE | TRUE | 24000 | 17600 | 2.4 | 23200 | 2.55
215318963 |  | Live | Carrier | DAY & NIGHT | Singlezone Ducted, Centrally Ducted | 215318963 |  | HRCU-A-CB | D5CSRAH18AAK |  | D5FSAAH18XBK |  |  |  | 12.2 | 18.5 | 9.8 | TRUE | TRUE | TRUE | 18000 | 13200 | 2.6 | 14800 | 2.48
215318968 |  | Live | Carrier | DAY & NIGHT | Singlezone Ducted, Centrally Ducted | 215318968 |  | HRCU-A-CB | D5CLRAH36AAK |  | D5FLAAH36XAK |  |  |  | 9 | 15.9 | 9.3 | FALSE | FALSE | FALSE | 36000 | 25000 | 2.4 | 27000 | 2.15
215318966 |  | Live | Carrier | DAY & NIGHT | Singlezone Ducted, Centrally Ducted | 215318966 |  | HRCU-A-CB | D5CLHAH48AAK |  | D5FLAAH48XAK |  |  |  | 10.1 | 17 | 10.2 | FALSE | TRUE | TRUE | 48000 | 40000 | 2.5 | 42000 | 2.16
215318959 |  | Live | Carrier | DAY & NIGHT | Singlezone Ducted, Centrally Ducted | 215318959 |  | HRCU-A-CB | D5CUHAH48AAK |  | D5FUHAH60XAK |  |  |  | 12 | 17.5 | 9.5 | TRUE | TRUE | TRUE | 48000 | 34000 | 2.56 | 48000 | 2.13
215318958 |  | Live | Carrier | DAY & NIGHT | Singlezone Ducted, Centrally Ducted | 215318958 |  | HRCU-A-CB | D5CUHAH30AAK |  | D5FUHAH36XAK |  |  |  | 12.1 | 17.2 | 10.8 | TRUE | TRUE | TRUE | 30000 | 24000 | 2.69 | 24600 | 1.94
215318962 |  | Live | Carrier | DAY & NIGHT | Singlezone Ducted, Centrally Ducted | 215318962 |  | HRCU-A-CB | D5CSHAH33AAK |  | D5FSAAH36XBK |  |  |  | 11.7 | 16.7 | 10 | TRUE | TRUE | TRUE | 33000 | 27400 | 2.58 | 33400 | 2.62
215318961 |  | Live | Carrier | DAY & NIGHT | Singlezone Ducted, Centrally Ducted | 215318961 |  | HRCU-A-CB | D5CSHAH24AAK |  | D5FSAAH24XBK |  |  |  | 12 | 18.8 | 10 | TRUE | TRUE | TRUE | 23000 | 16900 | 2.4 | 24000 | 2.39
215318960 |  | Live | Carrier | DAY & NIGHT | Singlezone Ducted, Centrally Ducted | 215318960 |  | HRCU-A-CB | D5CSHAH18AAK |  | D5FSAAH18XBK |  |  |  | 12 | 18.2 | 10.1 | TRUE | TRUE | TRUE | 18000 | 14000 | 2.6 | 19800 | 2.38
215318957 |  | Live | Carrier | DAY & NIGHT | Singlezone Ducted, Centrally Ducted | 215318957 |  | HRCU-A-CB | D5CUHAH18AAK |  | D5FUHAH24XAK |  |  |  | 12.5 | 19 | 10.2 | TRUE | TRUE | TRUE | 18000 | 14700 | 2.66 | 19000 | 2.37
215318956 |  | Live | Carrier | DAY & NIGHT | Singlezone Ducted, Centrally Ducted | 215318956 |  | HRCU-A-CB | D5CURAH60AAK |  | D5FUAAH60XAK |  |  |  | 8.7 | 15.2 | 8.4 | FALSE | TRUE | FALSE | 54000 | 33000 | 2.34 | 35800 | 1.96
215318955 |  | Live | Carrier | DAY & NIGHT | Singlezone Ducted, Centrally Ducted | 215318955 |  | HRCU-A-CB | D5CURAH48AAK |  | D5FUAAH48XAK |  |  |  | 10 | 16 | 8.5 | FALSE | TRUE | TRUE | 48000 | 32400 | 2.46 | 35400 | 2
215318954 |  | Live | Carrier | DAY & NIGHT | Singlezone Ducted, Centrally Ducted | 215318954 |  | HRCU-A-CB | D5CURAH36AAK |  | D5FUAAH36XAK |  |  |  | 10 | 16.2 | 8.7 | FALSE | TRUE | TRUE | 36000 | 24800 | 2.6 | 26200 | 2.19
215318953 |  | Live | Carrier | DAY & NIGHT | Singlezone Ducted, Centrally Ducted | 215318953 |  | HRCU-A-CB | D5CURAH30AAK |  | D5FUAAH30XAK |  |  |  | 10.8 | 17 | 8.5 | FALSE | FALSE | TRUE | 30000 | 18500 | 2.4 | 20200 | 2.26
215318952 |  | Live | Carrier | DAY & NIGHT | Singlezone Ducted, Centrally Ducted | 215318952 |  | HRCU-A-CB | D5CURAH24AAK |  | D5FUAAH24XAK |  |  |  | 11 | 18.2 | 9.7 | TRUE | TRUE | TRUE | 24000 | 20000 | 2.42 | 22200 | 2.24
215318951 |  | Live | Carrier | DAY & NIGHT | Singlezone Ducted, Centrally Ducted | 215318951 |  | HRCU-A-CB | D5CURAH18AAK |  | D5FUAAH18XAK |  |  |  | 11 | 18.8 | 9.2 | TRUE | FALSE | TRUE | 18000 | 12600 | 2.6 | 12600 | 2.2
215318950 |  | Live | Carrier | DAY & NIGHT | Singlezone Ducted, Centrally Ducted | 215318950 |  | HRCU-A-CB | D5CUHAH60AAK |  | D5FUHAH60XAK |  |  |  | 12 | 17.5 | 9.5 | TRUE | TRUE | TRUE | 54000 | 35000 | 2.5 | 54000 | 2.29
215318949 |  | Live | Carrier | DAY & NIGHT | Singlezone Ducted, Centrally Ducted | 215318949 |  | HRCU-A-CB | D5CUHAH60AAK |  | D5FUAAH60XAK |  |  |  | 10 | 16 | 9 | FALSE | TRUE | TRUE | 54000 | 45000 | 2.4 | 50400 | 2.3
215318948 |  | Live | Carrier | DAY & NIGHT | Singlezone Ducted, Centrally Ducted | 215318948 |  | HRCU-A-CB | D5CUHAH48AAK |  | D5FUAAH48XAK |  |  |  | 10.5 | 16.5 | 9.5 | FALSE | TRUE | TRUE | 48000 | 37000 | 2.7 | 38300 | 2.02
215318947 |  | Live | Carrier | DAY & NIGHT | Singlezone Ducted, Centrally Ducted | 215318947 |  | HRCU-A-CB | D5CUHAH36AAK |  | D5FUAAH36XAK |  |  |  | 11.7 | 17.4 | 10.3 | TRUE | TRUE | TRUE | 36000 | 31800 | 2.54 | 41000 | 2.03
215318946 |  | Live | Carrier | DAY & NIGHT | Singlezone Ducted, Centrally Ducted | 215318946 |  | HRCU-A-CB | D5CUHAH30AAK |  | D5FUAAH30XAK |  |  |  | 11.7 | 16.9 | 10 | TRUE | TRUE | TRUE | 30000 | 23800 | 2.76 | 37800 | 2.39
215318945 |  | Live | Carrier | DAY & NIGHT | Singlezone Ducted, Centrally Ducted | 215318945 |  | HRCU-A-CB | D5CUHAH24AAK |  | D5FUHAH24XAK |  |  |  | 12 | 18.7 | 10 | TRUE | TRUE | TRUE | 24000 | 19000 | 2.64 | 20200 | 2.24
215318944 |  | Live | Carrier | DAY & NIGHT | Singlezone Ducted, Centrally Ducted | 215318944 |  | HRCU-A-CB | D5CUHAH24AAK |  | D5FUAAH24XAK |  |  |  | 11.7 | 18.4 | 10 | TRUE | TRUE | TRUE | 23000 | 20000 | 2.42 | 22200 | 2.24
215318943 |  | Live | Carrier | DAY & NIGHT | Singlezone Ducted, Centrally Ducted | 215318943 |  | HRCU-A-CB | D5CUHAH18AAK |  | D5FUAAH18XAK |  |  |  | 12.5 | 19 | 9.8 | TRUE | TRUE | TRUE | 18000 | 15000 | 2.6 | 21600 | 2.3
215318942 |  | Live | Carrier | COMFORTMAKER | Singlezone Ducted, Centrally Ducted | 215318942 |  | HRCU-A-CB | D5CLRAH58AAK |  | D5FLAAH60XAK |  |  |  | 9.5 | 16 | 9.2 | FALSE | FALSE | FALSE | 55000 | 40500 | 2.6 | 41500 | 2.2
215318941 |  | Live | Carrier | COMFORTMAKER | Singlezone Ducted, Centrally Ducted | 215318941 |  | HRCU-A-CB | D5CLRAH48AAK |  | D5FLAAH48XAK |  |  |  | 10 | 17.8 | 10 | FALSE | TRUE | TRUE | 48000 | 40000 | 2.6 | 41000 | 2.28
215318937 |  | Live | Carrier | COMFORTMAKER | Singlezone Ducted, Centrally Ducted | 215318937 |  | HRCU-A-CB | D5CLHAH36AAK |  | D5FLAAH36XAK |  |  |  | 11.7 | 17.3 | 9.5 | TRUE | TRUE | TRUE | 36000 | 28000 | 2.2 | 38000 | 2.11
215318936 |  | Live | Carrier | COMFORTMAKER | Singlezone Ducted, Centrally Ducted | 215318936 |  | HRCU-A-CB | D5CSRAH24AAK |  | D5FSAAH24XBK |  |  |  | 11.7 | 19.8 | 9 | TRUE | TRUE | TRUE | 24000 | 17600 | 2.4 | 23200 | 2.55
215318935 |  | Live | Carrier | COMFORTMAKER | Singlezone Ducted, Centrally Ducted | 215318935 |  | HRCU-A-CB | D5CSRAH18AAK |  | D5FSAAH18XBK |  |  |  | 12.2 | 18.5 | 9.8 | TRUE | TRUE | TRUE | 18000 | 13200 | 2.6 | 14800 | 2.48
215318939 |  | Live | Carrier | COMFORTMAKER | Singlezone Ducted, Centrally Ducted | 215318939 |  | HRCU-A-CB | D5CLHAH58AAK |  | D5FLAAH60XAK |  |  |  | 10 | 15.4 | 9.2 | FALSE | TRUE | TRUE | 54000 | 41000 | 2.6 | 51500 | 2.2
215318940 |  | Live | Carrier | COMFORTMAKER | Singlezone Ducted, Centrally Ducted | 215318940 |  | HRCU-A-CB | D5CLRAH36AAK |  | D5FLAAH36XAK |  |  |  | 9 | 15.9 | 9.3 | FALSE | FALSE | FALSE | 36000 | 25000 | 2.4 | 27000 | 2.15
215318938 |  | Live | Carrier | COMFORTMAKER | Singlezone Ducted, Centrally Ducted | 215318938 |  | HRCU-A-CB | D5CLHAH48AAK |  | D5FLAAH48XAK |  |  |  | 10.1 | 17 | 10.2 | FALSE | TRUE | TRUE | 48000 | 40000 | 2.5 | 42000 | 2.16
215318931 |  | Live | Carrier | COMFORTMAKER | Singlezone Ducted, Centrally Ducted | 215318931 |  | HRCU-A-CB | D5CUHAH48AAK |  | D5FUHAH60XAK |  |  |  | 12 | 17.5 | 9.5 | TRUE | TRUE | TRUE | 48000 | 34000 | 2.56 | 48000 | 2.13
215318930 |  | Live | Carrier | COMFORTMAKER | Singlezone Ducted, Centrally Ducted | 215318930 |  | HRCU-A-CB | D5CUHAH30AAK |  | D5FUHAH36XAK |  |  |  | 12.1 | 17.2 | 10.8 | TRUE | TRUE | TRUE | 30000 | 24000 | 2.69 | 24600 | 1.94
215318929 |  | Live | Carrier | COMFORTMAKER | Singlezone Ducted, Centrally Ducted | 215318929 |  | HRCU-A-CB | D5CUHAH18AAK |  | D5FUHAH24XAK |  |  |  | 12.5 | 19 | 10.2 | TRUE | TRUE | TRUE | 18000 | 14700 | 2.66 | 19000 | 2.37
215318934 |  | Live | Carrier | COMFORTMAKER | Singlezone Ducted, Centrally Ducted | 215318934 |  | HRCU-A-CB | D5CSHAH33AAK |  | D5FSAAH36XBK |  |  |  | 11.7 | 16.7 | 10 | TRUE | TRUE | TRUE | 33000 | 27400 | 2.58 | 33400 | 2.62
215318933 |  | Live | Carrier | COMFORTMAKER | Singlezone Ducted, Centrally Ducted | 215318933 |  | HRCU-A-CB | D5CSHAH24AAK |  | D5FSAAH24XBK |  |  |  | 12 | 18.8 | 10 | TRUE | TRUE | TRUE | 23000 | 16900 | 2.4 | 24000 | 2.39
215318932 |  | Live | Carrier | COMFORTMAKER | Singlezone Ducted, Centrally Ducted | 215318932 |  | HRCU-A-CB | D5CSHAH18AAK |  | D5FSAAH18XBK |  |  |  | 12 | 18.2 | 10.1 | TRUE | TRUE | TRUE | 18000 | 14000 | 2.6 | 19800 | 2.38
215318928 |  | Live | Carrier | COMFORTMAKER | Singlezone Ducted, Centrally Ducted | 215318928 |  | HRCU-A-CB | D5CURAH60AAK |  | D5FUAAH60XAK |  |  |  | 8.7 | 15.2 | 8.4 | FALSE | TRUE | FALSE | 54000 | 33000 | 2.34 | 35800 | 1.96
215318927 |  | Live | Carrier | COMFORTMAKER | Singlezone Ducted, Centrally Ducted | 215318927 |  | HRCU-A-CB | D5CURAH48AAK |  | D5FUAAH48XAK |  |  |  | 10 | 16 | 8.5 | FALSE | TRUE | TRUE | 48000 | 32400 | 2.46 | 35400 | 2
215318926 |  | Live | Carrier | COMFORTMAKER | Singlezone Ducted, Centrally Ducted | 215318926 |  | HRCU-A-CB | D5CURAH36AAK |  | D5FUAAH36XAK |  |  |  | 10 | 16.2 | 8.7 | FALSE | TRUE | TRUE | 36000 | 24800 | 2.6 | 26200 | 2.19
215318925 |  | Live | Carrier | COMFORTMAKER | Singlezone Ducted, Centrally Ducted | 215318925 |  | HRCU-A-CB | D5CURAH30AAK |  | D5FUAAH30XAK |  |  |  | 10.8 | 17 | 8.5 | FALSE | FALSE | TRUE | 30000 | 18500 | 2.4 | 20200 | 2.26
215318924 |  | Live | Carrier | COMFORTMAKER | Singlezone Ducted, Centrally Ducted | 215318924 |  | HRCU-A-CB | D5CURAH24AAK |  | D5FUAAH24XAK |  |  |  | 11 | 18.2 | 9.7 | TRUE | TRUE | TRUE | 24000 | 20000 | 2.42 | 22200 | 2.24
215318923 |  | Live | Carrier | COMFORTMAKER | Singlezone Ducted, Centrally Ducted | 215318923 |  | HRCU-A-CB | D5CURAH18AAK |  | D5FUAAH18XAK |  |  |  | 11 | 18.8 | 9.2 | TRUE | FALSE | TRUE | 18000 | 12600 | 2.6 | 12600 | 2.2
215318922 |  | Live | Carrier | COMFORTMAKER | Singlezone Ducted, Centrally Ducted | 215318922 |  | HRCU-A-CB | D5CUHAH60AAK |  | D5FUHAH60XAK |  |  |  | 12 | 17.5 | 9.5 | TRUE | TRUE | TRUE | 54000 | 35000 | 2.5 | 54000 | 2.29
215318921 |  | Live | Carrier | COMFORTMAKER | Singlezone Ducted, Centrally Ducted | 215318921 |  | HRCU-A-CB | D5CUHAH60AAK |  | D5FUAAH60XAK |  |  |  | 10 | 16 | 9 | FALSE | TRUE | TRUE | 54000 | 45000 | 2.4 | 50400 | 2.3
215318920 |  | Live | Carrier | COMFORTMAKER | Singlezone Ducted, Centrally Ducted | 215318920 |  | HRCU-A-CB | D5CUHAH48AAK |  | D5FUAAH48XAK |  |  |  | 10.5 | 16.5 | 9.5 | FALSE | TRUE | TRUE | 48000 | 37000 | 2.7 | 38300 | 2.02
215318919 |  | Live | Carrier | COMFORTMAKER | Singlezone Ducted, Centrally Ducted | 215318919 |  | HRCU-A-CB | D5CUHAH36AAK |  | D5FUAAH36XAK |  |  |  | 11.7 | 17.4 | 10.3 | TRUE | TRUE | TRUE | 36000 | 31800 | 2.54 | 41000 | 2.03
215318918 |  | Live | Carrier | COMFORTMAKER | Singlezone Ducted, Centrally Ducted | 215318918 |  | HRCU-A-CB | D5CUHAH30AAK |  | D5FUAAH30XAK |  |  |  | 11.7 | 16.9 | 10 | TRUE | TRUE | TRUE | 30000 | 23800 | 2.76 | 37800 | 2.39
215318917 |  | Live | Carrier | COMFORTMAKER | Singlezone Ducted, Centrally Ducted | 215318917 |  | HRCU-A-CB | D5CUHAH24AAK |  | D5FUHAH24XAK |  |  |  | 12 | 18.7 | 10 | TRUE | TRUE | TRUE | 24000 | 19000 | 2.64 | 20200 | 2.24
215318916 |  | Live | Carrier | COMFORTMAKER | Singlezone Ducted, Centrally Ducted | 215318916 |  | HRCU-A-CB | D5CUHAH24AAK |  | D5FUAAH24XAK |  |  |  | 11.7 | 18.4 | 10 | TRUE | TRUE | TRUE | 23000 | 20000 | 2.42 | 22200 | 2.24
215318915 |  | Live | Carrier | COMFORTMAKER | Singlezone Ducted, Centrally Ducted | 215318915 |  | HRCU-A-CB | D5CUHAH18AAK |  | D5FUAAH18XAK |  |  |  | 12.5 | 19 | 9.8 | TRUE | TRUE | TRUE | 18000 | 15000 | 2.6 | 21600 | 2.3
215318914 |  | Live | Carrier | ARCOAIRE | Singlezone Ducted, Centrally Ducted | 215318914 |  | HRCU-A-CB | D5CLRAH58AAK |  | D5FLAAH60XAK |  |  |  | 9.5 | 16 | 9.2 | FALSE | FALSE | FALSE | 55000 | 40500 | 2.6 | 41500 | 2.2
215318913 |  | Live | Carrier | ARCOAIRE | Singlezone Ducted, Centrally Ducted | 215318913 |  | HRCU-A-CB | D5CLRAH48AAK |  | D5FLAAH48XAK |  |  |  | 10 | 17.8 | 10 | FALSE | TRUE | TRUE | 48000 | 40000 | 2.6 | 41000 | 2.28
215318912 |  | Live | Carrier | ARCOAIRE | Singlezone Ducted, Centrally Ducted | 215318912 |  | HRCU-A-CB | D5CLRAH36AAK |  | D5FLAAH36XAK |  |  |  | 9 | 15.9 | 9.3 | FALSE | FALSE | FALSE | 36000 | 25000 | 2.4 | 27000 | 2.15
215318911 |  | Live | Carrier | ARCOAIRE | Singlezone Ducted, Centrally Ducted | 215318911 |  | HRCU-A-CB | D5CLHAH58AAK |  | D5FLAAH60XAK |  |  |  | 10 | 15.4 | 9.2 | FALSE | TRUE | TRUE | 54000 | 41000 | 2.6 | 51500 | 2.2
215318909 |  | Live | Carrier | ARCOAIRE | Singlezone Ducted, Centrally Ducted | 215318909 |  | HRCU-A-CB | D5CLHAH36AAK |  | D5FLAAH36XAK |  |  |  | 11.7 | 17.3 | 9.5 | TRUE | TRUE | TRUE | 36000 | 28000 | 2.2 | 38000 | 2.11
215318908 |  | Live | Carrier | ARCOAIRE | Singlezone Ducted, Centrally Ducted | 215318908 |  | HRCU-A-CB | D5CSRAH24AAK |  | D5FSAAH24XBK |  |  |  | 11.7 | 19.8 | 9 | TRUE | TRUE | TRUE | 24000 | 17600 | 2.4 | 23200 | 2.55
215318907 |  | Live | Carrier | ARCOAIRE | Singlezone Ducted, Centrally Ducted | 215318907 |  | HRCU-A-CB | D5CSRAH18AAK |  | D5FSAAH18XBK |  |  |  | 12.2 | 18.5 | 9.8 | TRUE | TRUE | TRUE | 18000 | 13200 | 2.6 | 14800 | 2.48
215318910 |  | Live | Carrier | ARCOAIRE | Singlezone Ducted, Centrally Ducted | 215318910 |  | HRCU-A-CB | D5CLHAH48AAK |  | D5FLAAH48XAK |  |  |  | 10.1 | 17 | 10.2 | FALSE | TRUE | TRUE | 48000 | 40000 | 2.5 | 42000 | 2.16
215318906 |  | Live | Carrier | ARCOAIRE | Singlezone Ducted, Centrally Ducted | 215318906 |  | HRCU-A-CB | D5CSHAH33AAK |  | D5FSAAH36XBK |  |  |  | 11.7 | 16.7 | 10 | TRUE | TRUE | TRUE | 33000 | 27400 | 2.58 | 33400 | 2.62
215318903 |  | Live | Carrier | ARCOAIRE | Singlezone Ducted, Centrally Ducted | 215318903 |  | HRCU-A-CB | D5CUHAH48AAK |  | D5FUHAH60XAK |  |  |  | 12 | 17.5 | 9.5 | TRUE | TRUE | TRUE | 48000 | 34000 | 2.56 | 48000 | 2.13
215318902 |  | Live | Carrier | ARCOAIRE | Singlezone Ducted, Centrally Ducted | 215318902 |  | HRCU-A-CB | D5CUHAH30AAK |  | D5FUHAH36XAK |  |  |  | 12.1 | 17.2 | 10.8 | TRUE | TRUE | TRUE | 30000 | 24000 | 2.69 | 24600 | 1.94
215318905 |  | Live | Carrier | ARCOAIRE | Singlezone Ducted, Centrally Ducted | 215318905 |  | HRCU-A-CB | D5CSHAH24AAK |  | D5FSAAH24XBK |  |  |  | 12 | 18.8 | 10 | TRUE | TRUE | TRUE | 23000 | 16900 | 2.4 | 24000 | 2.39
215318904 |  | Live | Carrier | ARCOAIRE | Singlezone Ducted, Centrally Ducted | 215318904 |  | HRCU-A-CB | D5CSHAH18AAK |  | D5FSAAH18XBK |  |  |  | 12 | 18.2 | 10.1 | TRUE | TRUE | TRUE | 18000 | 14000 | 2.6 | 19800 | 2.38
215318901 |  | Live | Carrier | ARCOAIRE | Singlezone Ducted, Centrally Ducted | 215318901 |  | HRCU-A-CB | D5CUHAH18AAK |  | D5FUHAH24XAK |  |  |  | 12.5 | 19 | 10.2 | TRUE | TRUE | TRUE | 18000 | 14700 | 2.66 | 19000 | 2.37
215318900 |  | Live | Carrier | ARCOAIRE | Singlezone Ducted, Centrally Ducted | 215318900 |  | HRCU-A-CB | D5CURAH60AAK |  | D5FUAAH60XAK |  |  |  | 8.7 | 15.2 | 8.4 | FALSE | TRUE | FALSE | 54000 | 33000 | 2.34 | 35800 | 1.96
215318899 |  | Live | Carrier | ARCOAIRE | Singlezone Ducted, Centrally Ducted | 215318899 |  | HRCU-A-CB | D5CURAH48AAK |  | D5FUAAH48XAK |  |  |  | 10 | 16 | 8.5 | FALSE | TRUE | TRUE | 48000 | 32400 | 2.46 | 35400 | 2
215318898 |  | Live | Carrier | ARCOAIRE | Singlezone Ducted, Centrally Ducted | 215318898 |  | HRCU-A-CB | D5CURAH36AAK |  | D5FUAAH36XAK |  |  |  | 10 | 16.2 | 8.7 | FALSE | TRUE | TRUE | 36000 | 24800 | 2.6 | 26200 | 2.19
215318897 |  | Live | Carrier | ARCOAIRE | Singlezone Ducted, Centrally Ducted | 215318897 |  | HRCU-A-CB | D5CURAH30AAK |  | D5FUAAH30XAK |  |  |  | 10.8 | 17 | 8.5 | FALSE | FALSE | TRUE | 30000 | 18500 | 2.4 | 20200 | 2.26
215318896 |  | Live | Carrier | ARCOAIRE | Singlezone Ducted, Centrally Ducted | 215318896 |  | HRCU-A-CB | D5CURAH24AAK |  | D5FUAAH24XAK |  |  |  | 11 | 18.2 | 9.7 | TRUE | TRUE | TRUE | 24000 | 20000 | 2.42 | 22200 | 2.24
215318895 |  | Live | Carrier | ARCOAIRE | Singlezone Ducted, Centrally Ducted | 215318895 |  | HRCU-A-CB | D5CURAH18AAK |  | D5FUAAH18XAK |  |  |  | 11 | 18.8 | 9.2 | TRUE | FALSE | TRUE | 18000 | 12600 | 2.6 | 12600 | 2.2
215318894 |  | Live | Carrier | ARCOAIRE | Singlezone Ducted, Centrally Ducted | 215318894 |  | HRCU-A-CB | D5CUHAH60AAK |  | D5FUHAH60XAK |  |  |  | 12 | 17.5 | 9.5 | TRUE | TRUE | TRUE | 54000 | 35000 | 2.5 | 54000 | 2.29
215318893 |  | Live | Carrier | ARCOAIRE | Singlezone Ducted, Centrally Ducted | 215318893 |  | HRCU-A-CB | D5CUHAH60AAK |  | D5FUAAH60XAK |  |  |  | 10 | 16 | 9 | FALSE | TRUE | TRUE | 54000 | 45000 | 2.4 | 50400 | 2.3
215318892 |  | Live | Carrier | ARCOAIRE | Singlezone Ducted, Centrally Ducted | 215318892 |  | HRCU-A-CB | D5CUHAH48AAK |  | D5FUAAH48XAK |  |  |  | 10.5 | 16.5 | 9.5 | FALSE | TRUE | TRUE | 48000 | 37000 | 2.7 | 38300 | 2.02
215318891 |  | Live | Carrier | ARCOAIRE | Singlezone Ducted, Centrally Ducted | 215318891 |  | HRCU-A-CB | D5CUHAH36AAK |  | D5FUAAH36XAK |  |  |  | 11.7 | 17.4 | 10.3 | TRUE | TRUE | TRUE | 36000 | 31800 | 2.54 | 41000 | 2.03
215318890 |  | Live | Carrier | ARCOAIRE | Singlezone Ducted, Centrally Ducted | 215318890 |  | HRCU-A-CB | D5CUHAH30AAK |  | D5FUAAH30XAK |  |  |  | 11.7 | 16.9 | 10 | TRUE | TRUE | TRUE | 30000 | 23800 | 2.76 | 37800 | 2.39
215318889 |  | Live | Carrier | ARCOAIRE | Singlezone Ducted, Centrally Ducted | 215318889 |  | HRCU-A-CB | D5CUHAH24AAK |  | D5FUHAH24XAK |  |  |  | 12 | 18.7 | 10 | TRUE | TRUE | TRUE | 24000 | 19000 | 2.64 | 20200 | 2.24
215318888 |  | Live | Carrier | ARCOAIRE | Singlezone Ducted, Centrally Ducted | 215318888 |  | HRCU-A-CB | D5CUHAH24AAK |  | D5FUAAH24XAK |  |  |  | 11.7 | 18.4 | 10 | TRUE | TRUE | TRUE | 23000 | 20000 | 2.42 | 22200 | 2.24
215318887 |  | Live | Carrier | ARCOAIRE | Singlezone Ducted, Centrally Ducted | 215318887 |  | HRCU-A-CB | D5CUHAH18AAK |  | D5FUAAH18XAK |  |  |  | 12.5 | 19 | 9.8 | TRUE | TRUE | TRUE | 18000 | 15000 | 2.6 | 21600 | 2.3
215318886 |  | Live | Carrier | MIDEA | Singlezone Ducted, Centrally Ducted | 215318886 |  | HRCU-A-CB | 37MBRAQ58AA3 |  | 45MBAAQ60XA3 |  |  |  | 9.5 | 16 | 9.2 | FALSE | FALSE | FALSE | 55000 | 40500 | 2.6 | 41500 | 2.2
215318885 |  | Live | Carrier | MIDEA | Singlezone Ducted, Centrally Ducted | 215318885 |  | HRCU-A-CB | 37MBRAQ48AA3 |  | 45MBAAQ48XA3 |  |  |  | 10 | 17.8 | 10 | FALSE | TRUE | TRUE | 48000 | 40000 | 2.6 | 41000 | 2.28
215318884 |  | Live | Carrier | MIDEA | Singlezone Ducted, Centrally Ducted | 215318884 |  | HRCU-A-CB | 37MBRAQ36AA3 |  | 45MBAAQ36XA3 |  |  |  | 9 | 15.9 | 9.3 | FALSE | FALSE | FALSE | 36000 | 25000 | 2.4 | 27000 | 2.15
215318883 |  | Live | Carrier | MIDEA | Singlezone Ducted, Centrally Ducted | 215318883 |  | HRCU-A-CB | 37MBHAQ58AA3 |  | 45MBAAQ60XA3 |  |  |  | 10 | 15.4 | 9.2 | FALSE | TRUE | TRUE | 54000 | 41000 | 2.6 | 51500 | 2.2
215318881 |  | Live | Carrier | MIDEA | Singlezone Ducted, Centrally Ducted | 215318881 |  | HRCU-A-CB | 37MBHAQ36AA3 |  | 45MBAAQ36XA3 |  |  |  | 11.7 | 17.3 | 9.5 | TRUE | TRUE | TRUE | 36000 | 28000 | 2.2 | 38000 | 2.11
215318880 |  | Live | Carrier | MIDEA | Singlezone Ducted, Centrally Ducted | 215318880 |  | HRCU-A-CB | 37MARAQ24AA3 |  | 45MBAAQ24XB3 |  |  |  | 11.7 | 19.8 | 9 | TRUE | TRUE | TRUE | 24000 | 17600 | 2.4 | 23200 | 2.55
215318879 |  | Live | Carrier | MIDEA | Singlezone Ducted, Centrally Ducted | 215318879 |  | HRCU-A-CB | 37MARAQ18AA3 |  | 45MBAAQ18XB3 |  |  |  | 12.2 | 18.5 | 9.8 | TRUE | TRUE | TRUE | 18000 | 13200 | 2.6 | 14800 | 2.48
215318882 |  | Live | Carrier | MIDEA | Singlezone Ducted, Centrally Ducted | 215318882 |  | HRCU-A-CB | 37MBHAQ48AA3 |  | 45MBAAQ48XA3 |  |  |  | 10.1 | 17 | 10.2 | FALSE | TRUE | TRUE | 48000 | 40000 | 2.5 | 42000 | 2.16
215318878 |  | Live | Carrier | MIDEA | Singlezone Ducted, Centrally Ducted | 215318878 |  | HRCU-A-CB | 37MAHAQ33AA3 |  | 45MBAAQ36XB3 |  |  |  | 11.7 | 16.7 | 10 | TRUE | TRUE | TRUE | 33000 | 27400 | 2.58 | 33400 | 2.62
215318875 |  | Live | Carrier | MIDEA | Singlezone Ducted, Centrally Ducted | 215318875 |  | HRCU-A-CB | 37MUHAQ48AA3 |  | 45MUHAQ60XX3 |  |  |  | 12 | 17.5 | 9.5 | TRUE | TRUE | TRUE | 48000 | 34000 | 2.56 | 48000 | 2.13
215318877 |  | Live | Carrier | MIDEA | Singlezone Ducted, Centrally Ducted | 215318877 |  | HRCU-A-CB | 37MAHAQ24AA3 |  | 45MBAAQ24XB3 |  |  |  | 12 | 18.8 | 10 | TRUE | TRUE | TRUE | 23000 | 16900 | 2.4 | 24000 | 2.39
215318876 |  | Live | Carrier | MIDEA | Singlezone Ducted, Centrally Ducted | 215318876 |  | HRCU-A-CB | 37MAHAQ18AA3 |  | 45MBAAQ18XB3 |  |  |  | 12 | 18.2 | 10.1 | TRUE | TRUE | TRUE | 18000 | 14000 | 2.6 | 19800 | 2.38
215318874 |  | Live | Carrier | MIDEA | Singlezone Ducted, Centrally Ducted | 215318874 |  | HRCU-A-CB | 37MUHAQ30AA3 |  | 45MUHAQ36XX3 |  |  |  | 12.1 | 17.2 | 10.8 | TRUE | TRUE | TRUE | 30000 | 24000 | 2.69 | 24600 | 1.94
215318873 |  | Live | Carrier | MIDEA | Singlezone Ducted, Centrally Ducted | 215318873 |  | HRCU-A-CB | 37MUHAQ18AA3 |  | 45MUHAQ24XX3 |  |  |  | 12.5 | 19 | 10.2 | TRUE | TRUE | TRUE | 18000 | 14700 | 2.66 | 19000 | 2.37
215318872 |  | Live | Carrier | MIDEA | Singlezone Ducted, Centrally Ducted | 215318872 |  | HRCU-A-CB | 37MURAQ60AA3 |  | 45MUAAQ60XX3 |  |  |  | 8.7 | 15.2 | 8.4 | FALSE | TRUE | FALSE | 54000 | 33000 | 2.34 | 35800 | 1.96
215318871 |  | Live | Carrier | MIDEA | Singlezone Ducted, Centrally Ducted | 215318871 |  | HRCU-A-CB | 37MURAQ48AA3 |  | 45MUAAQ48XX3 |  |  |  | 10 | 16 | 8.5 | FALSE | TRUE | TRUE | 48000 | 32400 | 2.46 | 35400 | 2
215318870 |  | Live | Carrier | MIDEA | Singlezone Ducted, Centrally Ducted | 215318870 |  | HRCU-A-CB | 37MURAQ36AA3 |  | 45MUAAQ36XX3 |  |  |  | 10 | 16.2 | 8.7 | FALSE | TRUE | TRUE | 36000 | 24800 | 2.6 | 26200 | 2.19
215318869 |  | Live | Carrier | MIDEA | Singlezone Ducted, Centrally Ducted | 215318869 |  | HRCU-A-CB | 37MURAQ30AA3 |  | 45MUAAQ30XX3 |  |  |  | 10.8 | 17 | 8.5 | FALSE | FALSE | TRUE | 30000 | 18500 | 2.4 | 20200 | 2.26
215318868 |  | Live | Carrier | MIDEA | Singlezone Ducted, Centrally Ducted | 215318868 |  | HRCU-A-CB | 37MURAQ24AA3 |  | 45MUAAQ24XX3 |  |  |  | 11 | 18.2 | 9.7 | TRUE | TRUE | TRUE | 24000 | 20000 | 2.42 | 22200 | 2.24
215318867 |  | Live | Carrier | MIDEA | Singlezone Ducted, Centrally Ducted | 215318867 |  | HRCU-A-CB | 37MURAQ18AA3 |  | 45MUAAQ18XX3 |  |  |  | 11 | 18.8 | 9.2 | TRUE | FALSE | TRUE | 18000 | 12600 | 2.6 | 12600 | 2.2
215318866 |  | Live | Carrier | MIDEA | Singlezone Ducted, Centrally Ducted | 215318866 |  | HRCU-A-CB | 37MUHAQ60AA3 |  | 45MUHAQ60XX3 |  |  |  | 12 | 17.5 | 9.5 | TRUE | TRUE | TRUE | 54000 | 35000 | 2.5 | 54000 | 2.29
215318865 |  | Live | Carrier | MIDEA | Singlezone Ducted, Centrally Ducted | 215318865 |  | HRCU-A-CB | 37MUHAQ60AA3 |  | 45MUAAQ60XX3 |  |  |  | 10 | 16 | 9 | FALSE | TRUE | TRUE | 54000 | 45000 | 2.4 | 50400 | 2.3
215318864 |  | Live | Carrier | MIDEA | Singlezone Ducted, Centrally Ducted | 215318864 |  | HRCU-A-CB | 37MUHAQ48AA3 |  | 45MUAAQ48XX3 |  |  |  | 10.5 | 16.5 | 9.5 | FALSE | TRUE | TRUE | 48000 | 37000 | 2.7 | 38300 | 2.02
215318863 |  | Live | Carrier | MIDEA | Singlezone Ducted, Centrally Ducted | 215318863 |  | HRCU-A-CB | 37MUHAQ36AA3 |  | 45MUAAQ36XX3 |  |  |  | 11.7 | 17.4 | 10.3 | TRUE | TRUE | TRUE | 36000 | 31800 | 2.54 | 41000 | 2.03
215318862 |  | Live | Carrier | MIDEA | Singlezone Ducted, Centrally Ducted | 215318862 |  | HRCU-A-CB | 37MUHAQ30AA3 |  | 45MUAAQ30XX3 |  |  |  | 11.7 | 16.9 | 10 | TRUE | TRUE | TRUE | 30000 | 23800 | 2.76 | 37800 | 2.39
215318861 |  | Live | Carrier | MIDEA | Singlezone Ducted, Centrally Ducted | 215318861 |  | HRCU-A-CB | 37MUHAQ24AA3 |  | 45MUHAQ24XX3 |  |  |  | 12 | 18.7 | 10 | TRUE | TRUE | TRUE | 24000 | 19000 | 2.64 | 20200 | 2.24
215318860 |  | Live | Carrier | MIDEA | Singlezone Ducted, Centrally Ducted | 215318860 |  | HRCU-A-CB | 37MUHAQ24AA3 |  | 45MUAAQ24XX3 |  |  |  | 11.7 | 18.4 | 10 | TRUE | TRUE | TRUE | 23000 | 20000 | 2.42 | 22200 | 2.24
215318859 |  | Live | Carrier | MIDEA | Singlezone Ducted, Centrally Ducted | 215318859 |  | HRCU-A-CB | 37MUHAQ18AA3 |  | 45MUAAQ18XX3 |  |  |  | 12.5 | 19 | 9.8 | TRUE | TRUE | TRUE | 18000 | 15000 | 2.6 | 21600 | 2.3
215318855 |  | Live | Carrier | WEATHERMAKER | Singlezone Ducted, Centrally Ducted | 215318855 |  | HRCU-A-CB | 37MBHAQ58AA3 |  | 45MBAAQ60XA3 |  |  |  | 10 | 15.4 | 9.2 | FALSE | TRUE | TRUE | 54000 | 41000 | 2.6 | 51500 | 2.2
215318853 |  | Live | Carrier | WEATHERMAKER | Singlezone Ducted, Centrally Ducted | 215318853 |  | HRCU-A-CB | 37MBHAQ36AA3 |  | 45MBAAQ36XA3 |  |  |  | 11.7 | 17.3 | 9.5 | TRUE | TRUE | TRUE | 36000 | 28000 | 2.2 | 38000 | 2.11
215318858 |  | Live | Carrier | WEATHERMAKER | Singlezone Ducted, Centrally Ducted | 215318858 |  | HRCU-A-CB | 37MBRAQ58AA3 |  | 45MBAAQ60XA3 |  |  |  | 9.5 | 16 | 9.2 | FALSE | FALSE | FALSE | 55000 | 40500 | 2.6 | 41500 | 2.2
215318857 |  | Live | Carrier | WEATHERMAKER | Singlezone Ducted, Centrally Ducted | 215318857 |  | HRCU-A-CB | 37MBRAQ48AA3 |  | 45MBAAQ48XA3 |  |  |  | 10 | 17.8 | 10 | FALSE | TRUE | TRUE | 48000 | 40000 | 2.6 | 41000 | 2.28
215318856 |  | Live | Carrier | WEATHERMAKER | Singlezone Ducted, Centrally Ducted | 215318856 |  | HRCU-A-CB | 37MBRAQ36AA3 |  | 45MBAAQ36XA3 |  |  |  | 9 | 15.9 | 9.3 | FALSE | FALSE | FALSE | 36000 | 25000 | 2.4 | 27000 | 2.15
215318854 |  | Live | Carrier | WEATHERMAKER | Singlezone Ducted, Centrally Ducted | 215318854 |  | HRCU-A-CB | 37MBHAQ48AA3 |  | 45MBAAQ48XA3 |  |  |  | 10.1 | 17 | 10.2 | FALSE | TRUE | TRUE | 48000 | 40000 | 2.5 | 42000 | 2.16
215318847 |  | Live | Carrier | WEATHERMAKER | Singlezone Ducted, Centrally Ducted | 215318847 |  | HRCU-A-CB | 37MUHAQ48AA3 |  | 45MUHAQ60XX3 |  |  |  | 12 | 17.5 | 9.5 | TRUE | TRUE | TRUE | 48000 | 34000 | 2.56 | 48000 | 2.13
215318852 |  | Live | Carrier | WEATHERMAKER | Singlezone Ducted, Centrally Ducted | 215318852 |  | HRCU-A-CB | 37MARAQ24AA3 |  | 45MBAAQ24XB3 |  |  |  | 11.7 | 19.8 | 9 | TRUE | TRUE | TRUE | 24000 | 17600 | 2.4 | 23200 | 2.55
215318851 |  | Live | Carrier | WEATHERMAKER | Singlezone Ducted, Centrally Ducted | 215318851 |  | HRCU-A-CB | 37MARAQ18AA3 |  | 45MBAAQ18XB3 |  |  |  | 12.2 | 18.5 | 9.8 | TRUE | TRUE | TRUE | 18000 | 13200 | 2.6 | 14800 | 2.48
215318850 |  | Live | Carrier | WEATHERMAKER | Singlezone Ducted, Centrally Ducted | 215318850 |  | HRCU-A-CB | 37MAHAQ33AA3 |  | 45MBAAQ36XB3 |  |  |  | 11.7 | 16.7 | 10 | TRUE | TRUE | TRUE | 33000 | 27400 | 2.58 | 33400 | 2.62
215318849 |  | Live | Carrier | WEATHERMAKER | Singlezone Ducted, Centrally Ducted | 215318849 |  | HRCU-A-CB | 37MAHAQ24AA3 |  | 45MBAAQ24XB3 |  |  |  | 12 | 18.8 | 10 | TRUE | TRUE | TRUE | 23000 | 16900 | 2.4 | 24000 | 2.39
215318848 |  | Live | Carrier | WEATHERMAKER | Singlezone Ducted, Centrally Ducted | 215318848 |  | HRCU-A-CB | 37MAHAQ18AA3 |  | 45MBAAQ18XB3 |  |  |  | 12 | 18.2 | 10.1 | TRUE | TRUE | TRUE | 18000 | 14000 | 2.6 | 19800 | 2.38
215318846 |  | Live | Carrier | WEATHERMAKER | Singlezone Ducted, Centrally Ducted | 215318846 |  | HRCU-A-CB | 37MUHAQ30AA3 |  | 45MUHAQ36XX3 |  |  |  | 12.1 | 17.2 | 10.8 | TRUE | TRUE | TRUE | 30000 | 24000 | 2.69 | 24600 | 1.94
215318845 |  | Live | Carrier | WEATHERMAKER | Singlezone Ducted, Centrally Ducted | 215318845 |  | HRCU-A-CB | 37MUHAQ18AA3 |  | 45MUHAQ24XX3 |  |  |  | 12.5 | 19 | 10.2 | TRUE | TRUE | TRUE | 18000 | 14700 | 2.66 | 19000 | 2.37
215318844 |  | Live | Carrier | WEATHERMAKER | Singlezone Ducted, Centrally Ducted | 215318844 |  | HRCU-A-CB | 37MURAQ60AA3 |  | 45MUAAQ60XX3 |  |  |  | 8.7 | 15.2 | 8.4 | FALSE | TRUE | FALSE | 54000 | 33000 | 2.34 | 35800 | 1.96
215318843 |  | Live | Carrier | WEATHERMAKER | Singlezone Ducted, Centrally Ducted | 215318843 |  | HRCU-A-CB | 37MURAQ48AA3 |  | 45MUAAQ48XX3 |  |  |  | 10 | 16 | 8.5 | FALSE | TRUE | TRUE | 48000 | 32400 | 2.46 | 35400 | 2
215318842 |  | Live | Carrier | WEATHERMAKER | Singlezone Ducted, Centrally Ducted | 215318842 |  | HRCU-A-CB | 37MURAQ36AA3 |  | 45MUAAQ36XX3 |  |  |  | 10 | 16.2 | 8.7 | FALSE | TRUE | TRUE | 36000 | 24800 | 2.6 | 26200 | 2.19
215318841 |  | Live | Carrier | WEATHERMAKER | Singlezone Ducted, Centrally Ducted | 215318841 |  | HRCU-A-CB | 37MURAQ30AA3 |  | 45MUAAQ30XX3 |  |  |  | 10.8 | 17 | 8.5 | FALSE | FALSE | TRUE | 30000 | 18500 | 2.4 | 20200 | 2.26
215318840 |  | Live | Carrier | WEATHERMAKER | Singlezone Ducted, Centrally Ducted | 215318840 |  | HRCU-A-CB | 37MURAQ24AA3 |  | 45MUAAQ24XX3 |  |  |  | 11 | 18.2 | 9.7 | TRUE | TRUE | TRUE | 24000 | 20000 | 2.42 | 22200 | 2.24
215318839 |  | Live | Carrier | WEATHERMAKER | Singlezone Ducted, Centrally Ducted | 215318839 |  | HRCU-A-CB | 37MURAQ18AA3 |  | 45MUAAQ18XX3 |  |  |  | 11 | 18.8 | 9.2 | TRUE | FALSE | TRUE | 18000 | 12600 | 2.6 | 12600 | 2.2
215318838 |  | Live | Carrier | WEATHERMAKER | Singlezone Ducted, Centrally Ducted | 215318838 |  | HRCU-A-CB | 37MUHAQ60AA3 |  | 45MUHAQ60XX3 |  |  |  | 12 | 17.5 | 9.5 | TRUE | TRUE | TRUE | 54000 | 35000 | 2.5 | 54000 | 2.29
215318837 |  | Live | Carrier | WEATHERMAKER | Singlezone Ducted, Centrally Ducted | 215318837 |  | HRCU-A-CB | 37MUHAQ60AA3 |  | 45MUAAQ60XX3 |  |  |  | 10 | 16 | 9 | FALSE | TRUE | TRUE | 54000 | 45000 | 2.4 | 50400 | 2.3
215318836 |  | Live | Carrier | WEATHERMAKER | Singlezone Ducted, Centrally Ducted | 215318836 |  | HRCU-A-CB | 37MUHAQ48AA3 |  | 45MUAAQ48XX3 |  |  |  | 10.5 | 16.5 | 9.5 | FALSE | TRUE | TRUE | 48000 | 37000 | 2.7 | 38300 | 2.02
215318835 |  | Live | Carrier | WEATHERMAKER | Singlezone Ducted, Centrally Ducted | 215318835 |  | HRCU-A-CB | 37MUHAQ36AA3 |  | 45MUAAQ36XX3 |  |  |  | 11.7 | 17.4 | 10.3 | TRUE | TRUE | TRUE | 36000 | 31800 | 2.54 | 41000 | 2.03
215318834 |  | Live | Carrier | WEATHERMAKER | Singlezone Ducted, Centrally Ducted | 215318834 |  | HRCU-A-CB | 37MUHAQ30AA3 |  | 45MUAAQ30XX3 |  |  |  | 11.7 | 16.9 | 10 | TRUE | TRUE | TRUE | 30000 | 23800 | 2.76 | 37800 | 2.39
215318833 |  | Live | Carrier | WEATHERMAKER | Singlezone Ducted, Centrally Ducted | 215318833 |  | HRCU-A-CB | 37MUHAQ24AA3 |  | 45MUHAQ24XX3 |  |  |  | 12 | 18.7 | 10 | TRUE | TRUE | TRUE | 24000 | 19000 | 2.64 | 20200 | 2.24
215318832 |  | Live | Carrier | WEATHERMAKER | Singlezone Ducted, Centrally Ducted | 215318832 |  | HRCU-A-CB | 37MUHAQ24AA3 |  | 45MUAAQ24XX3 |  |  |  | 11.7 | 18.4 | 10 | TRUE | TRUE | TRUE | 23000 | 20000 | 2.42 | 22200 | 2.24
215318831 |  | Live | Carrier | WEATHERMAKER | Singlezone Ducted, Centrally Ducted | 215318831 |  | HRCU-A-CB | 37MUHAQ18AA3 |  | 45MUAAQ18XX3 |  |  |  | 12.5 | 19 | 9.8 | TRUE | TRUE | TRUE | 18000 | 15000 | 2.6 | 21600 | 2.3
215318830 |  | Live | Carrier | PAYNE | Singlezone Ducted, Centrally Ducted | 215318830 |  | HRCU-A-CB | 37MBRAQ58AA3 |  | 45MBAAQ60XA3 |  |  |  | 9.5 | 16 | 9.2 | FALSE | FALSE | FALSE | 55000 | 40500 | 2.6 | 41500 | 2.2
215318829 |  | Live | Carrier | PAYNE | Singlezone Ducted, Centrally Ducted | 215318829 |  | HRCU-A-CB | 37MBRAQ48AA3 |  | 45MBAAQ48XA3 |  |  |  | 10 | 17.8 | 10 | FALSE | TRUE | TRUE | 48000 | 40000 | 2.6 | 41000 | 2.28
215318827 |  | Live | Carrier | PAYNE | Singlezone Ducted, Centrally Ducted | 215318827 |  | HRCU-A-CB | 37MBHAQ58AA3 |  | 45MBAAQ60XA3 |  |  |  | 10 | 15.4 | 9.2 | FALSE | TRUE | TRUE | 54000 | 41000 | 2.6 | 51500 | 2.2
215318825 |  | Live | Carrier | PAYNE | Singlezone Ducted, Centrally Ducted | 215318825 |  | HRCU-A-CB | 37MBHAQ36AA3 |  | 45MBAAQ36XA3 |  |  |  | 11.7 | 17.3 | 9.5 | TRUE | TRUE | TRUE | 36000 | 28000 | 2.2 | 38000 | 2.11
215318824 |  | Live | Carrier | PAYNE | Singlezone Ducted, Centrally Ducted | 215318824 |  | HRCU-A-CB | 37MARAQ24AA3 |  | 45MBAAQ24XB3 |  |  |  | 11.7 | 19.8 | 9 | TRUE | TRUE | TRUE | 24000 | 17600 | 2.4 | 23200 | 2.55
215318828 |  | Live | Carrier | PAYNE | Singlezone Ducted, Centrally Ducted | 215318828 |  | HRCU-A-CB | 37MBRAQ36AA3 |  | 45MBAAQ36XA3 |  |  |  | 9 | 15.9 | 9.3 | FALSE | FALSE | FALSE | 36000 | 25000 | 2.4 | 27000 | 2.15
215318826 |  | Live | Carrier | PAYNE | Singlezone Ducted, Centrally Ducted | 215318826 |  | HRCU-A-CB | 37MBHAQ48AA3 |  | 45MBAAQ48XA3 |  |  |  | 10.1 | 17 | 10.2 | FALSE | TRUE | TRUE | 48000 | 40000 | 2.5 | 42000 | 2.16
215318819 |  | Live | Carrier | PAYNE | Singlezone Ducted, Centrally Ducted | 215318819 |  | HRCU-A-CB | 37MUHAQ48AA3 |  | 45MUHAQ60XX3 |  |  |  | 12 | 17.5 | 9.5 | TRUE | TRUE | TRUE | 48000 | 34000 | 2.56 | 48000 | 2.13
215318818 |  | Live | Carrier | PAYNE | Singlezone Ducted, Centrally Ducted | 215318818 |  | HRCU-A-CB | 37MUHAQ30AA3 |  | 45MUHAQ36XX3 |  |  |  | 12.1 | 17.2 | 10.8 | TRUE | TRUE | TRUE | 30000 | 24000 | 2.69 | 24600 | 1.94
215318823 |  | Live | Carrier | PAYNE | Singlezone Ducted, Centrally Ducted | 215318823 |  | HRCU-A-CB | 37MARAQ18AA3 |  | 45MBAAQ18XB3 |  |  |  | 12.2 | 18.5 | 9.8 | TRUE | TRUE | TRUE | 18000 | 13200 | 2.6 | 14800 | 2.48
215318822 |  | Live | Carrier | PAYNE | Singlezone Ducted, Centrally Ducted | 215318822 |  | HRCU-A-CB | 37MAHAQ33AA3 |  | 45MBAAQ36XB3 |  |  |  | 11.7 | 16.7 | 10 | TRUE | TRUE | TRUE | 33000 | 27400 | 2.58 | 33400 | 2.62
215318821 |  | Live | Carrier | PAYNE | Singlezone Ducted, Centrally Ducted | 215318821 |  | HRCU-A-CB | 37MAHAQ24AA3 |  | 45MBAAQ24XB3 |  |  |  | 12 | 18.8 | 10 | TRUE | TRUE | TRUE | 23000 | 16900 | 2.4 | 24000 | 2.39
215318820 |  | Live | Carrier | PAYNE | Singlezone Ducted, Centrally Ducted | 215318820 |  | HRCU-A-CB | 37MAHAQ18AA3 |  | 45MBAAQ18XB3 |  |  |  | 12 | 18.2 | 10.1 | TRUE | TRUE | TRUE | 18000 | 14000 | 2.6 | 19800 | 2.38
215318817 |  | Live | Carrier | PAYNE | Singlezone Ducted, Centrally Ducted | 215318817 |  | HRCU-A-CB | 37MUHAQ18AA3 |  | 45MUHAQ24XX3 |  |  |  | 12.5 | 19 | 10.2 | TRUE | TRUE | TRUE | 18000 | 14700 | 2.66 | 19000 | 2.37
215318816 |  | Live | Carrier | PAYNE | Singlezone Ducted, Centrally Ducted | 215318816 |  | HRCU-A-CB | 37MURAQ60AA3 |  | 45MUAAQ60XX3 |  |  |  | 8.7 | 15.2 | 8.4 | FALSE | TRUE | FALSE | 54000 | 33000 | 2.34 | 35800 | 1.96
215318815 |  | Live | Carrier | PAYNE | Singlezone Ducted, Centrally Ducted | 215318815 |  | HRCU-A-CB | 37MURAQ48AA3 |  | 45MUAAQ48XX3 |  |  |  | 10 | 16 | 8.5 | FALSE | TRUE | TRUE | 48000 | 32400 | 2.46 | 35400 | 2
215318814 |  | Live | Carrier | PAYNE | Singlezone Ducted, Centrally Ducted | 215318814 |  | HRCU-A-CB | 37MURAQ36AA3 |  | 45MUAAQ36XX3 |  |  |  | 10 | 16.2 | 8.7 | FALSE | TRUE | TRUE | 36000 | 24800 | 2.6 | 26200 | 2.19
215318813 |  | Live | Carrier | PAYNE | Singlezone Ducted, Centrally Ducted | 215318813 |  | HRCU-A-CB | 37MURAQ30AA3 |  | 45MUAAQ30XX3 |  |  |  | 10.8 | 17 | 8.5 | FALSE | FALSE | TRUE | 30000 | 18500 | 2.4 | 20200 | 2.26
215318812 |  | Live | Carrier | PAYNE | Singlezone Ducted, Centrally Ducted | 215318812 |  | HRCU-A-CB | 37MURAQ24AA3 |  | 45MUAAQ24XX3 |  |  |  | 11 | 18.2 | 9.7 | TRUE | TRUE | TRUE | 24000 | 20000 | 2.42 | 22200 | 2.24
215318811 |  | Live | Carrier | PAYNE | Singlezone Ducted, Centrally Ducted | 215318811 |  | HRCU-A-CB | 37MURAQ18AA3 |  | 45MUAAQ18XX3 |  |  |  | 11 | 18.8 | 9.2 | TRUE | FALSE | TRUE | 18000 | 12600 | 2.6 | 12600 | 2.2
215318810 |  | Live | Carrier | PAYNE | Singlezone Ducted, Centrally Ducted | 215318810 |  | HRCU-A-CB | 37MUHAQ60AA3 |  | 45MUHAQ60XX3 |  |  |  | 12 | 17.5 | 9.5 | TRUE | TRUE | TRUE | 54000 | 35000 | 2.5 | 54000 | 2.29
215318809 |  | Live | Carrier | PAYNE | Singlezone Ducted, Centrally Ducted | 215318809 |  | HRCU-A-CB | 37MUHAQ60AA3 |  | 45MUAAQ60XX3 |  |  |  | 10 | 16 | 9 | FALSE | TRUE | TRUE | 54000 | 45000 | 2.4 | 50400 | 2.3
215318808 |  | Live | Carrier | PAYNE | Singlezone Ducted, Centrally Ducted | 215318808 |  | HRCU-A-CB | 37MUHAQ48AA3 |  | 45MUAAQ48XX3 |  |  |  | 10.5 | 16.5 | 9.5 | FALSE | TRUE | TRUE | 48000 | 37000 | 2.7 | 38300 | 2.02
215318807 |  | Live | Carrier | PAYNE | Singlezone Ducted, Centrally Ducted | 215318807 |  | HRCU-A-CB | 37MUHAQ36AA3 |  | 45MUAAQ36XX3 |  |  |  | 11.7 | 17.4 | 10.3 | TRUE | TRUE | TRUE | 36000 | 31800 | 2.54 | 41000 | 2.03
215318806 |  | Live | Carrier | PAYNE | Singlezone Ducted, Centrally Ducted | 215318806 |  | HRCU-A-CB | 37MUHAQ30AA3 |  | 45MUAAQ30XX3 |  |  |  | 11.7 | 16.9 | 10 | TRUE | TRUE | TRUE | 30000 | 23800 | 2.76 | 37800 | 2.39
215318805 |  | Live | Carrier | PAYNE | Singlezone Ducted, Centrally Ducted | 215318805 |  | HRCU-A-CB | 37MUHAQ24AA3 |  | 45MUHAQ24XX3 |  |  |  | 12 | 18.7 | 10 | TRUE | TRUE | TRUE | 24000 | 19000 | 2.64 | 20200 | 2.24
215318804 |  | Live | Carrier | PAYNE | Singlezone Ducted, Centrally Ducted | 215318804 |  | HRCU-A-CB | 37MUHAQ24AA3 |  | 45MUAAQ24XX3 |  |  |  | 11.7 | 18.4 | 10 | TRUE | TRUE | TRUE | 23000 | 20000 | 2.42 | 22200 | 2.24
215318803 |  | Live | Carrier | PAYNE | Singlezone Ducted, Centrally Ducted | 215318803 |  | HRCU-A-CB | 37MUHAQ18AA3 |  | 45MUAAQ18XX3 |  |  |  | 12.5 | 19 | 9.8 | TRUE | TRUE | TRUE | 18000 | 15000 | 2.6 | 21600 | 2.3
215318802 |  | Live | Carrier | BRYANT | Singlezone Ducted, Centrally Ducted | 215318802 |  | HRCU-A-CB | 37MBRAQ58AA3 |  | 45MBAAQ60XA3 |  |  |  | 9.5 | 16 | 9.2 | FALSE | FALSE | FALSE | 55000 | 40500 | 2.6 | 41500 | 2.2
215318801 |  | Live | Carrier | BRYANT | Singlezone Ducted, Centrally Ducted | 215318801 |  | HRCU-A-CB | 37MBRAQ48AA3 |  | 45MBAAQ48XA3 |  |  |  | 10 | 17.8 | 10 | FALSE | TRUE | TRUE | 48000 | 40000 | 2.6 | 41000 | 2.28
215318800 |  | Live | Carrier | BRYANT | Singlezone Ducted, Centrally Ducted | 215318800 |  | HRCU-A-CB | 37MBRAQ36AA3 |  | 45MBAAQ36XA3 |  |  |  | 9 | 15.9 | 9.3 | FALSE | FALSE | FALSE | 36000 | 25000 | 2.4 | 27000 | 2.15
215318799 |  | Live | Carrier | BRYANT | Singlezone Ducted, Centrally Ducted | 215318799 |  | HRCU-A-CB | 37MBHAQ58AA3 |  | 45MBAAQ60XA3 |  |  |  | 10 | 15.4 | 9.2 | FALSE | TRUE | TRUE | 54000 | 41000 | 2.6 | 51500 | 2.2
215318797 |  | Live | Carrier | BRYANT | Singlezone Ducted, Centrally Ducted | 215318797 |  | HRCU-A-CB | 37MBHAQ36AA3 |  | 45MBAAQ36XA3 |  |  |  | 11.7 | 17.3 | 9.5 | TRUE | TRUE | TRUE | 36000 | 28000 | 2.2 | 38000 | 2.11
215318796 |  | Live | Carrier | BRYANT | Singlezone Ducted, Centrally Ducted | 215318796 |  | HRCU-A-CB | 37MARAQ24AA3 |  | 45MBAAQ24XB3 |  |  |  | 11.7 | 19.8 | 9 | TRUE | TRUE | TRUE | 24000 | 17600 | 2.4 | 23200 | 2.55
215318795 |  | Live | Carrier | BRYANT | Singlezone Ducted, Centrally Ducted | 215318795 |  | HRCU-A-CB | 37MARAQ18AA3 |  | 45MBAAQ18XB3 |  |  |  | 12.2 | 18.5 | 9.8 | TRUE | TRUE | TRUE | 18000 | 13200 | 2.6 | 14800 | 2.48
215318798 |  | Live | Carrier | BRYANT | Singlezone Ducted, Centrally Ducted | 215318798 |  | HRCU-A-CB | 37MBHAQ48AA3 |  | 45MBAAQ48XA3 |  |  |  | 10.1 | 17 | 10.2 | FALSE | TRUE | TRUE | 48000 | 40000 | 2.5 | 42000 | 2.16
215318794 |  | Live | Carrier | BRYANT | Singlezone Ducted, Centrally Ducted | 215318794 |  | HRCU-A-CB | 37MAHAQ33AA3 |  | 45MBAAQ36XB3 |  |  |  | 11.7 | 16.7 | 10 | TRUE | TRUE | TRUE | 33000 | 27400 | 2.58 | 33400 | 2.62
215318791 |  | Live | Carrier | BRYANT | Singlezone Ducted, Centrally Ducted | 215318791 |  | HRCU-A-CB | 37MUHAQ48AA3 |  | 45MUHAQ60XX3 |  |  |  | 12 | 17.5 | 9.5 | TRUE | TRUE | TRUE | 48000 | 34000 | 2.56 | 48000 | 2.13
215318790 |  | Live | Carrier | BRYANT | Singlezone Ducted, Centrally Ducted | 215318790 |  | HRCU-A-CB | 37MUHAQ30AA3 |  | 45MUHAQ36XX3 |  |  |  | 12.1 | 17.2 | 10.8 | TRUE | TRUE | TRUE | 30000 | 24000 | 2.69 | 24600 | 1.94
215318789 |  | Live | Carrier | BRYANT | Singlezone Ducted, Centrally Ducted | 215318789 |  | HRCU-A-CB | 37MUHAQ18AA3 |  | 45MUHAQ24XX3 |  |  |  | 12.5 | 19 | 10.2 | TRUE | TRUE | TRUE | 18000 | 14700 | 2.66 | 19000 | 2.37
215318788 |  | Live | Carrier | BRYANT | Singlezone Ducted, Centrally Ducted | 215318788 |  | HRCU-A-CB | 37MURAQ60AA3 |  | 45MUAAQ60XX3 |  |  |  | 8.7 | 15.2 | 8.4 | FALSE | TRUE | FALSE | 54000 | 33000 | 2.34 | 35800 | 1.96
215318793 |  | Live | Carrier | BRYANT | Singlezone Ducted, Centrally Ducted | 215318793 |  | HRCU-A-CB | 37MAHAQ24AA3 |  | 45MBAAQ24XB3 |  |  |  | 12 | 18.8 | 10 | TRUE | TRUE | TRUE | 23000 | 16900 | 2.4 | 24000 | 2.39
215318792 |  | Live | Carrier | BRYANT | Singlezone Ducted, Centrally Ducted | 215318792 |  | HRCU-A-CB | 37MAHAQ18AA3 |  | 45MBAAQ18XB3 |  |  |  | 12 | 18.2 | 10.1 | TRUE | TRUE | TRUE | 18000 | 14000 | 2.6 | 19800 | 2.38
215318787 |  | Live | Carrier | BRYANT | Singlezone Ducted, Centrally Ducted | 215318787 |  | HRCU-A-CB | 37MURAQ48AA3 |  | 45MUAAQ48XX3 |  |  |  | 10 | 16 | 8.5 | FALSE | TRUE | TRUE | 48000 | 32400 | 2.46 | 35400 | 2
215318786 |  | Live | Carrier | BRYANT | Singlezone Ducted, Centrally Ducted | 215318786 |  | HRCU-A-CB | 37MURAQ36AA3 |  | 45MUAAQ36XX3 |  |  |  | 10 | 16.2 | 8.7 | FALSE | TRUE | TRUE | 36000 | 24800 | 2.6 | 26200 | 2.19
215318785 |  | Live | Carrier | BRYANT | Singlezone Ducted, Centrally Ducted | 215318785 |  | HRCU-A-CB | 37MURAQ30AA3 |  | 45MUAAQ30XX3 |  |  |  | 10.8 | 17 | 8.5 | FALSE | FALSE | TRUE | 30000 | 18500 | 2.4 | 20200 | 2.26
215318784 |  | Live | Carrier | BRYANT | Singlezone Ducted, Centrally Ducted | 215318784 |  | HRCU-A-CB | 37MURAQ24AA3 |  | 45MUAAQ24XX3 |  |  |  | 11 | 18.2 | 9.7 | TRUE | TRUE | TRUE | 24000 | 20000 | 2.42 | 22200 | 2.24
215318783 |  | Live | Carrier | BRYANT | Singlezone Ducted, Centrally Ducted | 215318783 |  | HRCU-A-CB | 37MURAQ18AA3 |  | 45MUAAQ18XX3 |  |  |  | 11 | 18.8 | 9.2 | TRUE | FALSE | TRUE | 18000 | 12600 | 2.6 | 12600 | 2.2
215318782 |  | Live | Carrier | BRYANT | Singlezone Ducted, Centrally Ducted | 215318782 |  | HRCU-A-CB | 37MUHAQ60AA3 |  | 45MUHAQ60XX3 |  |  |  | 12 | 17.5 | 9.5 | TRUE | TRUE | TRUE | 54000 | 35000 | 2.5 | 54000 | 2.29
215318781 |  | Live | Carrier | BRYANT | Singlezone Ducted, Centrally Ducted | 215318781 |  | HRCU-A-CB | 37MUHAQ60AA3 |  | 45MUAAQ60XX3 |  |  |  | 10 | 16 | 9 | FALSE | TRUE | TRUE | 54000 | 45000 | 2.4 | 50400 | 2.3
215318780 |  | Live | Carrier | BRYANT | Singlezone Ducted, Centrally Ducted | 215318780 |  | HRCU-A-CB | 37MUHAQ48AA3 |  | 45MUAAQ48XX3 |  |  |  | 10.5 | 16.5 | 9.5 | FALSE | TRUE | TRUE | 48000 | 37000 | 2.7 | 38300 | 2.02
215318779 |  | Live | Carrier | BRYANT | Singlezone Ducted, Centrally Ducted | 215318779 |  | HRCU-A-CB | 37MUHAQ36AA3 |  | 45MUAAQ36XX3 |  |  |  | 11.7 | 17.4 | 10.3 | TRUE | TRUE | TRUE | 36000 | 31800 | 2.54 | 41000 | 2.03
215318778 |  | Live | Carrier | BRYANT | Singlezone Ducted, Centrally Ducted | 215318778 |  | HRCU-A-CB | 37MUHAQ30AA3 |  | 45MUAAQ30XX3 |  |  |  | 11.7 | 16.9 | 10 | TRUE | TRUE | TRUE | 30000 | 23800 | 2.76 | 37800 | 2.39
215318777 |  | Live | Carrier | BRYANT | Singlezone Ducted, Centrally Ducted | 215318777 |  | HRCU-A-CB | 37MUHAQ24AA3 |  | 45MUHAQ24XX3 |  |  |  | 12 | 18.7 | 10 | TRUE | TRUE | TRUE | 24000 | 19000 | 2.64 | 20200 | 2.24
215318776 |  | Live | Carrier | BRYANT | Singlezone Ducted, Centrally Ducted | 215318776 |  | HRCU-A-CB | 37MUHAQ24AA3 |  | 45MUAAQ24XX3 |  |  |  | 11.7 | 18.4 | 10 | TRUE | TRUE | TRUE | 23000 | 20000 | 2.42 | 22200 | 2.24
215318771 |  | Live | Carrier | CARRIER | Singlezone Ducted, Centrally Ducted | 215318771 |  | HRCU-A-CB | 37MBHAQ58AA3 |  | 45MBAAQ60XA3 |  |  |  | 10 | 15.4 | 9.2 | FALSE | TRUE | TRUE | 54000 | 41000 | 2.6 | 51500 | 2.2
215318775 |  | Live | Carrier | BRYANT | Singlezone Ducted, Centrally Ducted | 215318775 |  | HRCU-A-CB | 37MUHAQ18AA3 |  | 45MUAAQ18XX3 |  |  |  | 12.5 | 19 | 9.8 | TRUE | TRUE | TRUE | 18000 | 15000 | 2.6 | 21600 | 2.3
215318774 |  | Live | Carrier | CARRIER | Singlezone Ducted, Centrally Ducted | 215318774 |  | HRCU-A-CB | 37MBRAQ58AA3 |  | 45MBAAQ60XA3 |  |  |  | 9.5 | 16 | 9.2 | FALSE | FALSE | FALSE | 55000 | 40500 | 2.6 | 41500 | 2.2
215318773 |  | Live | Carrier | CARRIER | Singlezone Ducted, Centrally Ducted | 215318773 |  | HRCU-A-CB | 37MBRAQ48AA3 |  | 45MBAAQ48XA3 |  |  |  | 10 | 17.8 | 10 | FALSE | TRUE | TRUE | 48000 | 40000 | 2.6 | 41000 | 2.28
215318772 |  | Live | Carrier | CARRIER | Singlezone Ducted, Centrally Ducted | 215318772 |  | HRCU-A-CB | 37MBRAQ36AA3 |  | 45MBAAQ36XA3 |  |  |  | 9 | 15.9 | 9.3 | FALSE | FALSE | FALSE | 36000 | 25000 | 2.4 | 27000 | 2.15
215318769 |  | Live | Carrier | CARRIER | Singlezone Ducted, Centrally Ducted | 215318769 |  | HRCU-A-CB | 37MBHAQ36AA3 |  | 45MBAAQ36XA3 |  |  |  | 11.7 | 17.3 | 9.5 | TRUE | TRUE | TRUE | 36000 | 28000 | 2.2 | 38000 | 2.11
215318768 |  | Live | Carrier | CARRIER | Singlezone Ducted, Centrally Ducted | 215318768 |  | HRCU-A-CB | 37MARAQ24AA3 |  | 45MBAAQ24XB3 |  |  |  | 11.7 | 19.8 | 9 | TRUE | TRUE | TRUE | 24000 | 17600 | 2.4 | 23200 | 2.55
215318767 |  | Live | Carrier | CARRIER | Singlezone Ducted, Centrally Ducted | 215318767 |  | HRCU-A-CB | 37MARAQ18AA3 |  | 45MBAAQ18XB3 |  |  |  | 12.2 | 18.5 | 9.8 | TRUE | TRUE | TRUE | 18000 | 13200 | 2.6 | 14800 | 2.48
215318770 |  | Live | Carrier | CARRIER | Singlezone Ducted, Centrally Ducted | 215318770 |  | HRCU-A-CB | 37MBHAQ48AA3 |  | 45MBAAQ48XA3 |  |  |  | 10.1 | 17 | 10.2 | FALSE | TRUE | TRUE | 48000 | 40000 | 2.5 | 42000 | 2.16
215318766 |  | Live | Carrier | CARRIER | Singlezone Ducted, Centrally Ducted | 215318766 |  | HRCU-A-CB | 37MAHAQ33AA3 |  | 45MBAAQ36XB3 |  |  |  | 11.7 | 16.7 | 10 | TRUE | TRUE | TRUE | 33000 | 27400 | 2.58 | 33400 | 2.62
215318763 |  | Live | Carrier | CARRIER | Singlezone Ducted, Centrally Ducted | 215318763 |  | HRCU-A-CB | 37MUHAQ48AA3 |  | 45MUHAQ60XX3 |  |  |  | 12 | 17.5 | 9.5 | TRUE | TRUE | TRUE | 48000 | 34000 | 2.56 | 48000 | 2.13
215318762 |  | Live | Carrier | CARRIER | Singlezone Ducted, Centrally Ducted | 215318762 |  | HRCU-A-CB | 37MUHAQ30AA3 |  | 45MUHAQ36XX3 |  |  |  | 12.1 | 17.2 | 10.8 | TRUE | TRUE | TRUE | 30000 | 24000 | 2.69 | 24600 | 1.94
215318761 |  | Live | Carrier | CARRIER | Singlezone Ducted, Centrally Ducted | 215318761 |  | HRCU-A-CB | 37MUHAQ18AA3 |  | 45MUHAQ24XX3 |  |  |  | 12.5 | 19 | 10.2 | TRUE | TRUE | TRUE | 18000 | 14700 | 2.66 | 19000 | 2.37
215318765 |  | Live | Carrier | CARRIER | Singlezone Ducted, Centrally Ducted | 215318765 |  | HRCU-A-CB | 37MAHAQ24AA3 |  | 45MBAAQ24XB3 |  |  |  | 12 | 18.8 | 10 | TRUE | TRUE | TRUE | 23000 | 16900 | 2.4 | 24000 | 2.39
215318764 |  | Live | Carrier | CARRIER | Singlezone Ducted, Centrally Ducted | 215318764 |  | HRCU-A-CB | 37MAHAQ18AA3 |  | 45MBAAQ18XB3 |  |  |  | 12 | 18.2 | 10.1 | TRUE | TRUE | TRUE | 18000 | 14000 | 2.6 | 19800 | 2.38
215318760 |  | Live | Carrier | CARRIER | Singlezone Ducted, Centrally Ducted | 215318760 |  | HRCU-A-CB | 37MURAQ60AA3 |  | 45MUAAQ60XX3 |  |  |  | 8.7 | 15.2 | 8.4 | FALSE | TRUE | FALSE | 54000 | 33000 | 2.34 | 35800 | 1.96
215318759 |  | Live | Carrier | CARRIER | Singlezone Ducted, Centrally Ducted | 215318759 |  | HRCU-A-CB | 37MURAQ48AA3 |  | 45MUAAQ48XX3 |  |  |  | 10 | 16 | 8.5 | FALSE | TRUE | TRUE | 48000 | 32400 | 2.46 | 35400 | 2
215318758 |  | Live | Carrier | CARRIER | Singlezone Ducted, Centrally Ducted | 215318758 |  | HRCU-A-CB | 37MURAQ36AA3 |  | 45MUAAQ36XX3 |  |  |  | 10 | 16.2 | 8.7 | FALSE | TRUE | TRUE | 36000 | 24800 | 2.6 | 26200 | 2.19
215318757 |  | Live | Carrier | CARRIER | Singlezone Ducted, Centrally Ducted | 215318757 |  | HRCU-A-CB | 37MURAQ30AA3 |  | 45MUAAQ30XX3 |  |  |  | 10.8 | 17 | 8.5 | FALSE | FALSE | TRUE | 30000 | 18500 | 2.4 | 20200 | 2.26
215318756 |  | Live | Carrier | CARRIER | Singlezone Ducted, Centrally Ducted | 215318756 |  | HRCU-A-CB | 37MURAQ24AA3 |  | 45MUAAQ24XX3 |  |  |  | 11 | 18.2 | 9.7 | TRUE | TRUE | TRUE | 24000 | 20000 | 2.42 | 22200 | 2.24
215318755 |  | Live | Carrier | CARRIER | Singlezone Ducted, Centrally Ducted | 215318755 |  | HRCU-A-CB | 37MURAQ18AA3 |  | 45MUAAQ18XX3 |  |  |  | 11 | 18.8 | 9.2 | TRUE | FALSE | TRUE | 18000 | 12600 | 2.6 | 12600 | 2.2
215318754 |  | Live | Carrier | CARRIER | Singlezone Ducted, Centrally Ducted | 215318754 |  | HRCU-A-CB | 37MUHAQ60AA3 |  | 45MUHAQ60XX3 |  |  |  | 12 | 17.5 | 9.5 | TRUE | TRUE | TRUE | 54000 | 35000 | 2.5 | 54000 | 2.29
215318753 |  | Live | Carrier | CARRIER | Singlezone Ducted, Centrally Ducted | 215318753 |  | HRCU-A-CB | 37MUHAQ60AA3 |  | 45MUAAQ60XX3 |  |  |  | 10 | 16 | 9 | FALSE | TRUE | TRUE | 54000 | 45000 | 2.4 | 50400 | 2.3
215318752 |  | Live | Carrier | CARRIER | Singlezone Ducted, Centrally Ducted | 215318752 |  | HRCU-A-CB | 37MUHAQ48AA3 |  | 45MUAAQ48XX3 |  |  |  | 10.5 | 16.5 | 9.5 | FALSE | TRUE | TRUE | 48000 | 37000 | 2.7 | 38300 | 2.02
215318751 |  | Live | Carrier | CARRIER | Singlezone Ducted, Centrally Ducted | 215318751 |  | HRCU-A-CB | 37MUHAQ36AA3 |  | 45MUAAQ36XX3 |  |  |  | 11.7 | 17.4 | 10.3 | TRUE | TRUE | TRUE | 36000 | 31800 | 2.54 | 41000 | 2.03
215318750 |  | Live | Carrier | CARRIER | Singlezone Ducted, Centrally Ducted | 215318750 |  | HRCU-A-CB | 37MUHAQ30AA3 |  | 45MUAAQ30XX3 |  |  |  | 11.7 | 16.9 | 10 | TRUE | TRUE | TRUE | 30000 | 23800 | 2.76 | 37800 | 2.39
215318749 |  | Live | Carrier | CARRIER | Singlezone Ducted, Centrally Ducted | 215318749 |  | HRCU-A-CB | 37MUHAQ24AA3 |  | 45MUHAQ24XX3 |  |  |  | 12 | 18.7 | 10 | TRUE | TRUE | TRUE | 24000 | 19000 | 2.64 | 20200 | 2.24
215318748 |  | Live | Carrier | CARRIER | Singlezone Ducted, Centrally Ducted | 215318748 |  | HRCU-A-CB | 37MUHAQ24AA3 |  | 45MUAAQ24XX3 |  |  |  | 11.7 | 18.4 | 10 | TRUE | TRUE | TRUE | 23000 | 20000 | 2.42 | 22200 | 2.24
215318747 |  | Live | Carrier | CARRIER | Singlezone Ducted, Centrally Ducted | 215318747 |  | HRCU-A-CB | 37MUHAQ18AA3 |  | 45MUAAQ18XX3 |  |  |  | 12.5 | 19 | 9.8 | TRUE | TRUE | TRUE | 18000 | 15000 | 2.6 | 21600 | 2.3
217557346 |  | Live | Carrier | CARRIER | Singlezone Ducted, Centrally Ducted | 217557346 |  | HRCU-A-CB | 37MUHAQ36AA3 |  | D5FUHAH36XAK |  |  |  | 12 | 18 | 10 | TRUE | TRUE |  | 36000 | 31000 | 2.5 | 41500 | 2.21
217557347 |  | Live | Carrier | CARRIER | Singlezone Ducted, Centrally Ducted | 217557347 |  | HRCU-A-CB | 37MUHAQ48AA3 |  | D5FUHAH60XAK |  |  |  | 12 | 17.5 | 9.5 | TRUE | TRUE |  | 48000 | 34000 | 2.56 | 48000 | 2.13
217557349 |  | Live | Carrier | CARRIER | Singlezone Ducted, Centrally Ducted | 217557349 |  | HRCU-A-CB | 37MUHAQ60AA3 |  | D5FUHAH60XAK |  |  |  | 12 | 17.5 | 9.5 | TRUE | TRUE |  | 54000 | 35000 | 2.5 | 54000 | 2.29
217557338 |  | Live | Carrier | BRYANT | Singlezone Ducted, Centrally Ducted | 217557338 |  | HRCU-A-CB | 37MUHAQ48AA3 |  | D5FUHAH60XAK |  |  |  | 12 | 17.5 | 9.5 | TRUE | TRUE |  | 48000 | 34000 | 2.56 | 48000 | 2.13
217557344 |  | Live | Carrier | CARRIER | Singlezone Ducted, Centrally Ducted | 217557344 |  | HRCU-A-CB | 37MUHAQ30AA3 |  | D5FUHAH36XAK |  |  |  | 12.1 | 17.2 | 10.8 | TRUE | TRUE |  | 30000 | 24000 | 2.69 | 24600 | 1.94
217557341 |  | Live | Carrier | CARRIER | Singlezone Ducted, Centrally Ducted | 217557341 |  | HRCU-A-CB | 37MUHAQ18AA3 |  | D5FUHAH24XAK |  |  |  | 12.5 | 19 | 10.2 | TRUE | TRUE |  | 18000 | 14700 | 2.66 | 19000 | 2.37
217557340 |  | Live | Carrier | BRYANT | Singlezone Ducted, Centrally Ducted | 217557340 |  | HRCU-A-CB | 37MUHAQ60AA3 |  | D5FUHAH60XAK |  |  |  | 12 | 17.5 | 9.5 | TRUE | TRUE |  | 54000 | 35000 | 2.5 | 54000 | 2.29
217557343 |  | Live | Carrier | CARRIER | Singlezone Ducted, Centrally Ducted | 217557343 |  | HRCU-A-CB | 37MUHAQ24AA3 |  | D5FUHAH24XAK |  |  |  | 12 | 18.7 | 10 | TRUE | TRUE |  | 24000 | 19000 | 2.64 | 20200 | 2.24
217557337 |  | Live | Carrier | BRYANT | Singlezone Ducted, Centrally Ducted | 217557337 |  | HRCU-A-CB | 37MUHAQ36AA3 |  | D5FUHAH36XAK |  |  |  | 12 | 18 | 10 | TRUE | TRUE |  | 36000 | 31000 | 2.5 | 41500 | 2.21
217557335 |  | Live | Carrier | BRYANT | Singlezone Ducted, Centrally Ducted | 217557335 |  | HRCU-A-CB | 37MUHAQ30AA3 |  | D5FUHAH36XAK |  |  |  | 12.1 | 17.2 | 10.8 | TRUE | TRUE |  | 30000 | 24000 | 2.69 | 24600 | 1.94
217557334 |  | Live | Carrier | BRYANT | Singlezone Ducted, Centrally Ducted | 217557334 |  | HRCU-A-CB | 37MUHAQ24AA3 |  | D5FUHAH24XAK |  |  |  | 12 | 18.7 | 10 | TRUE | TRUE |  | 24000 | 19000 | 2.64 | 20200 | 2.24
217557332 |  | Live | Carrier | BRYANT | Singlezone Ducted, Centrally Ducted | 217557332 |  | HRCU-A-CB | 37MUHAQ18AA3 |  | D5FUHAH24XAK |  |  |  | 12.5 | 19 | 10.2 | TRUE | TRUE |  | 18000 | 14700 | 2.66 | 19000 | 2.37
217456769 |  | Live | Carrier | GRANDAIRE | Singlezone Ducted, Centrally Ducted | 217456769 |  | HRCU-A-C | D5CURAH48AAK |  | D5FULAH60XDX |  |  |  | 9.8 | 14.8 | 8 | FALSE | FALSE |  | 45000 | 28000 | 2 | 47500 | 1.99
217456771 |  | Live | Carrier | GRANDAIRE | Singlezone Ducted, Centrally Ducted | 217456771 |  | HRCU-A-C | D5CURAH60AAK |  | D5FULAH60XDX |  |  |  | 8.2 | 14.3 | 8.2 | FALSE | FALSE |  | 50000 | 33000 | 2.36 | 40500 | 1.88
217456770 |  | Live | Carrier | GRANDAIRE | Singlezone Ducted, Centrally Ducted | 217456770 |  | HRCU-A-C | D5CURAH60AAK |  | D5FULAH60XMX |  |  |  | 8.5 | 14.9 | 8.1 | FALSE | FALSE |  | 51000 | 33000 | 2.3 | 43000 | 1.99
217456765 |  | Live | Carrier | GRANDAIRE | Singlezone Ducted, Centrally Ducted | 217456765 |  | HRCU-A-C | D5CURAH36AAK |  | D5FULAH36XAX |  |  |  | 10 | 14.9 | 8.5 | FALSE | FALSE |  | 29000 | 23400 | 2.29 | 26000 | 2.18
217456768 |  | Live | Carrier | GRANDAIRE | Singlezone Ducted, Centrally Ducted | 217456768 |  | HRCU-A-C | D5CURAH48AAK |  | D5FULAH60XMX |  |  |  | 10 | 15.2 | 9 | FALSE | TRUE |  | 45000 | 33000 | 2.5 | 37800 | 2.32
217456764 |  | Live | Carrier | GRANDAIRE | Singlezone Ducted, Centrally Ducted | 217456764 |  | HRCU-A-C | D5CURAH30AAK |  | D5FULAH36XCX |  |  |  | 10 | 15.8 | 8.2 | FALSE | FALSE |  | 29000 | 19000 | 2.32 | 25000 | 2.5
217456767 |  | Live | Carrier | GRANDAIRE | Singlezone Ducted, Centrally Ducted | 217456767 |  | HRCU-A-C | D5CURAH36AAK |  | D5FULAH36XCX |  |  |  | 9.6 | 14.7 | 9 | FALSE | FALSE |  | 36000 | 25600 | 2.56 | 29600 | 2.1
217456766 |  | Live | Carrier | GRANDAIRE | Singlezone Ducted, Centrally Ducted | 217456766 |  | HRCU-A-C | D5CURAH36AAK |  | D5FULAH36XBX |  |  |  | 9.6 | 14.7 | 9 | FALSE | FALSE |  | 36000 | 25600 | 2.56 | 29600 | 2.1
217456761 |  | Live | Carrier | GRANDAIRE | Singlezone Ducted, Centrally Ducted | 217456761 |  | HRCU-A-C | D5CURAH24AAK |  | D5FULAH24XBX |  |  |  | 10 | 16 | 9 | FALSE | TRUE |  | 24000 | 19700 | 2.66 | 19700 | 2.66
217456760 |  | Live | Carrier | GRANDAIRE | Singlezone Ducted, Centrally Ducted | 217456760 |  | HRCU-A-C | D5CURAH24AAK |  | D5FULAH24XAX |  |  |  | 10 | 16 | 9 | FALSE | TRUE |  | 24000 | 19700 | 2.66 | 19700 | 2.66
217456759 |  | Live | Carrier | GRANDAIRE | Singlezone Ducted, Centrally Ducted | 217456759 |  | HRCU-A-C | D5CURAH18AAK |  | D5FULAH24XBX |  |  |  | 10.2 | 16 | 8.6 | FALSE | FALSE |  | 18000 | 13400 | 2.65 | 13400 | 2.65
217456762 |  | Live | Carrier | GRANDAIRE | Singlezone Ducted, Centrally Ducted | 217456762 |  | HRCU-A-C | D5CURAH30AAK |  | D5FULAH36XAX |  |  |  | 10 | 15.5 | 8.1 | FALSE | FALSE |  | 29000 | 19000 | 2.3 | 19800 | 2.08
217456763 |  | Live | Carrier | GRANDAIRE | Singlezone Ducted, Centrally Ducted | 217456763 |  | HRCU-A-C | D5CURAH30AAK |  | D5FULAH36XBX |  |  |  | 10 | 15.8 | 8.2 | FALSE | FALSE |  | 29000 | 19000 | 2.32 | 25000 | 2.5
217456757 |  | Live | Carrier | GRANDAIRE | Singlezone Ducted, Centrally Ducted | 217456757 |  | HRCU-A-C | D5CUHAH60AAK |  | D5FULAH60XDX |  |  |  | 10 | 15.2 | 8.1 | FALSE | TRUE |  | 47000 | 36000 | 2.14 | 48000 | 2
217456753 |  | Live | Carrier | GRANDAIRE | Singlezone Ducted, Centrally Ducted | 217456753 |  | HRCU-A-C | D5CUHAH36AAK |  | D5FULAH36XCX |  |  |  | 10.7 | 15.8 | 9.4 | FALSE | TRUE |  | 36000 | 29200 | 2.5 | 39000 | 2.18
217456758 |  | Live | Carrier | GRANDAIRE | Singlezone Ducted, Centrally Ducted | 217456758 |  | HRCU-A-C | D5CURAH18AAK |  | D5FULAH24XAX |  |  |  | 10.2 | 16 | 8.6 | FALSE | FALSE |  | 18000 | 13400 | 2.65 | 13400 | 2.65
217456755 |  | Live | Carrier | GRANDAIRE | Singlezone Ducted, Centrally Ducted | 217456755 |  | HRCU-A-C | D5CUHAH48AAK |  | D5FULAH60XDX |  |  |  | 9.8 | 14.5 | 8.4 | FALSE | FALSE |  | 45000 | 34000 | 2.4 | 53000 | 2.18
217456754 |  | Live | Carrier | GRANDAIRE | Singlezone Ducted, Centrally Ducted | 217456754 |  | HRCU-A-C | D5CUHAH48AAK |  | D5FULAH60XMX |  |  |  | 10 | 15.2 | 8.8 | FALSE | TRUE |  | 45000 | 34400 | 2.42 | 36000 | 2.29
217456756 |  | Live | Carrier | GRANDAIRE | Singlezone Ducted, Centrally Ducted | 217456756 |  | HRCU-A-C | D5CUHAH60AAK |  | D5FULAH60XMX |  |  |  | 10 | 16 | 8.5 | FALSE | TRUE |  | 52000 | 37800 | 2.46 | 50000 | 2.02
217456750 |  | Live | Carrier | GRANDAIRE | Singlezone Ducted, Centrally Ducted | 217456750 |  | HRCU-A-C | D5CUHAH30AAK |  | D5FULAH36XCX |  |  |  | 11 | 16 | 9.6 | TRUE | TRUE |  | 29000 | 25000 | 2.4 | 38000 | 2.24
217456749 |  | Live | Carrier | GRANDAIRE | Singlezone Ducted, Centrally Ducted | 217456749 |  | HRCU-A-C | D5CUHAH30AAK |  | D5FULAH36XBX |  |  |  | 11 | 16 | 9.6 | TRUE | TRUE |  | 29000 | 25000 | 2.4 | 38000 | 2.24
217456748 |  | Live | Carrier | GRANDAIRE | Singlezone Ducted, Centrally Ducted | 217456748 |  | HRCU-A-C | D5CUHAH30AAK |  | D5FULAH36XAX |  |  |  | 10 | 15.3 | 9.3 | FALSE | TRUE |  | 30000 | 24000 | 2.36 | 31700 | 2
217456747 |  | Live | Carrier | GRANDAIRE | Singlezone Ducted, Centrally Ducted | 217456747 |  | HRCU-A-C | D5CUHAH24AAK |  | D5FULAH24XBX |  |  |  | 10 | 16 | 9.5 | FALSE | TRUE |  | 24000 | 19700 | 2.66 | 22000 | 2
217456746 |  | Live | Carrier | GRANDAIRE | Singlezone Ducted, Centrally Ducted | 217456746 |  | HRCU-A-C | D5CUHAH24AAK |  | D5FULAH24XAX |  |  |  | 10 | 16 | 9.5 | FALSE | TRUE |  | 24000 | 19700 | 2.66 | 22000 | 2
217456745 |  | Live | Carrier | GRANDAIRE | Singlezone Ducted, Centrally Ducted | 217456745 |  | HRCU-A-C | D5CUHAH18AAK |  | D5FULAH24XBX |  |  |  | 11.7 | 16.1 | 9.5 | TRUE | TRUE |  | 18000 | 15200 | 2.7 | 21000 | 2
217456744 |  | Live | Carrier | GRANDAIRE | Singlezone Ducted, Centrally Ducted | 217456744 |  | HRCU-A-C | D5CUHAH18AAK |  | D5FULAH24XAX |  |  |  | 11.7 | 16.1 | 9.5 | TRUE | TRUE |  | 18000 | 15200 | 2.7 | 21000 | 2
217456737 |  | Live | Carrier | LPS LEGACY | Singlezone Ducted, Centrally Ducted | 217456737 |  | HRCU-A-C | D5CURAH36AAK |  | D5FULAH36XAX |  |  |  | 10 | 14.9 | 8.5 | FALSE | FALSE |  | 29000 | 23400 | 2.29 | 26000 | 2.18
217456739 |  | Live | Carrier | LPS LEGACY | Singlezone Ducted, Centrally Ducted | 217456739 |  | HRCU-A-C | D5CURAH36AAK |  | D5FULAH36XCX |  |  |  | 9.6 | 14.7 | 9 | FALSE | FALSE |  | 36000 | 25600 | 2.56 | 29600 | 2.1
217456738 |  | Live | Carrier | LPS LEGACY | Singlezone Ducted, Centrally Ducted | 217456738 |  | HRCU-A-C | D5CURAH36AAK |  | D5FULAH36XBX |  |  |  | 9.6 | 14.7 | 9 | FALSE | FALSE |  | 36000 | 25600 | 2.56 | 29600 | 2.1
217456733 |  | Live | Carrier | LPS LEGACY | Singlezone Ducted, Centrally Ducted | 217456733 |  | HRCU-A-C | D5CURAH24AAK |  | D5FULAH24XBX |  |  |  | 10 | 16 | 9 | FALSE | TRUE |  | 24000 | 19700 | 2.66 | 19700 | 2.66
217456732 |  | Live | Carrier | LPS LEGACY | Singlezone Ducted, Centrally Ducted | 217456732 |  | HRCU-A-C | D5CURAH24AAK |  | D5FULAH24XAX |  |  |  | 10 | 16 | 9 | FALSE | TRUE |  | 24000 | 19700 | 2.66 | 19700 | 2.66
217456734 |  | Live | Carrier | LPS LEGACY | Singlezone Ducted, Centrally Ducted | 217456734 |  | HRCU-A-C | D5CURAH30AAK |  | D5FULAH36XAX |  |  |  | 10 | 15.5 | 8.1 | FALSE | FALSE |  | 29000 | 19000 | 2.3 | 19800 | 2.08
217456736 |  | Live | Carrier | LPS LEGACY | Singlezone Ducted, Centrally Ducted | 217456736 |  | HRCU-A-C | D5CURAH30AAK |  | D5FULAH36XCX |  |  |  | 10 | 15.8 | 8.2 | FALSE | FALSE |  | 29000 | 19000 | 2.32 | 25000 | 2.5
217456735 |  | Live | Carrier | LPS LEGACY | Singlezone Ducted, Centrally Ducted | 217456735 |  | HRCU-A-C | D5CURAH30AAK |  | D5FULAH36XBX |  |  |  | 10 | 15.8 | 8.2 | FALSE | FALSE |  | 29000 | 19000 | 2.32 | 25000 | 2.5
217456731 |  | Live | Carrier | LPS LEGACY | Singlezone Ducted, Centrally Ducted | 217456731 |  | HRCU-A-C | D5CURAH18AAK |  | D5FULAH24XBX |  |  |  | 10.2 | 16 | 8.6 | FALSE | FALSE |  | 18000 | 13400 | 2.65 | 13400 | 2.65
217456730 |  | Live | Carrier | LPS LEGACY | Singlezone Ducted, Centrally Ducted | 217456730 |  | HRCU-A-C | D5CURAH18AAK |  | D5FULAH24XAX |  |  |  | 10.2 | 16 | 8.6 | FALSE | FALSE |  | 18000 | 13400 | 2.65 | 13400 | 2.65
217456720 |  | Live | Carrier | LPS LEGACY | Singlezone Ducted, Centrally Ducted | 217456720 |  | HRCU-A-C | D5CUHAH30AAK |  | D5FULAH36XAX |  |  |  | 10 | 15.3 | 9.3 | FALSE | TRUE |  | 30000 | 24000 | 2.36 | 31700 | 2
217456719 |  | Live | Carrier | LPS LEGACY | Singlezone Ducted, Centrally Ducted | 217456719 |  | HRCU-A-C | D5CUHAH24AAK |  | D5FULAH24XBX |  |  |  | 10 | 16 | 9.5 | FALSE | TRUE |  | 24000 | 19700 | 2.66 | 22000 | 2
217456718 |  | Live | Carrier | LPS LEGACY | Singlezone Ducted, Centrally Ducted | 217456718 |  | HRCU-A-C | D5CUHAH24AAK |  | D5FULAH24XAX |  |  |  | 10 | 16 | 9.5 | FALSE | TRUE |  | 24000 | 19700 | 2.66 | 22000 | 2
217456717 |  | Live | Carrier | LPS LEGACY | Singlezone Ducted, Centrally Ducted | 217456717 |  | HRCU-A-C | D5CUHAH18AAK |  | D5FULAH24XBX |  |  |  | 11.7 | 16.1 | 9.5 | TRUE | TRUE |  | 18000 | 15200 | 2.7 | 21000 | 2
217456716 |  | Live | Carrier | LPS LEGACY | Singlezone Ducted, Centrally Ducted | 217456716 |  | HRCU-A-C | D5CUHAH18AAK |  | D5FULAH24XAX |  |  |  | 11.7 | 16.1 | 9.5 | TRUE | TRUE |  | 18000 | 15200 | 2.7 | 21000 | 2
217456711 |  | Live | Carrier | AIRQUEST | Singlezone Ducted, Centrally Ducted | 217456711 |  | HRCU-A-C | D5CURAH36AAK |  | D5FULAH36XCX |  |  |  | 9.6 | 14.7 | 9 | FALSE | FALSE |  | 36000 | 25600 | 2.56 | 29600 | 2.1
217456710 |  | Live | Carrier | AIRQUEST | Singlezone Ducted, Centrally Ducted | 217456710 |  | HRCU-A-C | D5CURAH36AAK |  | D5FULAH36XBX |  |  |  | 9.6 | 14.7 | 9 | FALSE | FALSE |  | 36000 | 25600 | 2.56 | 29600 | 2.1
217456705 |  | Live | Carrier | AIRQUEST | Singlezone Ducted, Centrally Ducted | 217456705 |  | HRCU-A-C | D5CURAH24AAK |  | D5FULAH24XBX |  |  |  | 10 | 16 | 9 | FALSE | TRUE |  | 24000 | 19700 | 2.66 | 19700 | 2.66
217456709 |  | Live | Carrier | AIRQUEST | Singlezone Ducted, Centrally Ducted | 217456709 |  | HRCU-A-C | D5CURAH36AAK |  | D5FULAH36XAX |  |  |  | 10 | 14.9 | 8.5 | FALSE | FALSE |  | 29000 | 23400 | 2.29 | 26000 | 2.18
217456706 |  | Live | Carrier | AIRQUEST | Singlezone Ducted, Centrally Ducted | 217456706 |  | HRCU-A-C | D5CURAH30AAK |  | D5FULAH36XAX |  |  |  | 10 | 15.5 | 8.1 | FALSE | FALSE |  | 29000 | 19000 | 2.3 | 19800 | 2.08
217456708 |  | Live | Carrier | AIRQUEST | Singlezone Ducted, Centrally Ducted | 217456708 |  | HRCU-A-C | D5CURAH30AAK |  | D5FULAH36XCX |  |  |  | 10 | 15.8 | 8.2 | FALSE | FALSE |  | 29000 | 19000 | 2.32 | 25000 | 2.5
217456707 |  | Live | Carrier | AIRQUEST | Singlezone Ducted, Centrally Ducted | 217456707 |  | HRCU-A-C | D5CURAH30AAK |  | D5FULAH36XBX |  |  |  | 10 | 15.8 | 8.2 | FALSE | FALSE |  | 29000 | 19000 | 2.32 | 25000 | 2.5
217456704 |  | Live | Carrier | AIRQUEST | Singlezone Ducted, Centrally Ducted | 217456704 |  | HRCU-A-C | D5CURAH24AAK |  | D5FULAH24XAX |  |  |  | 10 | 16 | 9 | FALSE | TRUE |  | 24000 | 19700 | 2.66 | 19700 | 2.66
217456703 |  | Live | Carrier | AIRQUEST | Singlezone Ducted, Centrally Ducted | 217456703 |  | HRCU-A-C | D5CURAH18AAK |  | D5FULAH24XBX |  |  |  | 10.2 | 16 | 8.6 | FALSE | FALSE |  | 18000 | 13400 | 2.65 | 13400 | 2.65
217456702 |  | Live | Carrier | AIRQUEST | Singlezone Ducted, Centrally Ducted | 217456702 |  | HRCU-A-C | D5CURAH18AAK |  | D5FULAH24XAX |  |  |  | 10.2 | 16 | 8.6 | FALSE | FALSE |  | 18000 | 13400 | 2.65 | 13400 | 2.65
217456692 |  | Live | Carrier | AIRQUEST | Singlezone Ducted, Centrally Ducted | 217456692 |  | HRCU-A-C | D5CUHAH30AAK |  | D5FULAH36XAX |  |  |  | 10 | 15.3 | 9.3 | FALSE | TRUE |  | 30000 | 24000 | 2.36 | 31700 | 2
217456691 |  | Live | Carrier | AIRQUEST | Singlezone Ducted, Centrally Ducted | 217456691 |  | HRCU-A-C | D5CUHAH24AAK |  | D5FULAH24XBX |  |  |  | 10 | 16 | 9.5 | FALSE | TRUE |  | 24000 | 19700 | 2.66 | 22000 | 2
217456690 |  | Live | Carrier | AIRQUEST | Singlezone Ducted, Centrally Ducted | 217456690 |  | HRCU-A-C | D5CUHAH24AAK |  | D5FULAH24XAX |  |  |  | 10 | 16 | 9.5 | FALSE | TRUE |  | 24000 | 19700 | 2.66 | 22000 | 2
217456689 |  | Live | Carrier | AIRQUEST | Singlezone Ducted, Centrally Ducted | 217456689 |  | HRCU-A-C | D5CUHAH18AAK |  | D5FULAH24XBX |  |  |  | 11.7 | 16.1 | 9.5 | TRUE | TRUE |  | 18000 | 15200 | 2.7 | 21000 | 2
217456688 |  | Live | Carrier | AIRQUEST | Singlezone Ducted, Centrally Ducted | 217456688 |  | HRCU-A-C | D5CUHAH18AAK |  | D5FULAH24XAX |  |  |  | 11.7 | 16.1 | 9.5 | TRUE | TRUE |  | 18000 | 15200 | 2.7 | 21000 | 2
217456683 |  | Live | Carrier | SMART COMFORT | Singlezone Ducted, Centrally Ducted | 217456683 |  | HRCU-A-C | D5CURAH36AAK |  | D5FULAH36XCX |  |  |  | 9.6 | 14.7 | 9 | FALSE | FALSE |  | 36000 | 25600 | 2.56 | 29600 | 2.1
217456681 |  | Live | Carrier | SMART COMFORT | Singlezone Ducted, Centrally Ducted | 217456681 |  | HRCU-A-C | D5CURAH36AAK |  | D5FULAH36XAX |  |  |  | 10 | 14.9 | 8.5 | FALSE | FALSE |  | 29000 | 23400 | 2.29 | 26000 | 2.18
217456678 |  | Live | Carrier | SMART COMFORT | Singlezone Ducted, Centrally Ducted | 217456678 |  | HRCU-A-C | D5CURAH30AAK |  | D5FULAH36XAX |  |  |  | 10 | 15.5 | 8.1 | FALSE | FALSE |  | 29000 | 19000 | 2.3 | 19800 | 2.08
217456680 |  | Live | Carrier | SMART COMFORT | Singlezone Ducted, Centrally Ducted | 217456680 |  | HRCU-A-C | D5CURAH30AAK |  | D5FULAH36XCX |  |  |  | 10 | 15.8 | 8.2 | FALSE | FALSE |  | 29000 | 19000 | 2.32 | 25000 | 2.5
217456679 |  | Live | Carrier | SMART COMFORT | Singlezone Ducted, Centrally Ducted | 217456679 |  | HRCU-A-C | D5CURAH30AAK |  | D5FULAH36XBX |  |  |  | 10 | 15.8 | 8.2 | FALSE | FALSE |  | 29000 | 19000 | 2.32 | 25000 | 2.5
217456682 |  | Live | Carrier | SMART COMFORT | Singlezone Ducted, Centrally Ducted | 217456682 |  | HRCU-A-C | D5CURAH36AAK |  | D5FULAH36XBX |  |  |  | 9.6 | 14.7 | 9 | FALSE | FALSE |  | 36000 | 25600 | 2.56 | 29600 | 2.1
217456677 |  | Live | Carrier | SMART COMFORT | Singlezone Ducted, Centrally Ducted | 217456677 |  | HRCU-A-C | D5CURAH24AAK |  | D5FULAH24XBX |  |  |  | 10 | 16 | 9 | FALSE | TRUE |  | 24000 | 19700 | 2.66 | 19700 | 2.66
217456676 |  | Live | Carrier | SMART COMFORT | Singlezone Ducted, Centrally Ducted | 217456676 |  | HRCU-A-C | D5CURAH24AAK |  | D5FULAH24XAX |  |  |  | 10 | 16 | 9 | FALSE | TRUE |  | 24000 | 19700 | 2.66 | 19700 | 2.66
217456675 |  | Live | Carrier | SMART COMFORT | Singlezone Ducted, Centrally Ducted | 217456675 |  | HRCU-A-C | D5CURAH18AAK |  | D5FULAH24XBX |  |  |  | 10.2 | 16 | 8.6 | FALSE | FALSE |  | 18000 | 13400 | 2.65 | 13400 | 2.65
217456674 |  | Live | Carrier | SMART COMFORT | Singlezone Ducted, Centrally Ducted | 217456674 |  | HRCU-A-C | D5CURAH18AAK |  | D5FULAH24XAX |  |  |  | 10.2 | 16 | 8.6 | FALSE | FALSE |  | 18000 | 13400 | 2.65 | 13400 | 2.65
217456664 |  | Live | Carrier | SMART COMFORT | Singlezone Ducted, Centrally Ducted | 217456664 |  | HRCU-A-C | D5CUHAH30AAK |  | D5FULAH36XAX |  |  |  | 10 | 15.3 | 9.3 | FALSE | TRUE |  | 30000 | 24000 | 2.36 | 31700 | 2
217456663 |  | Live | Carrier | SMART COMFORT | Singlezone Ducted, Centrally Ducted | 217456663 |  | HRCU-A-C | D5CUHAH24AAK |  | D5FULAH24XBX |  |  |  | 10 | 16 | 9.5 | FALSE | TRUE |  | 24000 | 19700 | 2.66 | 22000 | 2
217456662 |  | Live | Carrier | SMART COMFORT | Singlezone Ducted, Centrally Ducted | 217456662 |  | HRCU-A-C | D5CUHAH24AAK |  | D5FULAH24XAX |  |  |  | 10 | 16 | 9.5 | FALSE | TRUE |  | 24000 | 19700 | 2.66 | 22000 | 2
217456661 |  | Live | Carrier | SMART COMFORT | Singlezone Ducted, Centrally Ducted | 217456661 |  | HRCU-A-C | D5CUHAH18AAK |  | D5FULAH24XBX |  |  |  | 11.7 | 16.1 | 9.5 | TRUE | TRUE |  | 18000 | 15200 | 2.7 | 21000 | 2
217456660 |  | Live | Carrier | SMART COMFORT | Singlezone Ducted, Centrally Ducted | 217456660 |  | HRCU-A-C | D5CUHAH18AAK |  | D5FULAH24XAX |  |  |  | 11.7 | 16.1 | 9.5 | TRUE | TRUE |  | 18000 | 15200 | 2.7 | 21000 | 2
217456653 |  | Live | Carrier | TEMPSTAR | Singlezone Ducted, Centrally Ducted | 217456653 |  | HRCU-A-C | D5CURAH36AAK |  | D5FULAH36XAX |  |  |  | 10 | 14.9 | 8.5 | FALSE | FALSE |  | 29000 | 23400 | 2.29 | 26000 | 2.18
217456652 |  | Live | Carrier | TEMPSTAR | Singlezone Ducted, Centrally Ducted | 217456652 |  | HRCU-A-C | D5CURAH30AAK |  | D5FULAH36XCX |  |  |  | 10 | 15.8 | 8.2 | FALSE | FALSE |  | 29000 | 19000 | 2.32 | 25000 | 2.5
217456651 |  | Live | Carrier | TEMPSTAR | Singlezone Ducted, Centrally Ducted | 217456651 |  | HRCU-A-C | D5CURAH30AAK |  | D5FULAH36XBX |  |  |  | 10 | 15.8 | 8.2 | FALSE | FALSE |  | 29000 | 19000 | 2.32 | 25000 | 2.5
217456655 |  | Live | Carrier | TEMPSTAR | Singlezone Ducted, Centrally Ducted | 217456655 |  | HRCU-A-C | D5CURAH36AAK |  | D5FULAH36XCX |  |  |  | 9.6 | 14.7 | 9 | FALSE | FALSE |  | 36000 | 25600 | 2.56 | 29600 | 2.1
217456654 |  | Live | Carrier | TEMPSTAR | Singlezone Ducted, Centrally Ducted | 217456654 |  | HRCU-A-C | D5CURAH36AAK |  | D5FULAH36XBX |  |  |  | 9.6 | 14.7 | 9 | FALSE | FALSE |  | 36000 | 25600 | 2.56 | 29600 | 2.1
217456649 |  | Live | Carrier | TEMPSTAR | Singlezone Ducted, Centrally Ducted | 217456649 |  | HRCU-A-C | D5CURAH24AAK |  | D5FULAH24XBX |  |  |  | 10 | 16 | 9 | FALSE | TRUE |  | 24000 | 19700 | 2.66 | 19700 | 2.66
217456648 |  | Live | Carrier | TEMPSTAR | Singlezone Ducted, Centrally Ducted | 217456648 |  | HRCU-A-C | D5CURAH24AAK |  | D5FULAH24XAX |  |  |  | 10 | 16 | 9 | FALSE | TRUE |  | 24000 | 19700 | 2.66 | 19700 | 2.66
217456647 |  | Live | Carrier | TEMPSTAR | Singlezone Ducted, Centrally Ducted | 217456647 |  | HRCU-A-C | D5CURAH18AAK |  | D5FULAH24XBX |  |  |  | 10.2 | 16 | 8.6 | FALSE | FALSE |  | 18000 | 13400 | 2.65 | 13400 | 2.65
217456646 |  | Live | Carrier | TEMPSTAR | Singlezone Ducted, Centrally Ducted | 217456646 |  | HRCU-A-C | D5CURAH18AAK |  | D5FULAH24XAX |  |  |  | 10.2 | 16 | 8.6 | FALSE | FALSE |  | 18000 | 13400 | 2.65 | 13400 | 2.65
217456650 |  | Live | Carrier | TEMPSTAR | Singlezone Ducted, Centrally Ducted | 217456650 |  | HRCU-A-C | D5CURAH30AAK |  | D5FULAH36XAX |  |  |  | 10 | 15.5 | 8.1 | FALSE | FALSE |  | 29000 | 19000 | 2.3 | 19800 | 2.08
217456636 |  | Live | Carrier | TEMPSTAR | Singlezone Ducted, Centrally Ducted | 217456636 |  | HRCU-A-C | D5CUHAH30AAK |  | D5FULAH36XAX |  |  |  | 10 | 15.3 | 9.3 | FALSE | TRUE |  | 30000 | 24000 | 2.36 | 31700 | 2
217456635 |  | Live | Carrier | TEMPSTAR | Singlezone Ducted, Centrally Ducted | 217456635 |  | HRCU-A-C | D5CUHAH24AAK |  | D5FULAH24XBX |  |  |  | 10 | 16 | 9.5 | FALSE | TRUE |  | 24000 | 19700 | 2.66 | 22000 | 2
217456634 |  | Live | Carrier | TEMPSTAR | Singlezone Ducted, Centrally Ducted | 217456634 |  | HRCU-A-C | D5CUHAH24AAK |  | D5FULAH24XAX |  |  |  | 10 | 16 | 9.5 | FALSE | TRUE |  | 24000 | 19700 | 2.66 | 22000 | 2
217456633 |  | Live | Carrier | TEMPSTAR | Singlezone Ducted, Centrally Ducted | 217456633 |  | HRCU-A-C | D5CUHAH18AAK |  | D5FULAH24XBX |  |  |  | 11.7 | 16.1 | 9.5 | TRUE | TRUE |  | 18000 | 15200 | 2.7 | 21000 | 2
217456632 |  | Live | Carrier | TEMPSTAR | Singlezone Ducted, Centrally Ducted | 217456632 |  | HRCU-A-C | D5CUHAH18AAK |  | D5FULAH24XAX |  |  |  | 11.7 | 16.1 | 9.5 | TRUE | TRUE |  | 18000 | 15200 | 2.7 | 21000 | 2
217456625 |  | Live | Carrier | MIDEA | Singlezone Ducted, Centrally Ducted | 217456625 |  | HRCU-A-C | D5CURAH36AAK |  | D5FULAH36XAX |  |  |  | 10 | 14.9 | 8.5 | FALSE | FALSE |  | 29000 | 23400 | 2.29 | 26000 | 2.18
217456624 |  | Live | Carrier | MIDEA | Singlezone Ducted, Centrally Ducted | 217456624 |  | HRCU-A-C | D5CURAH30AAK |  | D5FULAH36XCX |  |  |  | 10 | 15.8 | 8.2 | FALSE | FALSE |  | 29000 | 19000 | 2.32 | 25000 | 2.5
217456627 |  | Live | Carrier | MIDEA | Singlezone Ducted, Centrally Ducted | 217456627 |  | HRCU-A-C | D5CURAH36AAK |  | D5FULAH36XCX |  |  |  | 9.6 | 14.7 | 9 | FALSE | FALSE |  | 36000 | 25600 | 2.56 | 29600 | 2.1
217456626 |  | Live | Carrier | MIDEA | Singlezone Ducted, Centrally Ducted | 217456626 |  | HRCU-A-C | D5CURAH36AAK |  | D5FULAH36XBX |  |  |  | 9.6 | 14.7 | 9 | FALSE | FALSE |  | 36000 | 25600 | 2.56 | 29600 | 2.1
217456621 |  | Live | Carrier | MIDEA | Singlezone Ducted, Centrally Ducted | 217456621 |  | HRCU-A-C | D5CURAH24AAK |  | D5FULAH24XBX |  |  |  | 10 | 16 | 9 | FALSE | TRUE |  | 24000 | 19700 | 2.66 | 19700 | 2.66
217456620 |  | Live | Carrier | MIDEA | Singlezone Ducted, Centrally Ducted | 217456620 |  | HRCU-A-C | D5CURAH24AAK |  | D5FULAH24XAX |  |  |  | 10 | 16 | 9 | FALSE | TRUE |  | 24000 | 19700 | 2.66 | 19700 | 2.66
217456619 |  | Live | Carrier | MIDEA | Singlezone Ducted, Centrally Ducted | 217456619 |  | HRCU-A-C | D5CURAH18AAK |  | D5FULAH24XBX |  |  |  | 10.2 | 16 | 8.6 | FALSE | FALSE |  | 18000 | 13400 | 2.65 | 13400 | 2.65
217456618 |  | Live | Carrier | MIDEA | Singlezone Ducted, Centrally Ducted | 217456618 |  | HRCU-A-C | D5CURAH18AAK |  | D5FULAH24XAX |  |  |  | 10.2 | 16 | 8.6 | FALSE | FALSE |  | 18000 | 13400 | 2.65 | 13400 | 2.65
217456622 |  | Live | Carrier | MIDEA | Singlezone Ducted, Centrally Ducted | 217456622 |  | HRCU-A-C | D5CURAH30AAK |  | D5FULAH36XAX |  |  |  | 10 | 15.5 | 8.1 | FALSE | FALSE |  | 29000 | 19000 | 2.3 | 19800 | 2.08
217456623 |  | Live | Carrier | MIDEA | Singlezone Ducted, Centrally Ducted | 217456623 |  | HRCU-A-C | D5CURAH30AAK |  | D5FULAH36XBX |  |  |  | 10 | 15.8 | 8.2 | FALSE | FALSE |  | 29000 | 19000 | 2.32 | 25000 | 2.5
217456608 |  | Live | Carrier | MIDEA | Singlezone Ducted, Centrally Ducted | 217456608 |  | HRCU-A-C | D5CUHAH30AAK |  | D5FULAH36XAX |  |  |  | 10 | 15.3 | 9.3 | FALSE | TRUE |  | 30000 | 24000 | 2.36 | 31700 | 2
217456607 |  | Live | Carrier | MIDEA | Singlezone Ducted, Centrally Ducted | 217456607 |  | HRCU-A-C | D5CUHAH24AAK |  | D5FULAH24XBX |  |  |  | 10 | 16 | 9.5 | FALSE | TRUE |  | 24000 | 19700 | 2.66 | 22000 | 2
217456606 |  | Live | Carrier | MIDEA | Singlezone Ducted, Centrally Ducted | 217456606 |  | HRCU-A-C | D5CUHAH24AAK |  | D5FULAH24XAX |  |  |  | 10 | 16 | 9.5 | FALSE | TRUE |  | 24000 | 19700 | 2.66 | 22000 | 2
217456605 |  | Live | Carrier | MIDEA | Singlezone Ducted, Centrally Ducted | 217456605 |  | HRCU-A-C | D5CUHAH18AAK |  | D5FULAH24XBX |  |  |  | 11.7 | 16.1 | 9.5 | TRUE | TRUE |  | 18000 | 15200 | 2.7 | 21000 | 2
217456604 |  | Live | Carrier | MIDEA | Singlezone Ducted, Centrally Ducted | 217456604 |  | HRCU-A-C | D5CUHAH18AAK |  | D5FULAH24XAX |  |  |  | 11.7 | 16.1 | 9.5 | TRUE | TRUE |  | 18000 | 15200 | 2.7 | 21000 | 2
217456597 |  | Live | Carrier | KENMORE | Singlezone Ducted, Centrally Ducted | 217456597 |  | HRCU-A-C | D5CURAH36AAK |  | D5FULAH36XAX |  |  |  | 10 | 14.9 | 8.5 | FALSE | FALSE |  | 29000 | 23400 | 2.29 | 26000 | 2.18
217456596 |  | Live | Carrier | KENMORE | Singlezone Ducted, Centrally Ducted | 217456596 |  | HRCU-A-C | D5CURAH30AAK |  | D5FULAH36XCX |  |  |  | 10 | 15.8 | 8.2 | FALSE | FALSE |  | 29000 | 19000 | 2.32 | 25000 | 2.5
217456599 |  | Live | Carrier | KENMORE | Singlezone Ducted, Centrally Ducted | 217456599 |  | HRCU-A-C | D5CURAH36AAK |  | D5FULAH36XCX |  |  |  | 9.6 | 14.7 | 9 | FALSE | FALSE |  | 36000 | 25600 | 2.56 | 29600 | 2.1
217456598 |  | Live | Carrier | KENMORE | Singlezone Ducted, Centrally Ducted | 217456598 |  | HRCU-A-C | D5CURAH36AAK |  | D5FULAH36XBX |  |  |  | 9.6 | 14.7 | 9 | FALSE | FALSE |  | 36000 | 25600 | 2.56 | 29600 | 2.1
217456593 |  | Live | Carrier | KENMORE | Singlezone Ducted, Centrally Ducted | 217456593 |  | HRCU-A-C | D5CURAH24AAK |  | D5FULAH24XBX |  |  |  | 10 | 16 | 9 | FALSE | TRUE |  | 24000 | 19700 | 2.66 | 19700 | 2.66
217456592 |  | Live | Carrier | KENMORE | Singlezone Ducted, Centrally Ducted | 217456592 |  | HRCU-A-C | D5CURAH24AAK |  | D5FULAH24XAX |  |  |  | 10 | 16 | 9 | FALSE | TRUE |  | 24000 | 19700 | 2.66 | 19700 | 2.66
217456591 |  | Live | Carrier | KENMORE | Singlezone Ducted, Centrally Ducted | 217456591 |  | HRCU-A-C | D5CURAH18AAK |  | D5FULAH24XBX |  |  |  | 10.2 | 16 | 8.6 | FALSE | FALSE |  | 18000 | 13400 | 2.65 | 13400 | 2.65
217456590 |  | Live | Carrier | KENMORE | Singlezone Ducted, Centrally Ducted | 217456590 |  | HRCU-A-C | D5CURAH18AAK |  | D5FULAH24XAX |  |  |  | 10.2 | 16 | 8.6 | FALSE | FALSE |  | 18000 | 13400 | 2.65 | 13400 | 2.65
217456594 |  | Live | Carrier | KENMORE | Singlezone Ducted, Centrally Ducted | 217456594 |  | HRCU-A-C | D5CURAH30AAK |  | D5FULAH36XAX |  |  |  | 10 | 15.5 | 8.1 | FALSE | FALSE |  | 29000 | 19000 | 2.3 | 19800 | 2.08
217456595 |  | Live | Carrier | KENMORE | Singlezone Ducted, Centrally Ducted | 217456595 |  | HRCU-A-C | D5CURAH30AAK |  | D5FULAH36XBX |  |  |  | 10 | 15.8 | 8.2 | FALSE | FALSE |  | 29000 | 19000 | 2.32 | 25000 | 2.5
217456580 |  | Live | Carrier | KENMORE | Singlezone Ducted, Centrally Ducted | 217456580 |  | HRCU-A-C | D5CUHAH30AAK |  | D5FULAH36XAX |  |  |  | 10 | 15.3 | 9.3 | FALSE | TRUE |  | 30000 | 24000 | 2.36 | 31700 | 2
217456579 |  | Live | Carrier | KENMORE | Singlezone Ducted, Centrally Ducted | 217456579 |  | HRCU-A-C | D5CUHAH24AAK |  | D5FULAH24XBX |  |  |  | 10 | 16 | 9.5 | FALSE | TRUE |  | 24000 | 19700 | 2.66 | 22000 | 2
217456578 |  | Live | Carrier | KENMORE | Singlezone Ducted, Centrally Ducted | 217456578 |  | HRCU-A-C | D5CUHAH24AAK |  | D5FULAH24XAX |  |  |  | 10 | 16 | 9.5 | FALSE | TRUE |  | 24000 | 19700 | 2.66 | 22000 | 2
217456577 |  | Live | Carrier | KENMORE | Singlezone Ducted, Centrally Ducted | 217456577 |  | HRCU-A-C | D5CUHAH18AAK |  | D5FULAH24XBX |  |  |  | 11.7 | 16.1 | 9.5 | TRUE | TRUE |  | 18000 | 15200 | 2.7 | 21000 | 2
217456576 |  | Live | Carrier | KENMORE | Singlezone Ducted, Centrally Ducted | 217456576 |  | HRCU-A-C | D5CUHAH18AAK |  | D5FULAH24XAX |  |  |  | 11.7 | 16.1 | 9.5 | TRUE | TRUE |  | 18000 | 15200 | 2.7 | 21000 | 2
217456569 |  | Live | Carrier | KEEPRITE | Singlezone Ducted, Centrally Ducted | 217456569 |  | HRCU-A-C | D5CURAH36AAK |  | D5FULAH36XAX |  |  |  | 10 | 14.9 | 8.5 | FALSE | FALSE |  | 29000 | 23400 | 2.29 | 26000 | 2.18
217456571 |  | Live | Carrier | KEEPRITE | Singlezone Ducted, Centrally Ducted | 217456571 |  | HRCU-A-C | D5CURAH36AAK |  | D5FULAH36XCX |  |  |  | 9.6 | 14.7 | 9 | FALSE | FALSE |  | 36000 | 25600 | 2.56 | 29600 | 2.1
217456570 |  | Live | Carrier | KEEPRITE | Singlezone Ducted, Centrally Ducted | 217456570 |  | HRCU-A-C | D5CURAH36AAK |  | D5FULAH36XBX |  |  |  | 9.6 | 14.7 | 9 | FALSE | FALSE |  | 36000 | 25600 | 2.56 | 29600 | 2.1
217456565 |  | Live | Carrier | KEEPRITE | Singlezone Ducted, Centrally Ducted | 217456565 |  | HRCU-A-C | D5CURAH24AAK |  | D5FULAH24XBX |  |  |  | 10 | 16 | 9 | FALSE | TRUE |  | 24000 | 19700 | 2.66 | 19700 | 2.66
217456564 |  | Live | Carrier | KEEPRITE | Singlezone Ducted, Centrally Ducted | 217456564 |  | HRCU-A-C | D5CURAH24AAK |  | D5FULAH24XAX |  |  |  | 10 | 16 | 9 | FALSE | TRUE |  | 24000 | 19700 | 2.66 | 19700 | 2.66
217456566 |  | Live | Carrier | KEEPRITE | Singlezone Ducted, Centrally Ducted | 217456566 |  | HRCU-A-C | D5CURAH30AAK |  | D5FULAH36XAX |  |  |  | 10 | 15.5 | 8.1 | FALSE | FALSE |  | 29000 | 19000 | 2.3 | 19800 | 2.08
217456568 |  | Live | Carrier | KEEPRITE | Singlezone Ducted, Centrally Ducted | 217456568 |  | HRCU-A-C | D5CURAH30AAK |  | D5FULAH36XCX |  |  |  | 10 | 15.8 | 8.2 | FALSE | FALSE |  | 29000 | 19000 | 2.32 | 25000 | 2.5
217456567 |  | Live | Carrier | KEEPRITE | Singlezone Ducted, Centrally Ducted | 217456567 |  | HRCU-A-C | D5CURAH30AAK |  | D5FULAH36XBX |  |  |  | 10 | 15.8 | 8.2 | FALSE | FALSE |  | 29000 | 19000 | 2.32 | 25000 | 2.5
217456563 |  | Live | Carrier | KEEPRITE | Singlezone Ducted, Centrally Ducted | 217456563 |  | HRCU-A-C | D5CURAH18AAK |  | D5FULAH24XBX |  |  |  | 10.2 | 16 | 8.6 | FALSE | FALSE |  | 18000 | 13400 | 2.65 | 13400 | 2.65
217456562 |  | Live | Carrier | KEEPRITE | Singlezone Ducted, Centrally Ducted | 217456562 |  | HRCU-A-C | D5CURAH18AAK |  | D5FULAH24XAX |  |  |  | 10.2 | 16 | 8.6 | FALSE | FALSE |  | 18000 | 13400 | 2.65 | 13400 | 2.65
217456552 |  | Live | Carrier | KEEPRITE | Singlezone Ducted, Centrally Ducted | 217456552 |  | HRCU-A-C | D5CUHAH30AAK |  | D5FULAH36XAX |  |  |  | 10 | 15.3 | 9.3 | FALSE | TRUE |  | 30000 | 24000 | 2.36 | 31700 | 2
217456551 |  | Live | Carrier | KEEPRITE | Singlezone Ducted, Centrally Ducted | 217456551 |  | HRCU-A-C | D5CUHAH24AAK |  | D5FULAH24XBX |  |  |  | 10 | 16 | 9.5 | FALSE | TRUE |  | 24000 | 19700 | 2.66 | 22000 | 2
217456550 |  | Live | Carrier | KEEPRITE | Singlezone Ducted, Centrally Ducted | 217456550 |  | HRCU-A-C | D5CUHAH24AAK |  | D5FULAH24XAX |  |  |  | 10 | 16 | 9.5 | FALSE | TRUE |  | 24000 | 19700 | 2.66 | 22000 | 2
217456549 |  | Live | Carrier | KEEPRITE | Singlezone Ducted, Centrally Ducted | 217456549 |  | HRCU-A-C | D5CUHAH18AAK |  | D5FULAH24XBX |  |  |  | 11.7 | 16.1 | 9.5 | TRUE | TRUE |  | 18000 | 15200 | 2.7 | 21000 | 2
217456548 |  | Live | Carrier | KEEPRITE | Singlezone Ducted, Centrally Ducted | 217456548 |  | HRCU-A-C | D5CUHAH18AAK |  | D5FULAH24XAX |  |  |  | 11.7 | 16.1 | 9.5 | TRUE | TRUE |  | 18000 | 15200 | 2.7 | 21000 | 2
217456543 |  | Live | Carrier | HEIL | Singlezone Ducted, Centrally Ducted | 217456543 |  | HRCU-A-C | D5CURAH36AAK |  | D5FULAH36XCX |  |  |  | 9.6 | 14.7 | 9 | FALSE | FALSE |  | 36000 | 25600 | 2.56 | 29600 | 2.1
217456542 |  | Live | Carrier | HEIL | Singlezone Ducted, Centrally Ducted | 217456542 |  | HRCU-A-C | D5CURAH36AAK |  | D5FULAH36XBX |  |  |  | 9.6 | 14.7 | 9 | FALSE | FALSE |  | 36000 | 25600 | 2.56 | 29600 | 2.1
217456537 |  | Live | Carrier | HEIL | Singlezone Ducted, Centrally Ducted | 217456537 |  | HRCU-A-C | D5CURAH24AAK |  | D5FULAH24XBX |  |  |  | 10 | 16 | 9 | FALSE | TRUE |  | 24000 | 19700 | 2.66 | 19700 | 2.66
217456541 |  | Live | Carrier | HEIL | Singlezone Ducted, Centrally Ducted | 217456541 |  | HRCU-A-C | D5CURAH36AAK |  | D5FULAH36XAX |  |  |  | 10 | 14.9 | 8.5 | FALSE | FALSE |  | 29000 | 23400 | 2.29 | 26000 | 2.18
217456538 |  | Live | Carrier | HEIL | Singlezone Ducted, Centrally Ducted | 217456538 |  | HRCU-A-C | D5CURAH30AAK |  | D5FULAH36XAX |  |  |  | 10 | 15.5 | 8.1 | FALSE | FALSE |  | 29000 | 19000 | 2.3 | 19800 | 2.08
217456540 |  | Live | Carrier | HEIL | Singlezone Ducted, Centrally Ducted | 217456540 |  | HRCU-A-C | D5CURAH30AAK |  | D5FULAH36XCX |  |  |  | 10 | 15.8 | 8.2 | FALSE | FALSE |  | 29000 | 19000 | 2.32 | 25000 | 2.5
217456539 |  | Live | Carrier | HEIL | Singlezone Ducted, Centrally Ducted | 217456539 |  | HRCU-A-C | D5CURAH30AAK |  | D5FULAH36XBX |  |  |  | 10 | 15.8 | 8.2 | FALSE | FALSE |  | 29000 | 19000 | 2.32 | 25000 | 2.5
217456536 |  | Live | Carrier | HEIL | Singlezone Ducted, Centrally Ducted | 217456536 |  | HRCU-A-C | D5CURAH24AAK |  | D5FULAH24XAX |  |  |  | 10 | 16 | 9 | FALSE | TRUE |  | 24000 | 19700 | 2.66 | 19700 | 2.66
217456535 |  | Live | Carrier | HEIL | Singlezone Ducted, Centrally Ducted | 217456535 |  | HRCU-A-C | D5CURAH18AAK |  | D5FULAH24XBX |  |  |  | 10.2 | 16 | 8.6 | FALSE | FALSE |  | 18000 | 13400 | 2.65 | 13400 | 2.65
217456534 |  | Live | Carrier | HEIL | Singlezone Ducted, Centrally Ducted | 217456534 |  | HRCU-A-C | D5CURAH18AAK |  | D5FULAH24XAX |  |  |  | 10.2 | 16 | 8.6 | FALSE | FALSE |  | 18000 | 13400 | 2.65 | 13400 | 2.65
217456524 |  | Live | Carrier | HEIL | Singlezone Ducted, Centrally Ducted | 217456524 |  | HRCU-A-C | D5CUHAH30AAK |  | D5FULAH36XAX |  |  |  | 10 | 15.3 | 9.3 | FALSE | TRUE |  | 30000 | 24000 | 2.36 | 31700 | 2
217456523 |  | Live | Carrier | HEIL | Singlezone Ducted, Centrally Ducted | 217456523 |  | HRCU-A-C | D5CUHAH24AAK |  | D5FULAH24XBX |  |  |  | 10 | 16 | 9.5 | FALSE | TRUE |  | 24000 | 19700 | 2.66 | 22000 | 2
217456522 |  | Live | Carrier | HEIL | Singlezone Ducted, Centrally Ducted | 217456522 |  | HRCU-A-C | D5CUHAH24AAK |  | D5FULAH24XAX |  |  |  | 10 | 16 | 9.5 | FALSE | TRUE |  | 24000 | 19700 | 2.66 | 22000 | 2
217456521 |  | Live | Carrier | HEIL | Singlezone Ducted, Centrally Ducted | 217456521 |  | HRCU-A-C | D5CUHAH18AAK |  | D5FULAH24XBX |  |  |  | 11.7 | 16.1 | 9.5 | TRUE | TRUE |  | 18000 | 15200 | 2.7 | 21000 | 2
217456520 |  | Live | Carrier | HEIL | Singlezone Ducted, Centrally Ducted | 217456520 |  | HRCU-A-C | D5CUHAH18AAK |  | D5FULAH24XAX |  |  |  | 11.7 | 16.1 | 9.5 | TRUE | TRUE |  | 18000 | 15200 | 2.7 | 21000 | 2
217456515 |  | Live | Carrier | DAY & NIGHT | Singlezone Ducted, Centrally Ducted | 217456515 |  | HRCU-A-C | D5CURAH36AAK |  | D5FULAH36XCX |  |  |  | 9.6 | 14.7 | 9 | FALSE | FALSE |  | 36000 | 25600 | 2.56 | 29600 | 2.1
217456513 |  | Live | Carrier | DAY & NIGHT | Singlezone Ducted, Centrally Ducted | 217456513 |  | HRCU-A-C | D5CURAH36AAK |  | D5FULAH36XAX |  |  |  | 10 | 14.9 | 8.5 | FALSE | FALSE |  | 29000 | 23400 | 2.29 | 26000 | 2.18
217456510 |  | Live | Carrier | DAY & NIGHT | Singlezone Ducted, Centrally Ducted | 217456510 |  | HRCU-A-C | D5CURAH30AAK |  | D5FULAH36XAX |  |  |  | 10 | 15.5 | 8.1 | FALSE | FALSE |  | 29000 | 19000 | 2.3 | 19800 | 2.08
217456512 |  | Live | Carrier | DAY & NIGHT | Singlezone Ducted, Centrally Ducted | 217456512 |  | HRCU-A-C | D5CURAH30AAK |  | D5FULAH36XCX |  |  |  | 10 | 15.8 | 8.2 | FALSE | FALSE |  | 29000 | 19000 | 2.32 | 25000 | 2.5
217456511 |  | Live | Carrier | DAY & NIGHT | Singlezone Ducted, Centrally Ducted | 217456511 |  | HRCU-A-C | D5CURAH30AAK |  | D5FULAH36XBX |  |  |  | 10 | 15.8 | 8.2 | FALSE | FALSE |  | 29000 | 19000 | 2.32 | 25000 | 2.5
217456514 |  | Live | Carrier | DAY & NIGHT | Singlezone Ducted, Centrally Ducted | 217456514 |  | HRCU-A-C | D5CURAH36AAK |  | D5FULAH36XBX |  |  |  | 9.6 | 14.7 | 9 | FALSE | FALSE |  | 36000 | 25600 | 2.56 | 29600 | 2.1
217456509 |  | Live | Carrier | DAY & NIGHT | Singlezone Ducted, Centrally Ducted | 217456509 |  | HRCU-A-C | D5CURAH24AAK |  | D5FULAH24XBX |  |  |  | 10 | 16 | 9 | FALSE | TRUE |  | 24000 | 19700 | 2.66 | 19700 | 2.66
217456508 |  | Live | Carrier | DAY & NIGHT | Singlezone Ducted, Centrally Ducted | 217456508 |  | HRCU-A-C | D5CURAH24AAK |  | D5FULAH24XAX |  |  |  | 10 | 16 | 9 | FALSE | TRUE |  | 24000 | 19700 | 2.66 | 19700 | 2.66
217456507 |  | Live | Carrier | DAY & NIGHT | Singlezone Ducted, Centrally Ducted | 217456507 |  | HRCU-A-C | D5CURAH18AAK |  | D5FULAH24XBX |  |  |  | 10.2 | 16 | 8.6 | FALSE | FALSE |  | 18000 | 13400 | 2.65 | 13400 | 2.65
217456506 |  | Live | Carrier | DAY & NIGHT | Singlezone Ducted, Centrally Ducted | 217456506 |  | HRCU-A-C | D5CURAH18AAK |  | D5FULAH24XAX |  |  |  | 10.2 | 16 | 8.6 | FALSE | FALSE |  | 18000 | 13400 | 2.65 | 13400 | 2.65
217456496 |  | Live | Carrier | DAY & NIGHT | Singlezone Ducted, Centrally Ducted | 217456496 |  | HRCU-A-C | D5CUHAH30AAK |  | D5FULAH36XAX |  |  |  | 10 | 15.3 | 9.3 | FALSE | TRUE |  | 30000 | 24000 | 2.36 | 31700 | 2
217456495 |  | Live | Carrier | DAY & NIGHT | Singlezone Ducted, Centrally Ducted | 217456495 |  | HRCU-A-C | D5CUHAH24AAK |  | D5FULAH24XBX |  |  |  | 10 | 16 | 9.5 | FALSE | TRUE |  | 24000 | 19700 | 2.66 | 22000 | 2
217456494 |  | Live | Carrier | DAY & NIGHT | Singlezone Ducted, Centrally Ducted | 217456494 |  | HRCU-A-C | D5CUHAH24AAK |  | D5FULAH24XAX |  |  |  | 10 | 16 | 9.5 | FALSE | TRUE |  | 24000 | 19700 | 2.66 | 22000 | 2
217456493 |  | Live | Carrier | DAY & NIGHT | Singlezone Ducted, Centrally Ducted | 217456493 |  | HRCU-A-C | D5CUHAH18AAK |  | D5FULAH24XBX |  |  |  | 11.7 | 16.1 | 9.5 | TRUE | TRUE |  | 18000 | 15200 | 2.7 | 21000 | 2
217456492 |  | Live | Carrier | DAY & NIGHT | Singlezone Ducted, Centrally Ducted | 217456492 |  | HRCU-A-C | D5CUHAH18AAK |  | D5FULAH24XAX |  |  |  | 11.7 | 16.1 | 9.5 | TRUE | TRUE |  | 18000 | 15200 | 2.7 | 21000 | 2
217456485 |  | Live | Carrier | COMFORTMAKER | Singlezone Ducted, Centrally Ducted | 217456485 |  | HRCU-A-C | D5CURAH36AAK |  | D5FULAH36XAX |  |  |  | 10 | 14.9 | 8.5 | FALSE | FALSE |  | 29000 | 23400 | 2.29 | 26000 | 2.18
217456484 |  | Live | Carrier | COMFORTMAKER | Singlezone Ducted, Centrally Ducted | 217456484 |  | HRCU-A-C | D5CURAH30AAK |  | D5FULAH36XCX |  |  |  | 10 | 15.8 | 8.2 | FALSE | FALSE |  | 29000 | 19000 | 2.32 | 25000 | 2.5
217456483 |  | Live | Carrier | COMFORTMAKER | Singlezone Ducted, Centrally Ducted | 217456483 |  | HRCU-A-C | D5CURAH30AAK |  | D5FULAH36XBX |  |  |  | 10 | 15.8 | 8.2 | FALSE | FALSE |  | 29000 | 19000 | 2.32 | 25000 | 2.5
217456487 |  | Live | Carrier | COMFORTMAKER | Singlezone Ducted, Centrally Ducted | 217456487 |  | HRCU-A-C | D5CURAH36AAK |  | D5FULAH36XCX |  |  |  | 9.6 | 14.7 | 9 | FALSE | FALSE |  | 36000 | 25600 | 2.56 | 29600 | 2.1
217456486 |  | Live | Carrier | COMFORTMAKER | Singlezone Ducted, Centrally Ducted | 217456486 |  | HRCU-A-C | D5CURAH36AAK |  | D5FULAH36XBX |  |  |  | 9.6 | 14.7 | 9 | FALSE | FALSE |  | 36000 | 25600 | 2.56 | 29600 | 2.1
217456481 |  | Live | Carrier | COMFORTMAKER | Singlezone Ducted, Centrally Ducted | 217456481 |  | HRCU-A-C | D5CURAH24AAK |  | D5FULAH24XBX |  |  |  | 10 | 16 | 9 | FALSE | TRUE |  | 24000 | 19700 | 2.66 | 19700 | 2.66
217456480 |  | Live | Carrier | COMFORTMAKER | Singlezone Ducted, Centrally Ducted | 217456480 |  | HRCU-A-C | D5CURAH24AAK |  | D5FULAH24XAX |  |  |  | 10 | 16 | 9 | FALSE | TRUE |  | 24000 | 19700 | 2.66 | 19700 | 2.66
217456479 |  | Live | Carrier | COMFORTMAKER | Singlezone Ducted, Centrally Ducted | 217456479 |  | HRCU-A-C | D5CURAH18AAK |  | D5FULAH24XBX |  |  |  | 10.2 | 16 | 8.6 | FALSE | FALSE |  | 18000 | 13400 | 2.65 | 13400 | 2.65
217456478 |  | Live | Carrier | COMFORTMAKER | Singlezone Ducted, Centrally Ducted | 217456478 |  | HRCU-A-C | D5CURAH18AAK |  | D5FULAH24XAX |  |  |  | 10.2 | 16 | 8.6 | FALSE | FALSE |  | 18000 | 13400 | 2.65 | 13400 | 2.65
217456482 |  | Live | Carrier | COMFORTMAKER | Singlezone Ducted, Centrally Ducted | 217456482 |  | HRCU-A-C | D5CURAH30AAK |  | D5FULAH36XAX |  |  |  | 10 | 15.5 | 8.1 | FALSE | FALSE |  | 29000 | 19000 | 2.3 | 19800 | 2.08
217456468 |  | Live | Carrier | COMFORTMAKER | Singlezone Ducted, Centrally Ducted | 217456468 |  | HRCU-A-C | D5CUHAH30AAK |  | D5FULAH36XAX |  |  |  | 10 | 15.3 | 9.3 | FALSE | TRUE |  | 30000 | 24000 | 2.36 | 31700 | 2
217456467 |  | Live | Carrier | COMFORTMAKER | Singlezone Ducted, Centrally Ducted | 217456467 |  | HRCU-A-C | D5CUHAH24AAK |  | D5FULAH24XBX |  |  |  | 10 | 16 | 9.5 | FALSE | TRUE |  | 24000 | 19700 | 2.66 | 22000 | 2
217456466 |  | Live | Carrier | COMFORTMAKER | Singlezone Ducted, Centrally Ducted | 217456466 |  | HRCU-A-C | D5CUHAH24AAK |  | D5FULAH24XAX |  |  |  | 10 | 16 | 9.5 | FALSE | TRUE |  | 24000 | 19700 | 2.66 | 22000 | 2
217456465 |  | Live | Carrier | COMFORTMAKER | Singlezone Ducted, Centrally Ducted | 217456465 |  | HRCU-A-C | D5CUHAH18AAK |  | D5FULAH24XBX |  |  |  | 11.7 | 16.1 | 9.5 | TRUE | TRUE |  | 18000 | 15200 | 2.7 | 21000 | 2
217456464 |  | Live | Carrier | COMFORTMAKER | Singlezone Ducted, Centrally Ducted | 217456464 |  | HRCU-A-C | D5CUHAH18AAK |  | D5FULAH24XAX |  |  |  | 11.7 | 16.1 | 9.5 | TRUE | TRUE |  | 18000 | 15200 | 2.7 | 21000 | 2
217456457 |  | Live | Carrier | ARCOAIRE | Singlezone Ducted, Centrally Ducted | 217456457 |  | HRCU-A-C | D5CURAH36AAK |  | D5FULAH36XAX |  |  |  | 10 | 14.9 | 8.5 | FALSE | FALSE |  | 29000 | 23400 | 2.29 | 26000 | 2.18
217456456 |  | Live | Carrier | ARCOAIRE | Singlezone Ducted, Centrally Ducted | 217456456 |  | HRCU-A-C | D5CURAH30AAK |  | D5FULAH36XCX |  |  |  | 10 | 15.8 | 8.2 | FALSE | FALSE |  | 29000 | 19000 | 2.32 | 25000 | 2.5
217456459 |  | Live | Carrier | ARCOAIRE | Singlezone Ducted, Centrally Ducted | 217456459 |  | HRCU-A-C | D5CURAH36AAK |  | D5FULAH36XCX |  |  |  | 9.6 | 14.7 | 9 | FALSE | FALSE |  | 36000 | 25600 | 2.56 | 29600 | 2.1
217456458 |  | Live | Carrier | ARCOAIRE | Singlezone Ducted, Centrally Ducted | 217456458 |  | HRCU-A-C | D5CURAH36AAK |  | D5FULAH36XBX |  |  |  | 9.6 | 14.7 | 9 | FALSE | FALSE |  | 36000 | 25600 | 2.56 | 29600 | 2.1
217456453 |  | Live | Carrier | ARCOAIRE | Singlezone Ducted, Centrally Ducted | 217456453 |  | HRCU-A-C | D5CURAH24AAK |  | D5FULAH24XBX |  |  |  | 10 | 16 | 9 | FALSE | TRUE |  | 24000 | 19700 | 2.66 | 19700 | 2.66
217456452 |  | Live | Carrier | ARCOAIRE | Singlezone Ducted, Centrally Ducted | 217456452 |  | HRCU-A-C | D5CURAH24AAK |  | D5FULAH24XAX |  |  |  | 10 | 16 | 9 | FALSE | TRUE |  | 24000 | 19700 | 2.66 | 19700 | 2.66
217456451 |  | Live | Carrier | ARCOAIRE | Singlezone Ducted, Centrally Ducted | 217456451 |  | HRCU-A-C | D5CURAH18AAK |  | D5FULAH24XBX |  |  |  | 10.2 | 16 | 8.6 | FALSE | FALSE |  | 18000 | 13400 | 2.65 | 13400 | 2.65
217456454 |  | Live | Carrier | ARCOAIRE | Singlezone Ducted, Centrally Ducted | 217456454 |  | HRCU-A-C | D5CURAH30AAK |  | D5FULAH36XAX |  |  |  | 10 | 15.5 | 8.1 | FALSE | FALSE |  | 29000 | 19000 | 2.3 | 19800 | 2.08
217456455 |  | Live | Carrier | ARCOAIRE | Singlezone Ducted, Centrally Ducted | 217456455 |  | HRCU-A-C | D5CURAH30AAK |  | D5FULAH36XBX |  |  |  | 10 | 15.8 | 8.2 | FALSE | FALSE |  | 29000 | 19000 | 2.32 | 25000 | 2.5
217456450 |  | Live | Carrier | ARCOAIRE | Singlezone Ducted, Centrally Ducted | 217456450 |  | HRCU-A-C | D5CURAH18AAK |  | D5FULAH24XAX |  |  |  | 10.2 | 16 | 8.6 | FALSE | FALSE |  | 18000 | 13400 | 2.65 | 13400 | 2.65
217456440 |  | Live | Carrier | ARCOAIRE | Singlezone Ducted, Centrally Ducted | 217456440 |  | HRCU-A-C | D5CUHAH30AAK |  | D5FULAH36XAX |  |  |  | 10 | 15.3 | 9.3 | FALSE | TRUE |  | 30000 | 24000 | 2.36 | 31700 | 2
217456439 |  | Live | Carrier | ARCOAIRE | Singlezone Ducted, Centrally Ducted | 217456439 |  | HRCU-A-C | D5CUHAH24AAK |  | D5FULAH24XBX |  |  |  | 10 | 16 | 9.5 | FALSE | TRUE |  | 24000 | 19700 | 2.66 | 22000 | 2
217456438 |  | Live | Carrier | ARCOAIRE | Singlezone Ducted, Centrally Ducted | 217456438 |  | HRCU-A-C | D5CUHAH24AAK |  | D5FULAH24XAX |  |  |  | 10 | 16 | 9.5 | FALSE | TRUE |  | 24000 | 19700 | 2.66 | 22000 | 2
217456437 |  | Live | Carrier | ARCOAIRE | Singlezone Ducted, Centrally Ducted | 217456437 |  | HRCU-A-C | D5CUHAH18AAK |  | D5FULAH24XBX |  |  |  | 11.7 | 16.1 | 9.5 | TRUE | TRUE |  | 18000 | 15200 | 2.7 | 21000 | 2
217456436 |  | Live | Carrier | ARCOAIRE | Singlezone Ducted, Centrally Ducted | 217456436 |  | HRCU-A-C | D5CUHAH18AAK |  | D5FULAH24XAX |  |  |  | 11.7 | 16.1 | 9.5 | TRUE | TRUE |  | 18000 | 15200 | 2.7 | 21000 | 2
217456429 |  | Live | Carrier | MIDEA | Singlezone Ducted, Centrally Ducted | 217456429 |  | HRCU-A-C | 37MURAQ36AA3 |  | 45MULAQ36XAX |  |  |  | 10 | 14.9 | 8.5 | FALSE | FALSE |  | 29000 | 23400 | 2.29 | 26000 | 2.18
217456431 |  | Live | Carrier | MIDEA | Singlezone Ducted, Centrally Ducted | 217456431 |  | HRCU-A-C | 37MURAQ36AA3 |  | 45MULAQ36XCX |  |  |  | 9.6 | 14.7 | 9 | FALSE | FALSE |  | 36000 | 25600 | 2.56 | 29600 | 2.1
217456430 |  | Live | Carrier | MIDEA | Singlezone Ducted, Centrally Ducted | 217456430 |  | HRCU-A-C | 37MURAQ36AA3 |  | 45MULAQ36XBX |  |  |  | 9.6 | 14.7 | 9 | FALSE | FALSE |  | 36000 | 25600 | 2.56 | 29600 | 2.1
217456425 |  | Live | Carrier | MIDEA | Singlezone Ducted, Centrally Ducted | 217456425 |  | HRCU-A-C | 37MURAQ24AA3 |  | 45MULAQ24XBX |  |  |  | 10 | 16 | 9 | FALSE | TRUE |  | 24000 | 19700 | 2.66 | 19700 | 2.66
217456424 |  | Live | Carrier | MIDEA | Singlezone Ducted, Centrally Ducted | 217456424 |  | HRCU-A-C | 37MURAQ24AA3 |  | 45MULAQ24XAX |  |  |  | 10 | 16 | 9 | FALSE | TRUE |  | 24000 | 19700 | 2.66 | 19700 | 2.66
217456426 |  | Live | Carrier | MIDEA | Singlezone Ducted, Centrally Ducted | 217456426 |  | HRCU-A-C | 37MURAQ30AA3 |  | 45MULAQ36XAX |  |  |  | 10 | 15.5 | 8.1 | FALSE | FALSE |  | 29000 | 19000 | 2.3 | 19800 | 2.08
217456428 |  | Live | Carrier | MIDEA | Singlezone Ducted, Centrally Ducted | 217456428 |  | HRCU-A-C | 37MURAQ30AA3 |  | 45MULAQ36XCX |  |  |  | 10 | 15.8 | 8.2 | FALSE | FALSE |  | 29000 | 19000 | 2.32 | 25000 | 2.5
217456427 |  | Live | Carrier | MIDEA | Singlezone Ducted, Centrally Ducted | 217456427 |  | HRCU-A-C | 37MURAQ30AA3 |  | 45MULAQ36XBX |  |  |  | 10 | 15.8 | 8.2 | FALSE | FALSE |  | 29000 | 19000 | 2.32 | 25000 | 2.5
217456423 |  | Live | Carrier | MIDEA | Singlezone Ducted, Centrally Ducted | 217456423 |  | HRCU-A-C | 37MURAQ18AA3 |  | 45MULAQ24XBX |  |  |  | 10.2 | 16 | 8.6 | FALSE | FALSE |  | 18000 | 13400 | 2.65 | 13400 | 2.65
217456422 |  | Live | Carrier | MIDEA | Singlezone Ducted, Centrally Ducted | 217456422 |  | HRCU-A-C | 37MURAQ18AA3 |  | 45MULAQ24XAX |  |  |  | 10.2 | 16 | 8.6 | FALSE | FALSE |  | 18000 | 13400 | 2.65 | 13400 | 2.65
217456412 |  | Live | Carrier | MIDEA | Singlezone Ducted, Centrally Ducted | 217456412 |  | HRCU-A-C | 37MUHAQ30AA3 |  | 45MULAQ36XAX |  |  |  | 10 | 15.3 | 9.3 | FALSE | TRUE |  | 30000 | 24000 | 2.36 | 31700 | 2
217456411 |  | Live | Carrier | MIDEA | Singlezone Ducted, Centrally Ducted | 217456411 |  | HRCU-A-C | 37MUHAQ24AA3 |  | 45MULAQ24XBX |  |  |  | 10 | 16 | 9.5 | FALSE | TRUE |  | 24000 | 19700 | 2.66 | 22000 | 2
217456410 |  | Live | Carrier | MIDEA | Singlezone Ducted, Centrally Ducted | 217456410 |  | HRCU-A-C | 37MUHAQ24AA3 |  | 45MULAQ24XAX |  |  |  | 10 | 16 | 9.5 | FALSE | TRUE |  | 24000 | 19700 | 2.66 | 22000 | 2
217456409 |  | Live | Carrier | MIDEA | Singlezone Ducted, Centrally Ducted | 217456409 |  | HRCU-A-C | 37MUHAQ18AA3 |  | 45MULAQ24XBX |  |  |  | 11.7 | 16.1 | 9.5 | TRUE | TRUE |  | 18000 | 15200 | 2.7 | 21000 | 2
217456408 |  | Live | Carrier | MIDEA | Singlezone Ducted, Centrally Ducted | 217456408 |  | HRCU-A-C | 37MUHAQ18AA3 |  | 45MULAQ24XAX |  |  |  | 11.7 | 16.1 | 9.5 | TRUE | TRUE |  | 18000 | 15200 | 2.7 | 21000 | 2
217456403 |  | Live | Carrier | WEATHERMAKER | Singlezone Ducted, Centrally Ducted | 217456403 |  | HRCU-A-C | 37MURAQ36AA3 |  | 45MULAQ36XCX |  |  |  | 9.6 | 14.7 | 9 | FALSE | FALSE |  | 36000 | 25600 | 2.56 | 29600 | 2.1
217456402 |  | Live | Carrier | WEATHERMAKER | Singlezone Ducted, Centrally Ducted | 217456402 |  | HRCU-A-C | 37MURAQ36AA3 |  | 45MULAQ36XBX |  |  |  | 9.6 | 14.7 | 9 | FALSE | FALSE |  | 36000 | 25600 | 2.56 | 29600 | 2.1
217456401 |  | Live | Carrier | WEATHERMAKER | Singlezone Ducted, Centrally Ducted | 217456401 |  | HRCU-A-C | 37MURAQ36AA3 |  | 45MULAQ36XAX |  |  |  | 10 | 14.9 | 8.5 | FALSE | FALSE |  | 29000 | 23400 | 2.29 | 26000 | 2.18
217456398 |  | Live | Carrier | WEATHERMAKER | Singlezone Ducted, Centrally Ducted | 217456398 |  | HRCU-A-C | 37MURAQ30AA3 |  | 45MULAQ36XAX |  |  |  | 10 | 15.5 | 8.1 | FALSE | FALSE |  | 29000 | 19000 | 2.3 | 19800 | 2.08
217456400 |  | Live | Carrier | WEATHERMAKER | Singlezone Ducted, Centrally Ducted | 217456400 |  | HRCU-A-C | 37MURAQ30AA3 |  | 45MULAQ36XCX |  |  |  | 10 | 15.8 | 8.2 | FALSE | FALSE |  | 29000 | 19000 | 2.32 | 25000 | 2.5
217456399 |  | Live | Carrier | WEATHERMAKER | Singlezone Ducted, Centrally Ducted | 217456399 |  | HRCU-A-C | 37MURAQ30AA3 |  | 45MULAQ36XBX |  |  |  | 10 | 15.8 | 8.2 | FALSE | FALSE |  | 29000 | 19000 | 2.32 | 25000 | 2.5
217456397 |  | Live | Carrier | WEATHERMAKER | Singlezone Ducted, Centrally Ducted | 217456397 |  | HRCU-A-C | 37MURAQ24AA3 |  | 45MULAQ24XBX |  |  |  | 10 | 16 | 9 | FALSE | TRUE |  | 24000 | 19700 | 2.66 | 19700 | 2.66
217456395 |  | Live | Carrier | WEATHERMAKER | Singlezone Ducted, Centrally Ducted | 217456395 |  | HRCU-A-C | 37MURAQ18AA3 |  | 45MULAQ24XBX |  |  |  | 10.2 | 16 | 8.6 | FALSE | FALSE |  | 18000 | 13400 | 2.65 | 13400 | 2.65
217456394 |  | Live | Carrier | WEATHERMAKER | Singlezone Ducted, Centrally Ducted | 217456394 |  | HRCU-A-C | 37MURAQ18AA3 |  | 45MULAQ24XAX |  |  |  | 10.2 | 16 | 8.6 | FALSE | FALSE |  | 18000 | 13400 | 2.65 | 13400 | 2.65
217456396 |  | Live | Carrier | WEATHERMAKER | Singlezone Ducted, Centrally Ducted | 217456396 |  | HRCU-A-C | 37MURAQ24AA3 |  | 45MULAQ24XAX |  |  |  | 10 | 16 | 9 | FALSE | TRUE |  | 24000 | 19700 | 2.66 | 19700 | 2.66
217456384 |  | Live | Carrier | WEATHERMAKER | Singlezone Ducted, Centrally Ducted | 217456384 |  | HRCU-A-C | 37MUHAQ30AA3 |  | 45MULAQ36XAX |  |  |  | 10 | 15.3 | 9.3 | FALSE | TRUE |  | 30000 | 24000 | 2.36 | 31700 | 2
217456383 |  | Live | Carrier | WEATHERMAKER | Singlezone Ducted, Centrally Ducted | 217456383 |  | HRCU-A-C | 37MUHAQ24AA3 |  | 45MULAQ24XBX |  |  |  | 10 | 16 | 9.5 | FALSE | TRUE |  | 24000 | 19700 | 2.66 | 22000 | 2
217456382 |  | Live | Carrier | WEATHERMAKER | Singlezone Ducted, Centrally Ducted | 217456382 |  | HRCU-A-C | 37MUHAQ24AA3 |  | 45MULAQ24XAX |  |  |  | 10 | 16 | 9.5 | FALSE | TRUE |  | 24000 | 19700 | 2.66 | 22000 | 2
217456381 |  | Live | Carrier | WEATHERMAKER | Singlezone Ducted, Centrally Ducted | 217456381 |  | HRCU-A-C | 37MUHAQ18AA3 |  | 45MULAQ24XBX |  |  |  | 11.7 | 16.1 | 9.5 | TRUE | TRUE |  | 18000 | 15200 | 2.7 | 21000 | 2
217456375 |  | Live | Carrier | PAYNE | Singlezone Ducted, Centrally Ducted | 217456375 |  | HRCU-A-C | 37MURAQ36AA3 |  | 45MULAQ36XCX |  |  |  | 9.6 | 14.7 | 9 | FALSE | FALSE |  | 36000 | 25600 | 2.56 | 29600 | 2.1
217456380 |  | Live | Carrier | WEATHERMAKER | Singlezone Ducted, Centrally Ducted | 217456380 |  | HRCU-A-C | 37MUHAQ18AA3 |  | 45MULAQ24XAX |  |  |  | 11.7 | 16.1 | 9.5 | TRUE | TRUE |  | 18000 | 15200 | 2.7 | 21000 | 2
217456373 |  | Live | Carrier | PAYNE | Singlezone Ducted, Centrally Ducted | 217456373 |  | HRCU-A-C | 37MURAQ36AA3 |  | 45MULAQ36XAX |  |  |  | 10 | 14.9 | 8.5 | FALSE | FALSE |  | 29000 | 23400 | 2.29 | 26000 | 2.18
217456370 |  | Live | Carrier | PAYNE | Singlezone Ducted, Centrally Ducted | 217456370 |  | HRCU-A-C | 37MURAQ30AA3 |  | 45MULAQ36XAX |  |  |  | 10 | 15.5 | 8.1 | FALSE | FALSE |  | 29000 | 19000 | 2.3 | 19800 | 2.08
217456372 |  | Live | Carrier | PAYNE | Singlezone Ducted, Centrally Ducted | 217456372 |  | HRCU-A-C | 37MURAQ30AA3 |  | 45MULAQ36XCX |  |  |  | 10 | 15.8 | 8.2 | FALSE | FALSE |  | 29000 | 19000 | 2.32 | 25000 | 2.5
217456371 |  | Live | Carrier | PAYNE | Singlezone Ducted, Centrally Ducted | 217456371 |  | HRCU-A-C | 37MURAQ30AA3 |  | 45MULAQ36XBX |  |  |  | 10 | 15.8 | 8.2 | FALSE | FALSE |  | 29000 | 19000 | 2.32 | 25000 | 2.5
217456374 |  | Live | Carrier | PAYNE | Singlezone Ducted, Centrally Ducted | 217456374 |  | HRCU-A-C | 37MURAQ36AA3 |  | 45MULAQ36XBX |  |  |  | 9.6 | 14.7 | 9 | FALSE | FALSE |  | 36000 | 25600 | 2.56 | 29600 | 2.1
217456369 |  | Live | Carrier | PAYNE | Singlezone Ducted, Centrally Ducted | 217456369 |  | HRCU-A-C | 37MURAQ24AA3 |  | 45MULAQ24XBX |  |  |  | 10 | 16 | 9 | FALSE | TRUE |  | 24000 | 19700 | 2.66 | 19700 | 2.66
217456367 |  | Live | Carrier | PAYNE | Singlezone Ducted, Centrally Ducted | 217456367 |  | HRCU-A-C | 37MURAQ18AA3 |  | 45MULAQ24XBX |  |  |  | 10.2 | 16 | 8.6 | FALSE | FALSE |  | 18000 | 13400 | 2.65 | 13400 | 2.65
217456366 |  | Live | Carrier | PAYNE | Singlezone Ducted, Centrally Ducted | 217456366 |  | HRCU-A-C | 37MURAQ18AA3 |  | 45MULAQ24XAX |  |  |  | 10.2 | 16 | 8.6 | FALSE | FALSE |  | 18000 | 13400 | 2.65 | 13400 | 2.65
217456368 |  | Live | Carrier | PAYNE | Singlezone Ducted, Centrally Ducted | 217456368 |  | HRCU-A-C | 37MURAQ24AA3 |  | 45MULAQ24XAX |  |  |  | 10 | 16 | 9 | FALSE | TRUE |  | 24000 | 19700 | 2.66 | 19700 | 2.66
217456356 |  | Live | Carrier | PAYNE | Singlezone Ducted, Centrally Ducted | 217456356 |  | HRCU-A-C | 37MUHAQ30AA3 |  | 45MULAQ36XAX |  |  |  | 10 | 15.3 | 9.3 | FALSE | TRUE |  | 30000 | 24000 | 2.36 | 31700 | 2
217456355 |  | Live | Carrier | PAYNE | Singlezone Ducted, Centrally Ducted | 217456355 |  | HRCU-A-C | 37MUHAQ24AA3 |  | 45MULAQ24XBX |  |  |  | 10 | 16 | 9.5 | FALSE | TRUE |  | 24000 | 19700 | 2.66 | 22000 | 2
217456354 |  | Live | Carrier | PAYNE | Singlezone Ducted, Centrally Ducted | 217456354 |  | HRCU-A-C | 37MUHAQ24AA3 |  | 45MULAQ24XAX |  |  |  | 10 | 16 | 9.5 | FALSE | TRUE |  | 24000 | 19700 | 2.66 | 22000 | 2
217456353 |  | Live | Carrier | PAYNE | Singlezone Ducted, Centrally Ducted | 217456353 |  | HRCU-A-C | 37MUHAQ18AA3 |  | 45MULAQ24XBX |  |  |  | 11.7 | 16.1 | 9.5 | TRUE | TRUE |  | 18000 | 15200 | 2.7 | 21000 | 2
217456352 |  | Live | Carrier | PAYNE | Singlezone Ducted, Centrally Ducted | 217456352 |  | HRCU-A-C | 37MUHAQ18AA3 |  | 45MULAQ24XAX |  |  |  | 11.7 | 16.1 | 9.5 | TRUE | TRUE |  | 18000 | 15200 | 2.7 | 21000 | 2
217456345 |  | Live | Carrier | BRYANT | Singlezone Ducted, Centrally Ducted | 217456345 |  | HRCU-A-C | 37MURAQ36AA3 |  | 45MULAQ36XAX |  |  |  | 10 | 14.9 | 8.5 | FALSE | FALSE |  | 29000 | 23400 | 2.29 | 26000 | 2.18
217456342 |  | Live | Carrier | BRYANT | Singlezone Ducted, Centrally Ducted | 217456342 |  | HRCU-A-C | 37MURAQ30AA3 |  | 45MULAQ36XAX |  |  |  | 10 | 15.5 | 8.1 | FALSE | FALSE |  | 29000 | 19000 | 2.3 | 19800 | 2.08
217456344 |  | Live | Carrier | BRYANT | Singlezone Ducted, Centrally Ducted | 217456344 |  | HRCU-A-C | 37MURAQ30AA3 |  | 45MULAQ36XCX |  |  |  | 10 | 15.8 | 8.2 | FALSE | FALSE |  | 29000 | 19000 | 2.32 | 25000 | 2.5
217456343 |  | Live | Carrier | BRYANT | Singlezone Ducted, Centrally Ducted | 217456343 |  | HRCU-A-C | 37MURAQ30AA3 |  | 45MULAQ36XBX |  |  |  | 10 | 15.8 | 8.2 | FALSE | FALSE |  | 29000 | 19000 | 2.32 | 25000 | 2.5
217456347 |  | Live | Carrier | BRYANT | Singlezone Ducted, Centrally Ducted | 217456347 |  | HRCU-A-C | 37MURAQ36AA3 |  | 45MULAQ36XCX |  |  |  | 9.6 | 14.7 | 9 | FALSE | FALSE |  | 36000 | 25600 | 2.56 | 29600 | 2.1
217456346 |  | Live | Carrier | BRYANT | Singlezone Ducted, Centrally Ducted | 217456346 |  | HRCU-A-C | 37MURAQ36AA3 |  | 45MULAQ36XBX |  |  |  | 9.6 | 14.7 | 9 | FALSE | FALSE |  | 36000 | 25600 | 2.56 | 29600 | 2.1
217456339 |  | Live | Carrier | BRYANT | Singlezone Ducted, Centrally Ducted | 217456339 |  | HRCU-A-C | 37MURAQ18AA3 |  | 45MULAQ24XBX |  |  |  | 10.2 | 16 | 8.6 | FALSE | FALSE |  | 18000 | 13400 | 2.65 | 13400 | 2.65
217456338 |  | Live | Carrier | BRYANT | Singlezone Ducted, Centrally Ducted | 217456338 |  | HRCU-A-C | 37MURAQ18AA3 |  | 45MULAQ24XAX |  |  |  | 10.2 | 16 | 8.6 | FALSE | FALSE |  | 18000 | 13400 | 2.65 | 13400 | 2.65
217456341 |  | Live | Carrier | BRYANT | Singlezone Ducted, Centrally Ducted | 217456341 |  | HRCU-A-C | 37MURAQ24AA3 |  | 45MULAQ24XBX |  |  |  | 10 | 16 | 9 | FALSE | TRUE |  | 24000 | 19700 | 2.66 | 19700 | 2.66
217456340 |  | Live | Carrier | BRYANT | Singlezone Ducted, Centrally Ducted | 217456340 |  | HRCU-A-C | 37MURAQ24AA3 |  | 45MULAQ24XAX |  |  |  | 10 | 16 | 9 | FALSE | TRUE |  | 24000 | 19700 | 2.66 | 19700 | 2.66
217456328 |  | Live | Carrier | BRYANT | Singlezone Ducted, Centrally Ducted | 217456328 |  | HRCU-A-C | 37MUHAQ30AA3 |  | 45MULAQ36XAX |  |  |  | 10 | 15.3 | 9.3 | FALSE | TRUE |  | 30000 | 24000 | 2.36 | 31700 | 2
217456327 |  | Live | Carrier | BRYANT | Singlezone Ducted, Centrally Ducted | 217456327 |  | HRCU-A-C | 37MUHAQ24AA3 |  | 45MULAQ24XBX |  |  |  | 10 | 16 | 9.5 | FALSE | TRUE |  | 24000 | 19700 | 2.66 | 22000 | 2
217456326 |  | Live | Carrier | BRYANT | Singlezone Ducted, Centrally Ducted | 217456326 |  | HRCU-A-C | 37MUHAQ24AA3 |  | 45MULAQ24XAX |  |  |  | 10 | 16 | 9.5 | FALSE | TRUE |  | 24000 | 19700 | 2.66 | 22000 | 2
217456325 |  | Live | Carrier | BRYANT | Singlezone Ducted, Centrally Ducted | 217456325 |  | HRCU-A-C | 37MUHAQ18AA3 |  | 45MULAQ24XBX |  |  |  | 11.7 | 16.1 | 9.5 | TRUE | TRUE |  | 18000 | 15200 | 2.7 | 21000 | 2
217456324 |  | Live | Carrier | BRYANT | Singlezone Ducted, Centrally Ducted | 217456324 |  | HRCU-A-C | 37MUHAQ18AA3 |  | 45MULAQ24XAX |  |  |  | 11.7 | 16.1 | 9.5 | TRUE | TRUE |  | 18000 | 15200 | 2.7 | 21000 | 2
217456317 |  | Live | Carrier | CARRIER | Singlezone Ducted, Centrally Ducted | 217456317 |  | HRCU-A-C | 37MURAQ36AA3 |  | 45MULAQ36XAX |  |  |  | 10 | 14.9 | 8.5 | FALSE | FALSE |  | 29000 | 23400 | 2.29 | 26000 | 2.18
217456316 |  | Live | Carrier | CARRIER | Singlezone Ducted, Centrally Ducted | 217456316 |  | HRCU-A-C | 37MURAQ30AA3 |  | 45MULAQ36XCX |  |  |  | 10 | 15.8 | 8.2 | FALSE | FALSE |  | 29000 | 19000 | 2.32 | 25000 | 2.5
217456319 |  | Live | Carrier | CARRIER | Singlezone Ducted, Centrally Ducted | 217456319 |  | HRCU-A-C | 37MURAQ36AA3 |  | 45MULAQ36XCX |  |  |  | 9.6 | 14.7 | 9 | FALSE | FALSE |  | 36000 | 25600 | 2.56 | 29600 | 2.1
217456318 |  | Live | Carrier | CARRIER | Singlezone Ducted, Centrally Ducted | 217456318 |  | HRCU-A-C | 37MURAQ36AA3 |  | 45MULAQ36XBX |  |  |  | 9.6 | 14.7 | 9 | FALSE | FALSE |  | 36000 | 25600 | 2.56 | 29600 | 2.1
217456314 |  | Live | Carrier | CARRIER | Singlezone Ducted, Centrally Ducted | 217456314 |  | HRCU-A-C | 37MURAQ30AA3 |  | 45MULAQ36XAX |  |  |  | 10 | 15.5 | 8.1 | FALSE | FALSE |  | 29000 | 19000 | 2.3 | 19800 | 2.08
217456315 |  | Live | Carrier | CARRIER | Singlezone Ducted, Centrally Ducted | 217456315 |  | HRCU-A-C | 37MURAQ30AA3 |  | 45MULAQ36XBX |  |  |  | 10 | 15.8 | 8.2 | FALSE | FALSE |  | 29000 | 19000 | 2.32 | 25000 | 2.5
217456313 |  | Live | Carrier | CARRIER | Singlezone Ducted, Centrally Ducted | 217456313 |  | HRCU-A-C | 37MURAQ24AA3 |  | 45MULAQ24XBX |  |  |  | 10 | 16 | 9 | FALSE | TRUE |  | 24000 | 19700 | 2.66 | 19700 | 2.66
217456312 |  | Live | Carrier | CARRIER | Singlezone Ducted, Centrally Ducted | 217456312 |  | HRCU-A-C | 37MURAQ24AA3 |  | 45MULAQ24XAX |  |  |  | 10 | 16 | 9 | FALSE | TRUE |  | 24000 | 19700 | 2.66 | 19700 | 2.66
217456311 |  | Live | Carrier | CARRIER | Singlezone Ducted, Centrally Ducted | 217456311 |  | HRCU-A-C | 37MURAQ18AA3 |  | 45MULAQ24XBX |  |  |  | 10.2 | 16 | 8.6 | FALSE | FALSE |  | 18000 | 13400 | 2.65 | 13400 | 2.65
217456310 |  | Live | Carrier | CARRIER | Singlezone Ducted, Centrally Ducted | 217456310 |  | HRCU-A-C | 37MURAQ18AA3 |  | 45MULAQ24XAX |  |  |  | 10.2 | 16 | 8.6 | FALSE | FALSE |  | 18000 | 13400 | 2.65 | 13400 | 2.65
217456300 |  | Live | Carrier | CARRIER | Singlezone Ducted, Centrally Ducted | 217456300 |  | HRCU-A-C | 37MUHAQ30AA3 |  | 45MULAQ36XAX |  |  |  | 10 | 15.3 | 9.3 | FALSE | TRUE |  | 30000 | 24000 | 2.36 | 31700 | 2
217456299 |  | Live | Carrier | CARRIER | Singlezone Ducted, Centrally Ducted | 217456299 |  | HRCU-A-C | 37MUHAQ24AA3 |  | 45MULAQ24XBX |  |  |  | 10 | 16 | 9.5 | FALSE | TRUE |  | 24000 | 19700 | 2.66 | 22000 | 2
217456298 |  | Live | Carrier | CARRIER | Singlezone Ducted, Centrally Ducted | 217456298 |  | HRCU-A-C | 37MUHAQ24AA3 |  | 45MULAQ24XAX |  |  |  | 10 | 16 | 9.5 | FALSE | TRUE |  | 24000 | 19700 | 2.66 | 22000 | 2
217456297 |  | Live | Carrier | CARRIER | Singlezone Ducted, Centrally Ducted | 217456297 |  | HRCU-A-C | 37MUHAQ18AA3 |  | 45MULAQ24XBX |  |  |  | 11.7 | 16.1 | 9.5 | TRUE | TRUE |  | 18000 | 15200 | 2.7 | 21000 | 2
217456296 |  | Live | Carrier | CARRIER | Singlezone Ducted, Centrally Ducted | 217456296 |  | HRCU-A-C | 37MUHAQ18AA3 |  | 45MULAQ24XAX |  |  |  | 11.7 | 16.1 | 9.5 | TRUE | TRUE |  | 18000 | 15200 | 2.7 | 21000 | 2
215413378 |  | Live | Carrier | GRANDAIRE | Singlezone Non-Ducted, Wall Placement | 215413378 |  | HRCU-A-CB-O | D5CERAH36AAK | Mini-Splits | D5FEHAH36XCK |  |  |  | 9.4 | 19.5 | 9.1 | FALSE | FALSE | FALSE | 36000 | 25600 | 2.3 | 25600 | 2.27
215413377 |  | Live | Carrier | GRANDAIRE | Singlezone Non-Ducted, Wall Placement | 215413377 |  | HRCU-A-CB-O | D5CERAH30AAK | Mini-Splits | D5FEHAH30XCK |  |  |  | 12 | 22.4 | 9 | TRUE | FALSE | FALSE | 30000 | 20000 | 2.4 | 21500 | 2.2
215413376 |  | Live | Carrier | GRANDAIRE | Singlezone Non-Ducted, Wall Placement | 215413376 |  | HRCU-A-CB-O | D5CERAH24AAK | Mini-Splits | D5FEHAH24XCK |  |  |  | 9.5 | 18.5 | 9 | FALSE | FALSE | FALSE | 24000 | 17200 | 2.46 | 20200 | 2.26
215413375 |  | Live | Carrier | GRANDAIRE | Singlezone Non-Ducted, Wall Placement | 215413375 |  | HRCU-A-CB-O | D5CERAH18AAK | Mini-Splits | D5FEHAH18XCK |  |  |  | 11.5 | 20.3 | 9.1 | TRUE | FALSE | FALSE | 18000 | 11700 | 2.62 | 13300 | 2.41
215413374 |  | Live | Carrier | GRANDAIRE | Singlezone Non-Ducted, Wall Placement | 215413374 |  | HRCU-A-CB-O | D5CERAH12AAK | Mini-Splits | D5FEHAH12XCK |  |  |  | 10.8 | 21.4 | 9.2 | FALSE | FALSE | FALSE | 12000 | 8300 | 2.32 | 9300 | 2.11
215413373 |  | Live | Carrier | GRANDAIRE | Singlezone Non-Ducted, Wall Placement | 215413373 |  | HRCU-A-CB-O | D5CERAH09AAK | Mini-Splits | D5FEHAH09XCK |  |  |  | 12.6 | 21.7 | 9.4 | TRUE | TRUE | FALSE | 9000 | 6600 | 2.45 | 7500 | 2
215413372 |  | Live | Carrier | GRANDAIRE | Singlezone Non-Ducted, Wall Placement | 215413372 |  | HRCU-A-CB-O | D5CERAH12AAJ | Mini-Splits | D5FEHAH12XCJ |  |  |  | 10 | 21.4 | 8.7 | FALSE | FALSE | FALSE | 12000 | 7800 | 2.31 | 8100 | 1.99
215413371 |  | Live | Carrier | GRANDAIRE | Singlezone Non-Ducted, Wall Placement | 215413371 |  | HRCU-A-CB-O | D5CERAH09AAJ | Mini-Splits | D5FEHAH09XCJ |  |  |  | 12.5 | 21.5 | 9.1 | TRUE | TRUE | FALSE | 9000 | 6600 | 2.33 | 7600 | 1.9
215413370 |  | Live | Carrier | GRANDAIRE | Singlezone Non-Ducted, Wall Placement | 215413370 |  | HRCU-A-CB-O | D5CSRAH36AAK | Mini-Splits | D5FSHAH36XAK |  |  |  | 8.7 | 19 | 8.5 | FALSE | FALSE | FALSE | 36000 | 24200 | 2.28 | 25600 | 2.27
215413368 |  | Live | Carrier | GRANDAIRE | Singlezone Non-Ducted, Wall Placement | 215413368 |  | HRCU-A-CB-O | D5CPRAH18AA | Mini-Splits | D5FPHAH18XAK |  |  |  | 14 | 24.5 | 15.2 | TRUE | TRUE | TRUE | 18000 | 19300 | 3.01 | 23200 | 2.35
215413369 |  | Live | Carrier | GRANDAIRE | Singlezone Non-Ducted, Wall Placement | 215413369 |  | HRCU-A-CB-O | D5CSRAH30AAK | Mini-Splits | D5FSHAH30XAK |  |  |  | 12 | 20.5 | 9.5 | TRUE | FALSE | TRUE | 30000 | 20400 | 2.52 | 21000 | 2.08
215413364 |  | Live | Carrier | LPS LEGACY | Singlezone Non-Ducted, Wall Placement | 215413364 |  | HRCU-A-CB-O | D5CERAH36AAK | Mini-Splits | D5FEHAH36XCK |  |  |  | 9.4 | 19.5 | 9.1 | FALSE | FALSE | FALSE | 36000 | 25600 | 2.3 | 25600 | 2.27
215413367 |  | Live | Carrier | GRANDAIRE | Singlezone Non-Ducted, Wall Placement | 215413367 |  | HRCU-A-CB-O | D5CPRAH12AAK | Mini-Splits | D5FPHAH12XAK |  |  |  | 13.5 | 28 | 13.5 | TRUE | TRUE | TRUE | 12000 | 11000 | 2.41 | 14600 | 2.26
215413366 |  | Live | Carrier | GRANDAIRE | Singlezone Non-Ducted, Wall Placement | 215413366 |  | HRCU-A-CB-O | D5CPRAH09AAK | Mini-Splits | D5FPHAH09XAK |  |  |  | 16 | 31.5 | 21 | TRUE | TRUE | TRUE | 9000 | 11000 | 2.41 | 14600 | 2.26
215413365 |  | Live | Carrier | GRANDAIRE | Singlezone Non-Ducted, Wall Placement | 215413365 |  | HRCU-A-CB-O | D5CPRAH06AAK | Mini-Splits | D5FPHAH06XAK |  |  |  | 16.5 | 33.1 | 29 | TRUE | TRUE | TRUE | 6000 | 11000 | 2.41 | 14600 | 2.26
215413363 |  | Live | Carrier | LPS LEGACY | Singlezone Non-Ducted, Wall Placement | 215413363 |  | HRCU-A-CB-O | D5CERAH30AAK | Mini-Splits | D5FEHAH30XCK |  |  |  | 12 | 22.4 | 9 | TRUE | FALSE | FALSE | 30000 | 20000 | 2.4 | 21500 | 2.2
215413361 |  | Live | Carrier | LPS LEGACY | Singlezone Non-Ducted, Wall Placement | 215413361 |  | HRCU-A-CB-O | D5CERAH18AAK | Mini-Splits | D5FEHAH18XCK |  |  |  | 11.5 | 20.3 | 9.1 | TRUE | FALSE | FALSE | 18000 | 11700 | 2.62 | 13300 | 2.41
215413360 |  | Live | Carrier | LPS LEGACY | Singlezone Non-Ducted, Wall Placement | 215413360 |  | HRCU-A-CB-O | D5CERAH12AAK | Mini-Splits | D5FEHAH12XCK |  |  |  | 10.8 | 21.4 | 9.2 | FALSE | FALSE | FALSE | 12000 | 8300 | 2.32 | 9300 | 2.11
215413359 |  | Live | Carrier | LPS LEGACY | Singlezone Non-Ducted, Wall Placement | 215413359 |  | HRCU-A-CB-O | D5CERAH09AAK | Mini-Splits | D5FEHAH09XCK |  |  |  | 12.6 | 21.7 | 9.4 | TRUE | TRUE | FALSE | 9000 | 6600 | 2.45 | 7500 | 2
215413358 |  | Live | Carrier | LPS LEGACY | Singlezone Non-Ducted, Wall Placement | 215413358 |  | HRCU-A-CB-O | D5CERAH12AAJ | Mini-Splits | D5FEHAH12XCJ |  |  |  | 10 | 21.4 | 8.7 | FALSE | FALSE | FALSE | 12000 | 7800 | 2.31 | 8100 | 1.99
215413362 |  | Live | Carrier | LPS LEGACY | Singlezone Non-Ducted, Wall Placement | 215413362 |  | HRCU-A-CB-O | D5CERAH24AAK | Mini-Splits | D5FEHAH24XCK |  |  |  | 9.5 | 18.5 | 9 | FALSE | FALSE | FALSE | 24000 | 17200 | 2.46 | 20200 | 2.26
215413356 |  | Live | Carrier | LPS LEGACY | Singlezone Non-Ducted, Wall Placement | 215413356 |  | HRCU-A-CB-O | D5CSRAH36AAK | Mini-Splits | D5FSHAH36XAK |  |  |  | 8.7 | 19 | 8.5 | FALSE | FALSE | FALSE | 36000 | 24200 | 2.28 | 25600 | 2.27
215413354 |  | Live | Carrier | LPS LEGACY | Singlezone Non-Ducted, Wall Placement | 215413354 |  | HRCU-A-CB-O | D5CPRAH18AA | Mini-Splits | D5FPHAH18XAK |  |  |  | 14 | 24.5 | 15.2 | TRUE | TRUE | TRUE | 18000 | 19300 | 3.01 | 23200 | 2.35
215413353 |  | Live | Carrier | LPS LEGACY | Singlezone Non-Ducted, Wall Placement | 215413353 |  | HRCU-A-CB-O | D5CPRAH12AAK | Mini-Splits | D5FPHAH12XAK |  |  |  | 13.5 | 28 | 13.5 | TRUE | TRUE | TRUE | 12000 | 11000 | 2.41 | 14600 | 2.26
215413355 |  | Live | Carrier | LPS LEGACY | Singlezone Non-Ducted, Wall Placement | 215413355 |  | HRCU-A-CB-O | D5CSRAH30AAK | Mini-Splits | D5FSHAH30XAK |  |  |  | 12 | 20.5 | 9.5 | TRUE | FALSE | TRUE | 30000 | 20400 | 2.52 | 21000 | 2.08
215413357 |  | Live | Carrier | LPS LEGACY | Singlezone Non-Ducted, Wall Placement | 215413357 |  | HRCU-A-CB-O | D5CERAH09AAJ | Mini-Splits | D5FEHAH09XCJ |  |  |  | 12.5 | 21.5 | 9.1 | TRUE | TRUE | FALSE | 9000 | 6600 | 2.33 | 7600 | 1.9
215413350 |  | Live | Carrier | AIRQUEST | Singlezone Non-Ducted, Wall Placement | 215413350 |  | HRCU-A-CB-O | D5CERAH36AAK | Mini-Splits | D5FEHAH36XCK |  |  |  | 9.4 | 19.5 | 9.1 | FALSE | FALSE | FALSE | 36000 | 25600 | 2.3 | 25600 | 2.27
215413352 |  | Live | Carrier | LPS LEGACY | Singlezone Non-Ducted, Wall Placement | 215413352 |  | HRCU-A-CB-O | D5CPRAH09AAK | Mini-Splits | D5FPHAH09XAK |  |  |  | 16 | 31.5 | 21 | TRUE | TRUE | TRUE | 9000 | 11000 | 2.41 | 14600 | 2.26
215413351 |  | Live | Carrier | LPS LEGACY | Singlezone Non-Ducted, Wall Placement | 215413351 |  | HRCU-A-CB-O | D5CPRAH06AAK | Mini-Splits | D5FPHAH06XAK |  |  |  | 16.5 | 33.1 | 29 | TRUE | TRUE | TRUE | 6000 | 11000 | 2.41 | 14600 | 2.26
215413349 |  | Live | Carrier | AIRQUEST | Singlezone Non-Ducted, Wall Placement | 215413349 |  | HRCU-A-CB-O | D5CERAH30AAK | Mini-Splits | D5FEHAH30XCK |  |  |  | 12 | 22.4 | 9 | TRUE | FALSE | FALSE | 30000 | 20000 | 2.4 | 21500 | 2.2
215413348 |  | Live | Carrier | AIRQUEST | Singlezone Non-Ducted, Wall Placement | 215413348 |  | HRCU-A-CB-O | D5CERAH24AAK | Mini-Splits | D5FEHAH24XCK |  |  |  | 9.5 | 18.5 | 9 | FALSE | FALSE | FALSE | 24000 | 17200 | 2.46 | 20200 | 2.26
215413347 |  | Live | Carrier | AIRQUEST | Singlezone Non-Ducted, Wall Placement | 215413347 |  | HRCU-A-CB-O | D5CERAH18AAK | Mini-Splits | D5FEHAH18XCK |  |  |  | 11.5 | 20.3 | 9.1 | TRUE | FALSE | FALSE | 18000 | 11700 | 2.62 | 13300 | 2.41
215413346 |  | Live | Carrier | AIRQUEST | Singlezone Non-Ducted, Wall Placement | 215413346 |  | HRCU-A-CB-O | D5CERAH12AAK | Mini-Splits | D5FEHAH12XCK |  |  |  | 10.8 | 21.4 | 9.2 | FALSE | FALSE | FALSE | 12000 | 8300 | 2.32 | 9300 | 2.11
215413345 |  | Live | Carrier | AIRQUEST | Singlezone Non-Ducted, Wall Placement | 215413345 |  | HRCU-A-CB-O | D5CERAH09AAK | Mini-Splits | D5FEHAH09XCK |  |  |  | 12.6 | 21.7 | 9.4 | TRUE | TRUE | FALSE | 9000 | 6600 | 2.45 | 7500 | 2
215413344 |  | Live | Carrier | AIRQUEST | Singlezone Non-Ducted, Wall Placement | 215413344 |  | HRCU-A-CB-O | D5CERAH12AAJ | Mini-Splits | D5FEHAH12XCJ |  |  |  | 10 | 21.4 | 8.7 | FALSE | FALSE | FALSE | 12000 | 7800 | 2.31 | 8100 | 1.99
215413343 |  | Live | Carrier | AIRQUEST | Singlezone Non-Ducted, Wall Placement | 215413343 |  | HRCU-A-CB-O | D5CERAH09AAJ | Mini-Splits | D5FEHAH09XCJ |  |  |  | 12.5 | 21.5 | 9.1 | TRUE | TRUE | FALSE | 9000 | 6600 | 2.33 | 7600 | 1.9
215413342 |  | Live | Carrier | AIRQUEST | Singlezone Non-Ducted, Wall Placement | 215413342 |  | HRCU-A-CB-O | D5CSRAH36AAK | Mini-Splits | D5FSHAH36XAK |  |  |  | 8.7 | 19 | 8.5 | FALSE | FALSE | FALSE | 36000 | 24200 | 2.28 | 25600 | 2.27
215413340 |  | Live | Carrier | AIRQUEST | Singlezone Non-Ducted, Wall Placement | 215413340 |  | HRCU-A-CB-O | D5CPRAH18AA | Mini-Splits | D5FPHAH18XAK |  |  |  | 14 | 24.5 | 15.2 | TRUE | TRUE | TRUE | 18000 | 19300 | 3.01 | 23200 | 2.35
215413339 |  | Live | Carrier | AIRQUEST | Singlezone Non-Ducted, Wall Placement | 215413339 |  | HRCU-A-CB-O | D5CPRAH12AAK | Mini-Splits | D5FPHAH12XAK |  |  |  | 13.5 | 28 | 13.5 | TRUE | TRUE | TRUE | 12000 | 11000 | 2.41 | 14600 | 2.26
215413338 |  | Live | Carrier | AIRQUEST | Singlezone Non-Ducted, Wall Placement | 215413338 |  | HRCU-A-CB-O | D5CPRAH09AAK | Mini-Splits | D5FPHAH09XAK |  |  |  | 16 | 31.5 | 21 | TRUE | TRUE | TRUE | 9000 | 11000 | 2.41 | 14600 | 2.26
215413341 |  | Live | Carrier | AIRQUEST | Singlezone Non-Ducted, Wall Placement | 215413341 |  | HRCU-A-CB-O | D5CSRAH30AAK | Mini-Splits | D5FSHAH30XAK |  |  |  | 12 | 20.5 | 9.5 | TRUE | FALSE | TRUE | 30000 | 20400 | 2.52 | 21000 | 2.08
215413336 |  | Live | Carrier | SMART COMFORT | Singlezone Non-Ducted, Wall Placement | 215413336 |  | HRCU-A-CB-O | D5CERAH36AAK | Mini-Splits | D5FEHAH36XCK |  |  |  | 9.4 | 19.5 | 9.1 | FALSE | FALSE | FALSE | 36000 | 25600 | 2.3 | 25600 | 2.27
215413337 |  | Live | Carrier | AIRQUEST | Singlezone Non-Ducted, Wall Placement | 215413337 |  | HRCU-A-CB-O | D5CPRAH06AAK | Mini-Splits | D5FPHAH06XAK |  |  |  | 16.5 | 33.1 | 29 | TRUE | TRUE | TRUE | 6000 | 11000 | 2.41 | 14600 | 2.26
215413335 |  | Live | Carrier | SMART COMFORT | Singlezone Non-Ducted, Wall Placement | 215413335 |  | HRCU-A-CB-O | D5CERAH30AAK | Mini-Splits | D5FEHAH30XCK |  |  |  | 12 | 22.4 | 9 | TRUE | FALSE | FALSE | 30000 | 20000 | 2.4 | 21500 | 2.2
215413333 |  | Live | Carrier | SMART COMFORT | Singlezone Non-Ducted, Wall Placement | 215413333 |  | HRCU-A-CB-O | D5CERAH18AAK | Mini-Splits | D5FEHAH18XCK |  |  |  | 11.5 | 20.3 | 9.1 | TRUE | FALSE | FALSE | 18000 | 11700 | 2.62 | 13300 | 2.41
215413334 |  | Live | Carrier | SMART COMFORT | Singlezone Non-Ducted, Wall Placement | 215413334 |  | HRCU-A-CB-O | D5CERAH24AAK | Mini-Splits | D5FEHAH24XCK |  |  |  | 9.5 | 18.5 | 9 | FALSE | FALSE | FALSE | 24000 | 17200 | 2.46 | 20200 | 2.26
215413328 |  | Live | Carrier | SMART COMFORT | Singlezone Non-Ducted, Wall Placement | 215413328 |  | HRCU-A-CB-O | D5CSRAH36AAK | Mini-Splits | D5FSHAH36XAK |  |  |  | 8.7 | 19 | 8.5 | FALSE | FALSE | FALSE | 36000 | 24200 | 2.28 | 25600 | 2.27
215413332 |  | Live | Carrier | SMART COMFORT | Singlezone Non-Ducted, Wall Placement | 215413332 |  | HRCU-A-CB-O | D5CERAH12AAK | Mini-Splits | D5FEHAH12XCK |  |  |  | 10.8 | 21.4 | 9.2 | FALSE | FALSE | FALSE | 12000 | 8300 | 2.32 | 9300 | 2.11
215413331 |  | Live | Carrier | SMART COMFORT | Singlezone Non-Ducted, Wall Placement | 215413331 |  | HRCU-A-CB-O | D5CERAH09AAK | Mini-Splits | D5FEHAH09XCK |  |  |  | 12.6 | 21.7 | 9.4 | TRUE | TRUE | FALSE | 9000 | 6600 | 2.45 | 7500 | 2
215413330 |  | Live | Carrier | SMART COMFORT | Singlezone Non-Ducted, Wall Placement | 215413330 |  | HRCU-A-CB-O | D5CERAH12AAJ | Mini-Splits | D5FEHAH12XCJ |  |  |  | 10 | 21.4 | 8.7 | FALSE | FALSE | FALSE | 12000 | 7800 | 2.31 | 8100 | 1.99
215413329 |  | Live | Carrier | SMART COMFORT | Singlezone Non-Ducted, Wall Placement | 215413329 |  | HRCU-A-CB-O | D5CERAH09AAJ | Mini-Splits | D5FEHAH09XCJ |  |  |  | 12.5 | 21.5 | 9.1 | TRUE | TRUE | FALSE | 9000 | 6600 | 2.33 | 7600 | 1.9
215413326 |  | Live | Carrier | SMART COMFORT | Singlezone Non-Ducted, Wall Placement | 215413326 |  | HRCU-A-CB-O | D5CPRAH18AA | Mini-Splits | D5FPHAH18XAK |  |  |  | 14 | 24.5 | 15.2 | TRUE | TRUE | TRUE | 18000 | 19300 | 3.01 | 23200 | 2.35
215413325 |  | Live | Carrier | SMART COMFORT | Singlezone Non-Ducted, Wall Placement | 215413325 |  | HRCU-A-CB-O | D5CPRAH12AAK | Mini-Splits | D5FPHAH12XAK |  |  |  | 13.5 | 28 | 13.5 | TRUE | TRUE | TRUE | 12000 | 11000 | 2.41 | 14600 | 2.26
215413324 |  | Live | Carrier | SMART COMFORT | Singlezone Non-Ducted, Wall Placement | 215413324 |  | HRCU-A-CB-O | D5CPRAH09AAK | Mini-Splits | D5FPHAH09XAK |  |  |  | 16 | 31.5 | 21 | TRUE | TRUE | TRUE | 9000 | 11000 | 2.41 | 14600 | 2.26
215413323 |  | Live | Carrier | SMART COMFORT | Singlezone Non-Ducted, Wall Placement | 215413323 |  | HRCU-A-CB-O | D5CPRAH06AAK | Mini-Splits | D5FPHAH06XAK |  |  |  | 16.5 | 33.1 | 29 | TRUE | TRUE | TRUE | 6000 | 11000 | 2.41 | 14600 | 2.26
215413327 |  | Live | Carrier | SMART COMFORT | Singlezone Non-Ducted, Wall Placement | 215413327 |  | HRCU-A-CB-O | D5CSRAH30AAK | Mini-Splits | D5FSHAH30XAK |  |  |  | 12 | 20.5 | 9.5 | TRUE | FALSE | TRUE | 30000 | 20400 | 2.52 | 21000 | 2.08
215413322 |  | Live | Carrier | TEMPSTAR | Singlezone Non-Ducted, Wall Placement | 215413322 |  | HRCU-A-CB-O | D5CERAH36AAK | Mini-Splits | D5FEHAH36XCK |  |  |  | 9.4 | 19.5 | 9.1 | FALSE | FALSE | FALSE | 36000 | 25600 | 2.3 | 25600 | 2.27
215413321 |  | Live | Carrier | TEMPSTAR | Singlezone Non-Ducted, Wall Placement | 215413321 |  | HRCU-A-CB-O | D5CERAH30AAK | Mini-Splits | D5FEHAH30XCK |  |  |  | 12 | 22.4 | 9 | TRUE | FALSE | FALSE | 30000 | 20000 | 2.4 | 21500 | 2.2
215413319 |  | Live | Carrier | TEMPSTAR | Singlezone Non-Ducted, Wall Placement | 215413319 |  | HRCU-A-CB-O | D5CERAH18AAK | Mini-Splits | D5FEHAH18XCK |  |  |  | 11.5 | 20.3 | 9.1 | TRUE | FALSE | FALSE | 18000 | 11700 | 2.62 | 13300 | 2.41
215413318 |  | Live | Carrier | TEMPSTAR | Singlezone Non-Ducted, Wall Placement | 215413318 |  | HRCU-A-CB-O | D5CERAH12AAK | Mini-Splits | D5FEHAH12XCK |  |  |  | 10.8 | 21.4 | 9.2 | FALSE | FALSE | FALSE | 12000 | 8300 | 2.32 | 9300 | 2.11
215413320 |  | Live | Carrier | TEMPSTAR | Singlezone Non-Ducted, Wall Placement | 215413320 |  | HRCU-A-CB-O | D5CERAH24AAK | Mini-Splits | D5FEHAH24XCK |  |  |  | 9.5 | 18.5 | 9 | FALSE | FALSE | FALSE | 24000 | 17200 | 2.46 | 20200 | 2.26
215413314 |  | Live | Carrier | TEMPSTAR | Singlezone Non-Ducted, Wall Placement | 215413314 |  | HRCU-A-CB-O | D5CSRAH36AAK | Mini-Splits | D5FSHAH36XAK |  |  |  | 8.7 | 19 | 8.5 | FALSE | FALSE | FALSE | 36000 | 24200 | 2.28 | 25600 | 2.27
215413313 |  | Live | Carrier | TEMPSTAR | Singlezone Non-Ducted, Wall Placement | 215413313 |  | HRCU-A-CB-O | D5CSRAH30AAK | Mini-Splits | D5FSHAH30XAK |  |  |  | 12 | 20.5 | 9.5 | TRUE | FALSE | TRUE | 30000 | 20400 | 2.52 | 21000 | 2.08
215413317 |  | Live | Carrier | TEMPSTAR | Singlezone Non-Ducted, Wall Placement | 215413317 |  | HRCU-A-CB-O | D5CERAH09AAK | Mini-Splits | D5FEHAH09XCK |  |  |  | 12.6 | 21.7 | 9.4 | TRUE | TRUE | FALSE | 9000 | 6600 | 2.45 | 7500 | 2
215413316 |  | Live | Carrier | TEMPSTAR | Singlezone Non-Ducted, Wall Placement | 215413316 |  | HRCU-A-CB-O | D5CERAH12AAJ | Mini-Splits | D5FEHAH12XCJ |  |  |  | 10 | 21.4 | 8.7 | FALSE | FALSE | FALSE | 12000 | 7800 | 2.31 | 8100 | 1.99
215413315 |  | Live | Carrier | TEMPSTAR | Singlezone Non-Ducted, Wall Placement | 215413315 |  | HRCU-A-CB-O | D5CERAH09AAJ | Mini-Splits | D5FEHAH09XCJ |  |  |  | 12.5 | 21.5 | 9.1 | TRUE | TRUE | FALSE | 9000 | 6600 | 2.33 | 7600 | 1.9
215413308 |  | Live | Carrier | MIDEA | Singlezone Non-Ducted, Wall Placement | 215413308 |  | HRCU-A-CB-O | D5CERAH36AAK | Mini-Splits | D5FEHAH36XCK |  |  |  | 9.4 | 19.5 | 9.1 | FALSE | FALSE | FALSE | 36000 | 25600 | 2.3 | 25600 | 2.27
215413312 |  | Live | Carrier | TEMPSTAR | Singlezone Non-Ducted, Wall Placement | 215413312 |  | HRCU-A-CB-O | D5CPRAH18AA | Mini-Splits | D5FPHAH18XAK |  |  |  | 14 | 24.5 | 15.2 | TRUE | TRUE | TRUE | 18000 | 19300 | 3.01 | 23200 | 2.35
215413311 |  | Live | Carrier | TEMPSTAR | Singlezone Non-Ducted, Wall Placement | 215413311 |  | HRCU-A-CB-O | D5CPRAH12AAK | Mini-Splits | D5FPHAH12XAK |  |  |  | 13.5 | 28 | 13.5 | TRUE | TRUE | TRUE | 12000 | 11000 | 2.41 | 14600 | 2.26
215413310 |  | Live | Carrier | TEMPSTAR | Singlezone Non-Ducted, Wall Placement | 215413310 |  | HRCU-A-CB-O | D5CPRAH09AAK | Mini-Splits | D5FPHAH09XAK |  |  |  | 16 | 31.5 | 21 | TRUE | TRUE | TRUE | 9000 | 11000 | 2.41 | 14600 | 2.26
215413309 |  | Live | Carrier | TEMPSTAR | Singlezone Non-Ducted, Wall Placement | 215413309 |  | HRCU-A-CB-O | D5CPRAH06AAK | Mini-Splits | D5FPHAH06XAK |  |  |  | 16.5 | 33.1 | 29 | TRUE | TRUE | TRUE | 6000 | 11000 | 2.41 | 14600 | 2.26
215413307 |  | Live | Carrier | MIDEA | Singlezone Non-Ducted, Wall Placement | 215413307 |  | HRCU-A-CB-O | D5CERAH30AAK | Mini-Splits | D5FEHAH30XCK |  |  |  | 12 | 22.4 | 9 | TRUE | FALSE | FALSE | 30000 | 20000 | 2.4 | 21500 | 2.2
215413305 |  | Live | Carrier | MIDEA | Singlezone Non-Ducted, Wall Placement | 215413305 |  | HRCU-A-CB-O | D5CERAH18AAK | Mini-Splits | D5FEHAH18XCK |  |  |  | 11.5 | 20.3 | 9.1 | TRUE | FALSE | FALSE | 18000 | 11700 | 2.62 | 13300 | 2.41
215413306 |  | Live | Carrier | MIDEA | Singlezone Non-Ducted, Wall Placement | 215413306 |  | HRCU-A-CB-O | D5CERAH24AAK | Mini-Splits | D5FEHAH24XCK |  |  |  | 9.5 | 18.5 | 9 | FALSE | FALSE | FALSE | 24000 | 17200 | 2.46 | 20200 | 2.26
215413304 |  | Live | Carrier | MIDEA | Singlezone Non-Ducted, Wall Placement | 215413304 |  | HRCU-A-CB-O | D5CERAH12AAK | Mini-Splits | D5FEHAH12XCK |  |  |  | 10.8 | 21.4 | 9.2 | FALSE | FALSE | FALSE | 12000 | 8300 | 2.32 | 9300 | 2.11
215413303 |  | Live | Carrier | MIDEA | Singlezone Non-Ducted, Wall Placement | 215413303 |  | HRCU-A-CB-O | D5CERAH09AAK | Mini-Splits | D5FEHAH09XCK |  |  |  | 12.6 | 21.7 | 9.4 | TRUE | TRUE | FALSE | 9000 | 6600 | 2.45 | 7500 | 2
215413302 |  | Live | Carrier | MIDEA | Singlezone Non-Ducted, Wall Placement | 215413302 |  | HRCU-A-CB-O | D5CERAH12AAJ | Mini-Splits | D5FEHAH12XCJ |  |  |  | 10 | 21.4 | 8.7 | FALSE | FALSE | FALSE | 12000 | 7800 | 2.31 | 8100 | 1.99
215413300 |  | Live | Carrier | MIDEA | Singlezone Non-Ducted, Wall Placement | 215413300 |  | HRCU-A-CB-O | D5CSRAH36AAK | Mini-Splits | D5FSHAH36XAK |  |  |  | 8.7 | 19 | 8.5 | FALSE | FALSE | FALSE | 36000 | 24200 | 2.28 | 25600 | 2.27
215413299 |  | Live | Carrier | MIDEA | Singlezone Non-Ducted, Wall Placement | 215413299 |  | HRCU-A-CB-O | D5CSRAH30AAK | Mini-Splits | D5FSHAH30XAK |  |  |  | 12 | 20.5 | 9.5 | TRUE | FALSE | TRUE | 30000 | 20400 | 2.52 | 21000 | 2.08
215413301 |  | Live | Carrier | MIDEA | Singlezone Non-Ducted, Wall Placement | 215413301 |  | HRCU-A-CB-O | D5CERAH09AAJ | Mini-Splits | D5FEHAH09XCJ |  |  |  | 12.5 | 21.5 | 9.1 | TRUE | TRUE | FALSE | 9000 | 6600 | 2.33 | 7600 | 1.9
215413298 |  | Live | Carrier | MIDEA | Singlezone Non-Ducted, Wall Placement | 215413298 |  | HRCU-A-CB-O | D5CPRAH18AA | Mini-Splits | D5FPHAH18XAK |  |  |  | 14 | 24.5 | 15.2 | TRUE | TRUE | TRUE | 18000 | 19300 | 3.01 | 23200 | 2.35
215413297 |  | Live | Carrier | MIDEA | Singlezone Non-Ducted, Wall Placement | 215413297 |  | HRCU-A-CB-O | D5CPRAH12AAK | Mini-Splits | D5FPHAH12XAK |  |  |  | 13.5 | 28 | 13.5 | TRUE | TRUE | TRUE | 12000 | 11000 | 2.41 | 14600 | 2.26
215413296 |  | Live | Carrier | MIDEA | Singlezone Non-Ducted, Wall Placement | 215413296 |  | HRCU-A-CB-O | D5CPRAH09AAK | Mini-Splits | D5FPHAH09XAK |  |  |  | 16 | 31.5 | 21 | TRUE | TRUE | TRUE | 9000 | 11000 | 2.41 | 14600 | 2.26
215413295 |  | Live | Carrier | MIDEA | Singlezone Non-Ducted, Wall Placement | 215413295 |  | HRCU-A-CB-O | D5CPRAH06AAK | Mini-Splits | D5FPHAH06XAK |  |  |  | 16.5 | 33.1 | 29 | TRUE | TRUE | TRUE | 6000 | 11000 | 2.41 | 14600 | 2.26
215413294 |  | Live | Carrier | KENMORE | Singlezone Non-Ducted, Wall Placement | 215413294 |  | HRCU-A-CB-O | D5CERAH36AAK | Mini-Splits | D5FEHAH36XCK |  |  |  | 9.4 | 19.5 | 9.1 | FALSE | FALSE | FALSE | 36000 | 25600 | 2.3 | 25600 | 2.27
215413293 |  | Live | Carrier | KENMORE | Singlezone Non-Ducted, Wall Placement | 215413293 |  | HRCU-A-CB-O | D5CERAH30AAK | Mini-Splits | D5FEHAH30XCK |  |  |  | 12 | 22.4 | 9 | TRUE | FALSE | FALSE | 30000 | 20000 | 2.4 | 21500 | 2.2
215413291 |  | Live | Carrier | KENMORE | Singlezone Non-Ducted, Wall Placement | 215413291 |  | HRCU-A-CB-O | D5CERAH18AAK | Mini-Splits | D5FEHAH18XCK |  |  |  | 11.5 | 20.3 | 9.1 | TRUE | FALSE | FALSE | 18000 | 11700 | 2.62 | 13300 | 2.41
215413292 |  | Live | Carrier | KENMORE | Singlezone Non-Ducted, Wall Placement | 215413292 |  | HRCU-A-CB-O | D5CERAH24AAK | Mini-Splits | D5FEHAH24XCK |  |  |  | 9.5 | 18.5 | 9 | FALSE | FALSE | FALSE | 24000 | 17200 | 2.46 | 20200 | 2.26
215413286 |  | Live | Carrier | KENMORE | Singlezone Non-Ducted, Wall Placement | 215413286 |  | HRCU-A-CB-O | D5CSRAH36AAK | Mini-Splits | D5FSHAH36XAK |  |  |  | 8.7 | 19 | 8.5 | FALSE | FALSE | FALSE | 36000 | 24200 | 2.28 | 25600 | 2.27
215413290 |  | Live | Carrier | KENMORE | Singlezone Non-Ducted, Wall Placement | 215413290 |  | HRCU-A-CB-O | D5CERAH12AAK | Mini-Splits | D5FEHAH12XCK |  |  |  | 10.8 | 21.4 | 9.2 | FALSE | FALSE | FALSE | 12000 | 8300 | 2.32 | 9300 | 2.11
215413289 |  | Live | Carrier | KENMORE | Singlezone Non-Ducted, Wall Placement | 215413289 |  | HRCU-A-CB-O | D5CERAH09AAK | Mini-Splits | D5FEHAH09XCK |  |  |  | 12.6 | 21.7 | 9.4 | TRUE | TRUE | FALSE | 9000 | 6600 | 2.45 | 7500 | 2
215413288 |  | Live | Carrier | KENMORE | Singlezone Non-Ducted, Wall Placement | 215413288 |  | HRCU-A-CB-O | D5CERAH12AAJ | Mini-Splits | D5FEHAH12XCJ |  |  |  | 10 | 21.4 | 8.7 | FALSE | FALSE | FALSE | 12000 | 7800 | 2.31 | 8100 | 1.99
215413287 |  | Live | Carrier | KENMORE | Singlezone Non-Ducted, Wall Placement | 215413287 |  | HRCU-A-CB-O | D5CERAH09AAJ | Mini-Splits | D5FEHAH09XCJ |  |  |  | 12.5 | 21.5 | 9.1 | TRUE | TRUE | FALSE | 9000 | 6600 | 2.33 | 7600 | 1.9
215413284 |  | Live | Carrier | KENMORE | Singlezone Non-Ducted, Wall Placement | 215413284 |  | HRCU-A-CB-O | D5CPRAH18AA | Mini-Splits | D5FPHAH18XAK |  |  |  | 14 | 24.5 | 15.2 | TRUE | TRUE | TRUE | 18000 | 19300 | 3.01 | 23200 | 2.35
215413283 |  | Live | Carrier | KENMORE | Singlezone Non-Ducted, Wall Placement | 215413283 |  | HRCU-A-CB-O | D5CPRAH12AAK | Mini-Splits | D5FPHAH12XAK |  |  |  | 13.5 | 28 | 13.5 | TRUE | TRUE | TRUE | 12000 | 11000 | 2.41 | 14600 | 2.26
215413282 |  | Live | Carrier | KENMORE | Singlezone Non-Ducted, Wall Placement | 215413282 |  | HRCU-A-CB-O | D5CPRAH09AAK | Mini-Splits | D5FPHAH09XAK |  |  |  | 16 | 31.5 | 21 | TRUE | TRUE | TRUE | 9000 | 11000 | 2.41 | 14600 | 2.26
215413281 |  | Live | Carrier | KENMORE | Singlezone Non-Ducted, Wall Placement | 215413281 |  | HRCU-A-CB-O | D5CPRAH06AAK | Mini-Splits | D5FPHAH06XAK |  |  |  | 16.5 | 33.1 | 29 | TRUE | TRUE | TRUE | 6000 | 11000 | 2.41 | 14600 | 2.26
215413285 |  | Live | Carrier | KENMORE | Singlezone Non-Ducted, Wall Placement | 215413285 |  | HRCU-A-CB-O | D5CSRAH30AAK | Mini-Splits | D5FSHAH30XAK |  |  |  | 12 | 20.5 | 9.5 | TRUE | FALSE | TRUE | 30000 | 20400 | 2.52 | 21000 | 2.08
215413280 |  | Live | Carrier | KEEPRITE | Singlezone Non-Ducted, Wall Placement | 215413280 |  | HRCU-A-CB-O | D5CERAH36AAK | Mini-Splits | D5FEHAH36XCK |  |  |  | 9.4 | 19.5 | 9.1 | FALSE | FALSE | FALSE | 36000 | 25600 | 2.3 | 25600 | 2.27
215413279 |  | Live | Carrier | KEEPRITE | Singlezone Non-Ducted, Wall Placement | 215413279 |  | HRCU-A-CB-O | D5CERAH30AAK | Mini-Splits | D5FEHAH30XCK |  |  |  | 12 | 22.4 | 9 | TRUE | FALSE | FALSE | 30000 | 20000 | 2.4 | 21500 | 2.2
215413277 |  | Live | Carrier | KEEPRITE | Singlezone Non-Ducted, Wall Placement | 215413277 |  | HRCU-A-CB-O | D5CERAH18AAK | Mini-Splits | D5FEHAH18XCK |  |  |  | 11.5 | 20.3 | 9.1 | TRUE | FALSE | FALSE | 18000 | 11700 | 2.62 | 13300 | 2.41
215413276 |  | Live | Carrier | KEEPRITE | Singlezone Non-Ducted, Wall Placement | 215413276 |  | HRCU-A-CB-O | D5CERAH12AAK | Mini-Splits | D5FEHAH12XCK |  |  |  | 10.8 | 21.4 | 9.2 | FALSE | FALSE | FALSE | 12000 | 8300 | 2.32 | 9300 | 2.11
215413278 |  | Live | Carrier | KEEPRITE | Singlezone Non-Ducted, Wall Placement | 215413278 |  | HRCU-A-CB-O | D5CERAH24AAK | Mini-Splits | D5FEHAH24XCK |  |  |  | 9.5 | 18.5 | 9 | FALSE | FALSE | FALSE | 24000 | 17200 | 2.46 | 20200 | 2.26
215413272 |  | Live | Carrier | KEEPRITE | Singlezone Non-Ducted, Wall Placement | 215413272 |  | HRCU-A-CB-O | D5CSRAH36AAK | Mini-Splits | D5FSHAH36XAK |  |  |  | 8.7 | 19 | 8.5 | FALSE | FALSE | FALSE | 36000 | 24200 | 2.28 | 25600 | 2.27
215413270 |  | Live | Carrier | KEEPRITE | Singlezone Non-Ducted, Wall Placement | 215413270 |  | HRCU-A-CB-O | D5CPRAH18AA | Mini-Splits | D5FPHAH18XAK |  |  |  | 14 | 24.5 | 15.2 | TRUE | TRUE | TRUE | 18000 | 19300 | 3.01 | 23200 | 2.35
215413271 |  | Live | Carrier | KEEPRITE | Singlezone Non-Ducted, Wall Placement | 215413271 |  | HRCU-A-CB-O | D5CSRAH30AAK | Mini-Splits | D5FSHAH30XAK |  |  |  | 12 | 20.5 | 9.5 | TRUE | FALSE | TRUE | 30000 | 20400 | 2.52 | 21000 | 2.08
215413275 |  | Live | Carrier | KEEPRITE | Singlezone Non-Ducted, Wall Placement | 215413275 |  | HRCU-A-CB-O | D5CERAH09AAK | Mini-Splits | D5FEHAH09XCK |  |  |  | 12.6 | 21.7 | 9.4 | TRUE | TRUE | FALSE | 9000 | 6600 | 2.45 | 7500 | 2
215413274 |  | Live | Carrier | KEEPRITE | Singlezone Non-Ducted, Wall Placement | 215413274 |  | HRCU-A-CB-O | D5CERAH12AAJ | Mini-Splits | D5FEHAH12XCJ |  |  |  | 10 | 21.4 | 8.7 | FALSE | FALSE | FALSE | 12000 | 7800 | 2.31 | 8100 | 1.99
215413273 |  | Live | Carrier | KEEPRITE | Singlezone Non-Ducted, Wall Placement | 215413273 |  | HRCU-A-CB-O | D5CERAH09AAJ | Mini-Splits | D5FEHAH09XCJ |  |  |  | 12.5 | 21.5 | 9.1 | TRUE | TRUE | FALSE | 9000 | 6600 | 2.33 | 7600 | 1.9
215413266 |  | Live | Carrier | HEIL | Singlezone Non-Ducted, Wall Placement | 215413266 |  | HRCU-A-CB-O | D5CERAH36AAK | Mini-Splits | D5FEHAH36XCK |  |  |  | 9.4 | 19.5 | 9.1 | FALSE | FALSE | FALSE | 36000 | 25600 | 2.3 | 25600 | 2.27
215413269 |  | Live | Carrier | KEEPRITE | Singlezone Non-Ducted, Wall Placement | 215413269 |  | HRCU-A-CB-O | D5CPRAH12AAK | Mini-Splits | D5FPHAH12XAK |  |  |  | 13.5 | 28 | 13.5 | TRUE | TRUE | TRUE | 12000 | 11000 | 2.41 | 14600 | 2.26
215413268 |  | Live | Carrier | KEEPRITE | Singlezone Non-Ducted, Wall Placement | 215413268 |  | HRCU-A-CB-O | D5CPRAH09AAK | Mini-Splits | D5FPHAH09XAK |  |  |  | 16 | 31.5 | 21 | TRUE | TRUE | TRUE | 9000 | 11000 | 2.41 | 14600 | 2.26
215413267 |  | Live | Carrier | KEEPRITE | Singlezone Non-Ducted, Wall Placement | 215413267 |  | HRCU-A-CB-O | D5CPRAH06AAK | Mini-Splits | D5FPHAH06XAK |  |  |  | 16.5 | 33.1 | 29 | TRUE | TRUE | TRUE | 6000 | 11000 | 2.41 | 14600 | 2.26
215413265 |  | Live | Carrier | HEIL | Singlezone Non-Ducted, Wall Placement | 215413265 |  | HRCU-A-CB-O | D5CERAH30AAK | Mini-Splits | D5FEHAH30XCK |  |  |  | 12 | 22.4 | 9 | TRUE | FALSE | FALSE | 30000 | 20000 | 2.4 | 21500 | 2.2
215413263 |  | Live | Carrier | HEIL | Singlezone Non-Ducted, Wall Placement | 215413263 |  | HRCU-A-CB-O | D5CERAH18AAK | Mini-Splits | D5FEHAH18XCK |  |  |  | 11.5 | 20.3 | 9.1 | TRUE | FALSE | FALSE | 18000 | 11700 | 2.62 | 13300 | 2.41
215413262 |  | Live | Carrier | HEIL | Singlezone Non-Ducted, Wall Placement | 215413262 |  | HRCU-A-CB-O | D5CERAH12AAK | Mini-Splits | D5FEHAH12XCK |  |  |  | 10.8 | 21.4 | 9.2 | FALSE | FALSE | FALSE | 12000 | 8300 | 2.32 | 9300 | 2.11
215413261 |  | Live | Carrier | HEIL | Singlezone Non-Ducted, Wall Placement | 215413261 |  | HRCU-A-CB-O | D5CERAH09AAK | Mini-Splits | D5FEHAH09XCK |  |  |  | 12.6 | 21.7 | 9.4 | TRUE | TRUE | FALSE | 9000 | 6600 | 2.45 | 7500 | 2
215413264 |  | Live | Carrier | HEIL | Singlezone Non-Ducted, Wall Placement | 215413264 |  | HRCU-A-CB-O | D5CERAH24AAK | Mini-Splits | D5FEHAH24XCK |  |  |  | 9.5 | 18.5 | 9 | FALSE | FALSE | FALSE | 24000 | 17200 | 2.46 | 20200 | 2.26
215413258 |  | Live | Carrier | HEIL | Singlezone Non-Ducted, Wall Placement | 215413258 |  | HRCU-A-CB-O | D5CSRAH36AAK | Mini-Splits | D5FSHAH36XAK |  |  |  | 8.7 | 19 | 8.5 | FALSE | FALSE | FALSE | 36000 | 24200 | 2.28 | 25600 | 2.27
215413256 |  | Live | Carrier | HEIL | Singlezone Non-Ducted, Wall Placement | 215413256 |  | HRCU-A-CB-O | D5CPRAH18AA | Mini-Splits | D5FPHAH18XAK |  |  |  | 14 | 24.5 | 15.2 | TRUE | TRUE | TRUE | 18000 | 19300 | 3.01 | 23200 | 2.35
215413257 |  | Live | Carrier | HEIL | Singlezone Non-Ducted, Wall Placement | 215413257 |  | HRCU-A-CB-O | D5CSRAH30AAK | Mini-Splits | D5FSHAH30XAK |  |  |  | 12 | 20.5 | 9.5 | TRUE | FALSE | TRUE | 30000 | 20400 | 2.52 | 21000 | 2.08
215413260 |  | Live | Carrier | HEIL | Singlezone Non-Ducted, Wall Placement | 215413260 |  | HRCU-A-CB-O | D5CERAH12AAJ | Mini-Splits | D5FEHAH12XCJ |  |  |  | 10 | 21.4 | 8.7 | FALSE | FALSE | FALSE | 12000 | 7800 | 2.31 | 8100 | 1.99
215413259 |  | Live | Carrier | HEIL | Singlezone Non-Ducted, Wall Placement | 215413259 |  | HRCU-A-CB-O | D5CERAH09AAJ | Mini-Splits | D5FEHAH09XCJ |  |  |  | 12.5 | 21.5 | 9.1 | TRUE | TRUE | FALSE | 9000 | 6600 | 2.33 | 7600 | 1.9
215413252 |  | Live | Carrier | DAY & NIGHT | Singlezone Non-Ducted, Wall Placement | 215413252 |  | HRCU-A-CB-O | D5CERAH36AAK | Mini-Splits | D5FEHAH36XCK |  |  |  | 9.4 | 19.5 | 9.1 | FALSE | FALSE | FALSE | 36000 | 25600 | 2.3 | 25600 | 2.27
215413255 |  | Live | Carrier | HEIL | Singlezone Non-Ducted, Wall Placement | 215413255 |  | HRCU-A-CB-O | D5CPRAH12AAK | Mini-Splits | D5FPHAH12XAK |  |  |  | 13.5 | 28 | 13.5 | TRUE | TRUE | TRUE | 12000 | 11000 | 2.41 | 14600 | 2.26
215413254 |  | Live | Carrier | HEIL | Singlezone Non-Ducted, Wall Placement | 215413254 |  | HRCU-A-CB-O | D5CPRAH09AAK | Mini-Splits | D5FPHAH09XAK |  |  |  | 16 | 31.5 | 21 | TRUE | TRUE | TRUE | 9000 | 11000 | 2.41 | 14600 | 2.26
215413253 |  | Live | Carrier | HEIL | Singlezone Non-Ducted, Wall Placement | 215413253 |  | HRCU-A-CB-O | D5CPRAH06AAK | Mini-Splits | D5FPHAH06XAK |  |  |  | 16.5 | 33.1 | 29 | TRUE | TRUE | TRUE | 6000 | 11000 | 2.41 | 14600 | 2.26
215413251 |  | Live | Carrier | DAY & NIGHT | Singlezone Non-Ducted, Wall Placement | 215413251 |  | HRCU-A-CB-O | D5CERAH30AAK | Mini-Splits | D5FEHAH30XCK |  |  |  | 12 | 22.4 | 9 | TRUE | FALSE | FALSE | 30000 | 20000 | 2.4 | 21500 | 2.2
215413250 |  | Live | Carrier | DAY & NIGHT | Singlezone Non-Ducted, Wall Placement | 215413250 |  | HRCU-A-CB-O | D5CERAH24AAK | Mini-Splits | D5FEHAH24XCK |  |  |  | 9.5 | 18.5 | 9 | FALSE | FALSE | FALSE | 24000 | 17200 | 2.46 | 20200 | 2.26
215413249 |  | Live | Carrier | DAY & NIGHT | Singlezone Non-Ducted, Wall Placement | 215413249 |  | HRCU-A-CB-O | D5CERAH18AAK | Mini-Splits | D5FEHAH18XCK |  |  |  | 11.5 | 20.3 | 9.1 | TRUE | FALSE | FALSE | 18000 | 11700 | 2.62 | 13300 | 2.41
215413248 |  | Live | Carrier | DAY & NIGHT | Singlezone Non-Ducted, Wall Placement | 215413248 |  | HRCU-A-CB-O | D5CERAH12AAK | Mini-Splits | D5FEHAH12XCK |  |  |  | 10.8 | 21.4 | 9.2 | FALSE | FALSE | FALSE | 12000 | 8300 | 2.32 | 9300 | 2.11
215413247 |  | Live | Carrier | DAY & NIGHT | Singlezone Non-Ducted, Wall Placement | 215413247 |  | HRCU-A-CB-O | D5CERAH09AAK | Mini-Splits | D5FEHAH09XCK |  |  |  | 12.6 | 21.7 | 9.4 | TRUE | TRUE | FALSE | 9000 | 6600 | 2.45 | 7500 | 2
215413246 |  | Live | Carrier | DAY & NIGHT | Singlezone Non-Ducted, Wall Placement | 215413246 |  | HRCU-A-CB-O | D5CERAH12AAJ | Mini-Splits | D5FEHAH12XCJ |  |  |  | 10 | 21.4 | 8.7 | FALSE | FALSE | FALSE | 12000 | 7800 | 2.31 | 8100 | 1.99
215413245 |  | Live | Carrier | DAY & NIGHT | Singlezone Non-Ducted, Wall Placement | 215413245 |  | HRCU-A-CB-O | D5CERAH09AAJ | Mini-Splits | D5FEHAH09XCJ |  |  |  | 12.5 | 21.5 | 9.1 | TRUE | TRUE | FALSE | 9000 | 6600 | 2.33 | 7600 | 1.9
215413244 |  | Live | Carrier | DAY & NIGHT | Singlezone Non-Ducted, Wall Placement | 215413244 |  | HRCU-A-CB-O | D5CSRAH36AAK | Mini-Splits | D5FSHAH36XAK |  |  |  | 8.7 | 19 | 8.5 | FALSE | FALSE | FALSE | 36000 | 24200 | 2.28 | 25600 | 2.27
215413242 |  | Live | Carrier | DAY & NIGHT | Singlezone Non-Ducted, Wall Placement | 215413242 |  | HRCU-A-CB-O | D5CPRAH18AA | Mini-Splits | D5FPHAH18XAK |  |  |  | 14 | 24.5 | 15.2 | TRUE | TRUE | TRUE | 18000 | 19300 | 3.01 | 23200 | 2.35
215413241 |  | Live | Carrier | DAY & NIGHT | Singlezone Non-Ducted, Wall Placement | 215413241 |  | HRCU-A-CB-O | D5CPRAH12AAK | Mini-Splits | D5FPHAH12XAK |  |  |  | 13.5 | 28 | 13.5 | TRUE | TRUE | TRUE | 12000 | 11000 | 2.41 | 14600 | 2.26
215413240 |  | Live | Carrier | DAY & NIGHT | Singlezone Non-Ducted, Wall Placement | 215413240 |  | HRCU-A-CB-O | D5CPRAH09AAK | Mini-Splits | D5FPHAH09XAK |  |  |  | 16 | 31.5 | 21 | TRUE | TRUE | TRUE | 9000 | 11000 | 2.41 | 14600 | 2.26
215413243 |  | Live | Carrier | DAY & NIGHT | Singlezone Non-Ducted, Wall Placement | 215413243 |  | HRCU-A-CB-O | D5CSRAH30AAK | Mini-Splits | D5FSHAH30XAK |  |  |  | 12 | 20.5 | 9.5 | TRUE | FALSE | TRUE | 30000 | 20400 | 2.52 | 21000 | 2.08
215413238 |  | Live | Carrier | COMFORTMAKER | Singlezone Non-Ducted, Wall Placement | 215413238 |  | HRCU-A-CB-O | D5CERAH36AAK | Mini-Splits | D5FEHAH36XCK |  |  |  | 9.4 | 19.5 | 9.1 | FALSE | FALSE | FALSE | 36000 | 25600 | 2.3 | 25600 | 2.27
215413239 |  | Live | Carrier | DAY & NIGHT | Singlezone Non-Ducted, Wall Placement | 215413239 |  | HRCU-A-CB-O | D5CPRAH06AAK | Mini-Splits | D5FPHAH06XAK |  |  |  | 16.5 | 33.1 | 29 | TRUE | TRUE | TRUE | 6000 | 11000 | 2.41 | 14600 | 2.26
215413237 |  | Live | Carrier | COMFORTMAKER | Singlezone Non-Ducted, Wall Placement | 215413237 |  | HRCU-A-CB-O | D5CERAH30AAK | Mini-Splits | D5FEHAH30XCK |  |  |  | 12 | 22.4 | 9 | TRUE | FALSE | FALSE | 30000 | 20000 | 2.4 | 21500 | 2.2
215413235 |  | Live | Carrier | COMFORTMAKER | Singlezone Non-Ducted, Wall Placement | 215413235 |  | HRCU-A-CB-O | D5CERAH18AAK | Mini-Splits | D5FEHAH18XCK |  |  |  | 11.5 | 20.3 | 9.1 | TRUE | FALSE | FALSE | 18000 | 11700 | 2.62 | 13300 | 2.41
215413236 |  | Live | Carrier | COMFORTMAKER | Singlezone Non-Ducted, Wall Placement | 215413236 |  | HRCU-A-CB-O | D5CERAH24AAK | Mini-Splits | D5FEHAH24XCK |  |  |  | 9.5 | 18.5 | 9 | FALSE | FALSE | FALSE | 24000 | 17200 | 2.46 | 20200 | 2.26
215413230 |  | Live | Carrier | COMFORTMAKER | Singlezone Non-Ducted, Wall Placement | 215413230 |  | HRCU-A-CB-O | D5CSRAH36AAK | Mini-Splits | D5FSHAH36XAK |  |  |  | 8.7 | 19 | 8.5 | FALSE | FALSE | FALSE | 36000 | 24200 | 2.28 | 25600 | 2.27
215413234 |  | Live | Carrier | COMFORTMAKER | Singlezone Non-Ducted, Wall Placement | 215413234 |  | HRCU-A-CB-O | D5CERAH12AAK | Mini-Splits | D5FEHAH12XCK |  |  |  | 10.8 | 21.4 | 9.2 | FALSE | FALSE | FALSE | 12000 | 8300 | 2.32 | 9300 | 2.11
215413233 |  | Live | Carrier | COMFORTMAKER | Singlezone Non-Ducted, Wall Placement | 215413233 |  | HRCU-A-CB-O | D5CERAH09AAK | Mini-Splits | D5FEHAH09XCK |  |  |  | 12.6 | 21.7 | 9.4 | TRUE | TRUE | FALSE | 9000 | 6600 | 2.45 | 7500 | 2
215413232 |  | Live | Carrier | COMFORTMAKER | Singlezone Non-Ducted, Wall Placement | 215413232 |  | HRCU-A-CB-O | D5CERAH12AAJ | Mini-Splits | D5FEHAH12XCJ |  |  |  | 10 | 21.4 | 8.7 | FALSE | FALSE | FALSE | 12000 | 7800 | 2.31 | 8100 | 1.99
215413231 |  | Live | Carrier | COMFORTMAKER | Singlezone Non-Ducted, Wall Placement | 215413231 |  | HRCU-A-CB-O | D5CERAH09AAJ | Mini-Splits | D5FEHAH09XCJ |  |  |  | 12.5 | 21.5 | 9.1 | TRUE | TRUE | FALSE | 9000 | 6600 | 2.33 | 7600 | 1.9
215413228 |  | Live | Carrier | COMFORTMAKER | Singlezone Non-Ducted, Wall Placement | 215413228 |  | HRCU-A-CB-O | D5CPRAH18AA | Mini-Splits | D5FPHAH18XAK |  |  |  | 14 | 24.5 | 15.2 | TRUE | TRUE | TRUE | 18000 | 19300 | 3.01 | 23200 | 2.35
215413227 |  | Live | Carrier | COMFORTMAKER | Singlezone Non-Ducted, Wall Placement | 215413227 |  | HRCU-A-CB-O | D5CPRAH12AAK | Mini-Splits | D5FPHAH12XAK |  |  |  | 13.5 | 28 | 13.5 | TRUE | TRUE | TRUE | 12000 | 11000 | 2.41 | 14600 | 2.26
215413226 |  | Live | Carrier | COMFORTMAKER | Singlezone Non-Ducted, Wall Placement | 215413226 |  | HRCU-A-CB-O | D5CPRAH09AAK | Mini-Splits | D5FPHAH09XAK |  |  |  | 16 | 31.5 | 21 | TRUE | TRUE | TRUE | 9000 | 11000 | 2.41 | 14600 | 2.26
215413225 |  | Live | Carrier | COMFORTMAKER | Singlezone Non-Ducted, Wall Placement | 215413225 |  | HRCU-A-CB-O | D5CPRAH06AAK | Mini-Splits | D5FPHAH06XAK |  |  |  | 16.5 | 33.1 | 29 | TRUE | TRUE | TRUE | 6000 | 11000 | 2.41 | 14600 | 2.26
215413229 |  | Live | Carrier | COMFORTMAKER | Singlezone Non-Ducted, Wall Placement | 215413229 |  | HRCU-A-CB-O | D5CSRAH30AAK | Mini-Splits | D5FSHAH30XAK |  |  |  | 12 | 20.5 | 9.5 | TRUE | FALSE | TRUE | 30000 | 20400 | 2.52 | 21000 | 2.08
215413224 |  | Live | Carrier | ARCOAIRE | Singlezone Non-Ducted, Wall Placement | 215413224 |  | HRCU-A-CB-O | D5CERAH36AAK | Mini-Splits | D5FEHAH36XCK |  |  |  | 9.4 | 19.5 | 9.1 | FALSE | FALSE | FALSE | 36000 | 25600 | 2.3 | 25600 | 2.27
215413223 |  | Live | Carrier | ARCOAIRE | Singlezone Non-Ducted, Wall Placement | 215413223 |  | HRCU-A-CB-O | D5CERAH30AAK | Mini-Splits | D5FEHAH30XCK |  |  |  | 12 | 22.4 | 9 | TRUE | FALSE | FALSE | 30000 | 20000 | 2.4 | 21500 | 2.2
215413221 |  | Live | Carrier | ARCOAIRE | Singlezone Non-Ducted, Wall Placement | 215413221 |  | HRCU-A-CB-O | D5CERAH18AAK | Mini-Splits | D5FEHAH18XCK |  |  |  | 11.5 | 20.3 | 9.1 | TRUE | FALSE | FALSE | 18000 | 11700 | 2.62 | 13300 | 2.41
215413220 |  | Live | Carrier | ARCOAIRE | Singlezone Non-Ducted, Wall Placement | 215413220 |  | HRCU-A-CB-O | D5CERAH12AAK | Mini-Splits | D5FEHAH12XCK |  |  |  | 10.8 | 21.4 | 9.2 | FALSE | FALSE | FALSE | 12000 | 8300 | 2.32 | 9300 | 2.11
215413222 |  | Live | Carrier | ARCOAIRE | Singlezone Non-Ducted, Wall Placement | 215413222 |  | HRCU-A-CB-O | D5CERAH24AAK | Mini-Splits | D5FEHAH24XCK |  |  |  | 9.5 | 18.5 | 9 | FALSE | FALSE | FALSE | 24000 | 17200 | 2.46 | 20200 | 2.26
215413216 |  | Live | Carrier | ARCOAIRE | Singlezone Non-Ducted, Wall Placement | 215413216 |  | HRCU-A-CB-O | D5CSRAH36AAK | Mini-Splits | D5FSHAH36XAK |  |  |  | 8.7 | 19 | 8.5 | FALSE | FALSE | FALSE | 36000 | 24200 | 2.28 | 25600 | 2.27
215413215 |  | Live | Carrier | ARCOAIRE | Singlezone Non-Ducted, Wall Placement | 215413215 |  | HRCU-A-CB-O | D5CSRAH30AAK | Mini-Splits | D5FSHAH30XAK |  |  |  | 12 | 20.5 | 9.5 | TRUE | FALSE | TRUE | 30000 | 20400 | 2.52 | 21000 | 2.08
215413219 |  | Live | Carrier | ARCOAIRE | Singlezone Non-Ducted, Wall Placement | 215413219 |  | HRCU-A-CB-O | D5CERAH09AAK | Mini-Splits | D5FEHAH09XCK |  |  |  | 12.6 | 21.7 | 9.4 | TRUE | TRUE | FALSE | 9000 | 6600 | 2.45 | 7500 | 2
215413218 |  | Live | Carrier | ARCOAIRE | Singlezone Non-Ducted, Wall Placement | 215413218 |  | HRCU-A-CB-O | D5CERAH12AAJ | Mini-Splits | D5FEHAH12XCJ |  |  |  | 10 | 21.4 | 8.7 | FALSE | FALSE | FALSE | 12000 | 7800 | 2.31 | 8100 | 1.99
215413217 |  | Live | Carrier | ARCOAIRE | Singlezone Non-Ducted, Wall Placement | 215413217 |  | HRCU-A-CB-O | D5CERAH09AAJ | Mini-Splits | D5FEHAH09XCJ |  |  |  | 12.5 | 21.5 | 9.1 | TRUE | TRUE | FALSE | 9000 | 6600 | 2.33 | 7600 | 1.9
215413210 |  | Live | Carrier | MIDEA | Singlezone Non-Ducted, Wall Placement | 215413210 |  | HRCU-A-CB-O | 37MHRAQ36AA3 | Mini-Splits | 45MHHAQ36XC3 |  |  |  | 9.4 | 19.5 | 9.1 | FALSE | FALSE | FALSE | 36000 | 25600 | 2.3 | 25600 | 2.27
215413214 |  | Live | Carrier | ARCOAIRE | Singlezone Non-Ducted, Wall Placement | 215413214 |  | HRCU-A-CB-O | D5CPRAH18AA | Mini-Splits | D5FPHAH18XAK |  |  |  | 14 | 24.5 | 15.2 | TRUE | TRUE | TRUE | 18000 | 19300 | 3.01 | 23200 | 2.35
215413213 |  | Live | Carrier | ARCOAIRE | Singlezone Non-Ducted, Wall Placement | 215413213 |  | HRCU-A-CB-O | D5CPRAH12AAK | Mini-Splits | D5FPHAH12XAK |  |  |  | 13.5 | 28 | 13.5 | TRUE | TRUE | TRUE | 12000 | 11000 | 2.41 | 14600 | 2.26
215413212 |  | Live | Carrier | ARCOAIRE | Singlezone Non-Ducted, Wall Placement | 215413212 |  | HRCU-A-CB-O | D5CPRAH09AAK | Mini-Splits | D5FPHAH09XAK |  |  |  | 16 | 31.5 | 21 | TRUE | TRUE | TRUE | 9000 | 11000 | 2.41 | 14600 | 2.26
215413211 |  | Live | Carrier | ARCOAIRE | Singlezone Non-Ducted, Wall Placement | 215413211 |  | HRCU-A-CB-O | D5CPRAH06AAK | Mini-Splits | D5FPHAH06XAK |  |  |  | 16.5 | 33.1 | 29 | TRUE | TRUE | TRUE | 6000 | 11000 | 2.41 | 14600 | 2.26
215413209 |  | Live | Carrier | MIDEA | Singlezone Non-Ducted, Wall Placement | 215413209 |  | HRCU-A-CB-O | 37MHRAQ30AA3 | Mini-Splits | 45MHHAQ30XC3 |  |  |  | 12 | 22.4 | 9 | TRUE | FALSE | FALSE | 30000 | 20000 | 2.4 | 21500 | 2.2
215413208 |  | Live | Carrier | MIDEA | Singlezone Non-Ducted, Wall Placement | 215413208 |  | HRCU-A-CB-O | 37MHRAQ24AA3 | Mini-Splits | 45MHHAQ24XC3 |  |  |  | 9.5 | 18.5 | 9 | FALSE | FALSE | FALSE | 24000 | 17200 | 2.46 | 20200 | 2.26
215413207 |  | Live | Carrier | MIDEA | Singlezone Non-Ducted, Wall Placement | 215413207 |  | HRCU-A-CB-O | 37MHRAQ18AA3 | Mini-Splits | 45MHHAQ18XC3 |  |  |  | 11.5 | 20.3 | 9.1 | TRUE | FALSE | FALSE | 18000 | 11700 | 2.62 | 13300 | 2.41
215413206 |  | Live | Carrier | MIDEA | Singlezone Non-Ducted, Wall Placement | 215413206 |  | HRCU-A-CB-O | 37MHRAQ12AA3 | Mini-Splits | 45MHHAQ12XC3 |  |  |  | 10.8 | 21.4 | 9.2 | FALSE | FALSE | FALSE | 12000 | 8300 | 2.32 | 9300 | 2.11
215413205 |  | Live | Carrier | MIDEA | Singlezone Non-Ducted, Wall Placement | 215413205 |  | HRCU-A-CB-O | 37MHRAQ09AA3 | Mini-Splits | 45MHHAQ09XC3 |  |  |  | 12.6 | 21.7 | 9.4 | TRUE | TRUE | FALSE | 9000 | 6600 | 2.45 | 7500 | 2
215413202 |  | Live | Carrier | WEATHERMAKER | Singlezone Non-Ducted, Wall Placement | 215413202 |  | HRCU-A-CB-O | 37MHRAQ36AA3 | Mini-Splits | 45MHHAQ36XC3 |  |  |  | 9.4 | 19.5 | 9.1 | FALSE | FALSE | FALSE | 36000 | 25600 | 2.3 | 25600 | 2.27
215413201 |  | Live | Carrier | WEATHERMAKER | Singlezone Non-Ducted, Wall Placement | 215413201 |  | HRCU-A-CB-O | 37MHRAQ30AA3 | Mini-Splits | 45MHHAQ30XC3 |  |  |  | 12 | 22.4 | 9 | TRUE | FALSE | FALSE | 30000 | 20000 | 2.4 | 21500 | 2.2
215413204 |  | Live | Carrier | MIDEA | Singlezone Non-Ducted, Wall Placement | 215413204 |  | HRCU-A-CB-O | 37MHRAQ12AA1 | Mini-Splits | 45MHHAQ12XC1 |  |  |  | 10 | 21.4 | 8.7 | FALSE | FALSE | FALSE | 12000 | 7800 | 2.31 | 8100 | 1.99
215413203 |  | Live | Carrier | MIDEA | Singlezone Non-Ducted, Wall Placement | 215413203 |  | HRCU-A-CB-O | 37MHRAQ09AA1 | Mini-Splits | 45MHHAQ09XC1 |  |  |  | 12.5 | 21.5 | 9.1 | TRUE | TRUE | FALSE | 9000 | 6600 | 2.33 | 7600 | 1.9
215413200 |  | Live | Carrier | WEATHERMAKER | Singlezone Non-Ducted, Wall Placement | 215413200 |  | HRCU-A-CB-O | 37MHRAQ24AA3 | Mini-Splits | 45MHHAQ24XC3 |  |  |  | 9.5 | 18.5 | 9 | FALSE | FALSE | FALSE | 24000 | 17200 | 2.46 | 20200 | 2.26
215413199 |  | Live | Carrier | WEATHERMAKER | Singlezone Non-Ducted, Wall Placement | 215413199 |  | HRCU-A-CB-O | 37MHRAQ18AA3 | Mini-Splits | 45MHHAQ18XC3 |  |  |  | 11.5 | 20.3 | 9.1 | TRUE | FALSE | FALSE | 18000 | 11700 | 2.62 | 13300 | 2.41
215413198 |  | Live | Carrier | WEATHERMAKER | Singlezone Non-Ducted, Wall Placement | 215413198 |  | HRCU-A-CB-O | 37MHRAQ12AA3 | Mini-Splits | 45MHHAQ12XC3 |  |  |  | 10.8 | 21.4 | 9.2 | FALSE | FALSE | FALSE | 12000 | 8300 | 2.32 | 9300 | 2.11
215413197 |  | Live | Carrier | WEATHERMAKER | Singlezone Non-Ducted, Wall Placement | 215413197 |  | HRCU-A-CB-O | 37MHRAQ09AA3 | Mini-Splits | 45MHHAQ09XC3 |  |  |  | 12.6 | 21.7 | 9.4 | TRUE | TRUE | FALSE | 9000 | 6600 | 2.45 | 7500 | 2
215413196 |  | Live | Carrier | WEATHERMAKER | Singlezone Non-Ducted, Wall Placement | 215413196 |  | HRCU-A-CB-O | 37MHRAQ12AA1 | Mini-Splits | 45MHHAQ12XC1 |  |  |  | 10 | 21.4 | 8.7 | FALSE | FALSE | FALSE | 12000 | 7800 | 2.31 | 8100 | 1.99
215413195 |  | Live | Carrier | WEATHERMAKER | Singlezone Non-Ducted, Wall Placement | 215413195 |  | HRCU-A-CB-O | 37MHRAQ09AA1 | Mini-Splits | 45MHHAQ09XC1 |  |  |  | 12.5 | 21.5 | 9.1 | TRUE | TRUE | FALSE | 9000 | 6600 | 2.33 | 7600 | 1.9
215413194 |  | Live | Carrier | PAYNE | Singlezone Non-Ducted, Wall Placement | 215413194 |  | HRCU-A-CB-O | 37MHRAQ36AA3 | Mini-Splits | 45MHHAQ36XC3 |  |  |  | 9.4 | 19.5 | 9.1 | FALSE | FALSE | FALSE | 36000 | 25600 | 2.3 | 25600 | 2.27
215413193 |  | Live | Carrier | PAYNE | Singlezone Non-Ducted, Wall Placement | 215413193 |  | HRCU-A-CB-O | 37MHRAQ30AA3 | Mini-Splits | 45MHHAQ30XC3 |  |  |  | 12 | 22.4 | 9 | TRUE | FALSE | FALSE | 30000 | 20000 | 2.4 | 21500 | 2.2
215413191 |  | Live | Carrier | PAYNE | Singlezone Non-Ducted, Wall Placement | 215413191 |  | HRCU-A-CB-O | 37MHRAQ18AA3 | Mini-Splits | 45MHHAQ18XC3 |  |  |  | 11.5 | 20.3 | 9.1 | TRUE | FALSE | FALSE | 18000 | 11700 | 2.62 | 13300 | 2.41
215413190 |  | Live | Carrier | PAYNE | Singlezone Non-Ducted, Wall Placement | 215413190 |  | HRCU-A-CB-O | 37MHRAQ12AA3 | Mini-Splits | 45MHHAQ12XC3 |  |  |  | 10.8 | 21.4 | 9.2 | FALSE | FALSE | FALSE | 12000 | 8300 | 2.32 | 9300 | 2.11
215413192 |  | Live | Carrier | PAYNE | Singlezone Non-Ducted, Wall Placement | 215413192 |  | HRCU-A-CB-O | 37MHRAQ24AA3 | Mini-Splits | 45MHHAQ24XC3 |  |  |  | 9.5 | 18.5 | 9 | FALSE | FALSE | FALSE | 24000 | 17200 | 2.46 | 20200 | 2.26
215413186 |  | Live | Carrier | BRYANT | Singlezone Non-Ducted, Wall Placement | 215413186 |  | HRCU-A-CB-O | 37MHRAQ36AA3 | Mini-Splits | 45MHHAQ36XC3 |  |  |  | 9.4 | 19.5 | 9.1 | FALSE | FALSE | FALSE | 36000 | 25600 | 2.3 | 25600 | 2.27
215413185 |  | Live | Carrier | BRYANT | Singlezone Non-Ducted, Wall Placement | 215413185 |  | HRCU-A-CB-O | 37MHRAQ30AA3 | Mini-Splits | 45MHHAQ30XC3 |  |  |  | 12 | 22.4 | 9 | TRUE | FALSE | FALSE | 30000 | 20000 | 2.4 | 21500 | 2.2
215413189 |  | Live | Carrier | PAYNE | Singlezone Non-Ducted, Wall Placement | 215413189 |  | HRCU-A-CB-O | 37MHRAQ09AA3 | Mini-Splits | 45MHHAQ09XC3 |  |  |  | 12.6 | 21.7 | 9.4 | TRUE | TRUE | FALSE | 9000 | 6600 | 2.45 | 7500 | 2
215413188 |  | Live | Carrier | PAYNE | Singlezone Non-Ducted, Wall Placement | 215413188 |  | HRCU-A-CB-O | 37MHRAQ12AA1 | Mini-Splits | 45MHHAQ12XC1 |  |  |  | 10 | 21.4 | 8.7 | FALSE | FALSE | FALSE | 12000 | 7800 | 2.31 | 8100 | 1.99
215413187 |  | Live | Carrier | PAYNE | Singlezone Non-Ducted, Wall Placement | 215413187 |  | HRCU-A-CB-O | 37MHRAQ09AA1 | Mini-Splits | 45MHHAQ09XC1 |  |  |  | 12.5 | 21.5 | 9.1 | TRUE | TRUE | FALSE | 9000 | 6600 | 2.33 | 7600 | 1.9
215413183 |  | Live | Carrier | BRYANT | Singlezone Non-Ducted, Wall Placement | 215413183 |  | HRCU-A-CB-O | 37MHRAQ18AA3 | Mini-Splits | 45MHHAQ18XC3 |  |  |  | 11.5 | 20.3 | 9.1 | TRUE | FALSE | FALSE | 18000 | 11700 | 2.62 | 13300 | 2.41
215413182 |  | Live | Carrier | BRYANT | Singlezone Non-Ducted, Wall Placement | 215413182 |  | HRCU-A-CB-O | 37MHRAQ12AA3 | Mini-Splits | 45MHHAQ12XC3 |  |  |  | 10.8 | 21.4 | 9.2 | FALSE | FALSE | FALSE | 12000 | 8300 | 2.32 | 9300 | 2.11
215413181 |  | Live | Carrier | BRYANT | Singlezone Non-Ducted, Wall Placement | 215413181 |  | HRCU-A-CB-O | 37MHRAQ09AA3 | Mini-Splits | 45MHHAQ09XC3 |  |  |  | 12.6 | 21.7 | 9.4 | TRUE | TRUE | FALSE | 9000 | 6600 | 2.45 | 7500 | 2
215413180 |  | Live | Carrier | BRYANT | Singlezone Non-Ducted, Wall Placement | 215413180 |  | HRCU-A-CB-O | 37MHRAQ12AA1 | Mini-Splits | 45MHHAQ12XC1 |  |  |  | 10 | 21.4 | 8.7 | FALSE | FALSE | FALSE | 12000 | 7800 | 2.31 | 8100 | 1.99
215413179 |  | Live | Carrier | BRYANT | Singlezone Non-Ducted, Wall Placement | 215413179 |  | HRCU-A-CB-O | 37MHRAQ09AA1 | Mini-Splits | 45MHHAQ09XC1 |  |  |  | 12.5 | 21.5 | 9.1 | TRUE | TRUE | FALSE | 9000 | 6600 | 2.33 | 7600 | 1.9
215413184 |  | Live | Carrier | BRYANT | Singlezone Non-Ducted, Wall Placement | 215413184 |  | HRCU-A-CB-O | 37MHRAQ24AA3 | Mini-Splits | 45MHHAQ24XC3 |  |  |  | 9.5 | 18.5 | 9 | FALSE | FALSE | FALSE | 24000 | 17200 | 2.46 | 20200 | 2.26
215413178 |  | Live | Carrier | CARRIER | Singlezone Non-Ducted, Wall Placement | 215413178 |  | HRCU-A-CB-O | 37MHRAQ36AA3 | Mini-Splits | 45MHHAQ36XC3 |  |  |  | 9.4 | 19.5 | 9.1 | FALSE | FALSE | FALSE | 36000 | 25600 | 2.3 | 25600 | 2.27
215413177 |  | Live | Carrier | CARRIER | Singlezone Non-Ducted, Wall Placement | 215413177 |  | HRCU-A-CB-O | 37MHRAQ30AA3 | Mini-Splits | 45MHHAQ30XC3 |  |  |  | 12 | 22.4 | 9 | TRUE | FALSE | FALSE | 30000 | 20000 | 2.4 | 21500 | 2.2
215413175 |  | Live | Carrier | CARRIER | Singlezone Non-Ducted, Wall Placement | 215413175 |  | HRCU-A-CB-O | 37MHRAQ18AA3 | Mini-Splits | 45MHHAQ18XC3 |  |  |  | 11.5 | 20.3 | 9.1 | TRUE | FALSE | FALSE | 18000 | 11700 | 2.62 | 13300 | 2.41
215413176 |  | Live | Carrier | CARRIER | Singlezone Non-Ducted, Wall Placement | 215413176 |  | HRCU-A-CB-O | 37MHRAQ24AA3 | Mini-Splits | 45MHHAQ24XC3 |  |  |  | 9.5 | 18.5 | 9 | FALSE | FALSE | FALSE | 24000 | 17200 | 2.46 | 20200 | 2.26
215413174 |  | Live | Carrier | CARRIER | Singlezone Non-Ducted, Wall Placement | 215413174 |  | HRCU-A-CB-O | 37MHRAQ12AA3 | Mini-Splits | 45MHHAQ12XC3 |  |  |  | 10.8 | 21.4 | 9.2 | FALSE | FALSE | FALSE | 12000 | 8300 | 2.32 | 9300 | 2.11
215413173 |  | Live | Carrier | CARRIER | Singlezone Non-Ducted, Wall Placement | 215413173 |  | HRCU-A-CB-O | 37MHRAQ09AA3 | Mini-Splits | 45MHHAQ09XC3 |  |  |  | 12.6 | 21.7 | 9.4 | TRUE | TRUE | FALSE | 9000 | 6600 | 2.45 | 7500 | 2
215413172 |  | Live | Carrier | CARRIER | Singlezone Non-Ducted, Wall Placement | 215413172 |  | HRCU-A-CB-O | 37MHRAQ12AA1 | Mini-Splits | 45MHHAQ12XC1 |  |  |  | 10 | 21.4 | 8.7 | FALSE | FALSE | FALSE | 12000 | 7800 | 2.31 | 8100 | 1.99
215413171 |  | Live | Carrier | CARRIER | Singlezone Non-Ducted, Wall Placement | 215413171 |  | HRCU-A-CB-O | 37MHRAQ09AA1 | Mini-Splits | 45MHHAQ09XC1 |  |  |  | 12.5 | 21.5 | 9.1 | TRUE | TRUE | FALSE | 9000 | 6600 | 2.33 | 7600 | 1.9
215413170 |  | Live | Carrier | MIDEA | Singlezone Non-Ducted, Wall Placement | 215413170 |  | HRCU-A-CB-O | 37MARAQ36AA3 | Mini-Splits | D5MAHAQ36XA3 |  |  |  | 8.7 | 19 | 8.5 | FALSE | FALSE | FALSE | 36000 | 24200 | 2.28 | 25600 | 2.27
215413169 |  | Live | Carrier | MIDEA | Singlezone Non-Ducted, Wall Placement | 215413169 |  | HRCU-A-CB-O | 37MARAQ30AA3 | Mini-Splits | D5MAHAQ30XA3 |  |  |  | 12 | 20.5 | 9.5 | TRUE | FALSE | TRUE | 30000 | 20400 | 2.52 | 21000 | 2.08
215413168 |  | Live | Carrier | MIDEA | Singlezone Non-Ducted, Wall Placement | 215413168 |  | HRCU-A-CB-O | 37MPRAQ18AA3 | Mini-Splits | D5MPHAQ18XA3 |  |  |  | 15 | 25.8 | 16.2 | TRUE | TRUE | TRUE | 18000 | 19300 | 3.01 | 23200 | 2.35
215413164 |  | Live | Carrier | WEATHERMAKER | Singlezone Non-Ducted, Wall Placement | 215413164 |  | HRCU-A-CB-O | 37MARAQ36AA3 | Mini-Splits | D5MAHAQ36XA3 |  |  |  | 8.7 | 19 | 8.5 | FALSE | FALSE | FALSE | 36000 | 24200 | 2.28 | 25600 | 2.27
215413167 |  | Live | Carrier | MIDEA | Singlezone Non-Ducted, Wall Placement | 215413167 |  | HRCU-A-CB-O | 37MPRAQ12AA3 | Mini-Splits | D5MPHAQ12XA3 |  |  |  | 14.3 | 29.5 | 14.5 | TRUE | TRUE | TRUE | 12000 | 11000 | 2.41 | 14600 | 2.26
215413166 |  | Live | Carrier | MIDEA | Singlezone Non-Ducted, Wall Placement | 215413166 |  | HRCU-A-CB-O | 37MPRAQ09AA3 | Mini-Splits | D5MPHAQ09XA3 |  |  |  | 17 | 33.5 | 22 | TRUE | TRUE | TRUE | 9000 | 11000 | 2.41 | 14600 | 2.26
215413165 |  | Live | Carrier | MIDEA | Singlezone Non-Ducted, Wall Placement | 215413165 |  | HRCU-A-CB-O | 37MPRAQ06AA3 | Mini-Splits | D5MPHAQ06XA3 |  |  |  | 17.5 | 35.1 | 30 | TRUE | TRUE | TRUE | 6000 | 11000 | 2.41 | 14600 | 2.26
215413163 |  | Live | Carrier | WEATHERMAKER | Singlezone Non-Ducted, Wall Placement | 215413163 |  | HRCU-A-CB-O | 37MARAQ30AA3 | Mini-Splits | D5MAHAQ30XA3 |  |  |  | 12 | 20.5 | 9.5 | TRUE | FALSE | TRUE | 30000 | 20400 | 2.52 | 21000 | 2.08
215413162 |  | Live | Carrier | WEATHERMAKER | Singlezone Non-Ducted, Wall Placement | 215413162 |  | HRCU-A-CB-O | 37MPRAQ18AA3 | Mini-Splits | D5MPHAQ18XA3 |  |  |  | 15 | 25.8 | 16.2 | TRUE | TRUE | TRUE | 18000 | 19300 | 3.01 | 23200 | 2.35
215413161 |  | Live | Carrier | WEATHERMAKER | Singlezone Non-Ducted, Wall Placement | 215413161 |  | HRCU-A-CB-O | 37MPRAQ12AA3 | Mini-Splits | D5MPHAQ12XA3 |  |  |  | 14.3 | 29.5 | 14.5 | TRUE | TRUE | TRUE | 12000 | 11000 | 2.41 | 14600 | 2.26
215413160 |  | Live | Carrier | WEATHERMAKER | Singlezone Non-Ducted, Wall Placement | 215413160 |  | HRCU-A-CB-O | 37MPRAQ09AA3 | Mini-Splits | D5MPHAQ09XA3 |  |  |  | 17 | 33.5 | 22 | TRUE | TRUE | TRUE | 9000 | 11000 | 2.41 | 14600 | 2.26
215413159 |  | Live | Carrier | WEATHERMAKER | Singlezone Non-Ducted, Wall Placement | 215413159 |  | HRCU-A-CB-O | 37MPRAQ06AA3 | Mini-Splits | D5MPHAQ06XA3 |  |  |  | 17.5 | 35.1 | 30 | TRUE | TRUE | TRUE | 6000 | 11000 | 2.41 | 14600 | 2.26
215413158 |  | Live | Carrier | PAYNE | Singlezone Non-Ducted, Wall Placement | 215413158 |  | HRCU-A-CB-O | 37MARAQ36AA3 | Mini-Splits | D5MAHAQ36XA3 |  |  |  | 8.7 | 19 | 8.5 | FALSE | FALSE | FALSE | 36000 | 24200 | 2.28 | 25600 | 2.27
215413157 |  | Live | Carrier | PAYNE | Singlezone Non-Ducted, Wall Placement | 215413157 |  | HRCU-A-CB-O | 37MARAQ30AA3 | Mini-Splits | D5MAHAQ30XA3 |  |  |  | 12 | 20.5 | 9.5 | TRUE | FALSE | TRUE | 30000 | 20400 | 2.52 | 21000 | 2.08
215413156 |  | Live | Carrier | PAYNE | Singlezone Non-Ducted, Wall Placement | 215413156 |  | HRCU-A-CB-O | 37MPRAQ18AA3 | Mini-Splits | D5MPHAQ18XA3 |  |  |  | 15 | 25.8 | 16.2 | TRUE | TRUE | TRUE | 18000 | 19300 | 3.01 | 23200 | 2.35
215413155 |  | Live | Carrier | PAYNE | Singlezone Non-Ducted, Wall Placement | 215413155 |  | HRCU-A-CB-O | 37MPRAQ12AA3 | Mini-Splits | D5MPHAQ12XA3 |  |  |  | 14.3 | 29.5 | 14.5 | TRUE | TRUE | TRUE | 12000 | 11000 | 2.41 | 14600 | 2.26
215413154 |  | Live | Carrier | PAYNE | Singlezone Non-Ducted, Wall Placement | 215413154 |  | HRCU-A-CB-O | 37MPRAQ09AA3 | Mini-Splits | D5MPHAQ09XA3 |  |  |  | 17 | 33.5 | 22 | TRUE | TRUE | TRUE | 9000 | 11000 | 2.41 | 14600 | 2.26
215413152 |  | Live | Carrier | BRYANT | Singlezone Non-Ducted, Wall Placement | 215413152 |  | HRCU-A-CB-O | 37MARAQ36AA3 | Mini-Splits | 615AHAQ36XA3 |  |  |  | 8.7 | 19 | 8.5 | FALSE | FALSE | FALSE | 36000 | 24200 | 2.28 | 25600 | 2.27
215413151 |  | Live | Carrier | BRYANT | Singlezone Non-Ducted, Wall Placement | 215413151 |  | HRCU-A-CB-O | 37MARAQ30AA3 | Mini-Splits | 615AHAQ30XA3 |  |  |  | 12 | 20.5 | 9.5 | TRUE | FALSE | TRUE | 30000 | 20400 | 2.52 | 21000 | 2.08
215413150 |  | Live | Carrier | BRYANT | Singlezone Non-Ducted, Wall Placement | 215413150 |  | HRCU-A-CB-O | 37MPRAQ18AA3 | Mini-Splits | 615PHAQ18XA3 |  |  |  | 15 | 25.8 | 16.2 | TRUE | TRUE | TRUE | 18000 | 19300 | 3.01 | 23200 | 2.35
215413149 |  | Live | Carrier | BRYANT | Singlezone Non-Ducted, Wall Placement | 215413149 |  | HRCU-A-CB-O | 37MPRAQ12AA3 | Mini-Splits | 615PHAQ12XA3 |  |  |  | 14.3 | 29.5 | 14.5 | TRUE | TRUE | TRUE | 12000 | 11000 | 2.41 | 14600 | 2.26
215413153 |  | Live | Carrier | PAYNE | Singlezone Non-Ducted, Wall Placement | 215413153 |  | HRCU-A-CB-O | 37MPRAQ06AA3 | Mini-Splits | D5MPHAQ06XA3 |  |  |  | 17.5 | 35.1 | 30 | TRUE | TRUE | TRUE | 6000 | 11000 | 2.41 | 14600 | 2.26
215413146 |  | Live | Carrier | CARRIER | Singlezone Non-Ducted, Wall Placement | 215413146 |  | HRCU-A-CB-O | 37MARAQ36AA3 | Mini-Splits | 45MAHAQ36XA3 |  |  |  | 8.7 | 19 | 8.5 | FALSE | FALSE | FALSE | 36000 | 24200 | 2.28 | 25600 | 2.27
215413145 |  | Live | Carrier | CARRIER | Singlezone Non-Ducted, Wall Placement | 215413145 |  | HRCU-A-CB-O | 37MARAQ30AA3 | Mini-Splits | 45MAHAQ30XA3 |  |  |  | 12 | 20.5 | 9.5 | TRUE | FALSE | TRUE | 30000 | 20400 | 2.52 | 21000 | 2.08
215413144 |  | Live | Carrier | CARRIER | Singlezone Non-Ducted, Wall Placement | 215413144 |  | HRCU-A-CB-O | 37MPRAQ18AA3 | Mini-Splits | 45MPHAQ18XA3 |  |  |  | 15 | 25.8 | 16.2 | TRUE | TRUE | TRUE | 18000 | 19300 | 3.01 | 23200 | 2.35
215413148 |  | Live | Carrier | BRYANT | Singlezone Non-Ducted, Wall Placement | 215413148 |  | HRCU-A-CB-O | 37MPRAQ09AA3 | Mini-Splits | 615PHAQ09XA3 |  |  |  | 17 | 33.5 | 22 | TRUE | TRUE | TRUE | 9000 | 11000 | 2.41 | 14600 | 2.26
215413147 |  | Live | Carrier | BRYANT | Singlezone Non-Ducted, Wall Placement | 215413147 |  | HRCU-A-CB-O | 37MPRAQ06AA3 | Mini-Splits | 615PHAQ06XA3 |  |  |  | 17.5 | 35.1 | 30 | TRUE | TRUE | TRUE | 6000 | 11000 | 2.41 | 14600 | 2.26
215413143 |  | Live | Carrier | CARRIER | Singlezone Non-Ducted, Wall Placement | 215413143 |  | HRCU-A-CB-O | 37MPRAQ12AA3 | Mini-Splits | 45MPHAQ12XA3 |  |  |  | 14.3 | 29.5 | 14.5 | TRUE | TRUE | TRUE | 12000 | 11000 | 2.41 | 14600 | 2.26
215413142 |  | Live | Carrier | CARRIER | Singlezone Non-Ducted, Wall Placement | 215413142 |  | HRCU-A-CB-O | 37MPRAQ09AA3 | Mini-Splits | 45MPHAQ09XA3 |  |  |  | 17 | 33.5 | 22 | TRUE | TRUE | TRUE | 9000 | 11000 | 2.41 | 14600 | 2.26
215413141 |  | Live | Carrier | CARRIER | Singlezone Non-Ducted, Wall Placement | 215413141 |  | HRCU-A-CB-O | 37MPRAQ06AA3 | Mini-Splits | 45MPHAQ06XA3 |  |  |  | 17.5 | 35.1 | 30 | TRUE | TRUE | TRUE | 6000 | 11000 | 2.41 | 14600 | 2.26
215357819 |  | Live | Carrier | MIDEA | Multizone Mix of Ducted and Non-Ducted | 215357819 |  | HMSV-A-CB | 37MGRAQ55FA3 | Mixed Ducted and Non-Ducted Indoor Units |  |  |  |  | 10 | 20 | 9.45 | FALSE | FALSE | TRUE | 60000 | 39000 | 2.7 | 41500 | 2.35
215357818 |  | Live | Carrier | MIDEA | Multizone All Ducted | 215357818 |  | HMSV-A-CB | 37MGRAQ55FA3 | Ducted Indoor Units |  |  |  |  | 10 | 18 | 9.3 | FALSE | FALSE | TRUE | 60000 | 39000 | 2.6 | 41000 | 2.3
215357817 |  | Live | Carrier | MIDEA | Multizone All Non-Ducted | 215357817 |  | HMSR-A-CB-O | 37MGRAQ55FA3 | Non-Ducted Indoor Units |  |  |  |  | 10 | 22 | 9.6 | FALSE | FALSE | TRUE | 60000 | 39000 | 2.8 | 42000 | 2.4
215357816 |  | Live | Carrier | MIDEA | Multizone Mix of Ducted and Non-Ducted | 215357816 |  | HMSV-A-CB | 37MGRAQ48FA3 | Mixed Ducted and Non-Ducted Indoor Units |  |  |  |  | 12.25 | 22.5 | 10.5 | TRUE | TRUE | TRUE | 46000 | 37400 | 2.5 | 39750 | 2.19
215357815 |  | Live | Carrier | MIDEA | Multizone All Ducted | 215357815 |  | HMSV-A-CB | 37MGRAQ48FA3 | Ducted Indoor Units |  |  |  |  | 12 | 20.5 | 10.6 | TRUE | TRUE | TRUE | 45000 | 37000 | 2.5 | 41000 | 2.4
215357814 |  | Live | Carrier | MIDEA | Multizone All Non-Ducted | 215357814 |  | HMSR-A-CB-O | 37MGRAQ48FA3 | Non-Ducted Indoor Units |  |  |  |  | 12.5 | 24 | 10.4 | TRUE | TRUE | TRUE | 47000 | 38000 | 2.5 | 38500 | 2
215357813 |  | Live | Carrier | MIDEA | Multizone Mix of Ducted and Non-Ducted | 215357813 |  | HMSV-A-CB | 37MGRAQ36EA3 | Mixed Ducted and Non-Ducted Indoor Units |  |  |  |  | 11.85 | 22 | 9.35 | TRUE | TRUE | TRUE | 35400 | 26400 | 2.35 | 27300 | 2.15
215357812 |  | Live | Carrier | MIDEA | Multizone All Ducted | 215357812 |  | HMSV-A-CB | 37MGRAQ36EA3 | Ducted Indoor Units |  |  |  |  | 11.7 | 20 | 9.2 | TRUE | TRUE | TRUE | 35000 | 26400 | 2.3 | 28000 | 2.2
215357811 |  | Live | Carrier | MIDEA | Multizone All Non-Ducted | 215357811 |  | HMSR-A-CB-O | 37MGRAQ36EA3 | Non-Ducted Indoor Units |  |  |  |  | 12 | 24 | 9.5 | TRUE | TRUE | TRUE | 36000 | 26600 | 2.4 | 26600 | 2.1
215357810 |  | Live | Carrier | MIDEA | Multizone Mix of Ducted and Non-Ducted | 215357810 |  | HMSV-A-CB | 37MGRAQ30EA3 | Mixed Ducted and Non-Ducted Indoor Units |  |  |  |  | 12.5 | 23 | 9.75 | TRUE | TRUE | TRUE | 30000 | 26200 | 2.45 | 27300 | 2.15
215357809 |  | Live | Carrier | MIDEA | Multizone All Ducted | 215357809 |  | HMSV-A-CB | 37MGRAQ30EA3 | Ducted Indoor Units |  |  |  |  | 12 | 21 | 9.5 | TRUE | TRUE | TRUE | 30000 | 26000 | 2.4 | 28000 | 2.2
215357808 |  | Live | Carrier | MIDEA | Multizone All Non-Ducted | 215357808 |  | HMSR-A-CB-O | 37MGRAQ30EA3 | Non-Ducted Indoor Units |  |  |  |  | 13 | 25 | 10 | TRUE | TRUE | TRUE | 30000 | 26600 | 2.5 | 26600 | 2.1
215357804 |  | Live | Carrier | MIDEA | Multizone Mix of Ducted and Non-Ducted | 215357804 |  | HMSV-A-CB | 37MGRAQ24DA3 | Mixed Ducted and Non-Ducted Indoor Units |  |  |  |  | 13 | 23 | 9.5 | TRUE | TRUE | TRUE | 24000 | 18000 | 2.6 | 18800 | 2.3
215357803 |  | Live | Carrier | MIDEA | Multizone All Ducted | 215357803 |  | HMSV-A-CB | 37MGRAQ24DA3 | Ducted Indoor Units |  |  |  |  | 12.5 | 21 | 9.5 | TRUE | TRUE | TRUE | 24000 | 18200 | 2.6 | 18600 | 2.3
215357802 |  | Live | Carrier | MIDEA | Multizone All Non-Ducted | 215357802 |  | HMSR-A-CB-O | 37MGRAQ24DA3 | Non-Ducted Indoor Units |  |  |  |  | 13.5 | 25 | 9.5 | TRUE | TRUE | TRUE | 24000 | 17800 | 2.6 | 19000 | 2.3
215357801 |  | Live | Carrier | MIDEA | Multizone Mix of Ducted and Non-Ducted | 215357801 |  | HMSV-A-CB | 37MGRAQ18CA3 | Mixed Ducted and Non-Ducted Indoor Units |  |  |  |  | 13 | 22.6 | 9.9 | TRUE | TRUE | TRUE | 18000 | 14100 | 2.79 | 14300 | 2.39
215357800 |  | Live | Carrier | MIDEA | Multizone All Ducted | 215357800 |  | HMSV-A-CB | 37MGRAQ18CA3 | Ducted Indoor Units |  |  |  |  | 12 | 20 | 10 | TRUE | TRUE | TRUE | 18000 | 14600 | 2.8 | 14600 | 2.3
215357799 |  | Live | Carrier | MIDEA | Multizone All Non-Ducted | 215357799 |  | HMSR-A-CB-O | 37MGRAQ18CA3 | Non-Ducted Indoor Units |  |  |  |  | 14 | 25.2 | 9.8 | TRUE | TRUE | TRUE | 18000 | 13600 | 2.81 | 14000 | 2.5
215357798 |  | Live | Carrier | MIDEA | Multizone Mix of Ducted and Non-Ducted | 215357798 |  | HMSV-A-CB | 37MGHAQ55FA3 | Mixed Ducted and Non-Ducted Indoor Units |  |  |  |  | 11.85 | 21.25 | 10.6 | TRUE | TRUE | TRUE | 52000 | 44500 | 2.65 | 49500 | 2.39
215357797 |  | Live | Carrier | MIDEA | Multizone All Ducted | 215357797 |  | HMSV-A-CB | 37MGHAQ55FA3 | Ducted Indoor Units |  |  |  |  | 11.7 | 20.2 | 10.7 | TRUE | TRUE | TRUE | 53000 | 45000 | 2.7 | 52000 | 2.3
215357796 |  | Live | Carrier | MIDEA | Multizone All Non-Ducted | 215357796 |  | HMSR-A-CB-O | 37MGHAQ55FA3 | Non-Ducted Indoor Units |  |  |  |  | 12 | 22.3 | 10.5 | TRUE | TRUE | TRUE | 51000 | 44000 | 2.6 | 47000 | 2.5
215357795 |  | Live | Carrier | MIDEA | Multizone Mix of Ducted and Non-Ducted | 215357795 |  | HMSV-A-CB | 37MGHAQ48FA3 | Mixed Ducted and Non-Ducted Indoor Units |  |  |  |  | 11.85 | 21.75 | 11.15 | TRUE | TRUE | TRUE | 47000 | 44000 | 2.6 | 45500 | 2.1
215357794 |  | Live | Carrier | MIDEA | Multizone All Ducted | 215357794 |  | HMSV-A-CB | 37MGHAQ48FA3 | Ducted Indoor Units |  |  |  |  | 11.7 | 20.5 | 11 | TRUE | TRUE | TRUE | 47000 | 44500 | 2.6 | 46000 | 2.2
215357793 |  | Live | Carrier | MIDEA | Multizone All Non-Ducted | 215357793 |  | HMSR-A-CB-O | 37MGHAQ48FA3 | Non-Ducted Indoor Units |  |  |  |  | 12 | 23 | 11.3 | TRUE | TRUE | TRUE | 47000 | 44000 | 2.6 | 45000 | 2
215357789 |  | Live | Carrier | MIDEA | Multizone Mix of Ducted and Non-Ducted | 215357789 |  | HMSV-A-CB | 37MGHAQ30EA3 | Mixed Ducted and Non-Ducted Indoor Units |  |  |  |  | 12.85 | 21.75 | 10.6 | TRUE | TRUE | TRUE | 30000 | 31400 | 2.4 | 38000 | 2.41
215357792 |  | Live | Carrier | MIDEA | Multizone Mix of Ducted and Non-Ducted | 215357792 |  | HMSV-A-CB | 37MGHAQ36EA3 | Mixed Ducted and Non-Ducted Indoor Units |  |  |  |  | 12.55 | 21.3 | 10.6 | TRUE | TRUE | TRUE | 36000 | 31400 | 2.4 | 38000 | 2.41
215357791 |  | Live | Carrier | MIDEA | Multizone All Ducted | 215357791 |  | HMSV-A-CB | 37MGHAQ36EA3 | Ducted Indoor Units |  |  |  |  | 12 | 19.5 | 10.5 | TRUE | TRUE | TRUE | 36000 | 33000 | 2.4 | 34000 | 2.2
215357790 |  | Live | Carrier | MIDEA | Multizone All Non-Ducted | 215357790 |  | HMSR-A-CB-O | 37MGHAQ36EA3 | Non-Ducted Indoor Units |  |  |  |  | 13.1 | 23.1 | 10.7 | TRUE | TRUE | TRUE | 36000 | 30000 | 2.4 | 42000 | 2.6
215357788 |  | Live | Carrier | MIDEA | Multizone All Ducted | 215357788 |  | HMSV-A-CB | 37MGHAQ30EA3 | Ducted Indoor Units |  |  |  |  | 12.5 | 19.5 | 10.5 | TRUE | TRUE | TRUE | 30000 | 33000 | 2.4 | 34000 | 2.2
215357787 |  | Live | Carrier | MIDEA | Multizone All Non-Ducted | 215357787 |  | HMSR-A-CB-O | 37MGHAQ30EA3 | Non-Ducted Indoor Units |  |  |  |  | 13.2 | 24 | 10.7 | TRUE | TRUE | TRUE | 30000 | 30000 | 2.4 | 42000 | 2.6
215357783 |  | Live | Carrier | MIDEA | Multizone Mix of Ducted and Non-Ducted | 215357783 |  | HMSV-A-CB | 37MGHAQ24DA3 | Mixed Ducted and Non-Ducted Indoor Units |  |  |  |  | 13 | 22 | 9.75 | TRUE | TRUE | TRUE | 24000 | 23200 | 2.45 | 27500 | 2.1
215357782 |  | Live | Carrier | MIDEA | Multizone All Ducted | 215357782 |  | HMSV-A-CB | 37MGHAQ24DA3 | Ducted Indoor Units |  |  |  |  | 13 | 20 | 9.5 | TRUE | TRUE | TRUE | 24000 | 23000 | 2.4 | 27000 | 2.1
215357781 |  | Live | Carrier | MIDEA | Multizone All Non-Ducted | 215357781 |  | HMSR-A-CB-O | 37MGHAQ24DA3 | Non-Ducted Indoor Units |  |  |  |  | 13 | 24 | 10 | TRUE | TRUE | TRUE | 24000 | 23600 | 2.5 | 28000 | 2.1
215357780 |  | Live | Carrier | MIDEA | Multizone Mix of Ducted and Non-Ducted | 215357780 |  | HMSV-A-CB | 37MGHAQ18CA3 | Mixed Ducted and Non-Ducted Indoor Units |  |  |  |  | 14 | 22.5 | 10.25 | TRUE | TRUE | TRUE | 19000 | 17300 | 2.65 | 20500 | 2.36
215357779 |  | Live | Carrier | MIDEA | Multizone All Ducted | 215357779 |  | HMSV-A-CB | 37MGHAQ18CA3 | Ducted Indoor Units |  |  |  |  | 13 | 20 | 10 | TRUE | TRUE | TRUE | 19000 | 17000 | 2.59 | 22000 | 2.5
215357778 |  | Live | Carrier | MIDEA | Multizone All Non-Ducted | 215357778 |  | HMSR-A-CB-O | 37MGHAQ18CA3 | Non-Ducted Indoor Units |  |  |  |  | 15 | 25 | 10.5 | TRUE | TRUE | TRUE | 19000 | 17600 | 2.7 | 19000 | 2.2
215357777 |  | Live | Carrier | WEATHERMAKER | Multizone Mix of Ducted and Non-Ducted | 215357777 |  | HMSV-A-CB | 37MGRAQ55FA3 | Mixed Ducted and Non-Ducted Indoor Units |  |  |  |  | 10 | 20 | 9.45 | FALSE | FALSE | TRUE | 60000 | 39000 | 2.7 | 41500 | 2.35
215357776 |  | Live | Carrier | WEATHERMAKER | Multizone All Ducted | 215357776 |  | HMSV-A-CB | 37MGRAQ55FA3 | Ducted Indoor Units |  |  |  |  | 10 | 18 | 9.3 | FALSE | FALSE | TRUE | 60000 | 39000 | 2.6 | 41000 | 2.3
215357775 |  | Live | Carrier | WEATHERMAKER | Multizone All Non-Ducted | 215357775 |  | HMSR-A-CB-O | 37MGRAQ55FA3 | Non-Ducted Indoor Units |  |  |  |  | 10 | 22 | 9.6 | FALSE | FALSE | TRUE | 60000 | 39000 | 2.8 | 42000 | 2.4
215357774 |  | Live | Carrier | WEATHERMAKER | Multizone Mix of Ducted and Non-Ducted | 215357774 |  | HMSV-A-CB | 37MGRAQ48FA3 | Mixed Ducted and Non-Ducted Indoor Units |  |  |  |  | 12.25 | 22.5 | 10.5 | TRUE | TRUE | TRUE | 46000 | 37400 | 2.5 | 39750 | 2.19
215357773 |  | Live | Carrier | WEATHERMAKER | Multizone All Ducted | 215357773 |  | HMSV-A-CB | 37MGRAQ48FA3 | Ducted Indoor Units |  |  |  |  | 12 | 20.5 | 10.6 | TRUE | TRUE | TRUE | 45000 | 37000 | 2.5 | 41000 | 2.4
215357768 |  | Live | Carrier | WEATHERMAKER | Multizone Mix of Ducted and Non-Ducted | 215357768 |  | HMSV-A-CB | 37MGRAQ30EA3 | Mixed Ducted and Non-Ducted Indoor Units |  |  |  |  | 12.5 | 23 | 9.75 | TRUE | TRUE | TRUE | 30000 | 26200 | 2.45 | 27300 | 2.15
215357772 |  | Live | Carrier | WEATHERMAKER | Multizone All Non-Ducted | 215357772 |  | HMSR-A-CB-O | 37MGRAQ48FA3 | Non-Ducted Indoor Units |  |  |  |  | 12.5 | 24 | 10.4 | TRUE | TRUE | TRUE | 47000 | 38000 | 2.5 | 38500 | 2
215357771 |  | Live | Carrier | WEATHERMAKER | Multizone Mix of Ducted and Non-Ducted | 215357771 |  | HMSV-A-CB | 37MGRAQ36EA3 | Mixed Ducted and Non-Ducted Indoor Units |  |  |  |  | 11.85 | 22 | 9.35 | TRUE | TRUE | TRUE | 35400 | 26400 | 2.35 | 27300 | 2.15
215357770 |  | Live | Carrier | WEATHERMAKER | Multizone All Ducted | 215357770 |  | HMSV-A-CB | 37MGRAQ36EA3 | Ducted Indoor Units |  |  |  |  | 11.7 | 20 | 9.2 | TRUE | TRUE | TRUE | 35000 | 26400 | 2.3 | 28000 | 2.2
215357769 |  | Live | Carrier | WEATHERMAKER | Multizone All Non-Ducted | 215357769 |  | HMSR-A-CB-O | 37MGRAQ36EA3 | Non-Ducted Indoor Units |  |  |  |  | 12 | 24 | 9.5 | TRUE | TRUE | TRUE | 36000 | 26600 | 2.4 | 26600 | 2.1
215357767 |  | Live | Carrier | WEATHERMAKER | Multizone All Ducted | 215357767 |  | HMSV-A-CB | 37MGRAQ30EA3 | Ducted Indoor Units |  |  |  |  | 12 | 21 | 9.5 | TRUE | TRUE | TRUE | 30000 | 26000 | 2.4 | 28000 | 2.2
215357766 |  | Live | Carrier | WEATHERMAKER | Multizone All Non-Ducted | 215357766 |  | HMSR-A-CB-O | 37MGRAQ30EA3 | Non-Ducted Indoor Units |  |  |  |  | 13 | 25 | 10 | TRUE | TRUE | TRUE | 30000 | 26600 | 2.5 | 26600 | 2.1
215357762 |  | Live | Carrier | WEATHERMAKER | Multizone Mix of Ducted and Non-Ducted | 215357762 |  | HMSV-A-CB | 37MGRAQ24DA3 | Mixed Ducted and Non-Ducted Indoor Units |  |  |  |  | 13 | 23 | 9.5 | TRUE | TRUE | TRUE | 24000 | 18000 | 2.6 | 18800 | 2.3
215357761 |  | Live | Carrier | WEATHERMAKER | Multizone All Ducted | 215357761 |  | HMSV-A-CB | 37MGRAQ24DA3 | Ducted Indoor Units |  |  |  |  | 12.5 | 21 | 9.5 | TRUE | TRUE | TRUE | 24000 | 18200 | 2.6 | 18600 | 2.3
215357760 |  | Live | Carrier | WEATHERMAKER | Multizone All Non-Ducted | 215357760 |  | HMSR-A-CB-O | 37MGRAQ24DA3 | Non-Ducted Indoor Units |  |  |  |  | 13.5 | 25 | 9.5 | TRUE | TRUE | TRUE | 24000 | 17800 | 2.6 | 19000 | 2.3
215357759 |  | Live | Carrier | WEATHERMAKER | Multizone Mix of Ducted and Non-Ducted | 215357759 |  | HMSV-A-CB | 37MGRAQ18CA3 | Mixed Ducted and Non-Ducted Indoor Units |  |  |  |  | 13 | 22.6 | 9.9 | TRUE | TRUE | TRUE | 18000 | 14100 | 2.79 | 14300 | 2.39
215357758 |  | Live | Carrier | WEATHERMAKER | Multizone All Ducted | 215357758 |  | HMSV-A-CB | 37MGRAQ18CA3 | Ducted Indoor Units |  |  |  |  | 12 | 20 | 10 | TRUE | TRUE | TRUE | 18000 | 14600 | 2.8 | 14600 | 2.3
215357757 |  | Live | Carrier | WEATHERMAKER | Multizone All Non-Ducted | 215357757 |  | HMSR-A-CB-O | 37MGRAQ18CA3 | Non-Ducted Indoor Units |  |  |  |  | 14 | 25.2 | 9.8 | TRUE | TRUE | TRUE | 18000 | 13600 | 2.81 | 14000 | 2.5
215357756 |  | Live | Carrier | WEATHERMAKER | Multizone Mix of Ducted and Non-Ducted | 215357756 |  | HMSV-A-CB | 37MGHAQ55FA3 | Mixed Ducted and Non-Ducted Indoor Units |  |  |  |  | 11.85 | 21.25 | 10.6 | TRUE | TRUE | TRUE | 52000 | 44500 | 2.65 | 49500 | 2.39
215357755 |  | Live | Carrier | WEATHERMAKER | Multizone All Ducted | 215357755 |  | HMSV-A-CB | 37MGHAQ55FA3 | Ducted Indoor Units |  |  |  |  | 11.7 | 20.2 | 10.7 | TRUE | TRUE | TRUE | 53000 | 45000 | 2.7 | 52000 | 2.3
215357754 |  | Live | Carrier | WEATHERMAKER | Multizone All Non-Ducted | 215357754 |  | HMSR-A-CB-O | 37MGHAQ55FA3 | Non-Ducted Indoor Units |  |  |  |  | 12 | 22.3 | 10.5 | TRUE | TRUE | TRUE | 51000 | 44000 | 2.6 | 47000 | 2.5
215357753 |  | Live | Carrier | WEATHERMAKER | Multizone Mix of Ducted and Non-Ducted | 215357753 |  | HMSV-A-CB | 37MGHAQ48FA3 | Mixed Ducted and Non-Ducted Indoor Units |  |  |  |  | 11.85 | 21.75 | 11.15 | TRUE | TRUE | TRUE | 47000 | 44000 | 2.6 | 45500 | 2.1
215357752 |  | Live | Carrier | WEATHERMAKER | Multizone All Ducted | 215357752 |  | HMSV-A-CB | 37MGHAQ48FA3 | Ducted Indoor Units |  |  |  |  | 11.7 | 20.5 | 11 | TRUE | TRUE | TRUE | 47000 | 44500 | 2.6 | 46000 | 2.2
215357747 |  | Live | Carrier | WEATHERMAKER | Multizone Mix of Ducted and Non-Ducted | 215357747 |  | HMSV-A-CB | 37MGHAQ30EA3 | Mixed Ducted and Non-Ducted Indoor Units |  |  |  |  | 12.85 | 21.75 | 10.6 | TRUE | TRUE | TRUE | 30000 | 31400 | 2.4 | 38000 | 2.41
215357751 |  | Live | Carrier | WEATHERMAKER | Multizone All Non-Ducted | 215357751 |  | HMSR-A-CB-O | 37MGHAQ48FA3 | Non-Ducted Indoor Units |  |  |  |  | 12 | 23 | 11.3 | TRUE | TRUE | TRUE | 47000 | 44000 | 2.6 | 45000 | 2
215357750 |  | Live | Carrier | WEATHERMAKER | Multizone Mix of Ducted and Non-Ducted | 215357750 |  | HMSV-A-CB | 37MGHAQ36EA3 | Mixed Ducted and Non-Ducted Indoor Units |  |  |  |  | 12.55 | 21.3 | 10.6 | TRUE | TRUE | TRUE | 36000 | 31400 | 2.4 | 38000 | 2.41
215357749 |  | Live | Carrier | WEATHERMAKER | Multizone All Ducted | 215357749 |  | HMSV-A-CB | 37MGHAQ36EA3 | Ducted Indoor Units |  |  |  |  | 12 | 19.5 | 10.5 | TRUE | TRUE | TRUE | 36000 | 33000 | 2.4 | 34000 | 2.2
215357748 |  | Live | Carrier | WEATHERMAKER | Multizone All Non-Ducted | 215357748 |  | HMSR-A-CB-O | 37MGHAQ36EA3 | Non-Ducted Indoor Units |  |  |  |  | 13.1 | 23.1 | 10.7 | TRUE | TRUE | TRUE | 36000 | 30000 | 2.4 | 42000 | 2.6
215357741 |  | Live | Carrier | WEATHERMAKER | Multizone Mix of Ducted and Non-Ducted | 215357741 |  | HMSV-A-CB | 37MGHAQ24DA3 | Mixed Ducted and Non-Ducted Indoor Units |  |  |  |  | 13 | 22 | 9.75 | TRUE | TRUE | TRUE | 24000 | 23200 | 2.45 | 27500 | 2.1
215357746 |  | Live | Carrier | WEATHERMAKER | Multizone All Ducted | 215357746 |  | HMSV-A-CB | 37MGHAQ30EA3 | Ducted Indoor Units |  |  |  |  | 12.5 | 19.5 | 10.5 | TRUE | TRUE | TRUE | 30000 | 33000 | 2.4 | 34000 | 2.2
215357745 |  | Live | Carrier | WEATHERMAKER | Multizone All Non-Ducted | 215357745 |  | HMSR-A-CB-O | 37MGHAQ30EA3 | Non-Ducted Indoor Units |  |  |  |  | 13.2 | 24 | 10.7 | TRUE | TRUE | TRUE | 30000 | 30000 | 2.4 | 42000 | 2.6
215357740 |  | Live | Carrier | WEATHERMAKER | Multizone All Ducted | 215357740 |  | HMSV-A-CB | 37MGHAQ24DA3 | Ducted Indoor Units |  |  |  |  | 13 | 20 | 9.5 | TRUE | TRUE | TRUE | 24000 | 23000 | 2.4 | 27000 | 2.1
215357739 |  | Live | Carrier | WEATHERMAKER | Multizone All Non-Ducted | 215357739 |  | HMSR-A-CB-O | 37MGHAQ24DA3 | Non-Ducted Indoor Units |  |  |  |  | 13 | 24 | 10 | TRUE | TRUE | TRUE | 24000 | 23600 | 2.5 | 28000 | 2.1
215357738 |  | Live | Carrier | WEATHERMAKER | Multizone Mix of Ducted and Non-Ducted | 215357738 |  | HMSV-A-CB | 37MGHAQ18CA3 | Mixed Ducted and Non-Ducted Indoor Units |  |  |  |  | 14 | 22.5 | 10.25 | TRUE | TRUE | TRUE | 19000 | 17300 | 2.65 | 20500 | 2.36
215357737 |  | Live | Carrier | WEATHERMAKER | Multizone All Ducted | 215357737 |  | HMSV-A-CB | 37MGHAQ18CA3 | Ducted Indoor Units |  |  |  |  | 13 | 20 | 10 | TRUE | TRUE | TRUE | 19000 | 17000 | 2.59 | 22000 | 2.5
215357736 |  | Live | Carrier | WEATHERMAKER | Multizone All Non-Ducted | 215357736 |  | HMSR-A-CB-O | 37MGHAQ18CA3 | Non-Ducted Indoor Units |  |  |  |  | 15 | 25 | 10.5 | TRUE | TRUE | TRUE | 19000 | 17600 | 2.7 | 19000 | 2.2
215357735 |  | Live | Carrier | PAYNE | Multizone Mix of Ducted and Non-Ducted | 215357735 |  | HMSV-A-CB | 37MGRAQ55FA3 | Mixed Ducted and Non-Ducted Indoor Units |  |  |  |  | 10 | 20 | 9.45 | FALSE | FALSE | TRUE | 60000 | 39000 | 2.7 | 41500 | 2.35
215357734 |  | Live | Carrier | PAYNE | Multizone All Ducted | 215357734 |  | HMSV-A-CB | 37MGRAQ55FA3 | Ducted Indoor Units |  |  |  |  | 10 | 18 | 9.3 | FALSE | FALSE | TRUE | 60000 | 39000 | 2.6 | 41000 | 2.3
215357733 |  | Live | Carrier | PAYNE | Multizone All Non-Ducted | 215357733 |  | HMSR-A-CB-O | 37MGRAQ55FA3 | Non-Ducted Indoor Units |  |  |  |  | 10 | 22 | 9.6 | FALSE | FALSE | TRUE | 60000 | 39000 | 2.8 | 42000 | 2.4
215357732 |  | Live | Carrier | PAYNE | Multizone Mix of Ducted and Non-Ducted | 215357732 |  | HMSV-A-CB | 37MGRAQ48FA3 | Mixed Ducted and Non-Ducted Indoor Units |  |  |  |  | 12.25 | 22.5 | 10.5 | TRUE | TRUE | TRUE | 46000 | 37400 | 2.5 | 39750 | 2.19
215357731 |  | Live | Carrier | PAYNE | Multizone All Ducted | 215357731 |  | HMSV-A-CB | 37MGRAQ48FA3 | Ducted Indoor Units |  |  |  |  | 12 | 20.5 | 10.6 | TRUE | TRUE | TRUE | 45000 | 37000 | 2.5 | 41000 | 2.4
215357730 |  | Live | Carrier | PAYNE | Multizone All Non-Ducted | 215357730 |  | HMSR-A-CB-O | 37MGRAQ48FA3 | Non-Ducted Indoor Units |  |  |  |  | 12.5 | 24 | 10.4 | TRUE | TRUE | TRUE | 47000 | 38000 | 2.5 | 38500 | 2
215357726 |  | Live | Carrier | PAYNE | Multizone Mix of Ducted and Non-Ducted | 215357726 |  | HMSV-A-CB | 37MGRAQ30EA3 | Mixed Ducted and Non-Ducted Indoor Units |  |  |  |  | 12.5 | 23 | 9.75 | TRUE | TRUE | TRUE | 30000 | 26200 | 2.45 | 27300 | 2.15
215357725 |  | Live | Carrier | PAYNE | Multizone All Ducted | 215357725 |  | HMSV-A-CB | 37MGRAQ30EA3 | Ducted Indoor Units |  |  |  |  | 12 | 21 | 9.5 | TRUE | TRUE | TRUE | 30000 | 26000 | 2.4 | 28000 | 2.2
215357729 |  | Live | Carrier | PAYNE | Multizone Mix of Ducted and Non-Ducted | 215357729 |  | HMSV-A-CB | 37MGRAQ36EA3 | Mixed Ducted and Non-Ducted Indoor Units |  |  |  |  | 11.85 | 22 | 9.35 | TRUE | TRUE | TRUE | 35400 | 26400 | 2.35 | 27300 | 2.15
215357728 |  | Live | Carrier | PAYNE | Multizone All Ducted | 215357728 |  | HMSV-A-CB | 37MGRAQ36EA3 | Ducted Indoor Units |  |  |  |  | 11.7 | 20 | 9.2 | TRUE | TRUE | TRUE | 35000 | 26400 | 2.3 | 28000 | 2.2
215357727 |  | Live | Carrier | PAYNE | Multizone All Non-Ducted | 215357727 |  | HMSR-A-CB-O | 37MGRAQ36EA3 | Non-Ducted Indoor Units |  |  |  |  | 12 | 24 | 9.5 | TRUE | TRUE | TRUE | 36000 | 26600 | 2.4 | 26600 | 2.1
215357720 |  | Live | Carrier | PAYNE | Multizone Mix of Ducted and Non-Ducted | 215357720 |  | HMSV-A-CB | 37MGRAQ24DA3 | Mixed Ducted and Non-Ducted Indoor Units |  |  |  |  | 13 | 23 | 9.5 | TRUE | TRUE | TRUE | 24000 | 18000 | 2.6 | 18800 | 2.3
215357724 |  | Live | Carrier | PAYNE | Multizone All Non-Ducted | 215357724 |  | HMSR-A-CB-O | 37MGRAQ30EA3 | Non-Ducted Indoor Units |  |  |  |  | 13 | 25 | 10 | TRUE | TRUE | TRUE | 30000 | 26600 | 2.5 | 26600 | 2.1
215357719 |  | Live | Carrier | PAYNE | Multizone All Ducted | 215357719 |  | HMSV-A-CB | 37MGRAQ24DA3 | Ducted Indoor Units |  |  |  |  | 12.5 | 21 | 9.5 | TRUE | TRUE | TRUE | 24000 | 18200 | 2.6 | 18600 | 2.3
215357718 |  | Live | Carrier | PAYNE | Multizone All Non-Ducted | 215357718 |  | HMSR-A-CB-O | 37MGRAQ24DA3 | Non-Ducted Indoor Units |  |  |  |  | 13.5 | 25 | 9.5 | TRUE | TRUE | TRUE | 24000 | 17800 | 2.6 | 19000 | 2.3
215357717 |  | Live | Carrier | PAYNE | Multizone Mix of Ducted and Non-Ducted | 215357717 |  | HMSV-A-CB | 37MGRAQ18CA3 | Mixed Ducted and Non-Ducted Indoor Units |  |  |  |  | 13 | 22.6 | 9.9 | TRUE | TRUE | TRUE | 18000 | 14100 | 2.79 | 14300 | 2.39
215357716 |  | Live | Carrier | PAYNE | Multizone All Ducted | 215357716 |  | HMSV-A-CB | 37MGRAQ18CA3 | Ducted Indoor Units |  |  |  |  | 12 | 20 | 10 | TRUE | TRUE | TRUE | 18000 | 14600 | 2.8 | 14600 | 2.3
215357715 |  | Live | Carrier | PAYNE | Multizone All Non-Ducted | 215357715 |  | HMSR-A-CB-O | 37MGRAQ18CA3 | Non-Ducted Indoor Units |  |  |  |  | 14 | 25.2 | 9.8 | TRUE | TRUE | TRUE | 18000 | 13600 | 2.81 | 14000 | 2.5
215357714 |  | Live | Carrier | PAYNE | Multizone Mix of Ducted and Non-Ducted | 215357714 |  | HMSV-A-CB | 37MGHAQ55FA3 | Mixed Ducted and Non-Ducted Indoor Units |  |  |  |  | 11.85 | 21.25 | 10.6 | TRUE | TRUE | TRUE | 52000 | 44500 | 2.65 | 49500 | 2.39
215357713 |  | Live | Carrier | PAYNE | Multizone All Ducted | 215357713 |  | HMSV-A-CB | 37MGHAQ55FA3 | Ducted Indoor Units |  |  |  |  | 11.7 | 20.2 | 10.7 | TRUE | TRUE | TRUE | 53000 | 45000 | 2.7 | 52000 | 2.3
215357712 |  | Live | Carrier | PAYNE | Multizone All Non-Ducted | 215357712 |  | HMSR-A-CB-O | 37MGHAQ55FA3 | Non-Ducted Indoor Units |  |  |  |  | 12 | 22.3 | 10.5 | TRUE | TRUE | TRUE | 51000 | 44000 | 2.6 | 47000 | 2.5
215357711 |  | Live | Carrier | PAYNE | Multizone Mix of Ducted and Non-Ducted | 215357711 |  | HMSV-A-CB | 37MGHAQ48FA3 | Mixed Ducted and Non-Ducted Indoor Units |  |  |  |  | 11.85 | 21.75 | 11.15 | TRUE | TRUE | TRUE | 47000 | 44000 | 2.6 | 45500 | 2.1
215357710 |  | Live | Carrier | PAYNE | Multizone All Ducted | 215357710 |  | HMSV-A-CB | 37MGHAQ48FA3 | Ducted Indoor Units |  |  |  |  | 11.7 | 20.5 | 11 | TRUE | TRUE | TRUE | 47000 | 44500 | 2.6 | 46000 | 2.2
215357709 |  | Live | Carrier | PAYNE | Multizone All Non-Ducted | 215357709 |  | HMSR-A-CB-O | 37MGHAQ48FA3 | Non-Ducted Indoor Units |  |  |  |  | 12 | 23 | 11.3 | TRUE | TRUE | TRUE | 47000 | 44000 | 2.6 | 45000 | 2
215357705 |  | Live | Carrier | PAYNE | Multizone Mix of Ducted and Non-Ducted | 215357705 |  | HMSV-A-CB | 37MGHAQ30EA3 | Mixed Ducted and Non-Ducted Indoor Units |  |  |  |  | 12.85 | 21.75 | 10.6 | TRUE | TRUE | TRUE | 30000 | 31400 | 2.4 | 38000 | 2.41
215357704 |  | Live | Carrier | PAYNE | Multizone All Ducted | 215357704 |  | HMSV-A-CB | 37MGHAQ30EA3 | Ducted Indoor Units |  |  |  |  | 12.5 | 19.5 | 10.5 | TRUE | TRUE | TRUE | 30000 | 33000 | 2.4 | 34000 | 2.2
215357708 |  | Live | Carrier | PAYNE | Multizone Mix of Ducted and Non-Ducted | 215357708 |  | HMSV-A-CB | 37MGHAQ36EA3 | Mixed Ducted and Non-Ducted Indoor Units |  |  |  |  | 12.55 | 21.3 | 10.6 | TRUE | TRUE | TRUE | 36000 | 31400 | 2.4 | 38000 | 2.41
215357707 |  | Live | Carrier | PAYNE | Multizone All Ducted | 215357707 |  | HMSV-A-CB | 37MGHAQ36EA3 | Ducted Indoor Units |  |  |  |  | 12 | 19.5 | 10.5 | TRUE | TRUE | TRUE | 36000 | 33000 | 2.4 | 34000 | 2.2
215357706 |  | Live | Carrier | PAYNE | Multizone All Non-Ducted | 215357706 |  | HMSR-A-CB-O | 37MGHAQ36EA3 | Non-Ducted Indoor Units |  |  |  |  | 13.1 | 23.1 | 10.7 | TRUE | TRUE | TRUE | 36000 | 30000 | 2.4 | 42000 | 2.6
215357699 |  | Live | Carrier | PAYNE | Multizone Mix of Ducted and Non-Ducted | 215357699 |  | HMSV-A-CB | 37MGHAQ24DA3 | Mixed Ducted and Non-Ducted Indoor Units |  |  |  |  | 13 | 22 | 9.75 | TRUE | TRUE | TRUE | 24000 | 23200 | 2.45 | 27500 | 2.1
215357703 |  | Live | Carrier | PAYNE | Multizone All Non-Ducted | 215357703 |  | HMSR-A-CB-O | 37MGHAQ30EA3 | Non-Ducted Indoor Units |  |  |  |  | 13.2 | 24 | 10.7 | TRUE | TRUE | TRUE | 30000 | 30000 | 2.4 | 42000 | 2.6
215357698 |  | Live | Carrier | PAYNE | Multizone All Ducted | 215357698 |  | HMSV-A-CB | 37MGHAQ24DA3 | Ducted Indoor Units |  |  |  |  | 13 | 20 | 9.5 | TRUE | TRUE | TRUE | 24000 | 23000 | 2.4 | 27000 | 2.1
215357697 |  | Live | Carrier | PAYNE | Multizone All Non-Ducted | 215357697 |  | HMSR-A-CB-O | 37MGHAQ24DA3 | Non-Ducted Indoor Units |  |  |  |  | 13 | 24 | 10 | TRUE | TRUE | TRUE | 24000 | 23600 | 2.5 | 28000 | 2.1
215357696 |  | Live | Carrier | PAYNE | Multizone Mix of Ducted and Non-Ducted | 215357696 |  | HMSV-A-CB | 37MGHAQ18CA3 | Mixed Ducted and Non-Ducted Indoor Units |  |  |  |  | 14 | 22.5 | 10.25 | TRUE | TRUE | TRUE | 19000 | 17300 | 2.65 | 20500 | 2.36
215357695 |  | Live | Carrier | PAYNE | Multizone All Ducted | 215357695 |  | HMSV-A-CB | 37MGHAQ18CA3 | Ducted Indoor Units |  |  |  |  | 13 | 20 | 10 | TRUE | TRUE | TRUE | 19000 | 17000 | 2.59 | 22000 | 2.5
215357694 |  | Live | Carrier | PAYNE | Multizone All Non-Ducted | 215357694 |  | HMSR-A-CB-O | 37MGHAQ18CA3 | Non-Ducted Indoor Units |  |  |  |  | 15 | 25 | 10.5 | TRUE | TRUE | TRUE | 19000 | 17600 | 2.7 | 19000 | 2.2
215357693 |  | Live | Carrier | GRANDAIRE | Multizone Mix of Ducted and Non-Ducted | 215357693 |  | HMSV-A-CB | D5CMRAH55FAK | Mixed Ducted and Non-Ducted Indoor Units |  |  |  |  | 10 | 20 | 9.45 | FALSE | FALSE | TRUE | 60000 | 39000 | 2.7 | 41500 | 2.35
215357692 |  | Live | Carrier | GRANDAIRE | Multizone All Ducted | 215357692 |  | HMSV-A-CB | D5CMRAH55FAK | Ducted Indoor Units |  |  |  |  | 10 | 18 | 9.3 | FALSE | FALSE | TRUE | 60000 | 39000 | 2.6 | 41000 | 2.3
215357691 |  | Live | Carrier | GRANDAIRE | Multizone All Non-Ducted | 215357691 |  | HMSR-A-CB-O | D5CMRAH55FAK | Non-Ducted Indoor Units |  |  |  |  | 10 | 22 | 9.6 | FALSE | FALSE | TRUE | 60000 | 39000 | 2.8 | 42000 | 2.4
215357690 |  | Live | Carrier | GRANDAIRE | Multizone Mix of Ducted and Non-Ducted | 215357690 |  | HMSV-A-CB | D5CMRAH48FAK | Mixed Ducted and Non-Ducted Indoor Units |  |  |  |  | 12.25 | 22.5 | 10.5 | TRUE | TRUE | TRUE | 46000 | 37400 | 2.5 | 39750 | 2.19
215357689 |  | Live | Carrier | GRANDAIRE | Multizone All Ducted | 215357689 |  | HMSV-A-CB | D5CMRAH48FAK | Ducted Indoor Units |  |  |  |  | 12 | 20.5 | 10.6 | TRUE | TRUE | TRUE | 45000 | 37000 | 2.5 | 41000 | 2.4
215357688 |  | Live | Carrier | GRANDAIRE | Multizone All Non-Ducted | 215357688 |  | HMSR-A-CB-O | D5CMRAH48FAK | Non-Ducted Indoor Units |  |  |  |  | 12.5 | 24 | 10.4 | TRUE | TRUE | TRUE | 47000 | 38000 | 2.5 | 38500 | 2
215357684 |  | Live | Carrier | GRANDAIRE | Multizone Mix of Ducted and Non-Ducted | 215357684 |  | HMSV-A-CB | D5CMRAH30EAK | Mixed Ducted and Non-Ducted Indoor Units |  |  |  |  | 12.5 | 23 | 9.75 | TRUE | TRUE | TRUE | 30000 | 26200 | 2.45 | 27300 | 2.15
215357683 |  | Live | Carrier | GRANDAIRE | Multizone All Ducted | 215357683 |  | HMSV-A-CB | D5CMRAH30EAK | Ducted Indoor Units |  |  |  |  | 12 | 21 | 9.5 | TRUE | TRUE | TRUE | 30000 | 26000 | 2.4 | 28000 | 2.2
215357682 |  | Live | Carrier | GRANDAIRE | Multizone All Non-Ducted | 215357682 |  | HMSR-A-CB-O | D5CMRAH30EAK | Non-Ducted Indoor Units |  |  |  |  | 13 | 25 | 10 | TRUE | TRUE | TRUE | 30000 | 26600 | 2.5 | 26600 | 2.1
215357687 |  | Live | Carrier | GRANDAIRE | Multizone Mix of Ducted and Non-Ducted | 215357687 |  | HMSV-A-CB | D5CMRAH36EAK | Mixed Ducted and Non-Ducted Indoor Units |  |  |  |  | 11.85 | 22 | 9.35 | TRUE | TRUE | TRUE | 35400 | 26400 | 2.35 | 27300 | 2.15
215357686 |  | Live | Carrier | GRANDAIRE | Multizone All Ducted | 215357686 |  | HMSV-A-CB | D5CMRAH36EAK | Ducted Indoor Units |  |  |  |  | 11.7 | 20 | 9.2 | TRUE | TRUE | TRUE | 35000 | 26400 | 2.3 | 28000 | 2.2
215357685 |  | Live | Carrier | GRANDAIRE | Multizone All Non-Ducted | 215357685 |  | HMSR-A-CB-O | D5CMRAH36EAK | Non-Ducted Indoor Units |  |  |  |  | 12 | 24 | 9.5 | TRUE | TRUE | TRUE | 36000 | 26600 | 2.4 | 26600 | 2.1
215357678 |  | Live | Carrier | GRANDAIRE | Multizone Mix of Ducted and Non-Ducted | 215357678 |  | HMSV-A-CB | D5CMRAH24DAK | Mixed Ducted and Non-Ducted Indoor Units |  |  |  |  | 13 | 23 | 9.5 | TRUE | TRUE | TRUE | 24000 | 18000 | 2.6 | 18800 | 2.3
215357677 |  | Live | Carrier | GRANDAIRE | Multizone All Ducted | 215357677 |  | HMSV-A-CB | D5CMRAH24DAK | Ducted Indoor Units |  |  |  |  | 12.5 | 21 | 9.5 | TRUE | TRUE | TRUE | 24000 | 18200 | 2.6 | 18600 | 2.3
215357676 |  | Live | Carrier | GRANDAIRE | Multizone All Non-Ducted | 215357676 |  | HMSR-A-CB-O | D5CMRAH24DAK | Non-Ducted Indoor Units |  |  |  |  | 13.5 | 25 | 9.5 | TRUE | TRUE | TRUE | 24000 | 17800 | 2.6 | 19000 | 2.3
215357675 |  | Live | Carrier | GRANDAIRE | Multizone Mix of Ducted and Non-Ducted | 215357675 |  | HMSV-A-CB | D5CMRAH18CAK | Mixed Ducted and Non-Ducted Indoor Units |  |  |  |  | 13 | 22.6 | 9.9 | TRUE | TRUE | TRUE | 18000 | 14100 | 2.79 | 14300 | 2.39
215357674 |  | Live | Carrier | GRANDAIRE | Multizone All Ducted | 215357674 |  | HMSV-A-CB | D5CMRAH18CAK | Ducted Indoor Units |  |  |  |  | 12 | 20 | 10 | TRUE | TRUE | TRUE | 18000 | 14600 | 2.8 | 14600 | 2.3
215357673 |  | Live | Carrier | GRANDAIRE | Multizone All Non-Ducted | 215357673 |  | HMSR-A-CB-O | D5CMRAH18CAK | Non-Ducted Indoor Units |  |  |  |  | 14 | 25.2 | 9.8 | TRUE | TRUE | TRUE | 18000 | 13600 | 2.81 | 14000 | 2.5
215357672 |  | Live | Carrier | GRANDAIRE | Multizone Mix of Ducted and Non-Ducted | 215357672 |  | HMSV-A-CB | D5CMHAH55FAK | Mixed Ducted and Non-Ducted Indoor Units |  |  |  |  | 11.85 | 21.25 | 10.6 | TRUE | TRUE | TRUE | 52000 | 44500 | 2.65 | 49500 | 2.39
215357671 |  | Live | Carrier | GRANDAIRE | Multizone All Ducted | 215357671 |  | HMSV-A-CB | D5CMHAH55FAK | Ducted Indoor Units |  |  |  |  | 11.7 | 20.2 | 10.7 | TRUE | TRUE | TRUE | 53000 | 45000 | 2.7 | 52000 | 2.3
215357670 |  | Live | Carrier | GRANDAIRE | Multizone All Non-Ducted | 215357670 |  | HMSR-A-CB-O | D5CMHAH55FAK | Non-Ducted Indoor Units |  |  |  |  | 12 | 22.3 | 10.5 | TRUE | TRUE | TRUE | 51000 | 44000 | 2.6 | 47000 | 2.5
215357669 |  | Live | Carrier | GRANDAIRE | Multizone Mix of Ducted and Non-Ducted | 215357669 |  | HMSV-A-CB | D5CMHAH48FAK | Mixed Ducted and Non-Ducted Indoor Units |  |  |  |  | 11.85 | 21.75 | 11.15 | TRUE | TRUE | TRUE | 47000 | 44000 | 2.6 | 45500 | 2.1
215357668 |  | Live | Carrier | GRANDAIRE | Multizone All Ducted | 215357668 |  | HMSV-A-CB | D5CMHAH48FAK | Ducted Indoor Units |  |  |  |  | 11.7 | 20.5 | 11 | TRUE | TRUE | TRUE | 47000 | 44500 | 2.6 | 46000 | 2.2
215357667 |  | Live | Carrier | GRANDAIRE | Multizone All Non-Ducted | 215357667 |  | HMSR-A-CB-O | D5CMHAH48FAK | Non-Ducted Indoor Units |  |  |  |  | 12 | 23 | 11.3 | TRUE | TRUE | TRUE | 47000 | 44000 | 2.6 | 45000 | 2
215357666 |  | Live | Carrier | GRANDAIRE | Multizone Mix of Ducted and Non-Ducted | 215357666 |  | HMSV-A-CB | D5CMHAH36EAK | Mixed Ducted and Non-Ducted Indoor Units |  |  |  |  | 12.55 | 21.3 | 10.6 | TRUE | TRUE | TRUE | 36000 | 31400 | 2.4 | 38000 | 2.41
215357665 |  | Live | Carrier | GRANDAIRE | Multizone All Ducted | 215357665 |  | HMSV-A-CB | D5CMHAH36EAK | Ducted Indoor Units |  |  |  |  | 12 | 19.5 | 10.5 | TRUE | TRUE | TRUE | 36000 | 33000 | 2.4 | 34000 | 2.2
215357663 |  | Live | Carrier | GRANDAIRE | Multizone Mix of Ducted and Non-Ducted | 215357663 |  | HMSV-A-CB | D5CMHAH30EAK | Mixed Ducted and Non-Ducted Indoor Units |  |  |  |  | 12.85 | 21.75 | 10.6 | TRUE | TRUE | TRUE | 30000 | 31400 | 2.4 | 38000 | 2.41
215357662 |  | Live | Carrier | GRANDAIRE | Multizone All Ducted | 215357662 |  | HMSV-A-CB | D5CMHAH30EAK | Ducted Indoor Units |  |  |  |  | 12.5 | 19.5 | 10.5 | TRUE | TRUE | TRUE | 30000 | 33000 | 2.4 | 34000 | 2.2
215357661 |  | Live | Carrier | GRANDAIRE | Multizone All Non-Ducted | 215357661 |  | HMSR-A-CB-O | D5CMHAH30EAK | Non-Ducted Indoor Units |  |  |  |  | 13.2 | 24 | 10.7 | TRUE | TRUE | TRUE | 30000 | 30000 | 2.4 | 42000 | 2.6
215357664 |  | Live | Carrier | GRANDAIRE | Multizone All Non-Ducted | 215357664 |  | HMSR-A-CB-O | D5CMHAH36EAK | Non-Ducted Indoor Units |  |  |  |  | 13.1 | 23.1 | 10.7 | TRUE | TRUE | TRUE | 36000 | 30000 | 2.4 | 42000 | 2.6
215357657 |  | Live | Carrier | GRANDAIRE | Multizone Mix of Ducted and Non-Ducted | 215357657 |  | HMSV-A-CB | D5CMHAH24DAK | Mixed Ducted and Non-Ducted Indoor Units |  |  |  |  | 13 | 22 | 9.75 | TRUE | TRUE | TRUE | 24000 | 23200 | 2.45 | 27500 | 2.1
215357656 |  | Live | Carrier | GRANDAIRE | Multizone All Ducted | 215357656 |  | HMSV-A-CB | D5CMHAH24DAK | Ducted Indoor Units |  |  |  |  | 13 | 20 | 9.5 | TRUE | TRUE | TRUE | 24000 | 23000 | 2.4 | 27000 | 2.1
215357655 |  | Live | Carrier | GRANDAIRE | Multizone All Non-Ducted | 215357655 |  | HMSR-A-CB-O | D5CMHAH24DAK | Non-Ducted Indoor Units |  |  |  |  | 13 | 24 | 10 | TRUE | TRUE | TRUE | 24000 | 23600 | 2.5 | 28000 | 2.1
215357654 |  | Live | Carrier | GRANDAIRE | Multizone Mix of Ducted and Non-Ducted | 215357654 |  | HMSV-A-CB | D5CMHAH18CAK | Mixed Ducted and Non-Ducted Indoor Units |  |  |  |  | 14 | 22.5 | 10.25 | TRUE | TRUE | TRUE | 19000 | 17300 | 2.65 | 20500 | 2.36
215357651 |  | Live | Carrier | LPS LEGACY | Multizone Mix of Ducted and Non-Ducted | 215357651 |  | HMSV-A-CB | D5CMRAH55FAK | Mixed Ducted and Non-Ducted Indoor Units |  |  |  |  | 10 | 20 | 9.45 | FALSE | FALSE | TRUE | 60000 | 39000 | 2.7 | 41500 | 2.35
215357650 |  | Live | Carrier | LPS LEGACY | Multizone All Ducted | 215357650 |  | HMSV-A-CB | D5CMRAH55FAK | Ducted Indoor Units |  |  |  |  | 10 | 18 | 9.3 | FALSE | FALSE | TRUE | 60000 | 39000 | 2.6 | 41000 | 2.3
215357649 |  | Live | Carrier | LPS LEGACY | Multizone All Non-Ducted | 215357649 |  | HMSR-A-CB-O | D5CMRAH55FAK | Non-Ducted Indoor Units |  |  |  |  | 10 | 22 | 9.6 | FALSE | FALSE | TRUE | 60000 | 39000 | 2.8 | 42000 | 2.4
215357653 |  | Live | Carrier | GRANDAIRE | Multizone All Ducted | 215357653 |  | HMSV-A-CB | D5CMHAH18CAK | Ducted Indoor Units |  |  |  |  | 13 | 20 | 10 | TRUE | TRUE | TRUE | 19000 | 17000 | 2.59 | 22000 | 2.5
215357652 |  | Live | Carrier | GRANDAIRE | Multizone All Non-Ducted | 215357652 |  | HMSR-A-CB-O | D5CMHAH18CAK | Non-Ducted Indoor Units |  |  |  |  | 15 | 25 | 10.5 | TRUE | TRUE | TRUE | 19000 | 17600 | 2.7 | 19000 | 2.2
215357648 |  | Live | Carrier | LPS LEGACY | Multizone Mix of Ducted and Non-Ducted | 215357648 |  | HMSV-A-CB | D5CMRAH48FAK | Mixed Ducted and Non-Ducted Indoor Units |  |  |  |  | 12.25 | 22.5 | 10.5 | TRUE | TRUE | TRUE | 46000 | 37400 | 2.5 | 39750 | 2.19
215357647 |  | Live | Carrier | LPS LEGACY | Multizone All Ducted | 215357647 |  | HMSV-A-CB | D5CMRAH48FAK | Ducted Indoor Units |  |  |  |  | 12 | 20.5 | 10.6 | TRUE | TRUE | TRUE | 45000 | 37000 | 2.5 | 41000 | 2.4
215357646 |  | Live | Carrier | LPS LEGACY | Multizone All Non-Ducted | 215357646 |  | HMSR-A-CB-O | D5CMRAH48FAK | Non-Ducted Indoor Units |  |  |  |  | 12.5 | 24 | 10.4 | TRUE | TRUE | TRUE | 47000 | 38000 | 2.5 | 38500 | 2
215357645 |  | Live | Carrier | LPS LEGACY | Multizone Mix of Ducted and Non-Ducted | 215357645 |  | HMSV-A-CB | D5CMRAH36EAK | Mixed Ducted and Non-Ducted Indoor Units |  |  |  |  | 11.85 | 22 | 9.35 | TRUE | TRUE | TRUE | 35400 | 26400 | 2.35 | 27300 | 2.15
215357644 |  | Live | Carrier | LPS LEGACY | Multizone All Ducted | 215357644 |  | HMSV-A-CB | D5CMRAH36EAK | Ducted Indoor Units |  |  |  |  | 11.7 | 20 | 9.2 | TRUE | TRUE | TRUE | 35000 | 26400 | 2.3 | 28000 | 2.2
215357642 |  | Live | Carrier | LPS LEGACY | Multizone Mix of Ducted and Non-Ducted | 215357642 |  | HMSV-A-CB | D5CMRAH30EAK | Mixed Ducted and Non-Ducted Indoor Units |  |  |  |  | 12.5 | 23 | 9.75 | TRUE | TRUE | TRUE | 30000 | 26200 | 2.45 | 27300 | 2.15
215357641 |  | Live | Carrier | LPS LEGACY | Multizone All Ducted | 215357641 |  | HMSV-A-CB | D5CMRAH30EAK | Ducted Indoor Units |  |  |  |  | 12 | 21 | 9.5 | TRUE | TRUE | TRUE | 30000 | 26000 | 2.4 | 28000 | 2.2
215357640 |  | Live | Carrier | LPS LEGACY | Multizone All Non-Ducted | 215357640 |  | HMSR-A-CB-O | D5CMRAH30EAK | Non-Ducted Indoor Units |  |  |  |  | 13 | 25 | 10 | TRUE | TRUE | TRUE | 30000 | 26600 | 2.5 | 26600 | 2.1
215357643 |  | Live | Carrier | LPS LEGACY | Multizone All Non-Ducted | 215357643 |  | HMSR-A-CB-O | D5CMRAH36EAK | Non-Ducted Indoor Units |  |  |  |  | 12 | 24 | 9.5 | TRUE | TRUE | TRUE | 36000 | 26600 | 2.4 | 26600 | 2.1
215357636 |  | Live | Carrier | LPS LEGACY | Multizone Mix of Ducted and Non-Ducted | 215357636 |  | HMSV-A-CB | D5CMRAH24DAK | Mixed Ducted and Non-Ducted Indoor Units |  |  |  |  | 13 | 23 | 9.5 | TRUE | TRUE | TRUE | 24000 | 18000 | 2.6 | 18800 | 2.3
215357635 |  | Live | Carrier | LPS LEGACY | Multizone All Ducted | 215357635 |  | HMSV-A-CB | D5CMRAH24DAK | Ducted Indoor Units |  |  |  |  | 12.5 | 21 | 9.5 | TRUE | TRUE | TRUE | 24000 | 18200 | 2.6 | 18600 | 2.3
215357634 |  | Live | Carrier | LPS LEGACY | Multizone All Non-Ducted | 215357634 |  | HMSR-A-CB-O | D5CMRAH24DAK | Non-Ducted Indoor Units |  |  |  |  | 13.5 | 25 | 9.5 | TRUE | TRUE | TRUE | 24000 | 17800 | 2.6 | 19000 | 2.3
215357633 |  | Live | Carrier | LPS LEGACY | Multizone Mix of Ducted and Non-Ducted | 215357633 |  | HMSV-A-CB | D5CMRAH18CAK | Mixed Ducted and Non-Ducted Indoor Units |  |  |  |  | 13 | 22.6 | 9.9 | TRUE | TRUE | TRUE | 18000 | 14100 | 2.79 | 14300 | 2.39
215357632 |  | Live | Carrier | LPS LEGACY | Multizone All Ducted | 215357632 |  | HMSV-A-CB | D5CMRAH18CAK | Ducted Indoor Units |  |  |  |  | 12 | 20 | 10 | TRUE | TRUE | TRUE | 18000 | 14600 | 2.8 | 14600 | 2.3
215357631 |  | Live | Carrier | LPS LEGACY | Multizone All Non-Ducted | 215357631 |  | HMSR-A-CB-O | D5CMRAH18CAK | Non-Ducted Indoor Units |  |  |  |  | 14 | 25.2 | 9.8 | TRUE | TRUE | TRUE | 18000 | 13600 | 2.81 | 14000 | 2.5
215357630 |  | Live | Carrier | LPS LEGACY | Multizone Mix of Ducted and Non-Ducted | 215357630 |  | HMSV-A-CB | D5CMHAH55FAK | Mixed Ducted and Non-Ducted Indoor Units |  |  |  |  | 11.85 | 21.25 | 10.6 | TRUE | TRUE | TRUE | 52000 | 44500 | 2.65 | 49500 | 2.39
215357629 |  | Live | Carrier | LPS LEGACY | Multizone All Ducted | 215357629 |  | HMSV-A-CB | D5CMHAH55FAK | Ducted Indoor Units |  |  |  |  | 11.7 | 20.2 | 10.7 | TRUE | TRUE | TRUE | 53000 | 45000 | 2.7 | 52000 | 2.3
215357628 |  | Live | Carrier | LPS LEGACY | Multizone All Non-Ducted | 215357628 |  | HMSR-A-CB-O | D5CMHAH55FAK | Non-Ducted Indoor Units |  |  |  |  | 12 | 22.3 | 10.5 | TRUE | TRUE | TRUE | 51000 | 44000 | 2.6 | 47000 | 2.5
215357627 |  | Live | Carrier | LPS LEGACY | Multizone Mix of Ducted and Non-Ducted | 215357627 |  | HMSV-A-CB | D5CMHAH48FAK | Mixed Ducted and Non-Ducted Indoor Units |  |  |  |  | 11.85 | 21.75 | 11.15 | TRUE | TRUE | TRUE | 47000 | 44000 | 2.6 | 45500 | 2.1
215357626 |  | Live | Carrier | LPS LEGACY | Multizone All Ducted | 215357626 |  | HMSV-A-CB | D5CMHAH48FAK | Ducted Indoor Units |  |  |  |  | 11.7 | 20.5 | 11 | TRUE | TRUE | TRUE | 47000 | 44500 | 2.6 | 46000 | 2.2
215357625 |  | Live | Carrier | LPS LEGACY | Multizone All Non-Ducted | 215357625 |  | HMSR-A-CB-O | D5CMHAH48FAK | Non-Ducted Indoor Units |  |  |  |  | 12 | 23 | 11.3 | TRUE | TRUE | TRUE | 47000 | 44000 | 2.6 | 45000 | 2
215357624 |  | Live | Carrier | LPS LEGACY | Multizone Mix of Ducted and Non-Ducted | 215357624 |  | HMSV-A-CB | D5CMHAH36EAK | Mixed Ducted and Non-Ducted Indoor Units |  |  |  |  | 12.55 | 21.3 | 10.6 | TRUE | TRUE | TRUE | 36000 | 31400 | 2.4 | 38000 | 2.41
215357623 |  | Live | Carrier | LPS LEGACY | Multizone All Ducted | 215357623 |  | HMSV-A-CB | D5CMHAH36EAK | Ducted Indoor Units |  |  |  |  | 12 | 19.5 | 10.5 | TRUE | TRUE | TRUE | 36000 | 33000 | 2.4 | 34000 | 2.2
215357622 |  | Live | Carrier | LPS LEGACY | Multizone All Non-Ducted | 215357622 |  | HMSR-A-CB-O | D5CMHAH36EAK | Non-Ducted Indoor Units |  |  |  |  | 13.1 | 23.1 | 10.7 | TRUE | TRUE | TRUE | 36000 | 30000 | 2.4 | 42000 | 2.6
215357621 |  | Live | Carrier | LPS LEGACY | Multizone Mix of Ducted and Non-Ducted | 215357621 |  | HMSV-A-CB | D5CMHAH30EAK | Mixed Ducted and Non-Ducted Indoor Units |  |  |  |  | 12.85 | 21.75 | 10.6 | TRUE | TRUE | TRUE | 30000 | 31400 | 2.4 | 38000 | 2.41
215357620 |  | Live | Carrier | LPS LEGACY | Multizone All Ducted | 215357620 |  | HMSV-A-CB | D5CMHAH30EAK | Ducted Indoor Units |  |  |  |  | 12.5 | 19.5 | 10.5 | TRUE | TRUE | TRUE | 30000 | 33000 | 2.4 | 34000 | 2.2
215357619 |  | Live | Carrier | LPS LEGACY | Multizone All Non-Ducted | 215357619 |  | HMSR-A-CB-O | D5CMHAH30EAK | Non-Ducted Indoor Units |  |  |  |  | 13.2 | 24 | 10.7 | TRUE | TRUE | TRUE | 30000 | 30000 | 2.4 | 42000 | 2.6
215357615 |  | Live | Carrier | LPS LEGACY | Multizone Mix of Ducted and Non-Ducted | 215357615 |  | HMSV-A-CB | D5CMHAH24DAK | Mixed Ducted and Non-Ducted Indoor Units |  |  |  |  | 13 | 22 | 9.75 | TRUE | TRUE | TRUE | 24000 | 23200 | 2.45 | 27500 | 2.1
215357614 |  | Live | Carrier | LPS LEGACY | Multizone All Ducted | 215357614 |  | HMSV-A-CB | D5CMHAH24DAK | Ducted Indoor Units |  |  |  |  | 13 | 20 | 9.5 | TRUE | TRUE | TRUE | 24000 | 23000 | 2.4 | 27000 | 2.1
215357613 |  | Live | Carrier | LPS LEGACY | Multizone All Non-Ducted | 215357613 |  | HMSR-A-CB-O | D5CMHAH24DAK | Non-Ducted Indoor Units |  |  |  |  | 13 | 24 | 10 | TRUE | TRUE | TRUE | 24000 | 23600 | 2.5 | 28000 | 2.1
215357612 |  | Live | Carrier | LPS LEGACY | Multizone Mix of Ducted and Non-Ducted | 215357612 |  | HMSV-A-CB | D5CMHAH18CAK | Mixed Ducted and Non-Ducted Indoor Units |  |  |  |  | 14 | 22.5 | 10.25 | TRUE | TRUE | TRUE | 19000 | 17300 | 2.65 | 20500 | 2.36
215357611 |  | Live | Carrier | LPS LEGACY | Multizone All Ducted | 215357611 |  | HMSV-A-CB | D5CMHAH18CAK | Ducted Indoor Units |  |  |  |  | 13 | 20 | 10 | TRUE | TRUE | TRUE | 19000 | 17000 | 2.59 | 22000 | 2.5
215357609 |  | Live | Carrier | AIRQUEST | Multizone Mix of Ducted and Non-Ducted | 215357609 |  | HMSV-A-CB | D5CMRAH55FAK | Mixed Ducted and Non-Ducted Indoor Units |  |  |  |  | 10 | 20 | 9.45 | FALSE | FALSE | TRUE | 60000 | 39000 | 2.7 | 41500 | 2.35
215357608 |  | Live | Carrier | AIRQUEST | Multizone All Ducted | 215357608 |  | HMSV-A-CB | D5CMRAH55FAK | Ducted Indoor Units |  |  |  |  | 10 | 18 | 9.3 | FALSE | FALSE | TRUE | 60000 | 39000 | 2.6 | 41000 | 2.3
215357607 |  | Live | Carrier | AIRQUEST | Multizone All Non-Ducted | 215357607 |  | HMSR-A-CB-O | D5CMRAH55FAK | Non-Ducted Indoor Units |  |  |  |  | 10 | 22 | 9.6 | FALSE | FALSE | TRUE | 60000 | 39000 | 2.8 | 42000 | 2.4
215357606 |  | Live | Carrier | AIRQUEST | Multizone Mix of Ducted and Non-Ducted | 215357606 |  | HMSV-A-CB | D5CMRAH48FAK | Mixed Ducted and Non-Ducted Indoor Units |  |  |  |  | 12.25 | 22.5 | 10.5 | TRUE | TRUE | TRUE | 46000 | 37400 | 2.5 | 39750 | 2.19
215357605 |  | Live | Carrier | AIRQUEST | Multizone All Ducted | 215357605 |  | HMSV-A-CB | D5CMRAH48FAK | Ducted Indoor Units |  |  |  |  | 12 | 20.5 | 10.6 | TRUE | TRUE | TRUE | 45000 | 37000 | 2.5 | 41000 | 2.4
215357610 |  | Live | Carrier | LPS LEGACY | Multizone All Non-Ducted | 215357610 |  | HMSR-A-CB-O | D5CMHAH18CAK | Non-Ducted Indoor Units |  |  |  |  | 15 | 25 | 10.5 | TRUE | TRUE | TRUE | 19000 | 17600 | 2.7 | 19000 | 2.2
215357600 |  | Live | Carrier | AIRQUEST | Multizone Mix of Ducted and Non-Ducted | 215357600 |  | HMSV-A-CB | D5CMRAH30EAK | Mixed Ducted and Non-Ducted Indoor Units |  |  |  |  | 12.5 | 23 | 9.75 | TRUE | TRUE | TRUE | 30000 | 26200 | 2.45 | 27300 | 2.15
215357599 |  | Live | Carrier | AIRQUEST | Multizone All Ducted | 215357599 |  | HMSV-A-CB | D5CMRAH30EAK | Ducted Indoor Units |  |  |  |  | 12 | 21 | 9.5 | TRUE | TRUE | TRUE | 30000 | 26000 | 2.4 | 28000 | 2.2
215357604 |  | Live | Carrier | AIRQUEST | Multizone All Non-Ducted | 215357604 |  | HMSR-A-CB-O | D5CMRAH48FAK | Non-Ducted Indoor Units |  |  |  |  | 12.5 | 24 | 10.4 | TRUE | TRUE | TRUE | 47000 | 38000 | 2.5 | 38500 | 2
215357603 |  | Live | Carrier | AIRQUEST | Multizone Mix of Ducted and Non-Ducted | 215357603 |  | HMSV-A-CB | D5CMRAH36EAK | Mixed Ducted and Non-Ducted Indoor Units |  |  |  |  | 11.85 | 22 | 9.35 | TRUE | TRUE | TRUE | 35400 | 26400 | 2.35 | 27300 | 2.15
215357602 |  | Live | Carrier | AIRQUEST | Multizone All Ducted | 215357602 |  | HMSV-A-CB | D5CMRAH36EAK | Ducted Indoor Units |  |  |  |  | 11.7 | 20 | 9.2 | TRUE | TRUE | TRUE | 35000 | 26400 | 2.3 | 28000 | 2.2
215357601 |  | Live | Carrier | AIRQUEST | Multizone All Non-Ducted | 215357601 |  | HMSR-A-CB-O | D5CMRAH36EAK | Non-Ducted Indoor Units |  |  |  |  | 12 | 24 | 9.5 | TRUE | TRUE | TRUE | 36000 | 26600 | 2.4 | 26600 | 2.1
215357594 |  | Live | Carrier | AIRQUEST | Multizone Mix of Ducted and Non-Ducted | 215357594 |  | HMSV-A-CB | D5CMRAH24DAK | Mixed Ducted and Non-Ducted Indoor Units |  |  |  |  | 13 | 23 | 9.5 | TRUE | TRUE | TRUE | 24000 | 18000 | 2.6 | 18800 | 2.3
215357598 |  | Live | Carrier | AIRQUEST | Multizone All Non-Ducted | 215357598 |  | HMSR-A-CB-O | D5CMRAH30EAK | Non-Ducted Indoor Units |  |  |  |  | 13 | 25 | 10 | TRUE | TRUE | TRUE | 30000 | 26600 | 2.5 | 26600 | 2.1
215357593 |  | Live | Carrier | AIRQUEST | Multizone All Ducted | 215357593 |  | HMSV-A-CB | D5CMRAH24DAK | Ducted Indoor Units |  |  |  |  | 12.5 | 21 | 9.5 | TRUE | TRUE | TRUE | 24000 | 18200 | 2.6 | 18600 | 2.3
215357592 |  | Live | Carrier | AIRQUEST | Multizone All Non-Ducted | 215357592 |  | HMSR-A-CB-O | D5CMRAH24DAK | Non-Ducted Indoor Units |  |  |  |  | 13.5 | 25 | 9.5 | TRUE | TRUE | TRUE | 24000 | 17800 | 2.6 | 19000 | 2.3
215357591 |  | Live | Carrier | AIRQUEST | Multizone Mix of Ducted and Non-Ducted | 215357591 |  | HMSV-A-CB | D5CMRAH18CAK | Mixed Ducted and Non-Ducted Indoor Units |  |  |  |  | 13 | 22.6 | 9.9 | TRUE | TRUE | TRUE | 18000 | 14100 | 2.79 | 14300 | 2.39
215357590 |  | Live | Carrier | AIRQUEST | Multizone All Ducted | 215357590 |  | HMSV-A-CB | D5CMRAH18CAK | Ducted Indoor Units |  |  |  |  | 12 | 20 | 10 | TRUE | TRUE | TRUE | 18000 | 14600 | 2.8 | 14600 | 2.3
215357589 |  | Live | Carrier | AIRQUEST | Multizone All Non-Ducted | 215357589 |  | HMSR-A-CB-O | D5CMRAH18CAK | Non-Ducted Indoor Units |  |  |  |  | 14 | 25.2 | 9.8 | TRUE | TRUE | TRUE | 18000 | 13600 | 2.81 | 14000 | 2.5
215357588 |  | Live | Carrier | AIRQUEST | Multizone Mix of Ducted and Non-Ducted | 215357588 |  | HMSV-A-CB | D5CMHAH55FAK | Mixed Ducted and Non-Ducted Indoor Units |  |  |  |  | 11.85 | 21.25 | 10.6 | TRUE | TRUE | TRUE | 52000 | 44500 | 2.65 | 49500 | 2.39
215357587 |  | Live | Carrier | AIRQUEST | Multizone All Ducted | 215357587 |  | HMSV-A-CB | D5CMHAH55FAK | Ducted Indoor Units |  |  |  |  | 11.7 | 20.2 | 10.7 | TRUE | TRUE | TRUE | 53000 | 45000 | 2.7 | 52000 | 2.3
215357586 |  | Live | Carrier | AIRQUEST | Multizone All Non-Ducted | 215357586 |  | HMSR-A-CB-O | D5CMHAH55FAK | Non-Ducted Indoor Units |  |  |  |  | 12 | 22.3 | 10.5 | TRUE | TRUE | TRUE | 51000 | 44000 | 2.6 | 47000 | 2.5
215357585 |  | Live | Carrier | AIRQUEST | Multizone Mix of Ducted and Non-Ducted | 215357585 |  | HMSV-A-CB | D5CMHAH48FAK | Mixed Ducted and Non-Ducted Indoor Units |  |  |  |  | 11.85 | 21.75 | 11.15 | TRUE | TRUE | TRUE | 47000 | 44000 | 2.6 | 45500 | 2.1
215357584 |  | Live | Carrier | AIRQUEST | Multizone All Ducted | 215357584 |  | HMSV-A-CB | D5CMHAH48FAK | Ducted Indoor Units |  |  |  |  | 11.7 | 20.5 | 11 | TRUE | TRUE | TRUE | 47000 | 44500 | 2.6 | 46000 | 2.2
215357583 |  | Live | Carrier | AIRQUEST | Multizone All Non-Ducted | 215357583 |  | HMSR-A-CB-O | D5CMHAH48FAK | Non-Ducted Indoor Units |  |  |  |  | 12 | 23 | 11.3 | TRUE | TRUE | TRUE | 47000 | 44000 | 2.6 | 45000 | 2
215357579 |  | Live | Carrier | AIRQUEST | Multizone Mix of Ducted and Non-Ducted | 215357579 |  | HMSV-A-CB | D5CMHAH30EAK | Mixed Ducted and Non-Ducted Indoor Units |  |  |  |  | 12.85 | 21.75 | 10.6 | TRUE | TRUE | TRUE | 30000 | 31400 | 2.4 | 38000 | 2.41
215357578 |  | Live | Carrier | AIRQUEST | Multizone All Ducted | 215357578 |  | HMSV-A-CB | D5CMHAH30EAK | Ducted Indoor Units |  |  |  |  | 12.5 | 19.5 | 10.5 | TRUE | TRUE | TRUE | 30000 | 33000 | 2.4 | 34000 | 2.2
215357577 |  | Live | Carrier | AIRQUEST | Multizone All Non-Ducted | 215357577 |  | HMSR-A-CB-O | D5CMHAH30EAK | Non-Ducted Indoor Units |  |  |  |  | 13.2 | 24 | 10.7 | TRUE | TRUE | TRUE | 30000 | 30000 | 2.4 | 42000 | 2.6
215357582 |  | Live | Carrier | AIRQUEST | Multizone Mix of Ducted and Non-Ducted | 215357582 |  | HMSV-A-CB | D5CMHAH36EAK | Mixed Ducted and Non-Ducted Indoor Units |  |  |  |  | 12.55 | 21.3 | 10.6 | TRUE | TRUE | TRUE | 36000 | 31400 | 2.4 | 38000 | 2.41
215357581 |  | Live | Carrier | AIRQUEST | Multizone All Ducted | 215357581 |  | HMSV-A-CB | D5CMHAH36EAK | Ducted Indoor Units |  |  |  |  | 12 | 19.5 | 10.5 | TRUE | TRUE | TRUE | 36000 | 33000 | 2.4 | 34000 | 2.2
215357580 |  | Live | Carrier | AIRQUEST | Multizone All Non-Ducted | 215357580 |  | HMSR-A-CB-O | D5CMHAH36EAK | Non-Ducted Indoor Units |  |  |  |  | 13.1 | 23.1 | 10.7 | TRUE | TRUE | TRUE | 36000 | 30000 | 2.4 | 42000 | 2.6
215357573 |  | Live | Carrier | AIRQUEST | Multizone Mix of Ducted and Non-Ducted | 215357573 |  | HMSV-A-CB | D5CMHAH24DAK | Mixed Ducted and Non-Ducted Indoor Units |  |  |  |  | 13 | 22 | 9.75 | TRUE | TRUE | TRUE | 24000 | 23200 | 2.45 | 27500 | 2.1
215357572 |  | Live | Carrier | AIRQUEST | Multizone All Ducted | 215357572 |  | HMSV-A-CB | D5CMHAH24DAK | Ducted Indoor Units |  |  |  |  | 13 | 20 | 9.5 | TRUE | TRUE | TRUE | 24000 | 23000 | 2.4 | 27000 | 2.1
215357571 |  | Live | Carrier | AIRQUEST | Multizone All Non-Ducted | 215357571 |  | HMSR-A-CB-O | D5CMHAH24DAK | Non-Ducted Indoor Units |  |  |  |  | 13 | 24 | 10 | TRUE | TRUE | TRUE | 24000 | 23600 | 2.5 | 28000 | 2.1
215357567 |  | Live | Carrier | SMART COMFORT | Multizone Mix of Ducted and Non-Ducted | 215357567 |  | HMSV-A-CB | D5CMRAH55FAK | Mixed Ducted and Non-Ducted Indoor Units |  |  |  |  | 10 | 20 | 9.45 | FALSE | FALSE | TRUE | 60000 | 39000 | 2.7 | 41500 | 2.35
215357566 |  | Live | Carrier | SMART COMFORT | Multizone All Ducted | 215357566 |  | HMSV-A-CB | D5CMRAH55FAK | Ducted Indoor Units |  |  |  |  | 10 | 18 | 9.3 | FALSE | FALSE | TRUE | 60000 | 39000 | 2.6 | 41000 | 2.3
215357570 |  | Live | Carrier | AIRQUEST | Multizone Mix of Ducted and Non-Ducted | 215357570 |  | HMSV-A-CB | D5CMHAH18CAK | Mixed Ducted and Non-Ducted Indoor Units |  |  |  |  | 14 | 22.5 | 10.25 | TRUE | TRUE | TRUE | 19000 | 17300 | 2.65 | 20500 | 2.36
215357569 |  | Live | Carrier | AIRQUEST | Multizone All Ducted | 215357569 |  | HMSV-A-CB | D5CMHAH18CAK | Ducted Indoor Units |  |  |  |  | 13 | 20 | 10 | TRUE | TRUE | TRUE | 19000 | 17000 | 2.59 | 22000 | 2.5
215357568 |  | Live | Carrier | AIRQUEST | Multizone All Non-Ducted | 215357568 |  | HMSR-A-CB-O | D5CMHAH18CAK | Non-Ducted Indoor Units |  |  |  |  | 15 | 25 | 10.5 | TRUE | TRUE | TRUE | 19000 | 17600 | 2.7 | 19000 | 2.2
215357565 |  | Live | Carrier | SMART COMFORT | Multizone All Non-Ducted | 215357565 |  | HMSR-A-CB-O | D5CMRAH55FAK | Non-Ducted Indoor Units |  |  |  |  | 10 | 22 | 9.6 | FALSE | FALSE | TRUE | 60000 | 39000 | 2.8 | 42000 | 2.4
215357564 |  | Live | Carrier | SMART COMFORT | Multizone Mix of Ducted and Non-Ducted | 215357564 |  | HMSV-A-CB | D5CMRAH48FAK | Mixed Ducted and Non-Ducted Indoor Units |  |  |  |  | 12.25 | 22.5 | 10.5 | TRUE | TRUE | TRUE | 46000 | 37400 | 2.5 | 39750 | 2.19
215357563 |  | Live | Carrier | SMART COMFORT | Multizone All Ducted | 215357563 |  | HMSV-A-CB | D5CMRAH48FAK | Ducted Indoor Units |  |  |  |  | 12 | 20.5 | 10.6 | TRUE | TRUE | TRUE | 45000 | 37000 | 2.5 | 41000 | 2.4
215357562 |  | Live | Carrier | SMART COMFORT | Multizone All Non-Ducted | 215357562 |  | HMSR-A-CB-O | D5CMRAH48FAK | Non-Ducted Indoor Units |  |  |  |  | 12.5 | 24 | 10.4 | TRUE | TRUE | TRUE | 47000 | 38000 | 2.5 | 38500 | 2
215357561 |  | Live | Carrier | SMART COMFORT | Multizone Mix of Ducted and Non-Ducted | 215357561 |  | HMSV-A-CB | D5CMRAH36EAK | Mixed Ducted and Non-Ducted Indoor Units |  |  |  |  | 11.85 | 22 | 9.35 | TRUE | TRUE | TRUE | 35400 | 26400 | 2.35 | 27300 | 2.15
215357560 |  | Live | Carrier | SMART COMFORT | Multizone All Ducted | 215357560 |  | HMSV-A-CB | D5CMRAH36EAK | Ducted Indoor Units |  |  |  |  | 11.7 | 20 | 9.2 | TRUE | TRUE | TRUE | 35000 | 26400 | 2.3 | 28000 | 2.2
215357558 |  | Live | Carrier | SMART COMFORT | Multizone Mix of Ducted and Non-Ducted | 215357558 |  | HMSV-A-CB | D5CMRAH30EAK | Mixed Ducted and Non-Ducted Indoor Units |  |  |  |  | 12.5 | 23 | 9.75 | TRUE | TRUE | TRUE | 30000 | 26200 | 2.45 | 27300 | 2.15
215357557 |  | Live | Carrier | SMART COMFORT | Multizone All Ducted | 215357557 |  | HMSV-A-CB | D5CMRAH30EAK | Ducted Indoor Units |  |  |  |  | 12 | 21 | 9.5 | TRUE | TRUE | TRUE | 30000 | 26000 | 2.4 | 28000 | 2.2
215357556 |  | Live | Carrier | SMART COMFORT | Multizone All Non-Ducted | 215357556 |  | HMSR-A-CB-O | D5CMRAH30EAK | Non-Ducted Indoor Units |  |  |  |  | 13 | 25 | 10 | TRUE | TRUE | TRUE | 30000 | 26600 | 2.5 | 26600 | 2.1
215357559 |  | Live | Carrier | SMART COMFORT | Multizone All Non-Ducted | 215357559 |  | HMSR-A-CB-O | D5CMRAH36EAK | Non-Ducted Indoor Units |  |  |  |  | 12 | 24 | 9.5 | TRUE | TRUE | TRUE | 36000 | 26600 | 2.4 | 26600 | 2.1
215357552 |  | Live | Carrier | SMART COMFORT | Multizone Mix of Ducted and Non-Ducted | 215357552 |  | HMSV-A-CB | D5CMRAH24DAK | Mixed Ducted and Non-Ducted Indoor Units |  |  |  |  | 13 | 23 | 9.5 | TRUE | TRUE | TRUE | 24000 | 18000 | 2.6 | 18800 | 2.3
215357551 |  | Live | Carrier | SMART COMFORT | Multizone All Ducted | 215357551 |  | HMSV-A-CB | D5CMRAH24DAK | Ducted Indoor Units |  |  |  |  | 12.5 | 21 | 9.5 | TRUE | TRUE | TRUE | 24000 | 18200 | 2.6 | 18600 | 2.3
215357550 |  | Live | Carrier | SMART COMFORT | Multizone All Non-Ducted | 215357550 |  | HMSR-A-CB-O | D5CMRAH24DAK | Non-Ducted Indoor Units |  |  |  |  | 13.5 | 25 | 9.5 | TRUE | TRUE | TRUE | 24000 | 17800 | 2.6 | 19000 | 2.3
215357549 |  | Live | Carrier | SMART COMFORT | Multizone Mix of Ducted and Non-Ducted | 215357549 |  | HMSV-A-CB | D5CMRAH18CAK | Mixed Ducted and Non-Ducted Indoor Units |  |  |  |  | 13 | 22.6 | 9.9 | TRUE | TRUE | TRUE | 18000 | 14100 | 2.79 | 14300 | 2.39
215357548 |  | Live | Carrier | SMART COMFORT | Multizone All Ducted | 215357548 |  | HMSV-A-CB | D5CMRAH18CAK | Ducted Indoor Units |  |  |  |  | 12 | 20 | 10 | TRUE | TRUE | TRUE | 18000 | 14600 | 2.8 | 14600 | 2.3
215357547 |  | Live | Carrier | SMART COMFORT | Multizone All Non-Ducted | 215357547 |  | HMSR-A-CB-O | D5CMRAH18CAK | Non-Ducted Indoor Units |  |  |  |  | 14 | 25.2 | 9.8 | TRUE | TRUE | TRUE | 18000 | 13600 | 2.81 | 14000 | 2.5
215357546 |  | Live | Carrier | SMART COMFORT | Multizone Mix of Ducted and Non-Ducted | 215357546 |  | HMSV-A-CB | D5CMHAH55FAK | Mixed Ducted and Non-Ducted Indoor Units |  |  |  |  | 11.85 | 21.25 | 10.6 | TRUE | TRUE | TRUE | 52000 | 44500 | 2.65 | 49500 | 2.39
215357545 |  | Live | Carrier | SMART COMFORT | Multizone All Ducted | 215357545 |  | HMSV-A-CB | D5CMHAH55FAK | Ducted Indoor Units |  |  |  |  | 11.7 | 20.2 | 10.7 | TRUE | TRUE | TRUE | 53000 | 45000 | 2.7 | 52000 | 2.3
215357544 |  | Live | Carrier | SMART COMFORT | Multizone All Non-Ducted | 215357544 |  | HMSR-A-CB-O | D5CMHAH55FAK | Non-Ducted Indoor Units |  |  |  |  | 12 | 22.3 | 10.5 | TRUE | TRUE | TRUE | 51000 | 44000 | 2.6 | 47000 | 2.5
215357543 |  | Live | Carrier | SMART COMFORT | Multizone Mix of Ducted and Non-Ducted | 215357543 |  | HMSV-A-CB | D5CMHAH48FAK | Mixed Ducted and Non-Ducted Indoor Units |  |  |  |  | 11.85 | 21.75 | 11.15 | TRUE | TRUE | TRUE | 47000 | 44000 | 2.6 | 45500 | 2.1
215357542 |  | Live | Carrier | SMART COMFORT | Multizone All Ducted | 215357542 |  | HMSV-A-CB | D5CMHAH48FAK | Ducted Indoor Units |  |  |  |  | 11.7 | 20.5 | 11 | TRUE | TRUE | TRUE | 47000 | 44500 | 2.6 | 46000 | 2.2
215357541 |  | Live | Carrier | SMART COMFORT | Multizone All Non-Ducted | 215357541 |  | HMSR-A-CB-O | D5CMHAH48FAK | Non-Ducted Indoor Units |  |  |  |  | 12 | 23 | 11.3 | TRUE | TRUE | TRUE | 47000 | 44000 | 2.6 | 45000 | 2
215357540 |  | Live | Carrier | SMART COMFORT | Multizone Mix of Ducted and Non-Ducted | 215357540 |  | HMSV-A-CB | D5CMHAH36EAK | Mixed Ducted and Non-Ducted Indoor Units |  |  |  |  | 12.55 | 21.3 | 10.6 | TRUE | TRUE | TRUE | 36000 | 31400 | 2.4 | 38000 | 2.41
215357539 |  | Live | Carrier | SMART COMFORT | Multizone All Ducted | 215357539 |  | HMSV-A-CB | D5CMHAH36EAK | Ducted Indoor Units |  |  |  |  | 12 | 19.5 | 10.5 | TRUE | TRUE | TRUE | 36000 | 33000 | 2.4 | 34000 | 2.2
215357537 |  | Live | Carrier | SMART COMFORT | Multizone Mix of Ducted and Non-Ducted | 215357537 |  | HMSV-A-CB | D5CMHAH30EAK | Mixed Ducted and Non-Ducted Indoor Units |  |  |  |  | 12.85 | 21.75 | 10.6 | TRUE | TRUE | TRUE | 30000 | 31400 | 2.4 | 38000 | 2.41
215357536 |  | Live | Carrier | SMART COMFORT | Multizone All Ducted | 215357536 |  | HMSV-A-CB | D5CMHAH30EAK | Ducted Indoor Units |  |  |  |  | 12.5 | 19.5 | 10.5 | TRUE | TRUE | TRUE | 30000 | 33000 | 2.4 | 34000 | 2.2
215357535 |  | Live | Carrier | SMART COMFORT | Multizone All Non-Ducted | 215357535 |  | HMSR-A-CB-O | D5CMHAH30EAK | Non-Ducted Indoor Units |  |  |  |  | 13.2 | 24 | 10.7 | TRUE | TRUE | TRUE | 30000 | 30000 | 2.4 | 42000 | 2.6
215357538 |  | Live | Carrier | SMART COMFORT | Multizone All Non-Ducted | 215357538 |  | HMSR-A-CB-O | D5CMHAH36EAK | Non-Ducted Indoor Units |  |  |  |  | 13.1 | 23.1 | 10.7 | TRUE | TRUE | TRUE | 36000 | 30000 | 2.4 | 42000 | 2.6
215357531 |  | Live | Carrier | SMART COMFORT | Multizone Mix of Ducted and Non-Ducted | 215357531 |  | HMSV-A-CB | D5CMHAH24DAK | Mixed Ducted and Non-Ducted Indoor Units |  |  |  |  | 13 | 22 | 9.75 | TRUE | TRUE | TRUE | 24000 | 23200 | 2.45 | 27500 | 2.1
215357530 |  | Live | Carrier | SMART COMFORT | Multizone All Ducted | 215357530 |  | HMSV-A-CB | D5CMHAH24DAK | Ducted Indoor Units |  |  |  |  | 13 | 20 | 9.5 | TRUE | TRUE | TRUE | 24000 | 23000 | 2.4 | 27000 | 2.1
215357529 |  | Live | Carrier | SMART COMFORT | Multizone All Non-Ducted | 215357529 |  | HMSR-A-CB-O | D5CMHAH24DAK | Non-Ducted Indoor Units |  |  |  |  | 13 | 24 | 10 | TRUE | TRUE | TRUE | 24000 | 23600 | 2.5 | 28000 | 2.1
215357528 |  | Live | Carrier | SMART COMFORT | Multizone Mix of Ducted and Non-Ducted | 215357528 |  | HMSV-A-CB | D5CMHAH18CAK | Mixed Ducted and Non-Ducted Indoor Units |  |  |  |  | 14 | 22.5 | 10.25 | TRUE | TRUE | TRUE | 19000 | 17300 | 2.65 | 20500 | 2.36
215357525 |  | Live | Carrier | TEMPSTAR | Multizone Mix of Ducted and Non-Ducted | 215357525 |  | HMSV-A-CB | D5CMRAH55FAK | Mixed Ducted and Non-Ducted Indoor Units |  |  |  |  | 10 | 20 | 9.45 | FALSE | FALSE | TRUE | 60000 | 39000 | 2.7 | 41500 | 2.35
215357524 |  | Live | Carrier | TEMPSTAR | Multizone All Ducted | 215357524 |  | HMSV-A-CB | D5CMRAH55FAK | Ducted Indoor Units |  |  |  |  | 10 | 18 | 9.3 | FALSE | FALSE | TRUE | 60000 | 39000 | 2.6 | 41000 | 2.3
215357523 |  | Live | Carrier | TEMPSTAR | Multizone All Non-Ducted | 215357523 |  | HMSR-A-CB-O | D5CMRAH55FAK | Non-Ducted Indoor Units |  |  |  |  | 10 | 22 | 9.6 | FALSE | FALSE | TRUE | 60000 | 39000 | 2.8 | 42000 | 2.4
215357527 |  | Live | Carrier | SMART COMFORT | Multizone All Ducted | 215357527 |  | HMSV-A-CB | D5CMHAH18CAK | Ducted Indoor Units |  |  |  |  | 13 | 20 | 10 | TRUE | TRUE | TRUE | 19000 | 17000 | 2.59 | 22000 | 2.5
215357526 |  | Live | Carrier | SMART COMFORT | Multizone All Non-Ducted | 215357526 |  | HMSR-A-CB-O | D5CMHAH18CAK | Non-Ducted Indoor Units |  |  |  |  | 15 | 25 | 10.5 | TRUE | TRUE | TRUE | 19000 | 17600 | 2.7 | 19000 | 2.2
215357522 |  | Live | Carrier | TEMPSTAR | Multizone Mix of Ducted and Non-Ducted | 215357522 |  | HMSV-A-CB | D5CMRAH48FAK | Mixed Ducted and Non-Ducted Indoor Units |  |  |  |  | 12.25 | 22.5 | 10.5 | TRUE | TRUE | TRUE | 46000 | 37400 | 2.5 | 39750 | 2.19
215357521 |  | Live | Carrier | TEMPSTAR | Multizone All Ducted | 215357521 |  | HMSV-A-CB | D5CMRAH48FAK | Ducted Indoor Units |  |  |  |  | 12 | 20.5 | 10.6 | TRUE | TRUE | TRUE | 45000 | 37000 | 2.5 | 41000 | 2.4
215357520 |  | Live | Carrier | TEMPSTAR | Multizone All Non-Ducted | 215357520 |  | HMSR-A-CB-O | D5CMRAH48FAK | Non-Ducted Indoor Units |  |  |  |  | 12.5 | 24 | 10.4 | TRUE | TRUE | TRUE | 47000 | 38000 | 2.5 | 38500 | 2
215357519 |  | Live | Carrier | TEMPSTAR | Multizone Mix of Ducted and Non-Ducted | 215357519 |  | HMSV-A-CB | D5CMRAH36EAK | Mixed Ducted and Non-Ducted Indoor Units |  |  |  |  | 11.85 | 22 | 9.35 | TRUE | TRUE | TRUE | 35400 | 26400 | 2.35 | 27300 | 2.15
215357518 |  | Live | Carrier | TEMPSTAR | Multizone All Ducted | 215357518 |  | HMSV-A-CB | D5CMRAH36EAK | Ducted Indoor Units |  |  |  |  | 11.7 | 20 | 9.2 | TRUE | TRUE | TRUE | 35000 | 26400 | 2.3 | 28000 | 2.2
215357517 |  | Live | Carrier | TEMPSTAR | Multizone All Non-Ducted | 215357517 |  | HMSR-A-CB-O | D5CMRAH36EAK | Non-Ducted Indoor Units |  |  |  |  | 12 | 24 | 9.5 | TRUE | TRUE | TRUE | 36000 | 26600 | 2.4 | 26600 | 2.1
215357516 |  | Live | Carrier | TEMPSTAR | Multizone Mix of Ducted and Non-Ducted | 215357516 |  | HMSV-A-CB | D5CMRAH30EAK | Mixed Ducted and Non-Ducted Indoor Units |  |  |  |  | 12.5 | 23 | 9.75 | TRUE | TRUE | TRUE | 30000 | 26200 | 2.45 | 27300 | 2.15
215357515 |  | Live | Carrier | TEMPSTAR | Multizone All Ducted | 215357515 |  | HMSV-A-CB | D5CMRAH30EAK | Ducted Indoor Units |  |  |  |  | 12 | 21 | 9.5 | TRUE | TRUE | TRUE | 30000 | 26000 | 2.4 | 28000 | 2.2
215357514 |  | Live | Carrier | TEMPSTAR | Multizone All Non-Ducted | 215357514 |  | HMSR-A-CB-O | D5CMRAH30EAK | Non-Ducted Indoor Units |  |  |  |  | 13 | 25 | 10 | TRUE | TRUE | TRUE | 30000 | 26600 | 2.5 | 26600 | 2.1
215357513 |  | Live | Carrier | CARRIER | Multizone Mix of Ducted and Non-Ducted | 215357513 |  | HMSV-A-CB | 37MGRAQ55FA3 | Mixed Ducted and Non-Ducted Indoor Units |  |  |  |  | 10 | 20 | 9.45 | FALSE | FALSE | TRUE | 60000 | 39000 | 2.7 | 41500 | 2.35
215357511 |  | Live | Carrier | CARRIER | Multizone All Ducted | 215357511 |  | HMSV-A-CB | 37MGRAQ55FA3 | Ducted Indoor Units |  |  |  |  | 10 | 18 | 9.3 | FALSE | FALSE | TRUE | 60000 | 39000 | 2.6 | 41000 | 2.3
215357509 |  | Live | Carrier | CARRIER | Multizone All Non-Ducted | 215357509 |  | HMSR-A-CB-O | 37MGRAQ55FA3 | Non-Ducted Indoor Units |  |  |  |  | 10 | 22 | 9.6 | FALSE | FALSE | TRUE | 60000 | 39000 | 2.8 | 42000 | 2.4
215357506 |  | Live | Carrier | TEMPSTAR | Multizone Mix of Ducted and Non-Ducted | 215357506 |  | HMSV-A-CB | D5CMRAH24DAK | Mixed Ducted and Non-Ducted Indoor Units |  |  |  |  | 13 | 23 | 9.5 | TRUE | TRUE | TRUE | 24000 | 18000 | 2.6 | 18800 | 2.3
215357504 |  | Live | Carrier | TEMPSTAR | Multizone All Ducted | 215357504 |  | HMSV-A-CB | D5CMRAH24DAK | Ducted Indoor Units |  |  |  |  | 12.5 | 21 | 9.5 | TRUE | TRUE | TRUE | 24000 | 18200 | 2.6 | 18600 | 2.3
215357503 |  | Live | Carrier | TEMPSTAR | Multizone All Non-Ducted | 215357503 |  | HMSR-A-CB-O | D5CMRAH24DAK | Non-Ducted Indoor Units |  |  |  |  | 13.5 | 25 | 9.5 | TRUE | TRUE | TRUE | 24000 | 17800 | 2.6 | 19000 | 2.3
215357507 |  | Live | Carrier | CARRIER | Multizone Mix of Ducted and Non-Ducted | 215357507 |  | HMSV-A-CB | 37MGRAQ48FA3 | Mixed Ducted and Non-Ducted Indoor Units |  |  |  |  | 12.25 | 22.5 | 10.5 | TRUE | TRUE | TRUE | 46000 | 37400 | 2.5 | 39750 | 2.19
215357505 |  | Live | Carrier | CARRIER | Multizone All Ducted | 215357505 |  | HMSV-A-CB | 37MGRAQ48FA3 | Ducted Indoor Units |  |  |  |  | 12 | 20.5 | 10.6 | TRUE | TRUE | TRUE | 45000 | 37000 | 2.5 | 41000 | 2.4
215357502 |  | Live | Carrier | CARRIER | Multizone All Non-Ducted | 215357502 |  | HMSR-A-CB-O | 37MGRAQ48FA3 | Non-Ducted Indoor Units |  |  |  |  | 12.5 | 24 | 10.4 | TRUE | TRUE | TRUE | 47000 | 38000 | 2.5 | 38500 | 2
215357500 |  | Live | Carrier | CARRIER | Multizone Mix of Ducted and Non-Ducted | 215357500 |  | HMSV-A-CB | 37MGRAQ36EA3 | Mixed Ducted and Non-Ducted Indoor Units |  |  |  |  | 11.85 | 22 | 9.35 | TRUE | TRUE | TRUE | 35400 | 26400 | 2.35 | 27300 | 2.15
215357501 |  | Live | Carrier | TEMPSTAR | Multizone Mix of Ducted and Non-Ducted | 215357501 |  | HMSV-A-CB | D5CMRAH18CAK | Mixed Ducted and Non-Ducted Indoor Units |  |  |  |  | 13 | 22.6 | 9.9 | TRUE | TRUE | TRUE | 18000 | 14100 | 2.79 | 14300 | 2.39
215357499 |  | Live | Carrier | TEMPSTAR | Multizone All Ducted | 215357499 |  | HMSV-A-CB | D5CMRAH18CAK | Ducted Indoor Units |  |  |  |  | 12 | 20 | 10 | TRUE | TRUE | TRUE | 18000 | 14600 | 2.8 | 14600 | 2.3
215357494 |  | Live | Carrier | CARRIER | Multizone Mix of Ducted and Non-Ducted | 215357494 |  | HMSV-A-CB | 37MGRAQ30EA3 | Mixed Ducted and Non-Ducted Indoor Units |  |  |  |  | 12.5 | 23 | 9.75 | TRUE | TRUE | TRUE | 30000 | 26200 | 2.45 | 27300 | 2.15
215357492 |  | Live | Carrier | CARRIER | Multizone All Ducted | 215357492 |  | HMSV-A-CB | 37MGRAQ30EA3 | Ducted Indoor Units |  |  |  |  | 12 | 21 | 9.5 | TRUE | TRUE | TRUE | 30000 | 26000 | 2.4 | 28000 | 2.2
215357490 |  | Live | Carrier | CARRIER | Multizone All Non-Ducted | 215357490 |  | HMSR-A-CB-O | 37MGRAQ30EA3 | Non-Ducted Indoor Units |  |  |  |  | 13 | 25 | 10 | TRUE | TRUE | TRUE | 30000 | 26600 | 2.5 | 26600 | 2.1
215357498 |  | Live | Carrier | CARRIER | Multizone All Ducted | 215357498 |  | HMSV-A-CB | 37MGRAQ36EA3 | Ducted Indoor Units |  |  |  |  | 11.7 | 20 | 9.2 | TRUE | TRUE | TRUE | 35000 | 26400 | 2.3 | 28000 | 2.2
215357496 |  | Live | Carrier | CARRIER | Multizone All Non-Ducted | 215357496 |  | HMSR-A-CB-O | 37MGRAQ36EA3 | Non-Ducted Indoor Units |  |  |  |  | 12 | 24 | 9.5 | TRUE | TRUE | TRUE | 36000 | 26600 | 2.4 | 26600 | 2.1
215357497 |  | Live | Carrier | TEMPSTAR | Multizone All Non-Ducted | 215357497 |  | HMSR-A-CB-O | D5CMRAH18CAK | Non-Ducted Indoor Units |  |  |  |  | 14 | 25.2 | 9.8 | TRUE | TRUE | TRUE | 18000 | 13600 | 2.81 | 14000 | 2.5
215357495 |  | Live | Carrier | TEMPSTAR | Multizone Mix of Ducted and Non-Ducted | 215357495 |  | HMSV-A-CB | D5CMHAH55FAK | Mixed Ducted and Non-Ducted Indoor Units |  |  |  |  | 11.85 | 21.25 | 10.6 | TRUE | TRUE | TRUE | 52000 | 44500 | 2.65 | 49500 | 2.39
215357493 |  | Live | Carrier | TEMPSTAR | Multizone All Ducted | 215357493 |  | HMSV-A-CB | D5CMHAH55FAK | Ducted Indoor Units |  |  |  |  | 11.7 | 20.2 | 10.7 | TRUE | TRUE | TRUE | 53000 | 45000 | 2.7 | 52000 | 2.3
215357491 |  | Live | Carrier | TEMPSTAR | Multizone All Non-Ducted | 215357491 |  | HMSR-A-CB-O | D5CMHAH55FAK | Non-Ducted Indoor Units |  |  |  |  | 12 | 22.3 | 10.5 | TRUE | TRUE | TRUE | 51000 | 44000 | 2.6 | 47000 | 2.5
215357489 |  | Live | Carrier | TEMPSTAR | Multizone Mix of Ducted and Non-Ducted | 215357489 |  | HMSV-A-CB | D5CMHAH48FAK | Mixed Ducted and Non-Ducted Indoor Units |  |  |  |  | 11.85 | 21.75 | 11.15 | TRUE | TRUE | TRUE | 47000 | 44000 | 2.6 | 45500 | 2.1
215357481 |  | Live | Carrier | CARRIER | Multizone Mix of Ducted and Non-Ducted | 215357481 |  | HMSV-A-CB | 37MGRAQ24DA3 | Mixed Ducted and Non-Ducted Indoor Units |  |  |  |  | 13 | 23 | 9.5 | TRUE | TRUE | TRUE | 24000 | 18000 | 2.6 | 18800 | 2.3
215357479 |  | Live | Carrier | CARRIER | Multizone All Ducted | 215357479 |  | HMSV-A-CB | 37MGRAQ24DA3 | Ducted Indoor Units |  |  |  |  | 12.5 | 21 | 9.5 | TRUE | TRUE | TRUE | 24000 | 18200 | 2.6 | 18600 | 2.3
215357487 |  | Live | Carrier | TEMPSTAR | Multizone All Ducted | 215357487 |  | HMSV-A-CB | D5CMHAH48FAK | Ducted Indoor Units |  |  |  |  | 11.7 | 20.5 | 11 | TRUE | TRUE | TRUE | 47000 | 44500 | 2.6 | 46000 | 2.2
215357485 |  | Live | Carrier | TEMPSTAR | Multizone All Non-Ducted | 215357485 |  | HMSR-A-CB-O | D5CMHAH48FAK | Non-Ducted Indoor Units |  |  |  |  | 12 | 23 | 11.3 | TRUE | TRUE | TRUE | 47000 | 44000 | 2.6 | 45000 | 2
215357484 |  | Live | Carrier | TEMPSTAR | Multizone Mix of Ducted and Non-Ducted | 215357484 |  | HMSV-A-CB | D5CMHAH36EAK | Mixed Ducted and Non-Ducted Indoor Units |  |  |  |  | 12.55 | 21.3 | 10.6 | TRUE | TRUE | TRUE | 36000 | 31400 | 2.4 | 38000 | 2.41
215357482 |  | Live | Carrier | TEMPSTAR | Multizone All Ducted | 215357482 |  | HMSV-A-CB | D5CMHAH36EAK | Ducted Indoor Units |  |  |  |  | 12 | 19.5 | 10.5 | TRUE | TRUE | TRUE | 36000 | 33000 | 2.4 | 34000 | 2.2
215357480 |  | Live | Carrier | TEMPSTAR | Multizone All Non-Ducted | 215357480 |  | HMSR-A-CB-O | D5CMHAH36EAK | Non-Ducted Indoor Units |  |  |  |  | 13.1 | 23.1 | 10.7 | TRUE | TRUE | TRUE | 36000 | 30000 | 2.4 | 42000 | 2.6
215357478 |  | Live | Carrier | TEMPSTAR | Multizone Mix of Ducted and Non-Ducted | 215357478 |  | HMSV-A-CB | D5CMHAH30EAK | Mixed Ducted and Non-Ducted Indoor Units |  |  |  |  | 12.85 | 21.75 | 10.6 | TRUE | TRUE | TRUE | 30000 | 31400 | 2.4 | 38000 | 2.41
215357476 |  | Live | Carrier | TEMPSTAR | Multizone All Ducted | 215357476 |  | HMSV-A-CB | D5CMHAH30EAK | Ducted Indoor Units |  |  |  |  | 12.5 | 19.5 | 10.5 | TRUE | TRUE | TRUE | 30000 | 33000 | 2.4 | 34000 | 2.2
215357474 |  | Live | Carrier | TEMPSTAR | Multizone All Non-Ducted | 215357474 |  | HMSR-A-CB-O | D5CMHAH30EAK | Non-Ducted Indoor Units |  |  |  |  | 13.2 | 24 | 10.7 | TRUE | TRUE | TRUE | 30000 | 30000 | 2.4 | 42000 | 2.6
215357477 |  | Live | Carrier | CARRIER | Multizone All Non-Ducted | 215357477 |  | HMSR-A-CB-O | 37MGRAQ24DA3 | Non-Ducted Indoor Units |  |  |  |  | 13.5 | 25 | 9.5 | TRUE | TRUE | TRUE | 24000 | 17800 | 2.6 | 19000 | 2.3
215357475 |  | Live | Carrier | CARRIER | Multizone Mix of Ducted and Non-Ducted | 215357475 |  | HMSV-A-CB | 37MGRAQ18CA3 | Mixed Ducted and Non-Ducted Indoor Units |  |  |  |  | 13 | 22.6 | 9.9 | TRUE | TRUE | TRUE | 18000 | 14100 | 2.79 | 14300 | 2.39
215357473 |  | Live | Carrier | CARRIER | Multizone All Ducted | 215357473 |  | HMSV-A-CB | 37MGRAQ18CA3 | Ducted Indoor Units |  |  |  |  | 12 | 20 | 10 | TRUE | TRUE | TRUE | 18000 | 14600 | 2.8 | 14600 | 2.3
215357470 |  | Live | Carrier | CARRIER | Multizone All Non-Ducted | 215357470 |  | HMSR-A-CB-O | 37MGRAQ18CA3 | Non-Ducted Indoor Units |  |  |  |  | 14 | 25.2 | 9.8 | TRUE | TRUE | TRUE | 18000 | 13600 | 2.81 | 14000 | 2.5
215357468 |  | Live | Carrier | CARRIER | Multizone Mix of Ducted and Non-Ducted | 215357468 |  | HMSV-A-CB | 37MGHAQ55FA3 | Mixed Ducted and Non-Ducted Indoor Units |  |  |  |  | 11.85 | 21.25 | 10.6 | TRUE | TRUE | TRUE | 52000 | 44500 | 2.65 | 49500 | 2.39
215357467 |  | Live | Carrier | TEMPSTAR | Multizone Mix of Ducted and Non-Ducted | 215357467 |  | HMSV-A-CB | D5CMHAH24DAK | Mixed Ducted and Non-Ducted Indoor Units |  |  |  |  | 13 | 22 | 9.75 | TRUE | TRUE | TRUE | 24000 | 23200 | 2.45 | 27500 | 2.1
215357465 |  | Live | Carrier | TEMPSTAR | Multizone All Ducted | 215357465 |  | HMSV-A-CB | D5CMHAH24DAK | Ducted Indoor Units |  |  |  |  | 13 | 20 | 9.5 | TRUE | TRUE | TRUE | 24000 | 23000 | 2.4 | 27000 | 2.1
215357463 |  | Live | Carrier | TEMPSTAR | Multizone All Non-Ducted | 215357463 |  | HMSR-A-CB-O | D5CMHAH24DAK | Non-Ducted Indoor Units |  |  |  |  | 13 | 24 | 10 | TRUE | TRUE | TRUE | 24000 | 23600 | 2.5 | 28000 | 2.1
215357466 |  | Live | Carrier | CARRIER | Multizone All Ducted | 215357466 |  | HMSV-A-CB | 37MGHAQ55FA3 | Ducted Indoor Units |  |  |  |  | 11.7 | 20.2 | 10.7 | TRUE | TRUE | TRUE | 53000 | 45000 | 2.7 | 52000 | 2.3
215357464 |  | Live | Carrier | CARRIER | Multizone All Non-Ducted | 215357464 |  | HMSR-A-CB-O | 37MGHAQ55FA3 | Non-Ducted Indoor Units |  |  |  |  | 12 | 22.3 | 10.5 | TRUE | TRUE | TRUE | 51000 | 44000 | 2.6 | 47000 | 2.5
215357462 |  | Live | Carrier | CARRIER | Multizone Mix of Ducted and Non-Ducted | 215357462 |  | HMSV-A-CB | 37MGHAQ48FA3 | Mixed Ducted and Non-Ducted Indoor Units |  |  |  |  | 11.85 | 21.75 | 11.15 | TRUE | TRUE | TRUE | 47000 | 44000 | 2.6 | 45500 | 2.1
215357460 |  | Live | Carrier | CARRIER | Multizone All Ducted | 215357460 |  | HMSV-A-CB | 37MGHAQ48FA3 | Ducted Indoor Units |  |  |  |  | 11.7 | 20.5 | 11 | TRUE | TRUE | TRUE | 47000 | 44500 | 2.6 | 46000 | 2.2
215357461 |  | Live | Carrier | TEMPSTAR | Multizone Mix of Ducted and Non-Ducted | 215357461 |  | HMSV-A-CB | D5CMHAH18CAK | Mixed Ducted and Non-Ducted Indoor Units |  |  |  |  | 14 | 22.5 | 10.25 | TRUE | TRUE | TRUE | 19000 | 17300 | 2.65 | 20500 | 2.36
215357459 |  | Live | Carrier | TEMPSTAR | Multizone All Ducted | 215357459 |  | HMSV-A-CB | D5CMHAH18CAK | Ducted Indoor Units |  |  |  |  | 13 | 20 | 10 | TRUE | TRUE | TRUE | 19000 | 17000 | 2.59 | 22000 | 2.5
215357451 |  | Live | Carrier | CARRIER | Multizone Mix of Ducted and Non-Ducted | 215357451 |  | HMSV-A-CB | 37MGHAQ30EA3 | Mixed Ducted and Non-Ducted Indoor Units |  |  |  |  | 12.85 | 21.75 | 10.6 | TRUE | TRUE | TRUE | 30000 | 31400 | 2.4 | 38000 | 2.41
215357449 |  | Live | Carrier | CARRIER | Multizone All Ducted | 215357449 |  | HMSV-A-CB | 37MGHAQ30EA3 | Ducted Indoor Units |  |  |  |  | 12.5 | 19.5 | 10.5 | TRUE | TRUE | TRUE | 30000 | 33000 | 2.4 | 34000 | 2.2
215357455 |  | Live | Carrier | MIDEA | Multizone Mix of Ducted and Non-Ducted | 215357455 |  | HMSV-A-CB | D5CMRAH55FAK | Mixed Ducted and Non-Ducted Indoor Units |  |  |  |  | 10 | 20 | 9.45 | FALSE | FALSE | TRUE | 60000 | 39000 | 2.7 | 41500 | 2.35
215357452 |  | Live | Carrier | MIDEA | Multizone All Ducted | 215357452 |  | HMSV-A-CB | D5CMRAH55FAK | Ducted Indoor Units |  |  |  |  | 10 | 18 | 9.3 | FALSE | FALSE | TRUE | 60000 | 39000 | 2.6 | 41000 | 2.3
215357450 |  | Live | Carrier | MIDEA | Multizone All Non-Ducted | 215357450 |  | HMSR-A-CB-O | D5CMRAH55FAK | Non-Ducted Indoor Units |  |  |  |  | 10 | 22 | 9.6 | FALSE | FALSE | TRUE | 60000 | 39000 | 2.8 | 42000 | 2.4
215357458 |  | Live | Carrier | CARRIER | Multizone All Non-Ducted | 215357458 |  | HMSR-A-CB-O | 37MGHAQ48FA3 | Non-Ducted Indoor Units |  |  |  |  | 12 | 23 | 11.3 | TRUE | TRUE | TRUE | 47000 | 44000 | 2.6 | 45000 | 2
215357456 |  | Live | Carrier | CARRIER | Multizone Mix of Ducted and Non-Ducted | 215357456 |  | HMSV-A-CB | 37MGHAQ36EA3 | Mixed Ducted and Non-Ducted Indoor Units |  |  |  |  | 12.55 | 21.3 | 10.6 | TRUE | TRUE | TRUE | 36000 | 31400 | 2.4 | 38000 | 2.41
215357454 |  | Live | Carrier | CARRIER | Multizone All Ducted | 215357454 |  | HMSV-A-CB | 37MGHAQ36EA3 | Ducted Indoor Units |  |  |  |  | 12 | 19.5 | 10.5 | TRUE | TRUE | TRUE | 36000 | 33000 | 2.4 | 34000 | 2.2
215357453 |  | Live | Carrier | CARRIER | Multizone All Non-Ducted | 215357453 |  | HMSR-A-CB-O | 37MGHAQ36EA3 | Non-Ducted Indoor Units |  |  |  |  | 13.1 | 23.1 | 10.7 | TRUE | TRUE | TRUE | 36000 | 30000 | 2.4 | 42000 | 2.6
215357457 |  | Live | Carrier | TEMPSTAR | Multizone All Non-Ducted | 215357457 |  | HMSR-A-CB-O | D5CMHAH18CAK | Non-Ducted Indoor Units |  |  |  |  | 15 | 25 | 10.5 | TRUE | TRUE | TRUE | 19000 | 17600 | 2.7 | 19000 | 2.2
215357441 |  | Live | Carrier | CARRIER | Multizone Mix of Ducted and Non-Ducted | 215357441 |  | HMSV-A-CB | 37MGHAQ24DA3 | Mixed Ducted and Non-Ducted Indoor Units |  |  |  |  | 13 | 22 | 9.75 | TRUE | TRUE | TRUE | 24000 | 23200 | 2.45 | 27500 | 2.1
215357448 |  | Live | Carrier | CARRIER | Multizone All Non-Ducted | 215357448 |  | HMSR-A-CB-O | 37MGHAQ30EA3 | Non-Ducted Indoor Units |  |  |  |  | 13.2 | 24 | 10.7 | TRUE | TRUE | TRUE | 30000 | 30000 | 2.4 | 42000 | 2.6
215357447 |  | Live | Carrier | MIDEA | Multizone Mix of Ducted and Non-Ducted | 215357447 |  | HMSV-A-CB | D5CMRAH48FAK | Mixed Ducted and Non-Ducted Indoor Units |  |  |  |  | 12.25 | 22.5 | 10.5 | TRUE | TRUE | TRUE | 46000 | 37400 | 2.5 | 39750 | 2.19
215357445 |  | Live | Carrier | MIDEA | Multizone All Ducted | 215357445 |  | HMSV-A-CB | D5CMRAH48FAK | Ducted Indoor Units |  |  |  |  | 12 | 20.5 | 10.6 | TRUE | TRUE | TRUE | 45000 | 37000 | 2.5 | 41000 | 2.4
215357442 |  | Live | Carrier | MIDEA | Multizone All Non-Ducted | 215357442 |  | HMSR-A-CB-O | D5CMRAH48FAK | Non-Ducted Indoor Units |  |  |  |  | 12.5 | 24 | 10.4 | TRUE | TRUE | TRUE | 47000 | 38000 | 2.5 | 38500 | 2
215357440 |  | Live | Carrier | CARRIER | Multizone All Ducted | 215357440 |  | HMSV-A-CB | 37MGHAQ24DA3 | Ducted Indoor Units |  |  |  |  | 13 | 20 | 9.5 | TRUE | TRUE | TRUE | 24000 | 23000 | 2.4 | 27000 | 2.1
215357438 |  | Live | Carrier | CARRIER | Multizone All Non-Ducted | 215357438 |  | HMSR-A-CB-O | 37MGHAQ24DA3 | Non-Ducted Indoor Units |  |  |  |  | 13 | 24 | 10 | TRUE | TRUE | TRUE | 24000 | 23600 | 2.5 | 28000 | 2.1
215357439 |  | Live | Carrier | MIDEA | Multizone Mix of Ducted and Non-Ducted | 215357439 |  | HMSV-A-CB | D5CMRAH36EAK | Mixed Ducted and Non-Ducted Indoor Units |  |  |  |  | 11.85 | 22 | 9.35 | TRUE | TRUE | TRUE | 35400 | 26400 | 2.35 | 27300 | 2.15
215357436 |  | Live | Carrier | MIDEA | Multizone All Ducted | 215357436 |  | HMSV-A-CB | D5CMRAH36EAK | Ducted Indoor Units |  |  |  |  | 11.7 | 20 | 9.2 | TRUE | TRUE | TRUE | 35000 | 26400 | 2.3 | 28000 | 2.2
215357434 |  | Live | Carrier | MIDEA | Multizone All Non-Ducted | 215357434 |  | HMSR-A-CB-O | D5CMRAH36EAK | Non-Ducted Indoor Units |  |  |  |  | 12 | 24 | 9.5 | TRUE | TRUE | TRUE | 36000 | 26600 | 2.4 | 26600 | 2.1
215357437 |  | Live | Carrier | CARRIER | Multizone Mix of Ducted and Non-Ducted | 215357437 |  | HMSV-A-CB | 37MGHAQ18CA3 | Mixed Ducted and Non-Ducted Indoor Units |  |  |  |  | 14 | 22.5 | 10.25 | TRUE | TRUE | TRUE | 19000 | 17300 | 2.65 | 20500 | 2.36
215357435 |  | Live | Carrier | CARRIER | Multizone All Ducted | 215357435 |  | HMSV-A-CB | 37MGHAQ18CA3 | Ducted Indoor Units |  |  |  |  | 13 | 20 | 10 | TRUE | TRUE | TRUE | 19000 | 17000 | 2.59 | 22000 | 2.5
215357433 |  | Live | Carrier | CARRIER | Multizone All Non-Ducted | 215357433 |  | HMSR-A-CB-O | 37MGHAQ18CA3 | Non-Ducted Indoor Units |  |  |  |  | 15 | 25 | 10.5 | TRUE | TRUE | TRUE | 19000 | 17600 | 2.7 | 19000 | 2.2
215357432 |  | Live | Carrier | MIDEA | Multizone Mix of Ducted and Non-Ducted | 215357432 |  | HMSV-A-CB | D5CMRAH30EAK | Mixed Ducted and Non-Ducted Indoor Units |  |  |  |  | 12.5 | 23 | 9.75 | TRUE | TRUE | TRUE | 30000 | 26200 | 2.45 | 27300 | 2.15
215357431 |  | Live | Carrier | MIDEA | Multizone All Ducted | 215357431 |  | HMSV-A-CB | D5CMRAH30EAK | Ducted Indoor Units |  |  |  |  | 12 | 21 | 9.5 | TRUE | TRUE | TRUE | 30000 | 26000 | 2.4 | 28000 | 2.2
215357430 |  | Live | Carrier | MIDEA | Multizone All Non-Ducted | 215357430 |  | HMSR-A-CB-O | D5CMRAH30EAK | Non-Ducted Indoor Units |  |  |  |  | 13 | 25 | 10 | TRUE | TRUE | TRUE | 30000 | 26600 | 2.5 | 26600 | 2.1
215357426 |  | Live | Carrier | MIDEA | Multizone Mix of Ducted and Non-Ducted | 215357426 |  | HMSV-A-CB | D5CMRAH24DAK | Mixed Ducted and Non-Ducted Indoor Units |  |  |  |  | 13 | 23 | 9.5 | TRUE | TRUE | TRUE | 24000 | 18000 | 2.6 | 18800 | 2.3
215357425 |  | Live | Carrier | MIDEA | Multizone All Ducted | 215357425 |  | HMSV-A-CB | D5CMRAH24DAK | Ducted Indoor Units |  |  |  |  | 12.5 | 21 | 9.5 | TRUE | TRUE | TRUE | 24000 | 18200 | 2.6 | 18600 | 2.3
215357424 |  | Live | Carrier | MIDEA | Multizone All Non-Ducted | 215357424 |  | HMSR-A-CB-O | D5CMRAH24DAK | Non-Ducted Indoor Units |  |  |  |  | 13.5 | 25 | 9.5 | TRUE | TRUE | TRUE | 24000 | 17800 | 2.6 | 19000 | 2.3
215357423 |  | Live | Carrier | MIDEA | Multizone Mix of Ducted and Non-Ducted | 215357423 |  | HMSV-A-CB | D5CMRAH18CAK | Mixed Ducted and Non-Ducted Indoor Units |  |  |  |  | 13 | 22.6 | 9.9 | TRUE | TRUE | TRUE | 18000 | 14100 | 2.79 | 14300 | 2.39
215357422 |  | Live | Carrier | MIDEA | Multizone All Ducted | 215357422 |  | HMSV-A-CB | D5CMRAH18CAK | Ducted Indoor Units |  |  |  |  | 12 | 20 | 10 | TRUE | TRUE | TRUE | 18000 | 14600 | 2.8 | 14600 | 2.3
215357421 |  | Live | Carrier | MIDEA | Multizone All Non-Ducted | 215357421 |  | HMSR-A-CB-O | D5CMRAH18CAK | Non-Ducted Indoor Units |  |  |  |  | 14 | 25.2 | 9.8 | TRUE | TRUE | TRUE | 18000 | 13600 | 2.81 | 14000 | 2.5
215357420 |  | Live | Carrier | MIDEA | Multizone Mix of Ducted and Non-Ducted | 215357420 |  | HMSV-A-CB | D5CMHAH55FAK | Mixed Ducted and Non-Ducted Indoor Units |  |  |  |  | 11.85 | 21.25 | 10.6 | TRUE | TRUE | TRUE | 52000 | 44500 | 2.65 | 49500 | 2.39
215357419 |  | Live | Carrier | MIDEA | Multizone All Ducted | 215357419 |  | HMSV-A-CB | D5CMHAH55FAK | Ducted Indoor Units |  |  |  |  | 11.7 | 20.2 | 10.7 | TRUE | TRUE | TRUE | 53000 | 45000 | 2.7 | 52000 | 2.3
215357418 |  | Live | Carrier | MIDEA | Multizone All Non-Ducted | 215357418 |  | HMSR-A-CB-O | D5CMHAH55FAK | Non-Ducted Indoor Units |  |  |  |  | 12 | 22.3 | 10.5 | TRUE | TRUE | TRUE | 51000 | 44000 | 2.6 | 47000 | 2.5
215357417 |  | Live | Carrier | MIDEA | Multizone Mix of Ducted and Non-Ducted | 215357417 |  | HMSV-A-CB | D5CMHAH48FAK | Mixed Ducted and Non-Ducted Indoor Units |  |  |  |  | 11.85 | 21.75 | 11.15 | TRUE | TRUE | TRUE | 47000 | 44000 | 2.6 | 45500 | 2.1
215357416 |  | Live | Carrier | MIDEA | Multizone All Ducted | 215357416 |  | HMSV-A-CB | D5CMHAH48FAK | Ducted Indoor Units |  |  |  |  | 11.7 | 20.5 | 11 | TRUE | TRUE | TRUE | 47000 | 44500 | 2.6 | 46000 | 2.2
215357415 |  | Live | Carrier | MIDEA | Multizone All Non-Ducted | 215357415 |  | HMSR-A-CB-O | D5CMHAH48FAK | Non-Ducted Indoor Units |  |  |  |  | 12 | 23 | 11.3 | TRUE | TRUE | TRUE | 47000 | 44000 | 2.6 | 45000 | 2
215357414 |  | Live | Carrier | MIDEA | Multizone Mix of Ducted and Non-Ducted | 215357414 |  | HMSV-A-CB | D5CMHAH36EAK | Mixed Ducted and Non-Ducted Indoor Units |  |  |  |  | 12.55 | 21.3 | 10.6 | TRUE | TRUE | TRUE | 36000 | 31400 | 2.4 | 38000 | 2.41
215357411 |  | Live | Carrier | MIDEA | Multizone Mix of Ducted and Non-Ducted | 215357411 |  | HMSV-A-CB | D5CMHAH30EAK | Mixed Ducted and Non-Ducted Indoor Units |  |  |  |  | 12.85 | 21.75 | 10.6 | TRUE | TRUE | TRUE | 30000 | 31400 | 2.4 | 38000 | 2.41
215357413 |  | Live | Carrier | MIDEA | Multizone All Ducted | 215357413 |  | HMSV-A-CB | D5CMHAH36EAK | Ducted Indoor Units |  |  |  |  | 12 | 19.5 | 10.5 | TRUE | TRUE | TRUE | 36000 | 33000 | 2.4 | 34000 | 2.2
215357412 |  | Live | Carrier | MIDEA | Multizone All Non-Ducted | 215357412 |  | HMSR-A-CB-O | D5CMHAH36EAK | Non-Ducted Indoor Units |  |  |  |  | 13.1 | 23.1 | 10.7 | TRUE | TRUE | TRUE | 36000 | 30000 | 2.4 | 42000 | 2.6
215357410 |  | Live | Carrier | MIDEA | Multizone All Ducted | 215357410 |  | HMSV-A-CB | D5CMHAH30EAK | Ducted Indoor Units |  |  |  |  | 12.5 | 19.5 | 10.5 | TRUE | TRUE | TRUE | 30000 | 33000 | 2.4 | 34000 | 2.2
215357409 |  | Live | Carrier | MIDEA | Multizone All Non-Ducted | 215357409 |  | HMSR-A-CB-O | D5CMHAH30EAK | Non-Ducted Indoor Units |  |  |  |  | 13.2 | 24 | 10.7 | TRUE | TRUE | TRUE | 30000 | 30000 | 2.4 | 42000 | 2.6
215357405 |  | Live | Carrier | MIDEA | Multizone Mix of Ducted and Non-Ducted | 215357405 |  | HMSV-A-CB | D5CMHAH24DAK | Mixed Ducted and Non-Ducted Indoor Units |  |  |  |  | 13 | 22 | 9.75 | TRUE | TRUE | TRUE | 24000 | 23200 | 2.45 | 27500 | 2.1
215357404 |  | Live | Carrier | MIDEA | Multizone All Ducted | 215357404 |  | HMSV-A-CB | D5CMHAH24DAK | Ducted Indoor Units |  |  |  |  | 13 | 20 | 9.5 | TRUE | TRUE | TRUE | 24000 | 23000 | 2.4 | 27000 | 2.1
215357403 |  | Live | Carrier | MIDEA | Multizone All Non-Ducted | 215357403 |  | HMSR-A-CB-O | D5CMHAH24DAK | Non-Ducted Indoor Units |  |  |  |  | 13 | 24 | 10 | TRUE | TRUE | TRUE | 24000 | 23600 | 2.5 | 28000 | 2.1
215357402 |  | Live | Carrier | MIDEA | Multizone Mix of Ducted and Non-Ducted | 215357402 |  | HMSV-A-CB | D5CMHAH18CAK | Mixed Ducted and Non-Ducted Indoor Units |  |  |  |  | 14 | 22.5 | 10.25 | TRUE | TRUE | TRUE | 19000 | 17300 | 2.65 | 20500 | 2.36
215357401 |  | Live | Carrier | MIDEA | Multizone All Ducted | 215357401 |  | HMSV-A-CB | D5CMHAH18CAK | Ducted Indoor Units |  |  |  |  | 13 | 20 | 10 | TRUE | TRUE | TRUE | 19000 | 17000 | 2.59 | 22000 | 2.5
215357399 |  | Live | Carrier | KENMORE | Multizone Mix of Ducted and Non-Ducted | 215357399 |  | HMSV-A-CB | D5CMRAH55FAK | Mixed Ducted and Non-Ducted Indoor Units |  |  |  |  | 10 | 20 | 9.45 | FALSE | FALSE | TRUE | 60000 | 39000 | 2.7 | 41500 | 2.35
215357398 |  | Live | Carrier | KENMORE | Multizone All Ducted | 215357398 |  | HMSV-A-CB | D5CMRAH55FAK | Ducted Indoor Units |  |  |  |  | 10 | 18 | 9.3 | FALSE | FALSE | TRUE | 60000 | 39000 | 2.6 | 41000 | 2.3
215357400 |  | Live | Carrier | MIDEA | Multizone All Non-Ducted | 215357400 |  | HMSR-A-CB-O | D5CMHAH18CAK | Non-Ducted Indoor Units |  |  |  |  | 15 | 25 | 10.5 | TRUE | TRUE | TRUE | 19000 | 17600 | 2.7 | 19000 | 2.2
215357397 |  | Live | Carrier | KENMORE | Multizone All Non-Ducted | 215357397 |  | HMSR-A-CB-O | D5CMRAH55FAK | Non-Ducted Indoor Units |  |  |  |  | 10 | 22 | 9.6 | FALSE | FALSE | TRUE | 60000 | 39000 | 2.8 | 42000 | 2.4
215357396 |  | Live | Carrier | KENMORE | Multizone Mix of Ducted and Non-Ducted | 215357396 |  | HMSV-A-CB | D5CMRAH48FAK | Mixed Ducted and Non-Ducted Indoor Units |  |  |  |  | 12.25 | 22.5 | 10.5 | TRUE | TRUE | TRUE | 46000 | 37400 | 2.5 | 39750 | 2.19
215357395 |  | Live | Carrier | KENMORE | Multizone All Ducted | 215357395 |  | HMSV-A-CB | D5CMRAH48FAK | Ducted Indoor Units |  |  |  |  | 12 | 20.5 | 10.6 | TRUE | TRUE | TRUE | 45000 | 37000 | 2.5 | 41000 | 2.4
215357394 |  | Live | Carrier | KENMORE | Multizone All Non-Ducted | 215357394 |  | HMSR-A-CB-O | D5CMRAH48FAK | Non-Ducted Indoor Units |  |  |  |  | 12.5 | 24 | 10.4 | TRUE | TRUE | TRUE | 47000 | 38000 | 2.5 | 38500 | 2
215357393 |  | Live | Carrier | KENMORE | Multizone Mix of Ducted and Non-Ducted | 215357393 |  | HMSV-A-CB | D5CMRAH36EAK | Mixed Ducted and Non-Ducted Indoor Units |  |  |  |  | 11.85 | 22 | 9.35 | TRUE | TRUE | TRUE | 35400 | 26400 | 2.35 | 27300 | 2.15
215357392 |  | Live | Carrier | KENMORE | Multizone All Ducted | 215357392 |  | HMSV-A-CB | D5CMRAH36EAK | Ducted Indoor Units |  |  |  |  | 11.7 | 20 | 9.2 | TRUE | TRUE | TRUE | 35000 | 26400 | 2.3 | 28000 | 2.2
215357390 |  | Live | Carrier | KENMORE | Multizone Mix of Ducted and Non-Ducted | 215357390 |  | HMSV-A-CB | D5CMRAH30EAK | Mixed Ducted and Non-Ducted Indoor Units |  |  |  |  | 12.5 | 23 | 9.75 | TRUE | TRUE | TRUE | 30000 | 26200 | 2.45 | 27300 | 2.15
215357389 |  | Live | Carrier | KENMORE | Multizone All Ducted | 215357389 |  | HMSV-A-CB | D5CMRAH30EAK | Ducted Indoor Units |  |  |  |  | 12 | 21 | 9.5 | TRUE | TRUE | TRUE | 30000 | 26000 | 2.4 | 28000 | 2.2
215357388 |  | Live | Carrier | KENMORE | Multizone All Non-Ducted | 215357388 |  | HMSR-A-CB-O | D5CMRAH30EAK | Non-Ducted Indoor Units |  |  |  |  | 13 | 25 | 10 | TRUE | TRUE | TRUE | 30000 | 26600 | 2.5 | 26600 | 2.1
215357391 |  | Live | Carrier | KENMORE | Multizone All Non-Ducted | 215357391 |  | HMSR-A-CB-O | D5CMRAH36EAK | Non-Ducted Indoor Units |  |  |  |  | 12 | 24 | 9.5 | TRUE | TRUE | TRUE | 36000 | 26600 | 2.4 | 26600 | 2.1
215357384 |  | Live | Carrier | KENMORE | Multizone Mix of Ducted and Non-Ducted | 215357384 |  | HMSV-A-CB | D5CMRAH24DAK | Mixed Ducted and Non-Ducted Indoor Units |  |  |  |  | 13 | 23 | 9.5 | TRUE | TRUE | TRUE | 24000 | 18000 | 2.6 | 18800 | 2.3
215357383 |  | Live | Carrier | KENMORE | Multizone All Ducted | 215357383 |  | HMSV-A-CB | D5CMRAH24DAK | Ducted Indoor Units |  |  |  |  | 12.5 | 21 | 9.5 | TRUE | TRUE | TRUE | 24000 | 18200 | 2.6 | 18600 | 2.3
215357382 |  | Live | Carrier | KENMORE | Multizone All Non-Ducted | 215357382 |  | HMSR-A-CB-O | D5CMRAH24DAK | Non-Ducted Indoor Units |  |  |  |  | 13.5 | 25 | 9.5 | TRUE | TRUE | TRUE | 24000 | 17800 | 2.6 | 19000 | 2.3
215357381 |  | Live | Carrier | KENMORE | Multizone Mix of Ducted and Non-Ducted | 215357381 |  | HMSV-A-CB | D5CMRAH18CAK | Mixed Ducted and Non-Ducted Indoor Units |  |  |  |  | 13 | 22.6 | 9.9 | TRUE | TRUE | TRUE | 18000 | 14100 | 2.79 | 14300 | 2.39
215357380 |  | Live | Carrier | KENMORE | Multizone All Ducted | 215357380 |  | HMSV-A-CB | D5CMRAH18CAK | Ducted Indoor Units |  |  |  |  | 12 | 20 | 10 | TRUE | TRUE | TRUE | 18000 | 14600 | 2.8 | 14600 | 2.3
215357379 |  | Live | Carrier | KENMORE | Multizone All Non-Ducted | 215357379 |  | HMSR-A-CB-O | D5CMRAH18CAK | Non-Ducted Indoor Units |  |  |  |  | 14 | 25.2 | 9.8 | TRUE | TRUE | TRUE | 18000 | 13600 | 2.81 | 14000 | 2.5
215357378 |  | Live | Carrier | KENMORE | Multizone Mix of Ducted and Non-Ducted | 215357378 |  | HMSV-A-CB | D5CMHAH55FAK | Mixed Ducted and Non-Ducted Indoor Units |  |  |  |  | 11.85 | 21.25 | 10.6 | TRUE | TRUE | TRUE | 52000 | 44500 | 2.65 | 49500 | 2.39
215357377 |  | Live | Carrier | KENMORE | Multizone All Ducted | 215357377 |  | HMSV-A-CB | D5CMHAH55FAK | Ducted Indoor Units |  |  |  |  | 11.7 | 20.2 | 10.7 | TRUE | TRUE | TRUE | 53000 | 45000 | 2.7 | 52000 | 2.3
215357376 |  | Live | Carrier | KENMORE | Multizone All Non-Ducted | 215357376 |  | HMSR-A-CB-O | D5CMHAH55FAK | Non-Ducted Indoor Units |  |  |  |  | 12 | 22.3 | 10.5 | TRUE | TRUE | TRUE | 51000 | 44000 | 2.6 | 47000 | 2.5
215357375 |  | Live | Carrier | KENMORE | Multizone Mix of Ducted and Non-Ducted | 215357375 |  | HMSV-A-CB | D5CMHAH48FAK | Mixed Ducted and Non-Ducted Indoor Units |  |  |  |  | 11.85 | 21.75 | 11.15 | TRUE | TRUE | TRUE | 47000 | 44000 | 2.6 | 45500 | 2.1
215357374 |  | Live | Carrier | KENMORE | Multizone All Ducted | 215357374 |  | HMSV-A-CB | D5CMHAH48FAK | Ducted Indoor Units |  |  |  |  | 11.7 | 20.5 | 11 | TRUE | TRUE | TRUE | 47000 | 44500 | 2.6 | 46000 | 2.2
215357373 |  | Live | Carrier | KENMORE | Multizone All Non-Ducted | 215357373 |  | HMSR-A-CB-O | D5CMHAH48FAK | Non-Ducted Indoor Units |  |  |  |  | 12 | 23 | 11.3 | TRUE | TRUE | TRUE | 47000 | 44000 | 2.6 | 45000 | 2
215357372 |  | Live | Carrier | KENMORE | Multizone Mix of Ducted and Non-Ducted | 215357372 |  | HMSV-A-CB | D5CMHAH36EAK | Mixed Ducted and Non-Ducted Indoor Units |  |  |  |  | 12.55 | 21.3 | 10.6 | TRUE | TRUE | TRUE | 36000 | 31400 | 2.4 | 38000 | 2.41
215357371 |  | Live | Carrier | KENMORE | Multizone All Ducted | 215357371 |  | HMSV-A-CB | D5CMHAH36EAK | Ducted Indoor Units |  |  |  |  | 12 | 19.5 | 10.5 | TRUE | TRUE | TRUE | 36000 | 33000 | 2.4 | 34000 | 2.2
215357370 |  | Live | Carrier | KENMORE | Multizone All Non-Ducted | 215357370 |  | HMSR-A-CB-O | D5CMHAH36EAK | Non-Ducted Indoor Units |  |  |  |  | 13.1 | 23.1 | 10.7 | TRUE | TRUE | TRUE | 36000 | 30000 | 2.4 | 42000 | 2.6
215357369 |  | Live | Carrier | KENMORE | Multizone Mix of Ducted and Non-Ducted | 215357369 |  | HMSV-A-CB | D5CMHAH30EAK | Mixed Ducted and Non-Ducted Indoor Units |  |  |  |  | 12.85 | 21.75 | 10.6 | TRUE | TRUE | TRUE | 30000 | 31400 | 2.4 | 38000 | 2.41
215357368 |  | Live | Carrier | KENMORE | Multizone All Ducted | 215357368 |  | HMSV-A-CB | D5CMHAH30EAK | Ducted Indoor Units |  |  |  |  | 12.5 | 19.5 | 10.5 | TRUE | TRUE | TRUE | 30000 | 33000 | 2.4 | 34000 | 2.2
215357367 |  | Live | Carrier | KENMORE | Multizone All Non-Ducted | 215357367 |  | HMSR-A-CB-O | D5CMHAH30EAK | Non-Ducted Indoor Units |  |  |  |  | 13.2 | 24 | 10.7 | TRUE | TRUE | TRUE | 30000 | 30000 | 2.4 | 42000 | 2.6
215357363 |  | Live | Carrier | KENMORE | Multizone Mix of Ducted and Non-Ducted | 215357363 |  | HMSV-A-CB | D5CMHAH24DAK | Mixed Ducted and Non-Ducted Indoor Units |  |  |  |  | 13 | 22 | 9.75 | TRUE | TRUE | TRUE | 24000 | 23200 | 2.45 | 27500 | 2.1
215357362 |  | Live | Carrier | KENMORE | Multizone All Ducted | 215357362 |  | HMSV-A-CB | D5CMHAH24DAK | Ducted Indoor Units |  |  |  |  | 13 | 20 | 9.5 | TRUE | TRUE | TRUE | 24000 | 23000 | 2.4 | 27000 | 2.1
215357361 |  | Live | Carrier | KENMORE | Multizone All Non-Ducted | 215357361 |  | HMSR-A-CB-O | D5CMHAH24DAK | Non-Ducted Indoor Units |  |  |  |  | 13 | 24 | 10 | TRUE | TRUE | TRUE | 24000 | 23600 | 2.5 | 28000 | 2.1
215357360 |  | Live | Carrier | KENMORE | Multizone Mix of Ducted and Non-Ducted | 215357360 |  | HMSV-A-CB | D5CMHAH18CAK | Mixed Ducted and Non-Ducted Indoor Units |  |  |  |  | 14 | 22.5 | 10.25 | TRUE | TRUE | TRUE | 19000 | 17300 | 2.65 | 20500 | 2.36
215357359 |  | Live | Carrier | KENMORE | Multizone All Ducted | 215357359 |  | HMSV-A-CB | D5CMHAH18CAK | Ducted Indoor Units |  |  |  |  | 13 | 20 | 10 | TRUE | TRUE | TRUE | 19000 | 17000 | 2.59 | 22000 | 2.5
215357357 |  | Live | Carrier | KEEPRITE | Multizone Mix of Ducted and Non-Ducted | 215357357 |  | HMSV-A-CB | D5CMRAH55FAK | Mixed Ducted and Non-Ducted Indoor Units |  |  |  |  | 10 | 20 | 9.45 | FALSE | FALSE | TRUE | 60000 | 39000 | 2.7 | 41500 | 2.35
215357356 |  | Live | Carrier | KEEPRITE | Multizone All Ducted | 215357356 |  | HMSV-A-CB | D5CMRAH55FAK | Ducted Indoor Units |  |  |  |  | 10 | 18 | 9.3 | FALSE | FALSE | TRUE | 60000 | 39000 | 2.6 | 41000 | 2.3
215357355 |  | Live | Carrier | KEEPRITE | Multizone All Non-Ducted | 215357355 |  | HMSR-A-CB-O | D5CMRAH55FAK | Non-Ducted Indoor Units |  |  |  |  | 10 | 22 | 9.6 | FALSE | FALSE | TRUE | 60000 | 39000 | 2.8 | 42000 | 2.4
215357354 |  | Live | Carrier | KEEPRITE | Multizone Mix of Ducted and Non-Ducted | 215357354 |  | HMSV-A-CB | D5CMRAH48FAK | Mixed Ducted and Non-Ducted Indoor Units |  |  |  |  | 12.25 | 22.5 | 10.5 | TRUE | TRUE | TRUE | 46000 | 37400 | 2.5 | 39750 | 2.19
215357353 |  | Live | Carrier | KEEPRITE | Multizone All Ducted | 215357353 |  | HMSV-A-CB | D5CMRAH48FAK | Ducted Indoor Units |  |  |  |  | 12 | 20.5 | 10.6 | TRUE | TRUE | TRUE | 45000 | 37000 | 2.5 | 41000 | 2.4
215357358 |  | Live | Carrier | KENMORE | Multizone All Non-Ducted | 215357358 |  | HMSR-A-CB-O | D5CMHAH18CAK | Non-Ducted Indoor Units |  |  |  |  | 15 | 25 | 10.5 | TRUE | TRUE | TRUE | 19000 | 17600 | 2.7 | 19000 | 2.2
215357348 |  | Live | Carrier | KEEPRITE | Multizone Mix of Ducted and Non-Ducted | 215357348 |  | HMSV-A-CB | D5CMRAH30EAK | Mixed Ducted and Non-Ducted Indoor Units |  |  |  |  | 12.5 | 23 | 9.75 | TRUE | TRUE | TRUE | 30000 | 26200 | 2.45 | 27300 | 2.15
215357347 |  | Live | Carrier | KEEPRITE | Multizone All Ducted | 215357347 |  | HMSV-A-CB | D5CMRAH30EAK | Ducted Indoor Units |  |  |  |  | 12 | 21 | 9.5 | TRUE | TRUE | TRUE | 30000 | 26000 | 2.4 | 28000 | 2.2
215357352 |  | Live | Carrier | KEEPRITE | Multizone All Non-Ducted | 215357352 |  | HMSR-A-CB-O | D5CMRAH48FAK | Non-Ducted Indoor Units |  |  |  |  | 12.5 | 24 | 10.4 | TRUE | TRUE | TRUE | 47000 | 38000 | 2.5 | 38500 | 2
215357351 |  | Live | Carrier | KEEPRITE | Multizone Mix of Ducted and Non-Ducted | 215357351 |  | HMSV-A-CB | D5CMRAH36EAK | Mixed Ducted and Non-Ducted Indoor Units |  |  |  |  | 11.85 | 22 | 9.35 | TRUE | TRUE | TRUE | 35400 | 26400 | 2.35 | 27300 | 2.15
215357350 |  | Live | Carrier | KEEPRITE | Multizone All Ducted | 215357350 |  | HMSV-A-CB | D5CMRAH36EAK | Ducted Indoor Units |  |  |  |  | 11.7 | 20 | 9.2 | TRUE | TRUE | TRUE | 35000 | 26400 | 2.3 | 28000 | 2.2
215357349 |  | Live | Carrier | KEEPRITE | Multizone All Non-Ducted | 215357349 |  | HMSR-A-CB-O | D5CMRAH36EAK | Non-Ducted Indoor Units |  |  |  |  | 12 | 24 | 9.5 | TRUE | TRUE | TRUE | 36000 | 26600 | 2.4 | 26600 | 2.1
215357342 |  | Live | Carrier | KEEPRITE | Multizone Mix of Ducted and Non-Ducted | 215357342 |  | HMSV-A-CB | D5CMRAH24DAK | Mixed Ducted and Non-Ducted Indoor Units |  |  |  |  | 13 | 23 | 9.5 | TRUE | TRUE | TRUE | 24000 | 18000 | 2.6 | 18800 | 2.3
215357346 |  | Live | Carrier | KEEPRITE | Multizone All Non-Ducted | 215357346 |  | HMSR-A-CB-O | D5CMRAH30EAK | Non-Ducted Indoor Units |  |  |  |  | 13 | 25 | 10 | TRUE | TRUE | TRUE | 30000 | 26600 | 2.5 | 26600 | 2.1
215357341 |  | Live | Carrier | KEEPRITE | Multizone All Ducted | 215357341 |  | HMSV-A-CB | D5CMRAH24DAK | Ducted Indoor Units |  |  |  |  | 12.5 | 21 | 9.5 | TRUE | TRUE | TRUE | 24000 | 18200 | 2.6 | 18600 | 2.3
215357340 |  | Live | Carrier | KEEPRITE | Multizone All Non-Ducted | 215357340 |  | HMSR-A-CB-O | D5CMRAH24DAK | Non-Ducted Indoor Units |  |  |  |  | 13.5 | 25 | 9.5 | TRUE | TRUE | TRUE | 24000 | 17800 | 2.6 | 19000 | 2.3
215357339 |  | Live | Carrier | KEEPRITE | Multizone Mix of Ducted and Non-Ducted | 215357339 |  | HMSV-A-CB | D5CMRAH18CAK | Mixed Ducted and Non-Ducted Indoor Units |  |  |  |  | 13 | 22.6 | 9.9 | TRUE | TRUE | TRUE | 18000 | 14100 | 2.79 | 14300 | 2.39
215357338 |  | Live | Carrier | KEEPRITE | Multizone All Ducted | 215357338 |  | HMSV-A-CB | D5CMRAH18CAK | Ducted Indoor Units |  |  |  |  | 12 | 20 | 10 | TRUE | TRUE | TRUE | 18000 | 14600 | 2.8 | 14600 | 2.3
215357337 |  | Live | Carrier | KEEPRITE | Multizone All Non-Ducted | 215357337 |  | HMSR-A-CB-O | D5CMRAH18CAK | Non-Ducted Indoor Units |  |  |  |  | 14 | 25.2 | 9.8 | TRUE | TRUE | TRUE | 18000 | 13600 | 2.81 | 14000 | 2.5
215357336 |  | Live | Carrier | KEEPRITE | Multizone Mix of Ducted and Non-Ducted | 215357336 |  | HMSV-A-CB | D5CMHAH55FAK | Mixed Ducted and Non-Ducted Indoor Units |  |  |  |  | 11.85 | 21.25 | 10.6 | TRUE | TRUE | TRUE | 52000 | 44500 | 2.65 | 49500 | 2.39
215357335 |  | Live | Carrier | KEEPRITE | Multizone All Ducted | 215357335 |  | HMSV-A-CB | D5CMHAH55FAK | Ducted Indoor Units |  |  |  |  | 11.7 | 20.2 | 10.7 | TRUE | TRUE | TRUE | 53000 | 45000 | 2.7 | 52000 | 2.3
215357334 |  | Live | Carrier | KEEPRITE | Multizone All Non-Ducted | 215357334 |  | HMSR-A-CB-O | D5CMHAH55FAK | Non-Ducted Indoor Units |  |  |  |  | 12 | 22.3 | 10.5 | TRUE | TRUE | TRUE | 51000 | 44000 | 2.6 | 47000 | 2.5
215357333 |  | Live | Carrier | KEEPRITE | Multizone Mix of Ducted and Non-Ducted | 215357333 |  | HMSV-A-CB | D5CMHAH48FAK | Mixed Ducted and Non-Ducted Indoor Units |  |  |  |  | 11.85 | 21.75 | 11.15 | TRUE | TRUE | TRUE | 47000 | 44000 | 2.6 | 45500 | 2.1
215357332 |  | Live | Carrier | KEEPRITE | Multizone All Ducted | 215357332 |  | HMSV-A-CB | D5CMHAH48FAK | Ducted Indoor Units |  |  |  |  | 11.7 | 20.5 | 11 | TRUE | TRUE | TRUE | 47000 | 44500 | 2.6 | 46000 | 2.2
215357331 |  | Live | Carrier | KEEPRITE | Multizone All Non-Ducted | 215357331 |  | HMSR-A-CB-O | D5CMHAH48FAK | Non-Ducted Indoor Units |  |  |  |  | 12 | 23 | 11.3 | TRUE | TRUE | TRUE | 47000 | 44000 | 2.6 | 45000 | 2
215357327 |  | Live | Carrier | KEEPRITE | Multizone Mix of Ducted and Non-Ducted | 215357327 |  | HMSV-A-CB | D5CMHAH30EAK | Mixed Ducted and Non-Ducted Indoor Units |  |  |  |  | 12.85 | 21.75 | 10.6 | TRUE | TRUE | TRUE | 30000 | 31400 | 2.4 | 38000 | 2.41
215357326 |  | Live | Carrier | KEEPRITE | Multizone All Ducted | 215357326 |  | HMSV-A-CB | D5CMHAH30EAK | Ducted Indoor Units |  |  |  |  | 12.5 | 19.5 | 10.5 | TRUE | TRUE | TRUE | 30000 | 33000 | 2.4 | 34000 | 2.2
215357325 |  | Live | Carrier | KEEPRITE | Multizone All Non-Ducted | 215357325 |  | HMSR-A-CB-O | D5CMHAH30EAK | Non-Ducted Indoor Units |  |  |  |  | 13.2 | 24 | 10.7 | TRUE | TRUE | TRUE | 30000 | 30000 | 2.4 | 42000 | 2.6
215357330 |  | Live | Carrier | KEEPRITE | Multizone Mix of Ducted and Non-Ducted | 215357330 |  | HMSV-A-CB | D5CMHAH36EAK | Mixed Ducted and Non-Ducted Indoor Units |  |  |  |  | 12.55 | 21.3 | 10.6 | TRUE | TRUE | TRUE | 36000 | 31400 | 2.4 | 38000 | 2.41
215357329 |  | Live | Carrier | KEEPRITE | Multizone All Ducted | 215357329 |  | HMSV-A-CB | D5CMHAH36EAK | Ducted Indoor Units |  |  |  |  | 12 | 19.5 | 10.5 | TRUE | TRUE | TRUE | 36000 | 33000 | 2.4 | 34000 | 2.2
215357328 |  | Live | Carrier | KEEPRITE | Multizone All Non-Ducted | 215357328 |  | HMSR-A-CB-O | D5CMHAH36EAK | Non-Ducted Indoor Units |  |  |  |  | 13.1 | 23.1 | 10.7 | TRUE | TRUE | TRUE | 36000 | 30000 | 2.4 | 42000 | 2.6
215357321 |  | Live | Carrier | KEEPRITE | Multizone Mix of Ducted and Non-Ducted | 215357321 |  | HMSV-A-CB | D5CMHAH24DAK | Mixed Ducted and Non-Ducted Indoor Units |  |  |  |  | 13 | 22 | 9.75 | TRUE | TRUE | TRUE | 24000 | 23200 | 2.45 | 27500 | 2.1
215357320 |  | Live | Carrier | KEEPRITE | Multizone All Ducted | 215357320 |  | HMSV-A-CB | D5CMHAH24DAK | Ducted Indoor Units |  |  |  |  | 13 | 20 | 9.5 | TRUE | TRUE | TRUE | 24000 | 23000 | 2.4 | 27000 | 2.1
215357319 |  | Live | Carrier | KEEPRITE | Multizone All Non-Ducted | 215357319 |  | HMSR-A-CB-O | D5CMHAH24DAK | Non-Ducted Indoor Units |  |  |  |  | 13 | 24 | 10 | TRUE | TRUE | TRUE | 24000 | 23600 | 2.5 | 28000 | 2.1
215357315 |  | Live | Carrier | HEIL | Multizone Mix of Ducted and Non-Ducted | 215357315 |  | HMSV-A-CB | D5CMRAH55FAK | Mixed Ducted and Non-Ducted Indoor Units |  |  |  |  | 10 | 20 | 9.45 | FALSE | FALSE | TRUE | 60000 | 39000 | 2.7 | 41500 | 2.35
215357314 |  | Live | Carrier | HEIL | Multizone All Ducted | 215357314 |  | HMSV-A-CB | D5CMRAH55FAK | Ducted Indoor Units |  |  |  |  | 10 | 18 | 9.3 | FALSE | FALSE | TRUE | 60000 | 39000 | 2.6 | 41000 | 2.3
215357318 |  | Live | Carrier | KEEPRITE | Multizone Mix of Ducted and Non-Ducted | 215357318 |  | HMSV-A-CB | D5CMHAH18CAK | Mixed Ducted and Non-Ducted Indoor Units |  |  |  |  | 14 | 22.5 | 10.25 | TRUE | TRUE | TRUE | 19000 | 17300 | 2.65 | 20500 | 2.36
215357317 |  | Live | Carrier | KEEPRITE | Multizone All Ducted | 215357317 |  | HMSV-A-CB | D5CMHAH18CAK | Ducted Indoor Units |  |  |  |  | 13 | 20 | 10 | TRUE | TRUE | TRUE | 19000 | 17000 | 2.59 | 22000 | 2.5
215357316 |  | Live | Carrier | KEEPRITE | Multizone All Non-Ducted | 215357316 |  | HMSR-A-CB-O | D5CMHAH18CAK | Non-Ducted Indoor Units |  |  |  |  | 15 | 25 | 10.5 | TRUE | TRUE | TRUE | 19000 | 17600 | 2.7 | 19000 | 2.2
215357313 |  | Live | Carrier | HEIL | Multizone All Non-Ducted | 215357313 |  | HMSR-A-CB-O | D5CMRAH55FAK | Non-Ducted Indoor Units |  |  |  |  | 10 | 22 | 9.6 | FALSE | FALSE | TRUE | 60000 | 39000 | 2.8 | 42000 | 2.4
215357312 |  | Live | Carrier | HEIL | Multizone Mix of Ducted and Non-Ducted | 215357312 |  | HMSV-A-CB | D5CMRAH48FAK | Mixed Ducted and Non-Ducted Indoor Units |  |  |  |  | 12.25 | 22.5 | 10.5 | TRUE | TRUE | TRUE | 46000 | 37400 | 2.5 | 39750 | 2.19
215357311 |  | Live | Carrier | HEIL | Multizone All Ducted | 215357311 |  | HMSV-A-CB | D5CMRAH48FAK | Ducted Indoor Units |  |  |  |  | 12 | 20.5 | 10.6 | TRUE | TRUE | TRUE | 45000 | 37000 | 2.5 | 41000 | 2.4
215357310 |  | Live | Carrier | HEIL | Multizone All Non-Ducted | 215357310 |  | HMSR-A-CB-O | D5CMRAH48FAK | Non-Ducted Indoor Units |  |  |  |  | 12.5 | 24 | 10.4 | TRUE | TRUE | TRUE | 47000 | 38000 | 2.5 | 38500 | 2
215357309 |  | Live | Carrier | HEIL | Multizone Mix of Ducted and Non-Ducted | 215357309 |  | HMSV-A-CB | D5CMRAH36EAK | Mixed Ducted and Non-Ducted Indoor Units |  |  |  |  | 11.85 | 22 | 9.35 | TRUE | TRUE | TRUE | 35400 | 26400 | 2.35 | 27300 | 2.15
215357306 |  | Live | Carrier | HEIL | Multizone Mix of Ducted and Non-Ducted | 215357306 |  | HMSV-A-CB | D5CMRAH30EAK | Mixed Ducted and Non-Ducted Indoor Units |  |  |  |  | 12.5 | 23 | 9.75 | TRUE | TRUE | TRUE | 30000 | 26200 | 2.45 | 27300 | 2.15
215357305 |  | Live | Carrier | HEIL | Multizone All Ducted | 215357305 |  | HMSV-A-CB | D5CMRAH30EAK | Ducted Indoor Units |  |  |  |  | 12 | 21 | 9.5 | TRUE | TRUE | TRUE | 30000 | 26000 | 2.4 | 28000 | 2.2
215357304 |  | Live | Carrier | HEIL | Multizone All Non-Ducted | 215357304 |  | HMSR-A-CB-O | D5CMRAH30EAK | Non-Ducted Indoor Units |  |  |  |  | 13 | 25 | 10 | TRUE | TRUE | TRUE | 30000 | 26600 | 2.5 | 26600 | 2.1
215357308 |  | Live | Carrier | HEIL | Multizone All Ducted | 215357308 |  | HMSV-A-CB | D5CMRAH36EAK | Ducted Indoor Units |  |  |  |  | 11.7 | 20 | 9.2 | TRUE | TRUE | TRUE | 35000 | 26400 | 2.3 | 28000 | 2.2
215357307 |  | Live | Carrier | HEIL | Multizone All Non-Ducted | 215357307 |  | HMSR-A-CB-O | D5CMRAH36EAK | Non-Ducted Indoor Units |  |  |  |  | 12 | 24 | 9.5 | TRUE | TRUE | TRUE | 36000 | 26600 | 2.4 | 26600 | 2.1
215357300 |  | Live | Carrier | HEIL | Multizone Mix of Ducted and Non-Ducted | 215357300 |  | HMSV-A-CB | D5CMRAH24DAK | Mixed Ducted and Non-Ducted Indoor Units |  |  |  |  | 13 | 23 | 9.5 | TRUE | TRUE | TRUE | 24000 | 18000 | 2.6 | 18800 | 2.3
215357299 |  | Live | Carrier | HEIL | Multizone All Ducted | 215357299 |  | HMSV-A-CB | D5CMRAH24DAK | Ducted Indoor Units |  |  |  |  | 12.5 | 21 | 9.5 | TRUE | TRUE | TRUE | 24000 | 18200 | 2.6 | 18600 | 2.3
215357298 |  | Live | Carrier | HEIL | Multizone All Non-Ducted | 215357298 |  | HMSR-A-CB-O | D5CMRAH24DAK | Non-Ducted Indoor Units |  |  |  |  | 13.5 | 25 | 9.5 | TRUE | TRUE | TRUE | 24000 | 17800 | 2.6 | 19000 | 2.3
215357297 |  | Live | Carrier | HEIL | Multizone Mix of Ducted and Non-Ducted | 215357297 |  | HMSV-A-CB | D5CMRAH18CAK | Mixed Ducted and Non-Ducted Indoor Units |  |  |  |  | 13 | 22.6 | 9.9 | TRUE | TRUE | TRUE | 18000 | 14100 | 2.79 | 14300 | 2.39
215357296 |  | Live | Carrier | HEIL | Multizone All Ducted | 215357296 |  | HMSV-A-CB | D5CMRAH18CAK | Ducted Indoor Units |  |  |  |  | 12 | 20 | 10 | TRUE | TRUE | TRUE | 18000 | 14600 | 2.8 | 14600 | 2.3
215357295 |  | Live | Carrier | HEIL | Multizone All Non-Ducted | 215357295 |  | HMSR-A-CB-O | D5CMRAH18CAK | Non-Ducted Indoor Units |  |  |  |  | 14 | 25.2 | 9.8 | TRUE | TRUE | TRUE | 18000 | 13600 | 2.81 | 14000 | 2.5
215357294 |  | Live | Carrier | HEIL | Multizone Mix of Ducted and Non-Ducted | 215357294 |  | HMSV-A-CB | D5CMHAH55FAK | Mixed Ducted and Non-Ducted Indoor Units |  |  |  |  | 11.85 | 21.25 | 10.6 | TRUE | TRUE | TRUE | 52000 | 44500 | 2.65 | 49500 | 2.39
215357293 |  | Live | Carrier | HEIL | Multizone All Ducted | 215357293 |  | HMSV-A-CB | D5CMHAH55FAK | Ducted Indoor Units |  |  |  |  | 11.7 | 20.2 | 10.7 | TRUE | TRUE | TRUE | 53000 | 45000 | 2.7 | 52000 | 2.3
215357292 |  | Live | Carrier | HEIL | Multizone All Non-Ducted | 215357292 |  | HMSR-A-CB-O | D5CMHAH55FAK | Non-Ducted Indoor Units |  |  |  |  | 12 | 22.3 | 10.5 | TRUE | TRUE | TRUE | 51000 | 44000 | 2.6 | 47000 | 2.5
215357291 |  | Live | Carrier | HEIL | Multizone Mix of Ducted and Non-Ducted | 215357291 |  | HMSV-A-CB | D5CMHAH48FAK | Mixed Ducted and Non-Ducted Indoor Units |  |  |  |  | 11.85 | 21.75 | 11.15 | TRUE | TRUE | TRUE | 47000 | 44000 | 2.6 | 45500 | 2.1
215357290 |  | Live | Carrier | HEIL | Multizone All Ducted | 215357290 |  | HMSV-A-CB | D5CMHAH48FAK | Ducted Indoor Units |  |  |  |  | 11.7 | 20.5 | 11 | TRUE | TRUE | TRUE | 47000 | 44500 | 2.6 | 46000 | 2.2
215357289 |  | Live | Carrier | HEIL | Multizone All Non-Ducted | 215357289 |  | HMSR-A-CB-O | D5CMHAH48FAK | Non-Ducted Indoor Units |  |  |  |  | 12 | 23 | 11.3 | TRUE | TRUE | TRUE | 47000 | 44000 | 2.6 | 45000 | 2
215357288 |  | Live | Carrier | HEIL | Multizone Mix of Ducted and Non-Ducted | 215357288 |  | HMSV-A-CB | D5CMHAH36EAK | Mixed Ducted and Non-Ducted Indoor Units |  |  |  |  | 12.55 | 21.3 | 10.6 | TRUE | TRUE | TRUE | 36000 | 31400 | 2.4 | 38000 | 2.41
215357287 |  | Live | Carrier | HEIL | Multizone All Ducted | 215357287 |  | HMSV-A-CB | D5CMHAH36EAK | Ducted Indoor Units |  |  |  |  | 12 | 19.5 | 10.5 | TRUE | TRUE | TRUE | 36000 | 33000 | 2.4 | 34000 | 2.2
215357286 |  | Live | Carrier | HEIL | Multizone All Non-Ducted | 215357286 |  | HMSR-A-CB-O | D5CMHAH36EAK | Non-Ducted Indoor Units |  |  |  |  | 13.1 | 23.1 | 10.7 | TRUE | TRUE | TRUE | 36000 | 30000 | 2.4 | 42000 | 2.6
215357285 |  | Live | Carrier | HEIL | Multizone Mix of Ducted and Non-Ducted | 215357285 |  | HMSV-A-CB | D5CMHAH30EAK | Mixed Ducted and Non-Ducted Indoor Units |  |  |  |  | 12.85 | 21.75 | 10.6 | TRUE | TRUE | TRUE | 30000 | 31400 | 2.4 | 38000 | 2.41
215357284 |  | Live | Carrier | HEIL | Multizone All Ducted | 215357284 |  | HMSV-A-CB | D5CMHAH30EAK | Ducted Indoor Units |  |  |  |  | 12.5 | 19.5 | 10.5 | TRUE | TRUE | TRUE | 30000 | 33000 | 2.4 | 34000 | 2.2
215357283 |  | Live | Carrier | HEIL | Multizone All Non-Ducted | 215357283 |  | HMSR-A-CB-O | D5CMHAH30EAK | Non-Ducted Indoor Units |  |  |  |  | 13.2 | 24 | 10.7 | TRUE | TRUE | TRUE | 30000 | 30000 | 2.4 | 42000 | 2.6
215357279 |  | Live | Carrier | HEIL | Multizone Mix of Ducted and Non-Ducted | 215357279 |  | HMSV-A-CB | D5CMHAH24DAK | Mixed Ducted and Non-Ducted Indoor Units |  |  |  |  | 13 | 22 | 9.75 | TRUE | TRUE | TRUE | 24000 | 23200 | 2.45 | 27500 | 2.1
215357278 |  | Live | Carrier | HEIL | Multizone All Ducted | 215357278 |  | HMSV-A-CB | D5CMHAH24DAK | Ducted Indoor Units |  |  |  |  | 13 | 20 | 9.5 | TRUE | TRUE | TRUE | 24000 | 23000 | 2.4 | 27000 | 2.1
215357277 |  | Live | Carrier | HEIL | Multizone All Non-Ducted | 215357277 |  | HMSR-A-CB-O | D5CMHAH24DAK | Non-Ducted Indoor Units |  |  |  |  | 13 | 24 | 10 | TRUE | TRUE | TRUE | 24000 | 23600 | 2.5 | 28000 | 2.1
215357276 |  | Live | Carrier | HEIL | Multizone Mix of Ducted and Non-Ducted | 215357276 |  | HMSV-A-CB | D5CMHAH18CAK | Mixed Ducted and Non-Ducted Indoor Units |  |  |  |  | 14 | 22.5 | 10.25 | TRUE | TRUE | TRUE | 19000 | 17300 | 2.65 | 20500 | 2.36
215357275 |  | Live | Carrier | HEIL | Multizone All Ducted | 215357275 |  | HMSV-A-CB | D5CMHAH18CAK | Ducted Indoor Units |  |  |  |  | 13 | 20 | 10 | TRUE | TRUE | TRUE | 19000 | 17000 | 2.59 | 22000 | 2.5
215357273 |  | Live | Carrier | DAY & NIGHT | Multizone Mix of Ducted and Non-Ducted | 215357273 |  | HMSV-A-CB | D5CMRAH55FAK | Mixed Ducted and Non-Ducted Indoor Units |  |  |  |  | 10 | 20 | 9.45 | FALSE | FALSE | TRUE | 60000 | 39000 | 2.7 | 41500 | 2.35
215357272 |  | Live | Carrier | DAY & NIGHT | Multizone All Ducted | 215357272 |  | HMSV-A-CB | D5CMRAH55FAK | Ducted Indoor Units |  |  |  |  | 10 | 18 | 9.3 | FALSE | FALSE | TRUE | 60000 | 39000 | 2.6 | 41000 | 2.3
215357271 |  | Live | Carrier | DAY & NIGHT | Multizone All Non-Ducted | 215357271 |  | HMSR-A-CB-O | D5CMRAH55FAK | Non-Ducted Indoor Units |  |  |  |  | 10 | 22 | 9.6 | FALSE | FALSE | TRUE | 60000 | 39000 | 2.8 | 42000 | 2.4
215357270 |  | Live | Carrier | DAY & NIGHT | Multizone Mix of Ducted and Non-Ducted | 215357270 |  | HMSV-A-CB | D5CMRAH48FAK | Mixed Ducted and Non-Ducted Indoor Units |  |  |  |  | 12.25 | 22.5 | 10.5 | TRUE | TRUE | TRUE | 46000 | 37400 | 2.5 | 39750 | 2.19
215357274 |  | Live | Carrier | HEIL | Multizone All Non-Ducted | 215357274 |  | HMSR-A-CB-O | D5CMHAH18CAK | Non-Ducted Indoor Units |  |  |  |  | 15 | 25 | 10.5 | TRUE | TRUE | TRUE | 19000 | 17600 | 2.7 | 19000 | 2.2
215357264 |  | Live | Carrier | DAY & NIGHT | Multizone Mix of Ducted and Non-Ducted | 215357264 |  | HMSV-A-CB | D5CMRAH30EAK | Mixed Ducted and Non-Ducted Indoor Units |  |  |  |  | 12.5 | 23 | 9.75 | TRUE | TRUE | TRUE | 30000 | 26200 | 2.45 | 27300 | 2.15
215357269 |  | Live | Carrier | DAY & NIGHT | Multizone All Ducted | 215357269 |  | HMSV-A-CB | D5CMRAH48FAK | Ducted Indoor Units |  |  |  |  | 12 | 20.5 | 10.6 | TRUE | TRUE | TRUE | 45000 | 37000 | 2.5 | 41000 | 2.4
215357268 |  | Live | Carrier | DAY & NIGHT | Multizone All Non-Ducted | 215357268 |  | HMSR-A-CB-O | D5CMRAH48FAK | Non-Ducted Indoor Units |  |  |  |  | 12.5 | 24 | 10.4 | TRUE | TRUE | TRUE | 47000 | 38000 | 2.5 | 38500 | 2
215357267 |  | Live | Carrier | DAY & NIGHT | Multizone Mix of Ducted and Non-Ducted | 215357267 |  | HMSV-A-CB | D5CMRAH36EAK | Mixed Ducted and Non-Ducted Indoor Units |  |  |  |  | 11.85 | 22 | 9.35 | TRUE | TRUE | TRUE | 35400 | 26400 | 2.35 | 27300 | 2.15
215357266 |  | Live | Carrier | DAY & NIGHT | Multizone All Ducted | 215357266 |  | HMSV-A-CB | D5CMRAH36EAK | Ducted Indoor Units |  |  |  |  | 11.7 | 20 | 9.2 | TRUE | TRUE | TRUE | 35000 | 26400 | 2.3 | 28000 | 2.2
215357265 |  | Live | Carrier | DAY & NIGHT | Multizone All Non-Ducted | 215357265 |  | HMSR-A-CB-O | D5CMRAH36EAK | Non-Ducted Indoor Units |  |  |  |  | 12 | 24 | 9.5 | TRUE | TRUE | TRUE | 36000 | 26600 | 2.4 | 26600 | 2.1
215357258 |  | Live | Carrier | DAY & NIGHT | Multizone Mix of Ducted and Non-Ducted | 215357258 |  | HMSV-A-CB | D5CMRAH24DAK | Mixed Ducted and Non-Ducted Indoor Units |  |  |  |  | 13 | 23 | 9.5 | TRUE | TRUE | TRUE | 24000 | 18000 | 2.6 | 18800 | 2.3
215357263 |  | Live | Carrier | DAY & NIGHT | Multizone All Ducted | 215357263 |  | HMSV-A-CB | D5CMRAH30EAK | Ducted Indoor Units |  |  |  |  | 12 | 21 | 9.5 | TRUE | TRUE | TRUE | 30000 | 26000 | 2.4 | 28000 | 2.2
215357262 |  | Live | Carrier | DAY & NIGHT | Multizone All Non-Ducted | 215357262 |  | HMSR-A-CB-O | D5CMRAH30EAK | Non-Ducted Indoor Units |  |  |  |  | 13 | 25 | 10 | TRUE | TRUE | TRUE | 30000 | 26600 | 2.5 | 26600 | 2.1
215357257 |  | Live | Carrier | DAY & NIGHT | Multizone All Ducted | 215357257 |  | HMSV-A-CB | D5CMRAH24DAK | Ducted Indoor Units |  |  |  |  | 12.5 | 21 | 9.5 | TRUE | TRUE | TRUE | 24000 | 18200 | 2.6 | 18600 | 2.3
215357256 |  | Live | Carrier | DAY & NIGHT | Multizone All Non-Ducted | 215357256 |  | HMSR-A-CB-O | D5CMRAH24DAK | Non-Ducted Indoor Units |  |  |  |  | 13.5 | 25 | 9.5 | TRUE | TRUE | TRUE | 24000 | 17800 | 2.6 | 19000 | 2.3
215357255 |  | Live | Carrier | DAY & NIGHT | Multizone Mix of Ducted and Non-Ducted | 215357255 |  | HMSV-A-CB | D5CMRAH18CAK | Mixed Ducted and Non-Ducted Indoor Units |  |  |  |  | 13 | 22.6 | 9.9 | TRUE | TRUE | TRUE | 18000 | 14100 | 2.79 | 14300 | 2.39
215357254 |  | Live | Carrier | DAY & NIGHT | Multizone All Ducted | 215357254 |  | HMSV-A-CB | D5CMRAH18CAK | Ducted Indoor Units |  |  |  |  | 12 | 20 | 10 | TRUE | TRUE | TRUE | 18000 | 14600 | 2.8 | 14600 | 2.3
215357253 |  | Live | Carrier | DAY & NIGHT | Multizone All Non-Ducted | 215357253 |  | HMSR-A-CB-O | D5CMRAH18CAK | Non-Ducted Indoor Units |  |  |  |  | 14 | 25.2 | 9.8 | TRUE | TRUE | TRUE | 18000 | 13600 | 2.81 | 14000 | 2.5
215357252 |  | Live | Carrier | DAY & NIGHT | Multizone Mix of Ducted and Non-Ducted | 215357252 |  | HMSV-A-CB | D5CMHAH55FAK | Mixed Ducted and Non-Ducted Indoor Units |  |  |  |  | 11.85 | 21.25 | 10.6 | TRUE | TRUE | TRUE | 52000 | 44500 | 2.65 | 49500 | 2.39
215357251 |  | Live | Carrier | DAY & NIGHT | Multizone All Ducted | 215357251 |  | HMSV-A-CB | D5CMHAH55FAK | Ducted Indoor Units |  |  |  |  | 11.7 | 20.2 | 10.7 | TRUE | TRUE | TRUE | 53000 | 45000 | 2.7 | 52000 | 2.3
215357250 |  | Live | Carrier | DAY & NIGHT | Multizone All Non-Ducted | 215357250 |  | HMSR-A-CB-O | D5CMHAH55FAK | Non-Ducted Indoor Units |  |  |  |  | 12 | 22.3 | 10.5 | TRUE | TRUE | TRUE | 51000 | 44000 | 2.6 | 47000 | 2.5
215357249 |  | Live | Carrier | DAY & NIGHT | Multizone Mix of Ducted and Non-Ducted | 215357249 |  | HMSV-A-CB | D5CMHAH48FAK | Mixed Ducted and Non-Ducted Indoor Units |  |  |  |  | 11.85 | 21.75 | 11.15 | TRUE | TRUE | TRUE | 47000 | 44000 | 2.6 | 45500 | 2.1
215357248 |  | Live | Carrier | DAY & NIGHT | Multizone All Ducted | 215357248 |  | HMSV-A-CB | D5CMHAH48FAK | Ducted Indoor Units |  |  |  |  | 11.7 | 20.5 | 11 | TRUE | TRUE | TRUE | 47000 | 44500 | 2.6 | 46000 | 2.2
215357247 |  | Live | Carrier | DAY & NIGHT | Multizone All Non-Ducted | 215357247 |  | HMSR-A-CB-O | D5CMHAH48FAK | Non-Ducted Indoor Units |  |  |  |  | 12 | 23 | 11.3 | TRUE | TRUE | TRUE | 47000 | 44000 | 2.6 | 45000 | 2
215357243 |  | Live | Carrier | DAY & NIGHT | Multizone Mix of Ducted and Non-Ducted | 215357243 |  | HMSV-A-CB | D5CMHAH30EAK | Mixed Ducted and Non-Ducted Indoor Units |  |  |  |  | 12.85 | 21.75 | 10.6 | TRUE | TRUE | TRUE | 30000 | 31400 | 2.4 | 38000 | 2.41
215357242 |  | Live | Carrier | DAY & NIGHT | Multizone All Ducted | 215357242 |  | HMSV-A-CB | D5CMHAH30EAK | Ducted Indoor Units |  |  |  |  | 12.5 | 19.5 | 10.5 | TRUE | TRUE | TRUE | 30000 | 33000 | 2.4 | 34000 | 2.2
215357241 |  | Live | Carrier | DAY & NIGHT | Multizone All Non-Ducted | 215357241 |  | HMSR-A-CB-O | D5CMHAH30EAK | Non-Ducted Indoor Units |  |  |  |  | 13.2 | 24 | 10.7 | TRUE | TRUE | TRUE | 30000 | 30000 | 2.4 | 42000 | 2.6
215357246 |  | Live | Carrier | DAY & NIGHT | Multizone Mix of Ducted and Non-Ducted | 215357246 |  | HMSV-A-CB | D5CMHAH36EAK | Mixed Ducted and Non-Ducted Indoor Units |  |  |  |  | 12.55 | 21.3 | 10.6 | TRUE | TRUE | TRUE | 36000 | 31400 | 2.4 | 38000 | 2.41
215357245 |  | Live | Carrier | DAY & NIGHT | Multizone All Ducted | 215357245 |  | HMSV-A-CB | D5CMHAH36EAK | Ducted Indoor Units |  |  |  |  | 12 | 19.5 | 10.5 | TRUE | TRUE | TRUE | 36000 | 33000 | 2.4 | 34000 | 2.2
215357244 |  | Live | Carrier | DAY & NIGHT | Multizone All Non-Ducted | 215357244 |  | HMSR-A-CB-O | D5CMHAH36EAK | Non-Ducted Indoor Units |  |  |  |  | 13.1 | 23.1 | 10.7 | TRUE | TRUE | TRUE | 36000 | 30000 | 2.4 | 42000 | 2.6
215357237 |  | Live | Carrier | DAY & NIGHT | Multizone Mix of Ducted and Non-Ducted | 215357237 |  | HMSV-A-CB | D5CMHAH24DAK | Mixed Ducted and Non-Ducted Indoor Units |  |  |  |  | 13 | 22 | 9.75 | TRUE | TRUE | TRUE | 24000 | 23200 | 2.45 | 27500 | 2.1
215357236 |  | Live | Carrier | DAY & NIGHT | Multizone All Ducted | 215357236 |  | HMSV-A-CB | D5CMHAH24DAK | Ducted Indoor Units |  |  |  |  | 13 | 20 | 9.5 | TRUE | TRUE | TRUE | 24000 | 23000 | 2.4 | 27000 | 2.1
215357235 |  | Live | Carrier | DAY & NIGHT | Multizone All Non-Ducted | 215357235 |  | HMSR-A-CB-O | D5CMHAH24DAK | Non-Ducted Indoor Units |  |  |  |  | 13 | 24 | 10 | TRUE | TRUE | TRUE | 24000 | 23600 | 2.5 | 28000 | 2.1
215357231 |  | Live | Carrier | COMFORTMAKER | Multizone Mix of Ducted and Non-Ducted | 215357231 |  | HMSV-A-CB | D5CMRAH55FAK | Mixed Ducted and Non-Ducted Indoor Units |  |  |  |  | 10 | 20 | 9.45 | FALSE | FALSE | TRUE | 60000 | 39000 | 2.7 | 41500 | 2.35
215357230 |  | Live | Carrier | COMFORTMAKER | Multizone All Ducted | 215357230 |  | HMSV-A-CB | D5CMRAH55FAK | Ducted Indoor Units |  |  |  |  | 10 | 18 | 9.3 | FALSE | FALSE | TRUE | 60000 | 39000 | 2.6 | 41000 | 2.3
215357234 |  | Live | Carrier | DAY & NIGHT | Multizone Mix of Ducted and Non-Ducted | 215357234 |  | HMSV-A-CB | D5CMHAH18CAK | Mixed Ducted and Non-Ducted Indoor Units |  |  |  |  | 14 | 22.5 | 10.25 | TRUE | TRUE | TRUE | 19000 | 17300 | 2.65 | 20500 | 2.36
215357233 |  | Live | Carrier | DAY & NIGHT | Multizone All Ducted | 215357233 |  | HMSV-A-CB | D5CMHAH18CAK | Ducted Indoor Units |  |  |  |  | 13 | 20 | 10 | TRUE | TRUE | TRUE | 19000 | 17000 | 2.59 | 22000 | 2.5
215357232 |  | Live | Carrier | DAY & NIGHT | Multizone All Non-Ducted | 215357232 |  | HMSR-A-CB-O | D5CMHAH18CAK | Non-Ducted Indoor Units |  |  |  |  | 15 | 25 | 10.5 | TRUE | TRUE | TRUE | 19000 | 17600 | 2.7 | 19000 | 2.2
215357229 |  | Live | Carrier | COMFORTMAKER | Multizone All Non-Ducted | 215357229 |  | HMSR-A-CB-O | D5CMRAH55FAK | Non-Ducted Indoor Units |  |  |  |  | 10 | 22 | 9.6 | FALSE | FALSE | TRUE | 60000 | 39000 | 2.8 | 42000 | 2.4
215357228 |  | Live | Carrier | COMFORTMAKER | Multizone Mix of Ducted and Non-Ducted | 215357228 |  | HMSV-A-CB | D5CMRAH48FAK | Mixed Ducted and Non-Ducted Indoor Units |  |  |  |  | 12.25 | 22.5 | 10.5 | TRUE | TRUE | TRUE | 46000 | 37400 | 2.5 | 39750 | 2.19
215357227 |  | Live | Carrier | COMFORTMAKER | Multizone All Ducted | 215357227 |  | HMSV-A-CB | D5CMRAH48FAK | Ducted Indoor Units |  |  |  |  | 12 | 20.5 | 10.6 | TRUE | TRUE | TRUE | 45000 | 37000 | 2.5 | 41000 | 2.4
215357226 |  | Live | Carrier | COMFORTMAKER | Multizone All Non-Ducted | 215357226 |  | HMSR-A-CB-O | D5CMRAH48FAK | Non-Ducted Indoor Units |  |  |  |  | 12.5 | 24 | 10.4 | TRUE | TRUE | TRUE | 47000 | 38000 | 2.5 | 38500 | 2
215357225 |  | Live | Carrier | COMFORTMAKER | Multizone Mix of Ducted and Non-Ducted | 215357225 |  | HMSV-A-CB | D5CMRAH36EAK | Mixed Ducted and Non-Ducted Indoor Units |  |  |  |  | 11.85 | 22 | 9.35 | TRUE | TRUE | TRUE | 35400 | 26400 | 2.35 | 27300 | 2.15
215357222 |  | Live | Carrier | COMFORTMAKER | Multizone Mix of Ducted and Non-Ducted | 215357222 |  | HMSV-A-CB | D5CMRAH30EAK | Mixed Ducted and Non-Ducted Indoor Units |  |  |  |  | 12.5 | 23 | 9.75 | TRUE | TRUE | TRUE | 30000 | 26200 | 2.45 | 27300 | 2.15
215357221 |  | Live | Carrier | COMFORTMAKER | Multizone All Ducted | 215357221 |  | HMSV-A-CB | D5CMRAH30EAK | Ducted Indoor Units |  |  |  |  | 12 | 21 | 9.5 | TRUE | TRUE | TRUE | 30000 | 26000 | 2.4 | 28000 | 2.2
215357220 |  | Live | Carrier | COMFORTMAKER | Multizone All Non-Ducted | 215357220 |  | HMSR-A-CB-O | D5CMRAH30EAK | Non-Ducted Indoor Units |  |  |  |  | 13 | 25 | 10 | TRUE | TRUE | TRUE | 30000 | 26600 | 2.5 | 26600 | 2.1
215357224 |  | Live | Carrier | COMFORTMAKER | Multizone All Ducted | 215357224 |  | HMSV-A-CB | D5CMRAH36EAK | Ducted Indoor Units |  |  |  |  | 11.7 | 20 | 9.2 | TRUE | TRUE | TRUE | 35000 | 26400 | 2.3 | 28000 | 2.2
215357223 |  | Live | Carrier | COMFORTMAKER | Multizone All Non-Ducted | 215357223 |  | HMSR-A-CB-O | D5CMRAH36EAK | Non-Ducted Indoor Units |  |  |  |  | 12 | 24 | 9.5 | TRUE | TRUE | TRUE | 36000 | 26600 | 2.4 | 26600 | 2.1
215357216 |  | Live | Carrier | COMFORTMAKER | Multizone Mix of Ducted and Non-Ducted | 215357216 |  | HMSV-A-CB | D5CMRAH24DAK | Mixed Ducted and Non-Ducted Indoor Units |  |  |  |  | 13 | 23 | 9.5 | TRUE | TRUE | TRUE | 24000 | 18000 | 2.6 | 18800 | 2.3
215357215 |  | Live | Carrier | COMFORTMAKER | Multizone All Ducted | 215357215 |  | HMSV-A-CB | D5CMRAH24DAK | Ducted Indoor Units |  |  |  |  | 12.5 | 21 | 9.5 | TRUE | TRUE | TRUE | 24000 | 18200 | 2.6 | 18600 | 2.3
215357214 |  | Live | Carrier | COMFORTMAKER | Multizone All Non-Ducted | 215357214 |  | HMSR-A-CB-O | D5CMRAH24DAK | Non-Ducted Indoor Units |  |  |  |  | 13.5 | 25 | 9.5 | TRUE | TRUE | TRUE | 24000 | 17800 | 2.6 | 19000 | 2.3
215357213 |  | Live | Carrier | COMFORTMAKER | Multizone Mix of Ducted and Non-Ducted | 215357213 |  | HMSV-A-CB | D5CMRAH18CAK | Mixed Ducted and Non-Ducted Indoor Units |  |  |  |  | 13 | 22.6 | 9.9 | TRUE | TRUE | TRUE | 18000 | 14100 | 2.79 | 14300 | 2.39
215357212 |  | Live | Carrier | COMFORTMAKER | Multizone All Ducted | 215357212 |  | HMSV-A-CB | D5CMRAH18CAK | Ducted Indoor Units |  |  |  |  | 12 | 20 | 10 | TRUE | TRUE | TRUE | 18000 | 14600 | 2.8 | 14600 | 2.3
215357211 |  | Live | Carrier | COMFORTMAKER | Multizone All Non-Ducted | 215357211 |  | HMSR-A-CB-O | D5CMRAH18CAK | Non-Ducted Indoor Units |  |  |  |  | 14 | 25.2 | 9.8 | TRUE | TRUE | TRUE | 18000 | 13600 | 2.81 | 14000 | 2.5
215357210 |  | Live | Carrier | COMFORTMAKER | Multizone Mix of Ducted and Non-Ducted | 215357210 |  | HMSV-A-CB | D5CMHAH55FAK | Mixed Ducted and Non-Ducted Indoor Units |  |  |  |  | 11.85 | 21.25 | 10.6 | TRUE | TRUE | TRUE | 52000 | 44500 | 2.65 | 49500 | 2.39
215357209 |  | Live | Carrier | COMFORTMAKER | Multizone All Ducted | 215357209 |  | HMSV-A-CB | D5CMHAH55FAK | Ducted Indoor Units |  |  |  |  | 11.7 | 20.2 | 10.7 | TRUE | TRUE | TRUE | 53000 | 45000 | 2.7 | 52000 | 2.3
215357208 |  | Live | Carrier | COMFORTMAKER | Multizone All Non-Ducted | 215357208 |  | HMSR-A-CB-O | D5CMHAH55FAK | Non-Ducted Indoor Units |  |  |  |  | 12 | 22.3 | 10.5 | TRUE | TRUE | TRUE | 51000 | 44000 | 2.6 | 47000 | 2.5
215357207 |  | Live | Carrier | COMFORTMAKER | Multizone Mix of Ducted and Non-Ducted | 215357207 |  | HMSV-A-CB | D5CMHAH48FAK | Mixed Ducted and Non-Ducted Indoor Units |  |  |  |  | 11.85 | 21.75 | 11.15 | TRUE | TRUE | TRUE | 47000 | 44000 | 2.6 | 45500 | 2.1
215357206 |  | Live | Carrier | COMFORTMAKER | Multizone All Ducted | 215357206 |  | HMSV-A-CB | D5CMHAH48FAK | Ducted Indoor Units |  |  |  |  | 11.7 | 20.5 | 11 | TRUE | TRUE | TRUE | 47000 | 44500 | 2.6 | 46000 | 2.2
215357205 |  | Live | Carrier | COMFORTMAKER | Multizone All Non-Ducted | 215357205 |  | HMSR-A-CB-O | D5CMHAH48FAK | Non-Ducted Indoor Units |  |  |  |  | 12 | 23 | 11.3 | TRUE | TRUE | TRUE | 47000 | 44000 | 2.6 | 45000 | 2
215357204 |  | Live | Carrier | COMFORTMAKER | Multizone Mix of Ducted and Non-Ducted | 215357204 |  | HMSV-A-CB | D5CMHAH36EAK | Mixed Ducted and Non-Ducted Indoor Units |  |  |  |  | 12.55 | 21.3 | 10.6 | TRUE | TRUE | TRUE | 36000 | 31400 | 2.4 | 38000 | 2.41
215357203 |  | Live | Carrier | COMFORTMAKER | Multizone All Ducted | 215357203 |  | HMSV-A-CB | D5CMHAH36EAK | Ducted Indoor Units |  |  |  |  | 12 | 19.5 | 10.5 | TRUE | TRUE | TRUE | 36000 | 33000 | 2.4 | 34000 | 2.2
215357201 |  | Live | Carrier | COMFORTMAKER | Multizone Mix of Ducted and Non-Ducted | 215357201 |  | HMSV-A-CB | D5CMHAH30EAK | Mixed Ducted and Non-Ducted Indoor Units |  |  |  |  | 12.85 | 21.75 | 10.6 | TRUE | TRUE | TRUE | 30000 | 31400 | 2.4 | 38000 | 2.41
215357200 |  | Live | Carrier | COMFORTMAKER | Multizone All Ducted | 215357200 |  | HMSV-A-CB | D5CMHAH30EAK | Ducted Indoor Units |  |  |  |  | 12.5 | 19.5 | 10.5 | TRUE | TRUE | TRUE | 30000 | 33000 | 2.4 | 34000 | 2.2
215357199 |  | Live | Carrier | COMFORTMAKER | Multizone All Non-Ducted | 215357199 |  | HMSR-A-CB-O | D5CMHAH30EAK | Non-Ducted Indoor Units |  |  |  |  | 13.2 | 24 | 10.7 | TRUE | TRUE | TRUE | 30000 | 30000 | 2.4 | 42000 | 2.6
215357202 |  | Live | Carrier | COMFORTMAKER | Multizone All Non-Ducted | 215357202 |  | HMSR-A-CB-O | D5CMHAH36EAK | Non-Ducted Indoor Units |  |  |  |  | 13.1 | 23.1 | 10.7 | TRUE | TRUE | TRUE | 36000 | 30000 | 2.4 | 42000 | 2.6
215357195 |  | Live | Carrier | COMFORTMAKER | Multizone Mix of Ducted and Non-Ducted | 215357195 |  | HMSV-A-CB | D5CMHAH24DAK | Mixed Ducted and Non-Ducted Indoor Units |  |  |  |  | 13 | 22 | 9.75 | TRUE | TRUE | TRUE | 24000 | 23200 | 2.45 | 27500 | 2.1
215357194 |  | Live | Carrier | COMFORTMAKER | Multizone All Ducted | 215357194 |  | HMSV-A-CB | D5CMHAH24DAK | Ducted Indoor Units |  |  |  |  | 13 | 20 | 9.5 | TRUE | TRUE | TRUE | 24000 | 23000 | 2.4 | 27000 | 2.1
215357193 |  | Live | Carrier | COMFORTMAKER | Multizone All Non-Ducted | 215357193 |  | HMSR-A-CB-O | D5CMHAH24DAK | Non-Ducted Indoor Units |  |  |  |  | 13 | 24 | 10 | TRUE | TRUE | TRUE | 24000 | 23600 | 2.5 | 28000 | 2.1
215357192 |  | Live | Carrier | COMFORTMAKER | Multizone Mix of Ducted and Non-Ducted | 215357192 |  | HMSV-A-CB | D5CMHAH18CAK | Mixed Ducted and Non-Ducted Indoor Units |  |  |  |  | 14 | 22.5 | 10.25 | TRUE | TRUE | TRUE | 19000 | 17300 | 2.65 | 20500 | 2.36
215357189 |  | Live | Carrier | ARCOAIRE | Multizone Mix of Ducted and Non-Ducted | 215357189 |  | HMSV-A-CB | D5CMRAH55FAK | Mixed Ducted and Non-Ducted Indoor Units |  |  |  |  | 10 | 20 | 9.45 | FALSE | FALSE | TRUE | 60000 | 39000 | 2.7 | 41500 | 2.35
215357188 |  | Live | Carrier | ARCOAIRE | Multizone All Ducted | 215357188 |  | HMSV-A-CB | D5CMRAH55FAK | Ducted Indoor Units |  |  |  |  | 10 | 18 | 9.3 | FALSE | FALSE | TRUE | 60000 | 39000 | 2.6 | 41000 | 2.3
215357187 |  | Live | Carrier | ARCOAIRE | Multizone All Non-Ducted | 215357187 |  | HMSR-A-CB-O | D5CMRAH55FAK | Non-Ducted Indoor Units |  |  |  |  | 10 | 22 | 9.6 | FALSE | FALSE | TRUE | 60000 | 39000 | 2.8 | 42000 | 2.4
215357186 |  | Live | Carrier | ARCOAIRE | Multizone Mix of Ducted and Non-Ducted | 215357186 |  | HMSV-A-CB | D5CMRAH48FAK | Mixed Ducted and Non-Ducted Indoor Units |  |  |  |  | 12.25 | 22.5 | 10.5 | TRUE | TRUE | TRUE | 46000 | 37400 | 2.5 | 39750 | 2.19
215357191 |  | Live | Carrier | COMFORTMAKER | Multizone All Ducted | 215357191 |  | HMSV-A-CB | D5CMHAH18CAK | Ducted Indoor Units |  |  |  |  | 13 | 20 | 10 | TRUE | TRUE | TRUE | 19000 | 17000 | 2.59 | 22000 | 2.5
215357190 |  | Live | Carrier | COMFORTMAKER | Multizone All Non-Ducted | 215357190 |  | HMSR-A-CB-O | D5CMHAH18CAK | Non-Ducted Indoor Units |  |  |  |  | 15 | 25 | 10.5 | TRUE | TRUE | TRUE | 19000 | 17600 | 2.7 | 19000 | 2.2
215357185 |  | Live | Carrier | ARCOAIRE | Multizone All Ducted | 215357185 |  | HMSV-A-CB | D5CMRAH48FAK | Ducted Indoor Units |  |  |  |  | 12 | 20.5 | 10.6 | TRUE | TRUE | TRUE | 45000 | 37000 | 2.5 | 41000 | 2.4
215357184 |  | Live | Carrier | ARCOAIRE | Multizone All Non-Ducted | 215357184 |  | HMSR-A-CB-O | D5CMRAH48FAK | Non-Ducted Indoor Units |  |  |  |  | 12.5 | 24 | 10.4 | TRUE | TRUE | TRUE | 47000 | 38000 | 2.5 | 38500 | 2
215357183 |  | Live | Carrier | ARCOAIRE | Multizone Mix of Ducted and Non-Ducted | 215357183 |  | HMSV-A-CB | D5CMRAH36EAK | Mixed Ducted and Non-Ducted Indoor Units |  |  |  |  | 11.85 | 22 | 9.35 | TRUE | TRUE | TRUE | 35400 | 26400 | 2.35 | 27300 | 2.15
215357182 |  | Live | Carrier | ARCOAIRE | Multizone All Ducted | 215357182 |  | HMSV-A-CB | D5CMRAH36EAK | Ducted Indoor Units |  |  |  |  | 11.7 | 20 | 9.2 | TRUE | TRUE | TRUE | 35000 | 26400 | 2.3 | 28000 | 2.2
215357181 |  | Live | Carrier | ARCOAIRE | Multizone All Non-Ducted | 215357181 |  | HMSR-A-CB-O | D5CMRAH36EAK | Non-Ducted Indoor Units |  |  |  |  | 12 | 24 | 9.5 | TRUE | TRUE | TRUE | 36000 | 26600 | 2.4 | 26600 | 2.1
215357180 |  | Live | Carrier | ARCOAIRE | Multizone Mix of Ducted and Non-Ducted | 215357180 |  | HMSV-A-CB | D5CMRAH30EAK | Mixed Ducted and Non-Ducted Indoor Units |  |  |  |  | 12.5 | 23 | 9.75 | TRUE | TRUE | TRUE | 30000 | 26200 | 2.45 | 27300 | 2.15
215357179 |  | Live | Carrier | ARCOAIRE | Multizone All Ducted | 215357179 |  | HMSV-A-CB | D5CMRAH30EAK | Ducted Indoor Units |  |  |  |  | 12 | 21 | 9.5 | TRUE | TRUE | TRUE | 30000 | 26000 | 2.4 | 28000 | 2.2
215357178 |  | Live | Carrier | ARCOAIRE | Multizone All Non-Ducted | 215357178 |  | HMSR-A-CB-O | D5CMRAH30EAK | Non-Ducted Indoor Units |  |  |  |  | 13 | 25 | 10 | TRUE | TRUE | TRUE | 30000 | 26600 | 2.5 | 26600 | 2.1
215357175 |  | Live | Carrier | BRYANT | Multizone Mix of Ducted and Non-Ducted | 215357175 |  | HMSV-A-CB | 37MGRAQ55FA3 | Mixed Ducted and Non-Ducted Indoor Units |  |  |  |  | 10 | 20 | 9.45 | FALSE | FALSE | TRUE | 60000 | 39000 | 2.7 | 41500 | 2.35
215357172 |  | Live | Carrier | ARCOAIRE | Multizone Mix of Ducted and Non-Ducted | 215357172 |  | HMSV-A-CB | D5CMRAH24DAK | Mixed Ducted and Non-Ducted Indoor Units |  |  |  |  | 13 | 23 | 9.5 | TRUE | TRUE | TRUE | 24000 | 18000 | 2.6 | 18800 | 2.3
215357171 |  | Live | Carrier | ARCOAIRE | Multizone All Ducted | 215357171 |  | HMSV-A-CB | D5CMRAH24DAK | Ducted Indoor Units |  |  |  |  | 12.5 | 21 | 9.5 | TRUE | TRUE | TRUE | 24000 | 18200 | 2.6 | 18600 | 2.3
215357169 |  | Live | Carrier | ARCOAIRE | Multizone All Non-Ducted | 215357169 |  | HMSR-A-CB-O | D5CMRAH24DAK | Non-Ducted Indoor Units |  |  |  |  | 13.5 | 25 | 9.5 | TRUE | TRUE | TRUE | 24000 | 17800 | 2.6 | 19000 | 2.3
215357173 |  | Live | Carrier | BRYANT | Multizone All Ducted | 215357173 |  | HMSV-A-CB | 37MGRAQ55FA3 | Ducted Indoor Units |  |  |  |  | 10 | 18 | 9.3 | FALSE | FALSE | TRUE | 60000 | 39000 | 2.6 | 41000 | 2.3
215357170 |  | Live | Carrier | BRYANT | Multizone All Non-Ducted | 215357170 |  | HMSR-A-CB-O | 37MGRAQ55FA3 | Non-Ducted Indoor Units |  |  |  |  | 10 | 22 | 9.6 | FALSE | FALSE | TRUE | 60000 | 39000 | 2.8 | 42000 | 2.4
215357168 |  | Live | Carrier | BRYANT | Multizone Mix of Ducted and Non-Ducted | 215357168 |  | HMSV-A-CB | 37MGRAQ48FA3 | Mixed Ducted and Non-Ducted Indoor Units |  |  |  |  | 12.25 | 22.5 | 10.5 | TRUE | TRUE | TRUE | 46000 | 37400 | 2.5 | 39750 | 2.19
215357166 |  | Live | Carrier | BRYANT | Multizone All Ducted | 215357166 |  | HMSV-A-CB | 37MGRAQ48FA3 | Ducted Indoor Units |  |  |  |  | 12 | 20.5 | 10.6 | TRUE | TRUE | TRUE | 45000 | 37000 | 2.5 | 41000 | 2.4
215357167 |  | Live | Carrier | ARCOAIRE | Multizone Mix of Ducted and Non-Ducted | 215357167 |  | HMSV-A-CB | D5CMRAH18CAK | Mixed Ducted and Non-Ducted Indoor Units |  |  |  |  | 13 | 22.6 | 9.9 | TRUE | TRUE | TRUE | 18000 | 14100 | 2.79 | 14300 | 2.39
215357165 |  | Live | Carrier | ARCOAIRE | Multizone All Ducted | 215357165 |  | HMSV-A-CB | D5CMRAH18CAK | Ducted Indoor Units |  |  |  |  | 12 | 20 | 10 | TRUE | TRUE | TRUE | 18000 | 14600 | 2.8 | 14600 | 2.3
215357155 |  | Live | Carrier | BRYANT | Multizone Mix of Ducted and Non-Ducted | 215357155 |  | HMSV-A-CB | 37MGRAQ30EA3 | Mixed Ducted and Non-Ducted Indoor Units |  |  |  |  | 12.5 | 23 | 9.75 | TRUE | TRUE | TRUE | 30000 | 26200 | 2.45 | 27300 | 2.15
215357164 |  | Live | Carrier | BRYANT | Multizone All Non-Ducted | 215357164 |  | HMSR-A-CB-O | 37MGRAQ48FA3 | Non-Ducted Indoor Units |  |  |  |  | 12.5 | 24 | 10.4 | TRUE | TRUE | TRUE | 47000 | 38000 | 2.5 | 38500 | 2
215357161 |  | Live | Carrier | BRYANT | Multizone Mix of Ducted and Non-Ducted | 215357161 |  | HMSV-A-CB | 37MGRAQ36EA3 | Mixed Ducted and Non-Ducted Indoor Units |  |  |  |  | 11.85 | 22 | 9.35 | TRUE | TRUE | TRUE | 35400 | 26400 | 2.35 | 27300 | 2.15
215357159 |  | Live | Carrier | BRYANT | Multizone All Ducted | 215357159 |  | HMSV-A-CB | 37MGRAQ36EA3 | Ducted Indoor Units |  |  |  |  | 11.7 | 20 | 9.2 | TRUE | TRUE | TRUE | 35000 | 26400 | 2.3 | 28000 | 2.2
215357157 |  | Live | Carrier | BRYANT | Multizone All Non-Ducted | 215357157 |  | HMSR-A-CB-O | 37MGRAQ36EA3 | Non-Ducted Indoor Units |  |  |  |  | 12 | 24 | 9.5 | TRUE | TRUE | TRUE | 36000 | 26600 | 2.4 | 26600 | 2.1
215357163 |  | Live | Carrier | ARCOAIRE | Multizone All Non-Ducted | 215357163 |  | HMSR-A-CB-O | D5CMRAH18CAK | Non-Ducted Indoor Units |  |  |  |  | 14 | 25.2 | 9.8 | TRUE | TRUE | TRUE | 18000 | 13600 | 2.81 | 14000 | 2.5
215357162 |  | Live | Carrier | ARCOAIRE | Multizone Mix of Ducted and Non-Ducted | 215357162 |  | HMSV-A-CB | D5CMHAH55FAK | Mixed Ducted and Non-Ducted Indoor Units |  |  |  |  | 11.85 | 21.25 | 10.6 | TRUE | TRUE | TRUE | 52000 | 44500 | 2.65 | 49500 | 2.39
215357160 |  | Live | Carrier | ARCOAIRE | Multizone All Ducted | 215357160 |  | HMSV-A-CB | D5CMHAH55FAK | Ducted Indoor Units |  |  |  |  | 11.7 | 20.2 | 10.7 | TRUE | TRUE | TRUE | 53000 | 45000 | 2.7 | 52000 | 2.3
215357158 |  | Live | Carrier | ARCOAIRE | Multizone All Non-Ducted | 215357158 |  | HMSR-A-CB-O | D5CMHAH55FAK | Non-Ducted Indoor Units |  |  |  |  | 12 | 22.3 | 10.5 | TRUE | TRUE | TRUE | 51000 | 44000 | 2.6 | 47000 | 2.5
215357156 |  | Live | Carrier | ARCOAIRE | Multizone Mix of Ducted and Non-Ducted | 215357156 |  | HMSV-A-CB | D5CMHAH48FAK | Mixed Ducted and Non-Ducted Indoor Units |  |  |  |  | 11.85 | 21.75 | 11.15 | TRUE | TRUE | TRUE | 47000 | 44000 | 2.6 | 45500 | 2.1
215357145 |  | Live | Carrier | ARCOAIRE | Multizone Mix of Ducted and Non-Ducted | 215357145 |  | HMSV-A-CB | D5CMHAH30EAK | Mixed Ducted and Non-Ducted Indoor Units |  |  |  |  | 12.85 | 21.75 | 10.6 | TRUE | TRUE | TRUE | 30000 | 31400 | 2.4 | 38000 | 2.41
215357153 |  | Live | Carrier | BRYANT | Multizone All Ducted | 215357153 |  | HMSV-A-CB | 37MGRAQ30EA3 | Ducted Indoor Units |  |  |  |  | 12 | 21 | 9.5 | TRUE | TRUE | TRUE | 30000 | 26000 | 2.4 | 28000 | 2.2
215357151 |  | Live | Carrier | BRYANT | Multizone All Non-Ducted | 215357151 |  | HMSR-A-CB-O | 37MGRAQ30EA3 | Non-Ducted Indoor Units |  |  |  |  | 13 | 25 | 10 | TRUE | TRUE | TRUE | 30000 | 26600 | 2.5 | 26600 | 2.1
215357154 |  | Live | Carrier | ARCOAIRE | Multizone All Ducted | 215357154 |  | HMSV-A-CB | D5CMHAH48FAK | Ducted Indoor Units |  |  |  |  | 11.7 | 20.5 | 11 | TRUE | TRUE | TRUE | 47000 | 44500 | 2.6 | 46000 | 2.2
215357152 |  | Live | Carrier | ARCOAIRE | Multizone All Non-Ducted | 215357152 |  | HMSR-A-CB-O | D5CMHAH48FAK | Non-Ducted Indoor Units |  |  |  |  | 12 | 23 | 11.3 | TRUE | TRUE | TRUE | 47000 | 44000 | 2.6 | 45000 | 2
215357150 |  | Live | Carrier | ARCOAIRE | Multizone Mix of Ducted and Non-Ducted | 215357150 |  | HMSV-A-CB | D5CMHAH36EAK | Mixed Ducted and Non-Ducted Indoor Units |  |  |  |  | 12.55 | 21.3 | 10.6 | TRUE | TRUE | TRUE | 36000 | 31400 | 2.4 | 38000 | 2.41
215357149 |  | Live | Carrier | ARCOAIRE | Multizone All Ducted | 215357149 |  | HMSV-A-CB | D5CMHAH36EAK | Ducted Indoor Units |  |  |  |  | 12 | 19.5 | 10.5 | TRUE | TRUE | TRUE | 36000 | 33000 | 2.4 | 34000 | 2.2
215357147 |  | Live | Carrier | ARCOAIRE | Multizone All Non-Ducted | 215357147 |  | HMSR-A-CB-O | D5CMHAH36EAK | Non-Ducted Indoor Units |  |  |  |  | 13.1 | 23.1 | 10.7 | TRUE | TRUE | TRUE | 36000 | 30000 | 2.4 | 42000 | 2.6
215357142 |  | Live | Carrier | BRYANT | Multizone Mix of Ducted and Non-Ducted | 215357142 |  | HMSV-A-CB | 37MGRAQ24DA3 | Mixed Ducted and Non-Ducted Indoor Units |  |  |  |  | 13 | 23 | 9.5 | TRUE | TRUE | TRUE | 24000 | 18000 | 2.6 | 18800 | 2.3
215357143 |  | Live | Carrier | ARCOAIRE | Multizone All Ducted | 215357143 |  | HMSV-A-CB | D5CMHAH30EAK | Ducted Indoor Units |  |  |  |  | 12.5 | 19.5 | 10.5 | TRUE | TRUE | TRUE | 30000 | 33000 | 2.4 | 34000 | 2.2
215357141 |  | Live | Carrier | ARCOAIRE | Multizone All Non-Ducted | 215357141 |  | HMSR-A-CB-O | D5CMHAH30EAK | Non-Ducted Indoor Units |  |  |  |  | 13.2 | 24 | 10.7 | TRUE | TRUE | TRUE | 30000 | 30000 | 2.4 | 42000 | 2.6
215357140 |  | Live | Carrier | BRYANT | Multizone All Ducted | 215357140 |  | HMSV-A-CB | 37MGRAQ24DA3 | Ducted Indoor Units |  |  |  |  | 12.5 | 21 | 9.5 | TRUE | TRUE | TRUE | 24000 | 18200 | 2.6 | 18600 | 2.3
215357137 |  | Live | Carrier | BRYANT | Multizone All Non-Ducted | 215357137 |  | HMSR-A-CB-O | 37MGRAQ24DA3 | Non-Ducted Indoor Units |  |  |  |  | 13.5 | 25 | 9.5 | TRUE | TRUE | TRUE | 24000 | 17800 | 2.6 | 19000 | 2.3
215357134 |  | Live | Carrier | ARCOAIRE | Multizone Mix of Ducted and Non-Ducted | 215357134 |  | HMSV-A-CB | D5CMHAH24DAK | Mixed Ducted and Non-Ducted Indoor Units |  |  |  |  | 13 | 22 | 9.75 | TRUE | TRUE | TRUE | 24000 | 23200 | 2.45 | 27500 | 2.1
215357132 |  | Live | Carrier | ARCOAIRE | Multizone All Ducted | 215357132 |  | HMSV-A-CB | D5CMHAH24DAK | Ducted Indoor Units |  |  |  |  | 13 | 20 | 9.5 | TRUE | TRUE | TRUE | 24000 | 23000 | 2.4 | 27000 | 2.1
215357131 |  | Live | Carrier | ARCOAIRE | Multizone All Non-Ducted | 215357131 |  | HMSR-A-CB-O | D5CMHAH24DAK | Non-Ducted Indoor Units |  |  |  |  | 13 | 24 | 10 | TRUE | TRUE | TRUE | 24000 | 23600 | 2.5 | 28000 | 2.1
215357135 |  | Live | Carrier | BRYANT | Multizone Mix of Ducted and Non-Ducted | 215357135 |  | HMSV-A-CB | 37MGRAQ18CA3 | Mixed Ducted and Non-Ducted Indoor Units |  |  |  |  | 13 | 22.6 | 9.9 | TRUE | TRUE | TRUE | 18000 | 14100 | 2.79 | 14300 | 2.39
215357133 |  | Live | Carrier | BRYANT | Multizone All Ducted | 215357133 |  | HMSV-A-CB | 37MGRAQ18CA3 | Ducted Indoor Units |  |  |  |  | 12 | 20 | 10 | TRUE | TRUE | TRUE | 18000 | 14600 | 2.8 | 14600 | 2.3
215357130 |  | Live | Carrier | BRYANT | Multizone All Non-Ducted | 215357130 |  | HMSR-A-CB-O | 37MGRAQ18CA3 | Non-Ducted Indoor Units |  |  |  |  | 14 | 25.2 | 9.8 | TRUE | TRUE | TRUE | 18000 | 13600 | 2.81 | 14000 | 2.5
215357128 |  | Live | Carrier | BRYANT | Multizone Mix of Ducted and Non-Ducted | 215357128 |  | HMSV-A-CB | 37MGHAQ55FA3 | Mixed Ducted and Non-Ducted Indoor Units |  |  |  |  | 11.85 | 21.25 | 10.6 | TRUE | TRUE | TRUE | 52000 | 44500 | 2.65 | 49500 | 2.39
215357126 |  | Live | Carrier | BRYANT | Multizone All Ducted | 215357126 |  | HMSV-A-CB | 37MGHAQ55FA3 | Ducted Indoor Units |  |  |  |  | 11.7 | 20.2 | 10.7 | TRUE | TRUE | TRUE | 53000 | 45000 | 2.7 | 52000 | 2.3
215357129 |  | Live | Carrier | ARCOAIRE | Multizone Mix of Ducted and Non-Ducted | 215357129 |  | HMSV-A-CB | D5CMHAH18CAK | Mixed Ducted and Non-Ducted Indoor Units |  |  |  |  | 14 | 22.5 | 10.25 | TRUE | TRUE | TRUE | 19000 | 17300 | 2.65 | 20500 | 2.36
215357127 |  | Live | Carrier | ARCOAIRE | Multizone All Ducted | 215357127 |  | HMSV-A-CB | D5CMHAH18CAK | Ducted Indoor Units |  |  |  |  | 13 | 20 | 10 | TRUE | TRUE | TRUE | 19000 | 17000 | 2.59 | 22000 | 2.5
215357124 |  | Live | Carrier | BRYANT | Multizone All Non-Ducted | 215357124 |  | HMSR-A-CB-O | 37MGHAQ55FA3 | Non-Ducted Indoor Units |  |  |  |  | 12 | 22.3 | 10.5 | TRUE | TRUE | TRUE | 51000 | 44000 | 2.6 | 47000 | 2.5
215357123 |  | Live | Carrier | BRYANT | Multizone Mix of Ducted and Non-Ducted | 215357123 |  | HMSV-A-CB | 37MGHAQ48FA3 | Mixed Ducted and Non-Ducted Indoor Units |  |  |  |  | 11.85 | 21.75 | 11.15 | TRUE | TRUE | TRUE | 47000 | 44000 | 2.6 | 45500 | 2.1
215357122 |  | Live | Carrier | BRYANT | Multizone All Ducted | 215357122 |  | HMSV-A-CB | 37MGHAQ48FA3 | Ducted Indoor Units |  |  |  |  | 11.7 | 20.5 | 11 | TRUE | TRUE | TRUE | 47000 | 44500 | 2.6 | 46000 | 2.2
215357121 |  | Live | Carrier | BRYANT | Multizone All Non-Ducted | 215357121 |  | HMSR-A-CB-O | 37MGHAQ48FA3 | Non-Ducted Indoor Units |  |  |  |  | 12 | 23 | 11.3 | TRUE | TRUE | TRUE | 47000 | 44000 | 2.6 | 45000 | 2
215357125 |  | Live | Carrier | ARCOAIRE | Multizone All Non-Ducted | 215357125 |  | HMSR-A-CB-O | D5CMHAH18CAK | Non-Ducted Indoor Units |  |  |  |  | 15 | 25 | 10.5 | TRUE | TRUE | TRUE | 19000 | 17600 | 2.7 | 19000 | 2.2
215357117 |  | Live | Carrier | BRYANT | Multizone Mix of Ducted and Non-Ducted | 215357117 |  | HMSV-A-CB | 37MGHAQ30EA3 | Mixed Ducted and Non-Ducted Indoor Units |  |  |  |  | 12.85 | 21.75 | 10.6 | TRUE | TRUE | TRUE | 30000 | 31400 | 2.4 | 38000 | 2.41
215357116 |  | Live | Carrier | BRYANT | Multizone All Ducted | 215357116 |  | HMSV-A-CB | 37MGHAQ30EA3 | Ducted Indoor Units |  |  |  |  | 12.5 | 19.5 | 10.5 | TRUE | TRUE | TRUE | 30000 | 33000 | 2.4 | 34000 | 2.2
215357120 |  | Live | Carrier | BRYANT | Multizone Mix of Ducted and Non-Ducted | 215357120 |  | HMSV-A-CB | 37MGHAQ36EA3 | Mixed Ducted and Non-Ducted Indoor Units |  |  |  |  | 12.55 | 21.3 | 10.6 | TRUE | TRUE | TRUE | 36000 | 31400 | 2.4 | 38000 | 2.41
215357119 |  | Live | Carrier | BRYANT | Multizone All Ducted | 215357119 |  | HMSV-A-CB | 37MGHAQ36EA3 | Ducted Indoor Units |  |  |  |  | 12 | 19.5 | 10.5 | TRUE | TRUE | TRUE | 36000 | 33000 | 2.4 | 34000 | 2.2
215357118 |  | Live | Carrier | BRYANT | Multizone All Non-Ducted | 215357118 |  | HMSR-A-CB-O | 37MGHAQ36EA3 | Non-Ducted Indoor Units |  |  |  |  | 13.1 | 23.1 | 10.7 | TRUE | TRUE | TRUE | 36000 | 30000 | 2.4 | 42000 | 2.6
215357115 |  | Live | Carrier | BRYANT | Multizone All Non-Ducted | 215357115 |  | HMSR-A-CB-O | 37MGHAQ30EA3 | Non-Ducted Indoor Units |  |  |  |  | 13.2 | 24 | 10.7 | TRUE | TRUE | TRUE | 30000 | 30000 | 2.4 | 42000 | 2.6
215357111 |  | Live | Carrier | BRYANT | Multizone Mix of Ducted and Non-Ducted | 215357111 |  | HMSV-A-CB | 37MGHAQ24DA3 | Mixed Ducted and Non-Ducted Indoor Units |  |  |  |  | 13 | 22 | 9.75 | TRUE | TRUE | TRUE | 24000 | 23200 | 2.45 | 27500 | 2.1
215357110 |  | Live | Carrier | BRYANT | Multizone All Ducted | 215357110 |  | HMSV-A-CB | 37MGHAQ24DA3 | Ducted Indoor Units |  |  |  |  | 13 | 20 | 9.5 | TRUE | TRUE | TRUE | 24000 | 23000 | 2.4 | 27000 | 2.1
215357109 |  | Live | Carrier | BRYANT | Multizone All Non-Ducted | 215357109 |  | HMSR-A-CB-O | 37MGHAQ24DA3 | Non-Ducted Indoor Units |  |  |  |  | 13 | 24 | 10 | TRUE | TRUE | TRUE | 24000 | 23600 | 2.5 | 28000 | 2.1
215357108 |  | Live | Carrier | BRYANT | Multizone Mix of Ducted and Non-Ducted | 215357108 |  | HMSV-A-CB | 37MGHAQ18CA3 | Mixed Ducted and Non-Ducted Indoor Units |  |  |  |  | 14 | 22.5 | 10.25 | TRUE | TRUE | TRUE | 19000 | 17300 | 2.65 | 20500 | 2.36
215357107 |  | Live | Carrier | BRYANT | Multizone All Ducted | 215357107 |  | HMSV-A-CB | 37MGHAQ18CA3 | Ducted Indoor Units |  |  |  |  | 13 | 20 | 10 | TRUE | TRUE | TRUE | 19000 | 17000 | 2.59 | 22000 | 2.5
215357106 |  | Live | Carrier | BRYANT | Multizone All Non-Ducted | 215357106 |  | HMSR-A-CB-O | 37MGHAQ18CA3 | Non-Ducted Indoor Units |  |  |  |  | 15 | 25 | 10.5 | TRUE | TRUE | TRUE | 19000 | 17600 | 2.7 | 19000 | 2.2
215333844 |  | Live | Carrier | MIDEA | Singlezone Non-Ducted, Wall Placement | 215333844 |  | HRCU-A-CB-O | M5CVRAQ24AA3 | Mini-Splits | M5FVHAQ24XC3 |  |  |  | 9 | 17 | 8.5 | FALSE | TRUE | FALSE | 24000 | 17100 | 2.29 | 18400 | 2.17
215333842 |  | Live | Carrier | MIDEA | Singlezone Non-Ducted, Wall Placement | 215333842 |  | HRCU-A-CB-O | M5CVRAQ12AA3 | Mini-Splits | M5FVHAQ12XC3 |  |  |  | 8.8 | 18 | 8.8 | FALSE | FALSE | FALSE | 12000 | 8000 | 2.58 | 8300 | 2.41
215333843 |  | Live | Carrier | MIDEA | Singlezone Non-Ducted, Wall Placement | 215333843 |  | HRCU-A-CB-O | M5CVRAQ18AA3 | Mini-Splits | M5FVHAQ18XC3 |  |  |  | 9.9 | 18.3 | 8.7 | FALSE | FALSE | FALSE | 17000 | 11200 | 2.41 | 11200 | 2.41
215333841 |  | Live | Carrier | MIDEA | Singlezone Non-Ducted, Wall Placement | 215333841 |  | HRCU-A-CB-O | M5CVRAQ09AA3 | Mini-Splits | M5FVHAQ09XC3 |  |  |  | 10.9 | 19 | 9.7 | FALSE | TRUE | TRUE | 9000 | 8000 | 2.58 | 8300 | 2.41
215333840 |  | Live | Carrier | MIDEA | Singlezone Non-Ducted, Wall Placement | 215333840 |  | HRCU-A-CB-O | M5CVRAQ12AA1 | Mini-Splits | M5FVHAQ12XC1 |  |  |  | 8.8 | 19 | 9.2 | FALSE | FALSE |  | 12000 | 7700 | 2.59 | 7900 | 2.41
215333839 |  | Live | Carrier | MIDEA | Singlezone Non-Ducted, Wall Placement | 215333839 |  | HRCU-A-CB-O | M5CVRAQ09AA1 | Mini-Splits | M5FVHAQ09XC1 |  |  |  | 10.1 | 18 | 9 | FALSE | FALSE |  | 9000 | 6900 | 2.32 | 7200 | 2.03
215333838 |  | Live | Carrier | GRANDAIRE | Singlezone Non-Ducted, Wall Placement | 215333838 |  | HRCU-A-CB-O | D5CVRAH24AAK | Mini-Splits | D5FVHAH24XCK |  |  |  | 9 | 17 | 8.5 | FALSE | TRUE | FALSE | 24000 | 17100 | 2.29 | 18400 | 2.17
215333836 |  | Live | Carrier | GRANDAIRE | Singlezone Non-Ducted, Wall Placement | 215333836 |  | HRCU-A-CB-O | D5CVRAH12AAK | Mini-Splits | D5FVHAH12XCK |  |  |  | 8.8 | 18 | 8.8 | FALSE | FALSE | FALSE | 12000 | 8000 | 2.58 | 8300 | 2.41
215333837 |  | Live | Carrier | GRANDAIRE | Singlezone Non-Ducted, Wall Placement | 215333837 |  | HRCU-A-CB-O | D5CVRAH18AAK | Mini-Splits | D5FVHAH18XCK |  |  |  | 9.9 | 18.3 | 8.7 | FALSE | FALSE | FALSE | 17000 | 11200 | 2.41 | 11200 | 2.41
215333835 |  | Live | Carrier | GRANDAIRE | Singlezone Non-Ducted, Wall Placement | 215333835 |  | HRCU-A-CB-O | D5CVRAH09AAK | Mini-Splits | D5FVHAH09XCK |  |  |  | 10.9 | 19 | 9.7 | FALSE | TRUE | TRUE | 9000 | 8000 | 2.58 | 8300 | 2.41
215333834 |  | Live | Carrier | GRANDAIRE | Singlezone Non-Ducted, Wall Placement | 215333834 |  | HRCU-A-CB-O | D5CVRAH12AAJ | Mini-Splits | D5FVHAH12XCJ |  |  |  | 8.8 | 19 | 9.2 | FALSE | FALSE |  | 12000 | 7700 | 2.59 | 7900 | 2.41
215333832 |  | Live | Carrier | LPS LEGACY | Singlezone Non-Ducted, Wall Placement | 215333832 |  | HRCU-A-CB-O | D5CVRAH24AAK | Mini-Splits | D5FVHAH24XCK |  |  |  | 9 | 17 | 8.5 | FALSE | TRUE | FALSE | 24000 | 17100 | 2.29 | 18400 | 2.17
215333833 |  | Live | Carrier | GRANDAIRE | Singlezone Non-Ducted, Wall Placement | 215333833 |  | HRCU-A-CB-O | D5CVRAH09AAJ | Mini-Splits | D5FVHAH09XCJ |  |  |  | 10.1 | 18 | 9 | FALSE | FALSE |  | 9000 | 6900 | 2.32 | 7200 | 2.03
215333830 |  | Live | Carrier | LPS LEGACY | Singlezone Non-Ducted, Wall Placement | 215333830 |  | HRCU-A-CB-O | D5CVRAH12AAK | Mini-Splits | D5FVHAH12XCK |  |  |  | 8.8 | 18 | 8.8 | FALSE | FALSE | FALSE | 12000 | 8000 | 2.58 | 8300 | 2.41
215333829 |  | Live | Carrier | LPS LEGACY | Singlezone Non-Ducted, Wall Placement | 215333829 |  | HRCU-A-CB-O | D5CVRAH09AAK | Mini-Splits | D5FVHAH09XCK |  |  |  | 10.9 | 19 | 9.7 | FALSE | TRUE | TRUE | 9000 | 8000 | 2.58 | 8300 | 2.41
215333831 |  | Live | Carrier | LPS LEGACY | Singlezone Non-Ducted, Wall Placement | 215333831 |  | HRCU-A-CB-O | D5CVRAH18AAK | Mini-Splits | D5FVHAH18XCK |  |  |  | 9.9 | 18.3 | 8.7 | FALSE | FALSE | FALSE | 17000 | 11200 | 2.41 | 11200 | 2.41
215333828 |  | Live | Carrier | LPS LEGACY | Singlezone Non-Ducted, Wall Placement | 215333828 |  | HRCU-A-CB-O | D5CVRAH12AAJ | Mini-Splits | D5FVHAH12XCJ |  |  |  | 8.8 | 19 | 9.2 | FALSE | FALSE |  | 12000 | 7700 | 2.59 | 7900 | 2.41
215333827 |  | Live | Carrier | LPS LEGACY | Singlezone Non-Ducted, Wall Placement | 215333827 |  | HRCU-A-CB-O | D5CVRAH09AAJ | Mini-Splits | D5FVHAH09XCJ |  |  |  | 10.1 | 18 | 9 | FALSE | FALSE |  | 9000 | 6900 | 2.32 | 7200 | 2.03
215333826 |  | Live | Carrier | AIRQUEST | Singlezone Non-Ducted, Wall Placement | 215333826 |  | HRCU-A-CB-O | D5CVRAH24AAK | Mini-Splits | D5FVHAH24XCK |  |  |  | 9 | 17 | 8.5 | FALSE | TRUE | FALSE | 24000 | 17100 | 2.29 | 18400 | 2.17
215333825 |  | Live | Carrier | AIRQUEST | Singlezone Non-Ducted, Wall Placement | 215333825 |  | HRCU-A-CB-O | D5CVRAH18AAK | Mini-Splits | D5FVHAH18XCK |  |  |  | 9.9 | 18.3 | 8.7 | FALSE | FALSE | FALSE | 17000 | 11200 | 2.41 | 11200 | 2.41
215333824 |  | Live | Carrier | AIRQUEST | Singlezone Non-Ducted, Wall Placement | 215333824 |  | HRCU-A-CB-O | D5CVRAH12AAK | Mini-Splits | D5FVHAH12XCK |  |  |  | 8.8 | 18 | 8.8 | FALSE | FALSE | FALSE | 12000 | 8000 | 2.58 | 8300 | 2.41
215333823 |  | Live | Carrier | AIRQUEST | Singlezone Non-Ducted, Wall Placement | 215333823 |  | HRCU-A-CB-O | D5CVRAH09AAK | Mini-Splits | D5FVHAH09XCK |  |  |  | 10.9 | 19 | 9.7 | FALSE | TRUE | TRUE | 9000 | 8000 | 2.58 | 8300 | 2.41
215333822 |  | Live | Carrier | AIRQUEST | Singlezone Non-Ducted, Wall Placement | 215333822 |  | HRCU-A-CB-O | D5CVRAH12AAJ | Mini-Splits | D5FVHAH12XCJ |  |  |  | 8.8 | 19 | 9.2 | FALSE | FALSE |  | 12000 | 7700 | 2.59 | 7900 | 2.41
215333821 |  | Live | Carrier | AIRQUEST | Singlezone Non-Ducted, Wall Placement | 215333821 |  | HRCU-A-CB-O | D5CVRAH09AAJ | Mini-Splits | D5FVHAH09XCJ |  |  |  | 10.1 | 18 | 9 | FALSE | FALSE |  | 9000 | 6900 | 2.32 | 7200 | 2.03
215333820 |  | Live | Carrier | SMART COMFORT | Singlezone Non-Ducted, Wall Placement | 215333820 |  | HRCU-A-CB-O | D5CVRAH24AAK | Mini-Splits | D5FVHAH24XCK |  |  |  | 9 | 17 | 8.5 | FALSE | TRUE | FALSE | 24000 | 17100 | 2.29 | 18400 | 2.17
215333819 |  | Live | Carrier | SMART COMFORT | Singlezone Non-Ducted, Wall Placement | 215333819 |  | HRCU-A-CB-O | D5CVRAH18AAK | Mini-Splits | D5FVHAH18XCK |  |  |  | 9.9 | 18.3 | 8.7 | FALSE | FALSE | FALSE | 17000 | 11200 | 2.41 | 11200 | 2.41
215333818 |  | Live | Carrier | SMART COMFORT | Singlezone Non-Ducted, Wall Placement | 215333818 |  | HRCU-A-CB-O | D5CVRAH12AAK | Mini-Splits | D5FVHAH12XCK |  |  |  | 8.8 | 18 | 8.8 | FALSE | FALSE | FALSE | 12000 | 8000 | 2.58 | 8300 | 2.41
215333817 |  | Live | Carrier | SMART COMFORT | Singlezone Non-Ducted, Wall Placement | 215333817 |  | HRCU-A-CB-O | D5CVRAH09AAK | Mini-Splits | D5FVHAH09XCK |  |  |  | 10.9 | 19 | 9.7 | FALSE | TRUE | TRUE | 9000 | 8000 | 2.58 | 8300 | 2.41
215333816 |  | Live | Carrier | SMART COMFORT | Singlezone Non-Ducted, Wall Placement | 215333816 |  | HRCU-A-CB-O | D5CVRAH12AAJ | Mini-Splits | D5FVHAH12XCJ |  |  |  | 8.8 | 19 | 9.2 | FALSE | FALSE |  | 12000 | 7700 | 2.59 | 7900 | 2.41
215333814 |  | Live | Carrier | TEMPSTAR | Singlezone Non-Ducted, Wall Placement | 215333814 |  | HRCU-A-CB-O | D5CVRAH24AAK | Mini-Splits | D5FVHAH24XCK |  |  |  | 9 | 17 | 8.5 | FALSE | TRUE | FALSE | 24000 | 17100 | 2.29 | 18400 | 2.17
215333813 |  | Live | Carrier | TEMPSTAR | Singlezone Non-Ducted, Wall Placement | 215333813 |  | HRCU-A-CB-O | D5CVRAH18AAK | Mini-Splits | D5FVHAH18XCK |  |  |  | 9.9 | 18.3 | 8.7 | FALSE | FALSE |  | 17000 | 11200 | 2.41 | 11200 | 2.41
215333815 |  | Live | Carrier | SMART COMFORT | Singlezone Non-Ducted, Wall Placement | 215333815 |  | HRCU-A-CB-O | D5CVRAH09AAJ | Mini-Splits | D5FVHAH09XCJ |  |  |  | 10.1 | 18 | 9 | FALSE | FALSE |  | 9000 | 6900 | 2.32 | 7200 | 2.03
215333812 |  | Live | Carrier | TEMPSTAR | Singlezone Non-Ducted, Wall Placement | 215333812 |  | HRCU-A-CB-O | D5CVRAH12AAK | Mini-Splits | D5FVHAH12XCK |  |  |  | 8.8 | 18 | 8.8 | FALSE | FALSE | FALSE | 12000 | 8000 | 2.58 | 8300 | 2.41
215333811 |  | Live | Carrier | TEMPSTAR | Singlezone Non-Ducted, Wall Placement | 215333811 |  | HRCU-A-CB-O | D5CVRAH09AAK | Mini-Splits | D5FVHAH09XCK |  |  |  | 10.9 | 19 | 9.7 | FALSE | TRUE | TRUE | 9000 | 8000 | 2.58 | 8300 | 2.41
215333810 |  | Live | Carrier | TEMPSTAR | Singlezone Non-Ducted, Wall Placement | 215333810 |  | HRCU-A-CB-O | D5CVRAH12AAJ | Mini-Splits | D5FVHAH12XCJ |  |  |  | 8.8 | 19 | 9.2 | FALSE | FALSE |  | 12000 | 7700 | 2.59 | 7900 | 2.41
215333809 |  | Live | Carrier | TEMPSTAR | Singlezone Non-Ducted, Wall Placement | 215333809 |  | HRCU-A-CB-O | D5CVRAH09AAJ | Mini-Splits | D5FVHAH09XCJ |  |  |  | 10.1 | 18 | 9 | FALSE | FALSE |  | 9000 | 6900 | 2.32 | 7200 | 2.03
215333808 |  | Live | Carrier | MIDEA | Singlezone Non-Ducted, Wall Placement | 215333808 |  | HRCU-A-CB-O | D5CVRAH24AAK | Mini-Splits | D5FVHAH24XCK |  |  |  | 9 | 17 | 8.5 | FALSE | TRUE | FALSE | 24000 | 17100 | 2.29 | 18400 | 2.17
215333807 |  | Live | Carrier | MIDEA | Singlezone Non-Ducted, Wall Placement | 215333807 |  | HRCU-A-CB-O | D5CVRAH18AAK | Mini-Splits | D5FVHAH18XCK |  |  |  | 9.9 | 18.3 | 8.7 | FALSE | FALSE |  | 17000 | 11200 | 2.41 | 11200 | 2.41
215333806 |  | Live | Carrier | MIDEA | Singlezone Non-Ducted, Wall Placement | 215333806 |  | HRCU-A-CB-O | D5CVRAH12AAK | Mini-Splits | D5FVHAH12XCK |  |  |  | 8.8 | 18 | 8.8 | FALSE | FALSE | FALSE | 12000 | 8000 | 2.58 | 8300 | 2.41
215333805 |  | Live | Carrier | MIDEA | Singlezone Non-Ducted, Wall Placement | 215333805 |  | HRCU-A-CB-O | D5CVRAH09AAK | Mini-Splits | D5FVHAH09XCK |  |  |  | 10.9 | 19 | 9.7 | FALSE | TRUE | TRUE | 9000 | 8000 | 2.58 | 8300 | 2.41
215333804 |  | Live | Carrier | MIDEA | Singlezone Non-Ducted, Wall Placement | 215333804 |  | HRCU-A-CB-O | D5CVRAH12AAJ | Mini-Splits | D5FVHAH12XCJ |  |  |  | 8.8 | 19 | 9.2 | FALSE | FALSE |  | 12000 | 7700 | 2.59 | 7900 | 2.41
215333803 |  | Live | Carrier | MIDEA | Singlezone Non-Ducted, Wall Placement | 215333803 |  | HRCU-A-CB-O | D5CVRAH09AAJ | Mini-Splits | D5FVHAH09XCJ |  |  |  | 10.1 | 18 | 9 | FALSE | FALSE |  | 9000 | 6900 | 2.32 | 7200 | 2.03
215333802 |  | Live | Carrier | KENMORE | Singlezone Non-Ducted, Wall Placement | 215333802 |  | HRCU-A-CB-O | D5CVRAH24AAK | Mini-Splits | D5FVHAH24XCK |  |  |  | 9 | 17 | 8.5 | FALSE | TRUE | FALSE | 24000 | 17100 | 2.29 | 18400 | 2.17
215333800 |  | Live | Carrier | KENMORE | Singlezone Non-Ducted, Wall Placement | 215333800 |  | HRCU-A-CB-O | D5CVRAH12AAK | Mini-Splits | D5FVHAH12XCK |  |  |  | 8.8 | 18 | 8.8 | FALSE | FALSE | FALSE | 12000 | 8000 | 2.58 | 8300 | 2.41
215333801 |  | Live | Carrier | KENMORE | Singlezone Non-Ducted, Wall Placement | 215333801 |  | HRCU-A-CB-O | D5CVRAH18AAK | Mini-Splits | D5FVHAH18XCK |  |  |  | 9.9 | 18.3 | 8.7 | FALSE | FALSE |  | 17000 | 11200 | 2.41 | 11200 | 2.41
215333799 |  | Live | Carrier | KENMORE | Singlezone Non-Ducted, Wall Placement | 215333799 |  | HRCU-A-CB-O | D5CVRAH09AAK | Mini-Splits | D5FVHAH09XCK |  |  |  | 10.9 | 19 | 9.7 | FALSE | TRUE | TRUE | 9000 | 8000 | 2.58 | 8300 | 2.41
215333796 |  | Live | Carrier | KEEPRITE | Singlezone Non-Ducted, Wall Placement | 215333796 |  | HRCU-A-CB-O | D5CVRAH24AAK | Mini-Splits | D5FVHAH24XCK |  |  |  | 9 | 17 | 8.5 | FALSE | TRUE | FALSE | 24000 | 17100 | 2.29 | 18400 | 2.17
215333798 |  | Live | Carrier | KENMORE | Singlezone Non-Ducted, Wall Placement | 215333798 |  | HRCU-A-CB-O | D5CVRAH12AAJ | Mini-Splits | D5FVHAH12XCJ |  |  |  | 8.8 | 19 | 9.2 | FALSE | FALSE |  | 12000 | 7700 | 2.59 | 7900 | 2.41
215333797 |  | Live | Carrier | KENMORE | Singlezone Non-Ducted, Wall Placement | 215333797 |  | HRCU-A-CB-O | D5CVRAH09AAJ | Mini-Splits | D5FVHAH09XCJ |  |  |  | 10.1 | 18 | 9 | FALSE | FALSE |  | 9000 | 6900 | 2.32 | 7200 | 2.03
215333794 |  | Live | Carrier | KEEPRITE | Singlezone Non-Ducted, Wall Placement | 215333794 |  | HRCU-A-CB-O | D5CVRAH12AAK | Mini-Splits | D5FVHAH12XCK |  |  |  | 8.8 | 18 | 8.8 | FALSE | FALSE | FALSE | 12000 | 8000 | 2.58 | 8300 | 2.41
215333793 |  | Live | Carrier | KEEPRITE | Singlezone Non-Ducted, Wall Placement | 215333793 |  | HRCU-A-CB-O | D5CVRAH09AAK | Mini-Splits | D5FVHAH09XCK |  |  |  | 10.9 | 19 | 9.7 | FALSE | TRUE | TRUE | 9000 | 8000 | 2.58 | 8300 | 2.41
215333795 |  | Live | Carrier | KEEPRITE | Singlezone Non-Ducted, Wall Placement | 215333795 |  | HRCU-A-CB-O | D5CVRAH18AAK | Mini-Splits | D5FVHAH18XCK |  |  |  | 9.9 | 18.3 | 8.7 | FALSE | FALSE |  | 17000 | 11200 | 2.41 | 11200 | 2.41
215333792 |  | Live | Carrier | KEEPRITE | Singlezone Non-Ducted, Wall Placement | 215333792 |  | HRCU-A-CB-O | D5CVRAH12AAJ | Mini-Splits | D5FVHAH12XCJ |  |  |  | 8.8 | 19 | 9.2 | FALSE | FALSE |  | 12000 | 7700 | 2.59 | 7900 | 2.41
215333791 |  | Live | Carrier | KEEPRITE | Singlezone Non-Ducted, Wall Placement | 215333791 |  | HRCU-A-CB-O | D5CVRAH09AAJ | Mini-Splits | D5FVHAH09XCJ |  |  |  | 10.1 | 18 | 9 | FALSE | FALSE |  | 9000 | 6900 | 2.32 | 7200 | 2.03
215333788 |  | Live | Carrier | HEIL | Singlezone Non-Ducted, Wall Placement | 215333788 |  | HRCU-A-CB-O | D5CVRAH12AAK | Mini-Splits | D5FVHAH12XCK |  |  |  | 8.8 | 18 | 8.8 | FALSE | FALSE | FALSE | 12000 | 8000 | 2.58 | 8300 | 2.41
215333790 |  | Live | Carrier | HEIL | Singlezone Non-Ducted, Wall Placement | 215333790 |  | HRCU-A-CB-O | D5CVRAH24AAK | Mini-Splits | D5FVHAH24XCK |  |  |  | 9 | 17 | 8.5 | FALSE | TRUE | FALSE | 24000 | 17100 | 2.29 | 18400 | 2.17
215333789 |  | Live | Carrier | HEIL | Singlezone Non-Ducted, Wall Placement | 215333789 |  | HRCU-A-CB-O | D5CVRAH18AAK | Mini-Splits | D5FVHAH18XCK |  |  |  | 9.9 | 18.3 | 8.7 | FALSE | FALSE |  | 17000 | 11200 | 2.41 | 11200 | 2.41
215333787 |  | Live | Carrier | HEIL | Singlezone Non-Ducted, Wall Placement | 215333787 |  | HRCU-A-CB-O | D5CVRAH09AAK | Mini-Splits | D5FVHAH09XCK |  |  |  | 10.9 | 19 | 9.7 | FALSE | TRUE | TRUE | 9000 | 8000 | 2.58 | 8300 | 2.41
215333786 |  | Live | Carrier | HEIL | Singlezone Non-Ducted, Wall Placement | 215333786 |  | HRCU-A-CB-O | D5CVRAH12AAJ | Mini-Splits | D5FVHAH12XCJ |  |  |  | 8.8 | 19 | 9.2 | FALSE | FALSE |  | 12000 | 7700 | 2.59 | 7900 | 2.41
215333785 |  | Live | Carrier | HEIL | Singlezone Non-Ducted, Wall Placement | 215333785 |  | HRCU-A-CB-O | D5CVRAH09AAJ | Mini-Splits | D5FVHAH09XCJ |  |  |  | 10.1 | 18 | 9 | FALSE | FALSE |  | 9000 | 6900 | 2.32 | 7200 | 2.03
215333782 |  | Live | Carrier | DAY & NIGHT | Singlezone Non-Ducted, Wall Placement | 215333782 |  | HRCU-A-CB-O | D5CVRAH12AAK | Mini-Splits | D5FVHAH12XCK |  |  |  | 8.8 | 18 | 8.8 | FALSE | FALSE | FALSE | 12000 | 8000 | 2.58 | 8300 | 2.41
215333784 |  | Live | Carrier | DAY & NIGHT | Singlezone Non-Ducted, Wall Placement | 215333784 |  | HRCU-A-CB-O | D5CVRAH24AAK | Mini-Splits | D5FVHAH24XCK |  |  |  | 9 | 17 | 8.5 | FALSE | TRUE | FALSE | 24000 | 17100 | 2.29 | 18400 | 2.17
215333783 |  | Live | Carrier | DAY & NIGHT | Singlezone Non-Ducted, Wall Placement | 215333783 |  | HRCU-A-CB-O | D5CVRAH18AAK | Mini-Splits | D5FVHAH18XCK |  |  |  | 9.9 | 18.3 | 8.7 | FALSE | FALSE |  | 17000 | 11200 | 2.41 | 11200 | 2.41
215333781 |  | Live | Carrier | DAY & NIGHT | Singlezone Non-Ducted, Wall Placement | 215333781 |  | HRCU-A-CB-O | D5CVRAH09AAK | Mini-Splits | D5FVHAH09XCK |  |  |  | 10.9 | 19 | 9.7 | FALSE | TRUE | TRUE | 9000 | 8000 | 2.58 | 8300 | 2.41
215333780 |  | Live | Carrier | DAY & NIGHT | Singlezone Non-Ducted, Wall Placement | 215333780 |  | HRCU-A-CB-O | D5CVRAH12AAJ | Mini-Splits | D5FVHAH12XCJ |  |  |  | 8.8 | 19 | 9.2 | FALSE | FALSE |  | 12000 | 7700 | 2.59 | 7900 | 2.41
215333778 |  | Live | Carrier | COMFORTMAKER | Singlezone Non-Ducted, Wall Placement | 215333778 |  | HRCU-A-CB-O | D5CVRAH24AAK | Mini-Splits | D5FVHAH24XCK |  |  |  | 9 | 17 | 8.5 | FALSE | TRUE | FALSE | 24000 | 17100 | 2.29 | 18400 | 2.17
215333777 |  | Live | Carrier | COMFORTMAKER | Singlezone Non-Ducted, Wall Placement | 215333777 |  | HRCU-A-CB-O | D5CVRAH18AAK | Mini-Splits | D5FVHAH18XCK |  |  |  | 9.9 | 18.3 | 8.7 | FALSE | FALSE |  | 17000 | 11200 | 2.41 | 11200 | 2.41
215333779 |  | Live | Carrier | DAY & NIGHT | Singlezone Non-Ducted, Wall Placement | 215333779 |  | HRCU-A-CB-O | D5CVRAH09AAJ | Mini-Splits | D5FVHAH09XCJ |  |  |  | 10.1 | 18 | 9 | FALSE | FALSE |  | 9000 | 6900 | 2.32 | 7200 | 2.03
215333776 |  | Live | Carrier | COMFORTMAKER | Singlezone Non-Ducted, Wall Placement | 215333776 |  | HRCU-A-CB-O | D5CVRAH12AAK | Mini-Splits | D5FVHAH12XCK |  |  |  | 8.8 | 18 | 8.8 | FALSE | FALSE | FALSE | 12000 | 8000 | 2.58 | 8300 | 2.41
215333775 |  | Live | Carrier | COMFORTMAKER | Singlezone Non-Ducted, Wall Placement | 215333775 |  | HRCU-A-CB-O | D5CVRAH09AAK | Mini-Splits | D5FVHAH09XCK |  |  |  | 10.9 | 19 | 9.7 | FALSE | TRUE | TRUE | 9000 | 8000 | 2.58 | 8300 | 2.41
215333774 |  | Live | Carrier | COMFORTMAKER | Singlezone Non-Ducted, Wall Placement | 215333774 |  | HRCU-A-CB-O | D5CVRAH12AAJ | Mini-Splits | D5FVHAH12XCJ |  |  |  | 8.8 | 19 | 9.2 | FALSE | FALSE |  | 12000 | 7700 | 2.59 | 7900 | 2.41
215333770 |  | Live | Carrier | ARCOAIRE | Singlezone Non-Ducted, Wall Placement | 215333770 |  | HRCU-A-CB-O | D5CVRAH12AAK | Mini-Splits | D5FVHAH12XCK |  |  |  | 8.8 | 18 | 8.8 | FALSE | FALSE | FALSE | 12000 | 8000 | 2.58 | 8300 | 2.41
215333772 |  | Live | Carrier | ARCOAIRE | Singlezone Non-Ducted, Wall Placement | 215333772 |  | HRCU-A-CB-O | D5CVRAH24AAK | Mini-Splits | D5FVHAH24XCK |  |  |  | 9 | 17 | 8.5 | FALSE | TRUE | FALSE | 24000 | 17100 | 2.29 | 18400 | 2.17
215333771 |  | Live | Carrier | ARCOAIRE | Singlezone Non-Ducted, Wall Placement | 215333771 |  | HRCU-A-CB-O | D5CVRAH18AAK | Mini-Splits | D5FVHAH18XCK |  |  |  | 9.9 | 18.3 | 8.7 | FALSE | FALSE |  | 17000 | 11200 | 2.41 | 11200 | 2.41
215333773 |  | Live | Carrier | COMFORTMAKER | Singlezone Non-Ducted, Wall Placement | 215333773 |  | HRCU-A-CB-O | D5CVRAH09AAJ | Mini-Splits | D5FVHAH09XCJ |  |  |  | 10.1 | 18 | 9 | FALSE | FALSE |  | 9000 | 6900 | 2.32 | 7200 | 2.03
215333769 |  | Live | Carrier | ARCOAIRE | Singlezone Non-Ducted, Wall Placement | 215333769 |  | HRCU-A-CB-O | D5CVRAH09AAK | Mini-Splits | D5FVHAH09XCK |  |  |  | 10.9 | 19 | 9.7 | FALSE | TRUE | TRUE | 9000 | 8000 | 2.58 | 8300 | 2.41
215333768 |  | Live | Carrier | ARCOAIRE | Singlezone Non-Ducted, Wall Placement | 215333768 |  | HRCU-A-CB-O | D5CVRAH12AAJ | Mini-Splits | D5FVHAH12XCJ |  |  |  | 8.8 | 19 | 9.2 | FALSE | FALSE |  | 12000 | 7700 | 2.59 | 7900 | 2.41
215333766 |  | Live | Carrier | MIDEA | Singlezone Non-Ducted, Wall Placement | 215333766 |  | HRCU-A-CB-O | 37MVRAQ24AA3 | Mini-Splits | D5MVHAQ24XC3 |  |  |  | 9 | 17 | 8.5 | FALSE | TRUE | FALSE | 24000 | 17100 | 2.29 | 18400 | 2.17
215333765 |  | Live | Carrier | MIDEA | Singlezone Non-Ducted, Wall Placement | 215333765 |  | HRCU-A-CB-O | 37MVRAQ18AA3 | Mini-Splits | D5MVHAQ18XC3 |  |  |  | 9.9 | 18.3 | 8.7 | FALSE | FALSE |  | 17000 | 11200 | 2.41 | 11200 | 2.41
215333767 |  | Live | Carrier | ARCOAIRE | Singlezone Non-Ducted, Wall Placement | 215333767 |  | HRCU-A-CB-O | D5CVRAH09AAJ | Mini-Splits | D5FVHAH09XCJ |  |  |  | 10.1 | 18 | 9 | FALSE | FALSE |  | 9000 | 6900 | 2.32 | 7200 | 2.03
215333764 |  | Live | Carrier | MIDEA | Singlezone Non-Ducted, Wall Placement | 215333764 |  | HRCU-A-CB-O | 37MVRAQ12AA3 | Mini-Splits | D5MVHAQ12XC3 |  |  |  | 8.8 | 18 | 8.8 | FALSE | FALSE | FALSE | 12000 | 8000 | 2.58 | 8300 | 2.41
215333763 |  | Live | Carrier | MIDEA | Singlezone Non-Ducted, Wall Placement | 215333763 |  | HRCU-A-CB-O | 37MVRAQ09AA3 | Mini-Splits | D5MVHAQ09XC3 |  |  |  | 10.9 | 19 | 9.7 | FALSE | TRUE | TRUE | 9000 | 8000 | 2.58 | 8300 | 2.41
215333762 |  | Live | Carrier | MIDEA | Singlezone Non-Ducted, Wall Placement | 215333762 |  | HRCU-A-CB-O | 37MVRAQ12AA1 | Mini-Splits | D5MVHAQ12XC1 |  |  |  | 8.8 | 19 | 9.2 | FALSE | FALSE |  | 12000 | 7700 | 2.59 | 7900 | 2.41
215333760 |  | Live | Carrier | WEATHERMAKER | Singlezone Non-Ducted, Wall Placement | 215333760 |  | HRCU-A-CB-O | 37MVRAQ24AA3 | Mini-Splits | D5MVHAQ24XC3 |  |  |  | 9 | 17 | 8.5 | FALSE | TRUE | FALSE | 24000 | 17100 | 2.29 | 18400 | 2.17
215333759 |  | Live | Carrier | WEATHERMAKER | Singlezone Non-Ducted, Wall Placement | 215333759 |  | HRCU-A-CB-O | 37MVRAQ18AA3 | Mini-Splits | D5MVHAQ18XC3 |  |  |  | 9.9 | 18.3 | 8.7 | FALSE | FALSE |  | 17000 | 11200 | 2.41 | 11200 | 2.41
215333761 |  | Live | Carrier | MIDEA | Singlezone Non-Ducted, Wall Placement | 215333761 |  | HRCU-A-CB-O | 37MVRAQ09AA1 | Mini-Splits | D5MVHAQ09XC1 |  |  |  | 10.1 | 18 | 9 | FALSE | FALSE |  | 9000 | 6900 | 2.32 | 7200 | 2.03
215333758 |  | Live | Carrier | WEATHERMAKER | Singlezone Non-Ducted, Wall Placement | 215333758 |  | HRCU-A-CB-O | 37MVRAQ12AA3 | Mini-Splits | D5MVHAQ12XC3 |  |  |  | 8.8 | 18 | 8.8 | FALSE | FALSE | FALSE | 12000 | 8000 | 2.58 | 8300 | 2.41
215333757 |  | Live | Carrier | WEATHERMAKER | Singlezone Non-Ducted, Wall Placement | 215333757 |  | HRCU-A-CB-O | 37MVRAQ09AA3 | Mini-Splits | D5MVHAQ09XC3 |  |  |  | 10.9 | 19 | 9.7 | FALSE | TRUE | TRUE | 9000 | 8000 | 2.58 | 8300 | 2.41
215333756 |  | Live | Carrier | WEATHERMAKER | Singlezone Non-Ducted, Wall Placement | 215333756 |  | HRCU-A-CB-O | 37MVRAQ12AA1 | Mini-Splits | D5MVHAQ12XC1 |  |  |  | 8.8 | 19 | 9.2 | FALSE | FALSE |  | 12000 | 7700 | 2.59 | 7900 | 2.41
215333752 |  | Live | Carrier | PAYNE | Singlezone Non-Ducted, Wall Placement | 215333752 |  | HRCU-A-CB-O | 37MVRAQ12AA3 | Mini-Splits | D5MVHAQ12XC3 |  |  |  | 8.8 | 18 | 8.8 | FALSE | FALSE | FALSE | 12000 | 8000 | 2.58 | 8300 | 2.41
215333754 |  | Live | Carrier | PAYNE | Singlezone Non-Ducted, Wall Placement | 215333754 |  | HRCU-A-CB-O | 37MVRAQ24AA3 | Mini-Splits | D5MVHAQ24XC3 |  |  |  | 9 | 17 | 8.5 | FALSE | TRUE | FALSE | 24000 | 17100 | 2.29 | 18400 | 2.17
215333753 |  | Live | Carrier | PAYNE | Singlezone Non-Ducted, Wall Placement | 215333753 |  | HRCU-A-CB-O | 37MVRAQ18AA3 | Mini-Splits | D5MVHAQ18XC3 |  |  |  | 9.9 | 18.3 | 8.7 | FALSE | FALSE |  | 17000 | 11200 | 2.41 | 11200 | 2.41
215333755 |  | Live | Carrier | WEATHERMAKER | Singlezone Non-Ducted, Wall Placement | 215333755 |  | HRCU-A-CB-O | 37MVRAQ09AA1 | Mini-Splits | D5MVHAQ09XC1 |  |  |  | 10.1 | 18 | 9 | FALSE | FALSE |  | 9000 | 6900 | 2.32 | 7200 | 2.03
215333751 |  | Live | Carrier | PAYNE | Singlezone Non-Ducted, Wall Placement | 215333751 |  | HRCU-A-CB-O | 37MVRAQ09AA3 | Mini-Splits | D5MVHAQ09XC3 |  |  |  | 10.9 | 19 | 9.7 | FALSE | TRUE | TRUE | 9000 | 8000 | 2.58 | 8300 | 2.41
215333750 |  | Live | Carrier | PAYNE | Singlezone Non-Ducted, Wall Placement | 215333750 |  | HRCU-A-CB-O | 37MVRAQ12AA1 | Mini-Splits | D5MVHAQ12XC1 |  |  |  | 8.8 | 19 | 9.2 | FALSE | FALSE |  | 12000 | 7700 | 2.59 | 7900 | 2.41
215333749 |  | Live | Carrier | PAYNE | Singlezone Non-Ducted, Wall Placement | 215333749 |  | HRCU-A-CB-O | 37MVRAQ09AA1 | Mini-Splits | D5MVHAQ09XC1 |  |  |  | 10.1 | 18 | 9 | FALSE | FALSE |  | 9000 | 6900 | 2.32 | 7200 | 2.03
215333746 |  | Live | Carrier | BRYANT | Singlezone Non-Ducted, Wall Placement | 215333746 |  | HRCU-A-CB-O | 37MVRAQ12AA3 | Mini-Splits | D5MVHAQ12XC3 |  |  |  | 8.8 | 18 | 8.8 | FALSE | FALSE | FALSE | 12000 | 8000 | 2.58 | 8300 | 2.41
215333745 |  | Live | Carrier | BRYANT | Singlezone Non-Ducted, Wall Placement | 215333745 |  | HRCU-A-CB-O | 37MVRAQ09AA3 | Mini-Splits | D5MVHAQ09XC3 |  |  |  | 10.9 | 19 | 9.7 | FALSE | TRUE | TRUE | 9000 | 8000 | 2.58 | 8300 | 2.41
215333748 |  | Live | Carrier | BRYANT | Singlezone Non-Ducted, Wall Placement | 215333748 |  | HRCU-A-CB-O | 37MVRAQ24AA3 | Mini-Splits | D5MVHAQ24XC3 |  |  |  | 9 | 17 | 8.5 | FALSE | TRUE | FALSE | 24000 | 17100 | 2.29 | 18400 | 2.17
215333747 |  | Live | Carrier | BRYANT | Singlezone Non-Ducted, Wall Placement | 215333747 |  | HRCU-A-CB-O | 37MVRAQ18AA3 | Mini-Splits | D5MVHAQ18XC3 |  |  |  | 9.9 | 18.3 | 8.7 | FALSE | FALSE |  | 17000 | 11200 | 2.41 | 11200 | 2.41
215333742 |  | Live | Carrier | CARRIER | Singlezone Non-Ducted, Wall Placement | 215333742 |  | HRCU-A-CB-O | 37MVRAQ24AA3 | Mini-Splits | D5MVHAQ24XC3 |  |  |  | 9 | 17 | 8.5 | FALSE | TRUE | FALSE | 24000 | 17100 | 2.29 | 18400 | 2.17
215333741 |  | Live | Carrier | CARRIER | Singlezone Non-Ducted, Wall Placement | 215333741 |  | HRCU-A-CB-O | 37MVRAQ18AA3 | Mini-Splits | D5MVHAQ18XC3 |  |  |  | 9.9 | 18.3 | 8.7 | FALSE | FALSE |  | 17000 | 11200 | 2.41 | 11200 | 2.41
215333744 |  | Live | Carrier | BRYANT | Singlezone Non-Ducted, Wall Placement | 215333744 |  | HRCU-A-CB-O | 37MVRAQ12AA1 | Mini-Splits | D5MVHAQ12XC1 |  |  |  | 8.8 | 19 | 9.2 | FALSE | FALSE |  | 12000 | 7700 | 2.59 | 7900 | 2.41
215333743 |  | Live | Carrier | BRYANT | Singlezone Non-Ducted, Wall Placement | 215333743 |  | HRCU-A-CB-O | 37MVRAQ09AA1 | Mini-Splits | D5MVHAQ09XC1 |  |  |  | 10.1 | 18 | 9 | FALSE | FALSE |  | 9000 | 6900 | 2.32 | 7200 | 2.03
215333740 |  | Live | Carrier | CARRIER | Singlezone Non-Ducted, Wall Placement | 215333740 |  | HRCU-A-CB-O | 37MVRAQ12AA3 | Mini-Splits | D5MVHAQ12XC3 |  |  |  | 8.8 | 18 | 8.8 | FALSE | FALSE | FALSE | 12000 | 8000 | 2.58 | 8300 | 2.41
215333739 |  | Live | Carrier | CARRIER | Singlezone Non-Ducted, Wall Placement | 215333739 |  | HRCU-A-CB-O | 37MVRAQ09AA3 | Mini-Splits | D5MVHAQ09XC3 |  |  |  | 10.9 | 19 | 9.7 | FALSE | TRUE | TRUE | 9000 | 8000 | 2.58 | 8300 | 2.41
215333738 |  | Live | Carrier | CARRIER | Singlezone Non-Ducted, Wall Placement | 215333738 |  | HRCU-A-CB-O | 37MVRAQ12AA1 | Mini-Splits | D5MVHAQ12XC1 |  |  |  | 8.8 | 19 | 9.2 | FALSE | FALSE |  | 12000 | 7700 | 2.59 | 7900 | 2.41
215333737 |  | Live | Carrier | CARRIER | Singlezone Non-Ducted, Wall Placement | 215333737 |  | HRCU-A-CB-O | 37MVRAQ09AA1 | Mini-Splits | D5MVHAQ09XC1 |  |  |  | 10.1 | 18 | 9 | FALSE | FALSE |  | 9000 | 6900 | 2.32 | 7200 | 2.03
215324983 |  | Live | Carrier | MIDEA | Singlezone Non-Ducted, Wall Placement | 215324983 |  | HRCU-A-CB-O | M5CVRAQ24AA3 | Mini-Splits | M5FVHAQ24XA3 |  |  |  | 9 | 17 | 8.5 | FALSE | TRUE | FALSE | 24000 | 17100 | 2.29 | 18400 | 2.17
215324981 |  | Live | Carrier | MIDEA | Singlezone Non-Ducted, Wall Placement | 215324981 |  | HRCU-A-CB-O | M5CVRAQ12AA3 | Mini-Splits | M5FVHAQ12XA3 |  |  |  | 8.8 | 18 | 8.8 | FALSE | FALSE | FALSE | 12000 | 8000 | 2.58 | 8300 | 2.41
215324982 |  | Live | Carrier | MIDEA | Singlezone Non-Ducted, Wall Placement | 215324982 |  | HRCU-A-CB-O | M5CVRAQ18AA3 | Mini-Splits | M5FVHAQ18XA3 |  |  |  | 9.9 | 18.3 | 8.7 | FALSE | FALSE |  | 17000 | 11200 | 2.41 | 11200 | 2.41
215324980 |  | Live | Carrier | MIDEA | Singlezone Non-Ducted, Wall Placement | 215324980 |  | HRCU-A-CB-O | M5CVRAQ09AA3 | Mini-Splits | M5FVHAQ09XA3 |  |  |  | 10.9 | 19 | 9.7 | FALSE | TRUE | TRUE | 9000 | 8000 | 2.58 | 8300 | 2.41
215324979 |  | Live | Carrier | MIDEA | Singlezone Non-Ducted, Wall Placement | 215324979 |  | HRCU-A-CB-O | M5CVRAQ12AA1 | Mini-Splits | M5FVHAQ12XA1 |  |  |  | 8.8 | 19 | 9.2 | FALSE | FALSE |  | 12000 | 7700 | 2.59 | 7900 | 2.41
215324977 |  | Live | Carrier | GRANDAIRE | Singlezone Ducted, Compact Ducted | 215324977 |  | HRCU-A-CB | D5CLRAH58AAK | Mini-Splits | D5FLDAH58XHK |  |  |  | 10 | 17 | 9.8 | FALSE | FALSE | TRUE | 58000 | 40000 | 2.66 | 41500 | 2.45
215324976 |  | Live | Carrier | GRANDAIRE | Singlezone Non-Ducted, Floor Placement | 215324976 |  | HRCU-A-CB-O | D5CLRAH58AAK | Mini-Splits | D5FCFAH58XAK |  |  |  | 9.6 | 19.5 | 9.5 | FALSE | FALSE | TRUE | 54000 | 37200 | 2.53 | 45300 | 2.22
215324978 |  | Live | Carrier | MIDEA | Singlezone Non-Ducted, Wall Placement | 215324978 |  | HRCU-A-CB-O | M5CVRAQ09AA1 | Mini-Splits | M5FVHAQ09XA1 |  |  |  | 10.1 | 18 | 9 | FALSE | FALSE |  | 9000 | 6900 | 2.32 | 7200 | 2.03
215324975 |  | Live | Carrier | GRANDAIRE | Singlezone Ducted, Compact Ducted | 215324975 |  | HRCU-A-CB | D5CLRAH48AAK | Mini-Splits | D5FLDAH48XHK |  |  |  | 10 | 17.2 | 9.8 | FALSE | TRUE | TRUE | 48000 | 39000 | 2.48 | 46500 | 2.35
215324974 |  | Live | Carrier | GRANDAIRE | Singlezone Non-Ducted, Floor Placement | 215324974 |  | HRCU-A-CB-O | D5CLRAH48AAK | Mini-Splits | D5FCFAH48XAK |  |  |  | 9.5 | 19.9 | 10.2 | FALSE | TRUE | TRUE | 48000 | 39500 | 2.4 | 45100 | 2.13
215324973 |  | Live | Carrier | GRANDAIRE | Singlezone Non-Ducted, Wall Placement | 215324973 |  | HRCU-A-CB-O | D5CLRAH48AAK | Mini-Splits | D5FLCAH48XAK |  |  |  | 9.5 | 19.1 | 9.9 | FALSE | TRUE | TRUE | 48000 | 36600 | 2.24 | 44600 | 2.12
215324972 |  | Live | Carrier | GRANDAIRE | Singlezone Ducted, Compact Ducted | 215324972 |  | HRCU-A-CB | D5CLRAH36AAK | Mini-Splits | D5FLDAH36XHK |  |  |  | 10.2 | 18.8 | 10.2 | FALSE | FALSE | TRUE | 36000 | 27400 | 2.73 | 31000 | 2.39
215324970 |  | Live | Carrier | GRANDAIRE | Singlezone Non-Ducted, Wall Placement | 215324970 |  | HRCU-A-CB-O | D5CLRAH36AAK | Mini-Splits | D5FLCAH36XAK |  |  |  | 9.7 | 20 | 10.4 | FALSE | TRUE | TRUE | 36000 | 26800 | 2.68 | 28100 | 2.22
215324971 |  | Live | Carrier | GRANDAIRE | Singlezone Non-Ducted, Floor Placement | 215324971 |  | HRCU-A-CB-O | D5CLRAH36AAK | Mini-Splits | D5FCFAH36XAK |  |  |  | 10.2 | 20 | 10 | FALSE | FALSE | TRUE | 36000 | 26400 | 2.68 | 30900 | 2.36
215324968 |  | Live | Carrier | GRANDAIRE | Singlezone Non-Ducted, Floor Placement | 215324968 |  | HRCU-A-CB-O | D5CLHAH58AAK | Mini-Splits | D5FCFAH58XAK |  |  |  | 9 | 18.1 | 10.7 | FALSE | TRUE | TRUE | 54000 | 41000 | 2.33 | 58000 | 2.17
215324969 |  | Live | Carrier | GRANDAIRE | Singlezone Ducted, Compact Ducted | 215324969 |  | HRCU-A-CB | D5CLHAH58AAK | Mini-Splits | D5FLDAH58XHK |  |  |  | 10.2 | 15.9 | 10.4 | FALSE | TRUE | TRUE | 55000 | 45000 | 2.72 | 52000 | 2.41
215324966 |  | Live | Carrier | GRANDAIRE | Singlezone Non-Ducted, Floor Placement | 215324966 |  | HRCU-A-CB-O | D5CLHAH48AAK | Mini-Splits | D5FCFAH48XAK |  |  |  | 9.4 | 18.7 | 10.1 | FALSE | TRUE | TRUE | 48000 | 38500 | 2.38 | 44500 | 2.23
215324967 |  | Live | Carrier | GRANDAIRE | Singlezone Ducted, Compact Ducted | 215324967 |  | HRCU-A-CB | D5CLHAH48AAK | Mini-Splits | D5FLDAH48XHK |  |  |  | 10.4 | 16.8 | 10.8 | FALSE | TRUE | TRUE | 48000 | 45000 | 2.61 | 45500 | 2.4
215324965 |  | Live | Carrier | GRANDAIRE | Singlezone Non-Ducted, Wall Placement | 215324965 |  | HRCU-A-CB-O | D5CLHAH48AAK | Mini-Splits | D5FLCAH48XAK |  |  |  | 10 | 18.2 | 11 | FALSE | TRUE | TRUE | 48000 | 44000 | 2.44 | 48000 | 2.17
215324963 |  | Live | Carrier | GRANDAIRE | Singlezone Non-Ducted, Floor Placement | 215324963 |  | HRCU-A-CB-O | D5CLHAH36AAK | Mini-Splits | D5FCFAH36XAK |  |  |  | 12 | 20.2 | 10.8 | TRUE | TRUE | TRUE | 36400 | 30200 | 2.58 | 42400 | 2.16
215324964 |  | Live | Carrier | GRANDAIRE | Singlezone Ducted, Compact Ducted | 215324964 |  | HRCU-A-CB | D5CLHAH36AAK | Mini-Splits | D5FLDAH36XHK |  |  |  | 12 | 17.8 | 11.1 | TRUE | TRUE | TRUE | 36000 | 31600 | 2.73 | 40000 | 2.29
215324962 |  | Live | Carrier | GRANDAIRE | Singlezone Non-Ducted, Wall Placement | 215324962 |  | HRCU-A-CB-O | D5CLHAH36AAK | Mini-Splits | D5FLCAH36XAK |  |  |  | 12 | 21.3 | 10.6 | TRUE | TRUE | TRUE | 36600 | 30600 | 2.56 | 46200 | 2.17
215324961 |  | Live | Carrier | GRANDAIRE | Singlezone Non-Ducted, Wall Placement | 215324961 |  | HRCU-A-CB-O | D5CVRAH24AAK | Mini-Splits | D5FVHAH24XAK |  |  |  | 9 | 17 | 8.5 | FALSE | TRUE | FALSE | 24000 | 17100 | 2.29 | 18400 | 2.17
215324959 |  | Live | Carrier | GRANDAIRE | Singlezone Non-Ducted, Wall Placement | 215324959 |  | HRCU-A-CB-O | D5CVRAH12AAK | Mini-Splits | D5FVHAH12XAK |  |  |  | 8.8 | 18 | 8.8 | FALSE | FALSE | FALSE | 12000 | 8000 | 2.58 | 8300 | 2.41
215324960 |  | Live | Carrier | GRANDAIRE | Singlezone Non-Ducted, Wall Placement | 215324960 |  | HRCU-A-CB-O | D5CVRAH18AAK | Mini-Splits | D5FVHAH18XAK |  |  |  | 9.9 | 18.3 | 8.7 | FALSE | FALSE |  | 17000 | 11200 | 2.41 | 11200 | 2.41
215324958 |  | Live | Carrier | GRANDAIRE | Singlezone Non-Ducted, Wall Placement | 215324958 |  | HRCU-A-CB-O | D5CVRAH09AAK | Mini-Splits | D5FVHAH09XAK |  |  |  | 10.9 | 19 | 9.7 | FALSE | TRUE | TRUE | 9000 | 8000 | 2.58 | 8300 | 2.41
215324957 |  | Live | Carrier | GRANDAIRE | Singlezone Non-Ducted, Wall Placement | 215324957 |  | HRCU-A-CB-O | D5CVRAH12AAJ | Mini-Splits | D5FVHAH12XAJ |  |  |  | 8.8 | 19 | 9.2 | FALSE | FALSE |  | 12000 | 7700 | 2.59 | 7900 | 2.41
215324956 |  | Live | Carrier | GRANDAIRE | Singlezone Non-Ducted, Wall Placement | 215324956 |  | HRCU-A-CB-O | D5CVRAH09AAJ | Mini-Splits | D5FVHAH09XAJ |  |  |  | 10.1 | 18 | 9 | FALSE | FALSE |  | 9000 | 6900 | 2.32 | 7200 | 2.03
215324955 |  | Live | Carrier | GRANDAIRE | Singlezone Ducted, Compact Ducted | 215324955 |  | HRCU-A-CB | D5CSRAH24AAK | Mini-Splits | D5FSDAH24XHK |  |  |  | 12.5 | 19 | 11 | TRUE | TRUE |  | 24000 | 21200 | 2.6 | 21600 | 2.56
215324954 |  | Live | Carrier | GRANDAIRE | Singlezone Non-Ducted, Floor Placement | 215324954 |  | HRCU-A-CB-O | D5CSRAH24AAK | Mini-Splits | D5FCFAH24XAK |  |  |  | 12.2 | 21.2 | 11.1 | TRUE | TRUE | TRUE | 24000 | 20000 | 2.56 | 20000 | 2.31
215324953 |  | Live | Carrier | GRANDAIRE | Singlezone Non-Ducted, Wall Placement | 215324953 |  | HRCU-A-CB-O | D5CSRAH24AAK | Mini-Splits | D5FSCAH24XAK |  |  |  | 12 | 22.1 | 10.5 | TRUE | TRUE | TRUE | 24000 | 20400 | 2.73 | 20500 | 2.55
215324951 |  | Live | Carrier | GRANDAIRE | Singlezone Ducted, Compact Ducted | 215324951 |  | HRCU-A-CB | D5CSRAH18AAK | Mini-Splits | D5FSDAH18XHK |  |  |  | 13.3 | 20 | 11.4 | TRUE | TRUE | TRUE | 17500 | 14900 | 2.89 | 15900 | 2.65
215324949 |  | Live | Carrier | GRANDAIRE | Singlezone Non-Ducted, Floor Placement | 215324949 |  | HRCU-A-CB-O | D5CSRAH18AAK | Mini-Splits | D5FCFAH18XAK |  |  |  | 12.5 | 22.4 | 10.4 | TRUE | TRUE | TRUE | 18000 | 13700 | 2.51 | 15100 | 2.38
215324950 |  | Live | Carrier | GRANDAIRE | Singlezone Ducted, Compact Ducted | 215324950 |  | HRCU-A-CB | D5CSRAH18AAK | Mini-Splits | D5FSDAH18XAK |  |  |  | 12.5 | 20 | 10.6 | TRUE | TRUE |  | 17000 | 14000 | 2.6 | 14100 | 2.4
215324948 |  | Live | Carrier | GRANDAIRE | Singlezone Non-Ducted, Wall Placement | 215324948 |  | HRCU-A-CB-O | D5CSRAH18AAK | Mini-Splits | D5FSFAH16XAK |  |  |  | 12.5 | 23.9 | 13.5 | TRUE | TRUE |  | 16000 | 14100 | 2.75 | 14600 | 2.58
215324947 |  | Live | Carrier | GRANDAIRE | Singlezone Non-Ducted, Ceiling Placement | 215324947 |  | HRCU-A-CB-O | D5CSRAH18AAK | Mini-Splits | D5FSCAH18XAK |  |  |  | 12.5 | 20.8 | 11.4 | TRUE | TRUE |  | 16800 | 13900 | 2.66 | 14800 | 2.36
215324944 |  | Live | Carrier | GRANDAIRE | Singlezone Ducted, Compact Ducted | 215324944 |  | HRCU-A-CB | D5CSRAH12AAK | Mini-Splits | D5FSDAH12XHK |  |  |  | 12 | 19.5 | 10.5 | TRUE | TRUE | TRUE | 12000 | 9100 | 2.78 | 9800 | 2.52
215324946 |  | Live | Carrier | GRANDAIRE | Singlezone Non-Ducted, Ceiling Placement | 215324946 |  | HRCU-A-CB-O | D5CSRAH18AAK | Mini-Splits | D5FSOAH18XAK |  |  |  | 12.5 | 22.3 | 12.2 | TRUE | TRUE |  | 18000 | 14000 | 2.77 | 15200 | 2.47
215324945 |  | Live | Carrier | GRANDAIRE | Singlezone Non-Ducted, Wall Placement | 215324945 |  | HRCU-A-CB-O | D5CSRAH18AAK | Mini-Splits | D5FSHAH18XAK |  |  |  | 12.8 | 23.5 | 10.8 | TRUE | TRUE |  | 18000 | 13600 | 2.73 | 14900 | 2.43
215324943 |  | Live | Carrier | GRANDAIRE | Singlezone Ducted, Compact Ducted | 215324943 |  | HRCU-A-CB | D5CSRAH12AAK | Mini-Splits | D5FSDAH12XAK |  |  |  | 11.7 | 19 | 10.3 | TRUE | TRUE |  | 11500 | 9500 | 2.58 | 10300 | 2.58
215324942 |  | Live | Carrier | GRANDAIRE | Singlezone Non-Ducted, Wall Placement | 215324942 |  | HRCU-A-CB-O | D5CSRAH12AAK | Mini-Splits | D5FSFAH12XAK |  |  |  | 12.7 | 24.7 | 11 | TRUE | TRUE |  | 12000 | 9000 | 2.87 | 9600 | 2.49
215324941 |  | Live | Carrier | GRANDAIRE | Singlezone Non-Ducted, Ceiling Placement | 215324941 |  | HRCU-A-CB-O | D5CSRAH12AAK | Mini-Splits | D5FSCAH12XAK |  |  |  | 12.5 | 21.2 | 10.4 | TRUE | TRUE |  | 12000 | 8500 | 2.8 | 9300 | 2.55
215324940 |  | Live | Carrier | GRANDAIRE | Singlezone Non-Ducted, Ceiling Placement | 215324940 |  | HRCU-A-CB-O | D5CSRAH12AAK | Mini-Splits | D5FSOAH12XAK |  |  |  | 12.3 | 22.2 | 10.1 | TRUE | TRUE | TRUE | 12000 | 8600 | 2.77 | 10000 | 2.59
215324938 |  | Live | Carrier | GRANDAIRE | Singlezone Ducted, Compact Ducted | 215324938 |  | HRCU-A-CB | D5CSRAH09AAK | Mini-Splits | D5FSDAH12XHK |  |  |  | 13 | 19.8 | 11.5 | TRUE | TRUE | TRUE | 9000 | 9300 | 2.9 | 9800 | 2.56
215324939 |  | Live | Carrier | GRANDAIRE | Singlezone Non-Ducted, Wall Placement | 215324939 |  | HRCU-A-CB-O | D5CSRAH12AAK | Mini-Splits | D5FSHAH12XAK |  |  |  | 13.1 | 25.5 | 10.7 | TRUE | TRUE | TRUE | 12000 | 9300 | 2.84 | 9600 | 2.38
215324937 |  | Live | Carrier | GRANDAIRE | Singlezone Ducted, Compact Ducted | 215324937 |  | HRCU-A-CB | D5CSRAH09AAK | Mini-Splits | D5FSDAH12XAK |  |  |  | 12.8 | 19.6 | 11 | TRUE | TRUE | TRUE | 9000 | 8900 | 2.61 | 9600 | 2.45
215324936 |  | Live | Carrier | GRANDAIRE | Singlezone Non-Ducted, Wall Placement | 215324936 |  | HRCU-A-CB-O | D5CSRAH09AAK | Mini-Splits | D5FSFAH09XAK |  |  |  | 16.3 | 26 | 13.9 | TRUE | TRUE | TRUE | 9000 | 9000 | 2.9 | 9600 | 2.49
215324935 |  | Live | Carrier | GRANDAIRE | Singlezone Non-Ducted, Ceiling Placement | 215324935 |  | HRCU-A-CB-O | D5CSRAH09AAK | Mini-Splits | D5FSCAH12XAK |  |  |  | 14.3 | 21.7 | 11.3 | TRUE | TRUE | TRUE | 9000 | 8500 | 2.8 | 9300 | 2.55
215324934 |  | Live | Carrier | GRANDAIRE | Singlezone Non-Ducted, Ceiling Placement | 215324934 |  | HRCU-A-CB-O | D5CSRAH09AAK | Mini-Splits | D5FSOAH12XAK |  |  |  | 14.4 | 22.2 | 11.8 | TRUE | TRUE | TRUE | 9000 | 7900 | 2.69 | 9900 | 2.59
215324933 |  | Live | Carrier | GRANDAIRE | Singlezone Non-Ducted, Wall Placement | 215324933 |  | HRCU-A-CB-O | D5CSRAH09AAK | Mini-Splits | D5FSHAH09XAK |  |  |  | 14.9 | 26 | 12.5 | TRUE | TRUE | TRUE | 9000 | 8100 | 2.83 | 9400 | 2.37
215324932 |  | Live | Carrier | GRANDAIRE | Singlezone Non-Ducted, Wall Placement | 215324932 |  | HRCU-A-CB-O | D5CSRAH12AAJ | Mini-Splits | D5FSHAH12XAJ |  |  |  | 13 | 23.5 | 9.5 | TRUE | FALSE | TRUE | 12000 | 8700 | 2.68 | 8700 | 2.43
215324931 |  | Live | Carrier | GRANDAIRE | Singlezone Non-Ducted, Wall Placement | 215324931 |  | HRCU-A-CB-O | D5CSHAH33AAK | Mini-Splits | D5FSHAH33XAK |  |  |  | 12 | 19.6 | 10.5 | TRUE | TRUE | TRUE | 33000 | 30000 | 2.69 | 30200 | 2.02
215324930 |  | Live | Carrier | GRANDAIRE | Singlezone Ducted, Compact Ducted | 215324930 |  | HRCU-A-CB | D5CSHAH24AAK | Mini-Splits | D5FSDAH24XHK |  |  |  | 12 | 19.2 | 11.7 | TRUE | TRUE | TRUE | 24000 | 21600 | 2.71 | 23600 | 2.48
215324929 |  | Live | Carrier | GRANDAIRE | Singlezone Non-Ducted, Floor Placement | 215324929 |  | HRCU-A-CB-O | D5CSHAH24AAK | Mini-Splits | D5FCFAH24XAK |  |  |  | 12 | 20.5 | 12.1 | TRUE | TRUE | TRUE | 22000 | 20200 | 2.74 | 23300 | 2.38
215324928 |  | Live | Carrier | GRANDAIRE | Singlezone Non-Ducted, Wall Placement | 215324928 |  | HRCU-A-CB-O | D5CSHAH24AAK | Mini-Splits | D5FSCAH24XAK |  |  |  | 12 | 20.8 | 11.6 | TRUE | TRUE |  | 23400 | 20400 | 2.78 | 23900 | 2.48
215324927 |  | Live | Carrier | GRANDAIRE | Singlezone Non-Ducted, Wall Placement | 215324927 |  | HRCU-A-CB-O | D5CSHAH24AAK | Mini-Splits | D5FSHAH24XAK |  |  |  | 13 | 21.2 | 13.5 | TRUE | TRUE | TRUE | 24000 | 21000 | 2.88 | 23200 | 2.35
215324926 |  | Live | Carrier | GRANDAIRE | Singlezone Ducted, Compact Ducted | 215324926 |  | HRCU-A-CB | D5CSHAH18AAK | Mini-Splits | D5FSDAH18XHK |  |  |  | 12.1 | 18.5 | 11.1 | TRUE | TRUE | TRUE | 17500 | 15000 | 2.89 | 20000 | 2.5
215324924 |  | Live | Carrier | GRANDAIRE | Singlezone Non-Ducted, Floor Placement | 215324924 |  | HRCU-A-CB-O | D5CSHAH18AAK | Mini-Splits | D5FCFAH18XAK |  |  |  | 12.6 | 20.5 | 10.3 | TRUE | TRUE | TRUE | 17000 | 14400 | 2.54 | 20200 | 2.24
215324925 |  | Live | Carrier | GRANDAIRE | Singlezone Ducted, Compact Ducted | 215324925 |  | HRCU-A-CB | D5CSHAH18AAK | Mini-Splits | D5FSDAH18XAK |  |  |  | 12 | 18 | 10.8 | TRUE | TRUE | TRUE | 17000 | 15000 | 2.4 | 19000 | 2.23
215324923 |  | Live | Carrier | GRANDAIRE | Singlezone Non-Ducted, Wall Placement | 215324923 |  | HRCU-A-CB-O | D5CSHAH18AAK | Mini-Splits | D5FSFAH16XAK |  |  |  | 12.5 | 20.2 | 10.3 | TRUE | TRUE | TRUE | 16000 | 14200 | 2.6 | 18800 | 2.13
215324922 |  | Live | Carrier | GRANDAIRE | Singlezone Non-Ducted, Ceiling Placement | 215324922 |  | HRCU-A-CB-O | D5CSHAH18AAK | Mini-Splits | D5FSCAH18XAK |  |  |  | 12.5 | 20 | 12.4 | TRUE | TRUE | TRUE | 16000 | 14900 | 2.7 | 18000 | 2.1
215324919 |  | Live | Carrier | GRANDAIRE | Singlezone Ducted, Compact Ducted | 215324919 |  | HRCU-A-CB | D5CSHAH12AAK | Mini-Splits | D5FSDAH12XHK |  |  |  | 12 | 20.2 | 10.6 | TRUE | TRUE | TRUE | 12000 | 10200 | 2.6 | 14000 | 2.31
215324921 |  | Live | Carrier | GRANDAIRE | Singlezone Non-Ducted, Ceiling Placement | 215324921 |  | HRCU-A-CB-O | D5CSHAH18AAK | Mini-Splits | D5FSOAH18XAK |  |  |  | 12.5 | 20.7 | 12.2 | TRUE | TRUE | TRUE | 16700 | 14500 | 2.5 | 18800 | 2.05
215324920 |  | Live | Carrier | GRANDAIRE | Singlezone Non-Ducted, Wall Placement | 215324920 |  | HRCU-A-CB-O | D5CSHAH18AAK | Mini-Splits | D5FSHAH18XAK |  |  |  | 12.5 | 21.5 | 11 | TRUE | TRUE | TRUE | 18000 | 16600 | 2.55 | 19200 | 2
215324918 |  | Live | Carrier | GRANDAIRE | Singlezone Ducted, Compact Ducted | 215324918 |  | HRCU-A-CB | D5CSHAH12AAK | Mini-Splits | D5FSDAH12XAK |  |  |  | 12 | 20 | 10.2 | TRUE | TRUE | TRUE | 12000 | 9600 | 2.49 | 13100 | 1.99
215324917 |  | Live | Carrier | GRANDAIRE | Singlezone Non-Ducted, Wall Placement | 215324917 |  | HRCU-A-CB-O | D5CSHAH12AAK | Mini-Splits | D5FSFAH12XAK |  |  |  | 12.7 | 25 | 10.6 | TRUE | TRUE | TRUE | 12000 | 9800 | 2.71 | 12400 | 2.14
215324916 |  | Live | Carrier | GRANDAIRE | Singlezone Non-Ducted, Ceiling Placement | 215324916 |  | HRCU-A-CB-O | D5CSHAH12AAK | Mini-Splits | D5FSCAH12XAK |  |  |  | 12.7 | 22.3 | 11.6 | TRUE | TRUE | TRUE | 12000 | 10000 | 2.74 | 12900 | 2.14
215324915 |  | Live | Carrier | GRANDAIRE | Singlezone Non-Ducted, Ceiling Placement | 215324915 |  | HRCU-A-CB-O | D5CSHAH12AAK | Mini-Splits | D5FSOAH12XAK |  |  |  | 13 | 23 | 10.2 | TRUE | TRUE | TRUE | 12000 | 9600 | 2.65 | 11900 | 1.95
215324913 |  | Live | Carrier | GRANDAIRE | Singlezone Ducted, Compact Ducted | 215324913 |  | HRCU-A-CB | D5CSHAH09AAK | Mini-Splits | D5FSDAH12XHK |  |  |  | 14 | 20.6 | 13.8 | TRUE | TRUE | TRUE | 9000 | 10200 | 2.45 | 12600 | 1.94
215324914 |  | Live | Carrier | GRANDAIRE | Singlezone Non-Ducted, Wall Placement | 215324914 |  | HRCU-A-CB-O | D5CSHAH12AAK | Mini-Splits | D5FSHAH12XAK |  |  |  | 13.5 | 25.5 | 10.5 | TRUE | TRUE | TRUE | 12000 | 9800 | 2.71 | 12800 | 1.75
215324912 |  | Live | Carrier | GRANDAIRE | Singlezone Ducted, Compact Ducted | 215324912 |  | HRCU-A-CB | D5CSHAH09AAK | Mini-Splits | D5FSDAH12XAK |  |  |  | 13.5 | 21.5 | 12.5 | TRUE | TRUE | TRUE | 9000 | 9600 | 2.49 | 12600 | 1.99
215324911 |  | Live | Carrier | GRANDAIRE | Singlezone Non-Ducted, Wall Placement | 215324911 |  | HRCU-A-CB-O | D5CSHAH09AAK | Mini-Splits | D5FSFAH09XAK |  |  |  | 15.2 | 27.3 | 10.9 | TRUE | TRUE | TRUE | 9000 | 9800 | 2.71 | 12200 | 2.17
215324910 |  | Live | Carrier | GRANDAIRE | Singlezone Non-Ducted, Ceiling Placement | 215324910 |  | HRCU-A-CB-O | D5CSHAH09AAK | Mini-Splits | D5FSCAH12XAK |  |  |  | 14 | 22.7 | 12.2 | TRUE | TRUE | TRUE | 9000 | 9700 | 2.63 | 12600 | 2.1
215324909 |  | Live | Carrier | GRANDAIRE | Singlezone Non-Ducted, Ceiling Placement | 215324909 |  | HRCU-A-CB-O | D5CSHAH09AAK | Mini-Splits | D5FSOAH12XAK |  |  |  | 14.7 | 24 | 12.2 | TRUE | TRUE | TRUE | 9000 | 9000 | 2.44 | 11900 | 2
215324907 |  | Live | Carrier | GRANDAIRE | Singlezone Ducted, Compact Ducted | 215324907 |  | HRCU-A-CB | D5CSHAH06AAK | Mini-Splits | D5FSDAH06XAK |  |  |  | 14.5 | 21.5 | 13.8 | TRUE | TRUE | TRUE | 6500 | 8000 | 2.69 | 9100 | 2.52
215324906 |  | Live | Carrier | GRANDAIRE | Singlezone Non-Ducted, Ceiling Placement | 215324906 |  | HRCU-A-CB-O | D5CSHAH06AAK | Mini-Splits | D5FSOAH06XAK |  |  |  | 15.2 | 22 | 12 | TRUE | TRUE | TRUE | 6500 | 7000 | 2.66 | 9500 | 2.53
215324908 |  | Live | Carrier | GRANDAIRE | Singlezone Non-Ducted, Wall Placement | 215324908 |  | HRCU-A-CB-O | D5CSHAH09AAK | Mini-Splits | D5FSHAH09XAK |  |  |  | 15.5 | 27.5 | 12.5 | TRUE | TRUE | TRUE | 9000 | 9800 | 2.71 | 12800 | 1.75
215324904 |  | Live | Carrier | LPS LEGACY | Singlezone Ducted, Compact Ducted | 215324904 |  | HRCU-A-CB | D5CLRAH58AAK | Mini-Splits | D5FLDAH58XHK |  |  |  | 10 | 17 | 9.8 | FALSE | FALSE | TRUE | 58000 | 40000 | 2.66 | 41500 | 2.45
215324905 |  | Live | Carrier | GRANDAIRE | Singlezone Non-Ducted, Wall Placement | 215324905 |  | HRCU-A-CB-O | D5CSHAH06AAK | Mini-Splits | D5FSHAH06XAK |  |  |  | 18 | 25.7 | 14.8 | TRUE | TRUE | TRUE | 6000 | 7900 | 2.79 | 8600 | 2.38
215324903 |  | Live | Carrier | LPS LEGACY | Singlezone Non-Ducted, Floor Placement | 215324903 |  | HRCU-A-CB-O | D5CLRAH58AAK | Mini-Splits | D5FCFAH58XAK |  |  |  | 9.6 | 19.5 | 9.5 | FALSE | FALSE | TRUE | 54000 | 37200 | 2.53 | 45300 | 2.22
215324902 |  | Live | Carrier | LPS LEGACY | Singlezone Ducted, Compact Ducted | 215324902 |  | HRCU-A-CB | D5CLRAH48AAK | Mini-Splits | D5FLDAH48XHK |  |  |  | 10 | 17.2 | 9.8 | FALSE | TRUE | TRUE | 48000 | 39000 | 2.48 | 46500 | 2.35
215324901 |  | Live | Carrier | LPS LEGACY | Singlezone Non-Ducted, Floor Placement | 215324901 |  | HRCU-A-CB-O | D5CLRAH48AAK | Mini-Splits | D5FCFAH48XAK |  |  |  | 9.5 | 19.9 | 10.2 | FALSE | TRUE | TRUE | 48000 | 39500 | 2.4 | 45100 | 2.13
215324900 |  | Live | Carrier | LPS LEGACY | Singlezone Non-Ducted, Wall Placement | 215324900 |  | HRCU-A-CB-O | D5CLRAH48AAK | Mini-Splits | D5FLCAH48XAK |  |  |  | 9.5 | 19.1 | 9.9 | FALSE | TRUE | TRUE | 48000 | 36600 | 2.24 | 44600 | 2.12
215324899 |  | Live | Carrier | LPS LEGACY | Singlezone Ducted, Compact Ducted | 215324899 |  | HRCU-A-CB | D5CLRAH36AAK | Mini-Splits | D5FLDAH36XHK |  |  |  | 10.2 | 18.8 | 10.2 | FALSE | FALSE | TRUE | 36000 | 27400 | 2.73 | 31000 | 2.39
215324898 |  | Live | Carrier | LPS LEGACY | Singlezone Non-Ducted, Floor Placement | 215324898 |  | HRCU-A-CB-O | D5CLRAH36AAK | Mini-Splits | D5FCFAH36XAK |  |  |  | 10.2 | 20 | 10 | FALSE | FALSE | TRUE | 36000 | 26400 | 2.68 | 30900 | 2.36
215324897 |  | Live | Carrier | LPS LEGACY | Singlezone Non-Ducted, Wall Placement | 215324897 |  | HRCU-A-CB-O | D5CLRAH36AAK | Mini-Splits | D5FLCAH36XAK |  |  |  | 9.7 | 20 | 10.4 | FALSE | TRUE | TRUE | 36000 | 26800 | 2.68 | 28100 | 2.22
215324896 |  | Live | Carrier | LPS LEGACY | Singlezone Ducted, Compact Ducted | 215324896 |  | HRCU-A-CB | D5CLHAH58AAK | Mini-Splits | D5FLDAH58XHK |  |  |  | 10.2 | 15.9 | 10.4 | FALSE | TRUE | TRUE | 55000 | 45000 | 2.72 | 52000 | 2.41
215324895 |  | Live | Carrier | LPS LEGACY | Singlezone Non-Ducted, Floor Placement | 215324895 |  | HRCU-A-CB-O | D5CLHAH58AAK | Mini-Splits | D5FCFAH58XAK |  |  |  | 9 | 18.1 | 10.7 | FALSE | TRUE | TRUE | 54000 | 41000 | 2.33 | 58000 | 2.17
215324893 |  | Live | Carrier | LPS LEGACY | Singlezone Non-Ducted, Floor Placement | 215324893 |  | HRCU-A-CB-O | D5CLHAH48AAK | Mini-Splits | D5FCFAH48XAK |  |  |  | 9.4 | 18.7 | 10.1 | FALSE | TRUE | TRUE | 48000 | 38500 | 2.38 | 44500 | 2.23
215324894 |  | Live | Carrier | LPS LEGACY | Singlezone Ducted, Compact Ducted | 215324894 |  | HRCU-A-CB | D5CLHAH48AAK | Mini-Splits | D5FLDAH48XHK |  |  |  | 10.4 | 16.8 | 10.8 | FALSE | TRUE | TRUE | 48000 | 45000 | 2.61 | 45500 | 2.4
215324892 |  | Live | Carrier | LPS LEGACY | Singlezone Non-Ducted, Wall Placement | 215324892 |  | HRCU-A-CB-O | D5CLHAH48AAK | Mini-Splits | D5FLCAH48XAK |  |  |  | 10 | 18.2 | 11 | FALSE | TRUE | TRUE | 48000 | 44000 | 2.44 | 48000 | 2.17
215324891 |  | Live | Carrier | LPS LEGACY | Singlezone Ducted, Compact Ducted | 215324891 |  | HRCU-A-CB | D5CLHAH36AAK | Mini-Splits | D5FLDAH36XHK |  |  |  | 12 | 17.8 | 11.1 | TRUE | TRUE | TRUE | 36000 | 31600 | 2.73 | 40000 | 2.29
215324890 |  | Live | Carrier | LPS LEGACY | Singlezone Non-Ducted, Floor Placement | 215324890 |  | HRCU-A-CB-O | D5CLHAH36AAK | Mini-Splits | D5FCFAH36XAK |  |  |  | 12 | 20.2 | 10.8 | TRUE | TRUE | TRUE | 36400 | 30200 | 2.58 | 42400 | 2.16
215324889 |  | Live | Carrier | LPS LEGACY | Singlezone Non-Ducted, Wall Placement | 215324889 |  | HRCU-A-CB-O | D5CLHAH36AAK | Mini-Splits | D5FLCAH36XAK |  |  |  | 12 | 21.3 | 10.6 | TRUE | TRUE | TRUE | 36600 | 30600 | 2.56 | 46200 | 2.17
215324888 |  | Live | Carrier | LPS LEGACY | Singlezone Non-Ducted, Wall Placement | 215324888 |  | HRCU-A-CB-O | D5CVRAH24AAK | Mini-Splits | D5FVHAH24XAK |  |  |  | 9 | 17 | 8.5 | FALSE | TRUE | FALSE | 24000 | 17100 | 2.29 | 18400 | 2.17
215324887 |  | Live | Carrier | LPS LEGACY | Singlezone Non-Ducted, Wall Placement | 215324887 |  | HRCU-A-CB-O | D5CVRAH18AAK | Mini-Splits | D5FVHAH18XAK |  |  |  | 9.9 | 18.3 | 8.7 | FALSE | FALSE |  | 17000 | 11200 | 2.41 | 11200 | 2.41
215324886 |  | Live | Carrier | LPS LEGACY | Singlezone Non-Ducted, Wall Placement | 215324886 |  | HRCU-A-CB-O | D5CVRAH12AAK | Mini-Splits | D5FVHAH12XAK |  |  |  | 8.8 | 18 | 8.8 | FALSE | FALSE | FALSE | 12000 | 8000 | 2.58 | 8300 | 2.41
215324885 |  | Live | Carrier | LPS LEGACY | Singlezone Non-Ducted, Wall Placement | 215324885 |  | HRCU-A-CB-O | D5CVRAH09AAK | Mini-Splits | D5FVHAH09XAK |  |  |  | 10.9 | 19 | 9.7 | FALSE | TRUE | TRUE | 9000 | 8000 | 2.58 | 8300 | 2.41
215324884 |  | Live | Carrier | LPS LEGACY | Singlezone Non-Ducted, Wall Placement | 215324884 |  | HRCU-A-CB-O | D5CVRAH12AAJ | Mini-Splits | D5FVHAH12XAJ |  |  |  | 8.8 | 19 | 9.2 | FALSE | FALSE |  | 12000 | 7700 | 2.59 | 7900 | 2.41
215324883 |  | Live | Carrier | LPS LEGACY | Singlezone Non-Ducted, Wall Placement | 215324883 |  | HRCU-A-CB-O | D5CVRAH09AAJ | Mini-Splits | D5FVHAH09XAJ |  |  |  | 10.1 | 18 | 9 | FALSE | FALSE |  | 9000 | 6900 | 2.32 | 7200 | 2.03
215324881 |  | Live | Carrier | LPS LEGACY | Singlezone Non-Ducted, Floor Placement | 215324881 |  | HRCU-A-CB-O | D5CSRAH24AAK | Mini-Splits | D5FCFAH24XAK |  |  |  | 12.2 | 21.2 | 11.1 | TRUE | TRUE | TRUE | 24000 | 20000 | 2.56 | 20000 | 2.31
215324882 |  | Live | Carrier | LPS LEGACY | Singlezone Ducted, Compact Ducted | 215324882 |  | HRCU-A-CB | D5CSRAH24AAK | Mini-Splits | D5FSDAH24XHK |  |  |  | 12.5 | 19 | 11 | TRUE | TRUE |  | 24000 | 21200 | 2.6 | 21600 | 2.56
215324880 |  | Live | Carrier | LPS LEGACY | Singlezone Non-Ducted, Wall Placement | 215324880 |  | HRCU-A-CB-O | D5CSRAH24AAK | Mini-Splits | D5FSCAH24XAK |  |  |  | 12 | 22.1 | 10.5 | TRUE | TRUE | TRUE | 24000 | 20400 | 2.73 | 20500 | 2.55
215324878 |  | Live | Carrier | LPS LEGACY | Singlezone Ducted, Compact Ducted | 215324878 |  | HRCU-A-CB | D5CSRAH18AAK | Mini-Splits | D5FSDAH18XHK |  |  |  | 13.3 | 20 | 11.4 | TRUE | TRUE | TRUE | 17500 | 14900 | 2.89 | 15900 | 2.65
215324877 |  | Live | Carrier | LPS LEGACY | Singlezone Ducted, Compact Ducted | 215324877 |  | HRCU-A-CB | D5CSRAH18AAK | Mini-Splits | D5FSDAH18XAK |  |  |  | 12.5 | 20 | 10.6 | TRUE | TRUE |  | 17000 | 14000 | 2.6 | 14100 | 2.4
215324876 |  | Live | Carrier | LPS LEGACY | Singlezone Non-Ducted, Floor Placement | 215324876 |  | HRCU-A-CB-O | D5CSRAH18AAK | Mini-Splits | D5FCFAH18XAK |  |  |  | 12.5 | 22.4 | 10.4 | TRUE | TRUE | TRUE | 18000 | 13700 | 2.51 | 15100 | 2.38
215324875 |  | Live | Carrier | LPS LEGACY | Singlezone Non-Ducted, Wall Placement | 215324875 |  | HRCU-A-CB-O | D5CSRAH18AAK | Mini-Splits | D5FSFAH16XAK |  |  |  | 12.5 | 23.9 | 13.5 | TRUE | TRUE |  | 16000 | 14100 | 2.75 | 14600 | 2.58
215324874 |  | Live | Carrier | LPS LEGACY | Singlezone Non-Ducted, Ceiling Placement | 215324874 |  | HRCU-A-CB-O | D5CSRAH18AAK | Mini-Splits | D5FSCAH18XAK |  |  |  | 12.5 | 20.8 | 11.4 | TRUE | TRUE |  | 16800 | 13900 | 2.66 | 14800 | 2.36
215324873 |  | Live | Carrier | LPS LEGACY | Singlezone Non-Ducted, Ceiling Placement | 215324873 |  | HRCU-A-CB-O | D5CSRAH18AAK | Mini-Splits | D5FSOAH18XAK |  |  |  | 12.5 | 22.3 | 12.2 | TRUE | TRUE |  | 18000 | 14000 | 2.77 | 15200 | 2.47
215324871 |  | Live | Carrier | LPS LEGACY | Singlezone Ducted, Compact Ducted | 215324871 |  | HRCU-A-CB | D5CSRAH12AAK | Mini-Splits | D5FSDAH12XHK |  |  |  | 12 | 19.5 | 10.5 | TRUE | TRUE | TRUE | 12000 | 9100 | 2.78 | 9800 | 2.52
215324872 |  | Live | Carrier | LPS LEGACY | Singlezone Non-Ducted, Wall Placement | 215324872 |  | HRCU-A-CB-O | D5CSRAH18AAK | Mini-Splits | D5FSHAH18XAK |  |  |  | 12.8 | 23.5 | 10.8 | TRUE | TRUE |  | 18000 | 13600 | 2.73 | 14900 | 2.43
215324870 |  | Live | Carrier | LPS LEGACY | Singlezone Ducted, Compact Ducted | 215324870 |  | HRCU-A-CB | D5CSRAH12AAK | Mini-Splits | D5FSDAH12XAK |  |  |  | 11.7 | 19 | 10.3 | TRUE | TRUE |  | 11500 | 9500 | 2.58 | 10300 | 2.58
215324869 |  | Live | Carrier | LPS LEGACY | Singlezone Non-Ducted, Wall Placement | 215324869 |  | HRCU-A-CB-O | D5CSRAH12AAK | Mini-Splits | D5FSFAH12XAK |  |  |  | 12.7 | 24.7 | 11 | TRUE | TRUE |  | 12000 | 9000 | 2.87 | 9600 | 2.49
215324868 |  | Live | Carrier | LPS LEGACY | Singlezone Non-Ducted, Ceiling Placement | 215324868 |  | HRCU-A-CB-O | D5CSRAH12AAK | Mini-Splits | D5FSCAH12XAK |  |  |  | 12.5 | 21.2 | 10.4 | TRUE | TRUE |  | 12000 | 8500 | 2.8 | 9300 | 2.55
215324865 |  | Live | Carrier | LPS LEGACY | Singlezone Ducted, Compact Ducted | 215324865 |  | HRCU-A-CB | D5CSRAH09AAK | Mini-Splits | D5FSDAH12XHK |  |  |  | 13 | 19.8 | 11.5 | TRUE | TRUE | TRUE | 9000 | 9300 | 2.9 | 9800 | 2.56
215324867 |  | Live | Carrier | LPS LEGACY | Singlezone Non-Ducted, Ceiling Placement | 215324867 |  | HRCU-A-CB-O | D5CSRAH12AAK | Mini-Splits | D5FSOAH12XAK |  |  |  | 12.3 | 22.2 | 10.1 | TRUE | TRUE | TRUE | 12000 | 8600 | 2.77 | 10000 | 2.59
215324866 |  | Live | Carrier | LPS LEGACY | Singlezone Non-Ducted, Wall Placement | 215324866 |  | HRCU-A-CB-O | D5CSRAH12AAK | Mini-Splits | D5FSHAH12XAK |  |  |  | 13.1 | 25.5 | 10.7 | TRUE | TRUE | TRUE | 12000 | 9300 | 2.84 | 9600 | 2.38
215324864 |  | Live | Carrier | LPS LEGACY | Singlezone Ducted, Compact Ducted | 215324864 |  | HRCU-A-CB | D5CSRAH09AAK | Mini-Splits | D5FSDAH12XAK |  |  |  | 12.8 | 19.6 | 11 | TRUE | TRUE | TRUE | 9000 | 8900 | 2.61 | 9600 | 2.45
215324863 |  | Live | Carrier | LPS LEGACY | Singlezone Non-Ducted, Wall Placement | 215324863 |  | HRCU-A-CB-O | D5CSRAH09AAK | Mini-Splits | D5FSFAH09XAK |  |  |  | 16.3 | 26 | 13.9 | TRUE | TRUE | TRUE | 9000 | 9000 | 2.9 | 9600 | 2.49
215324862 |  | Live | Carrier | LPS LEGACY | Singlezone Non-Ducted, Ceiling Placement | 215324862 |  | HRCU-A-CB-O | D5CSRAH09AAK | Mini-Splits | D5FSCAH12XAK |  |  |  | 14.3 | 21.7 | 11.3 | TRUE | TRUE | TRUE | 9000 | 8500 | 2.8 | 9300 | 2.55
215324861 |  | Live | Carrier | LPS LEGACY | Singlezone Non-Ducted, Ceiling Placement | 215324861 |  | HRCU-A-CB-O | D5CSRAH09AAK | Mini-Splits | D5FSOAH12XAK |  |  |  | 14.4 | 22.2 | 11.8 | TRUE | TRUE | TRUE | 9000 | 7900 | 2.69 | 9900 | 2.59
215324860 |  | Live | Carrier | LPS LEGACY | Singlezone Non-Ducted, Wall Placement | 215324860 |  | HRCU-A-CB-O | D5CSRAH09AAK | Mini-Splits | D5FSHAH09XAK |  |  |  | 14.9 | 26 | 12.5 | TRUE | TRUE | TRUE | 9000 | 8100 | 2.83 | 9400 | 2.37
215324859 |  | Live | Carrier | LPS LEGACY | Singlezone Non-Ducted, Wall Placement | 215324859 |  | HRCU-A-CB-O | D5CSRAH12AAJ | Mini-Splits | D5FSHAH12XAJ |  |  |  | 13 | 23.5 | 9.5 | TRUE | FALSE | TRUE | 12000 | 8700 | 2.68 | 8700 | 2.43
215324858 |  | Live | Carrier | LPS LEGACY | Singlezone Non-Ducted, Wall Placement | 215324858 |  | HRCU-A-CB-O | D5CSHAH33AAK | Mini-Splits | D5FSHAH33XAK |  |  |  | 12 | 19.6 | 10.5 | TRUE | TRUE | TRUE | 33000 | 30000 | 2.69 | 30200 | 2.02
215324856 |  | Live | Carrier | LPS LEGACY | Singlezone Non-Ducted, Floor Placement | 215324856 |  | HRCU-A-CB-O | D5CSHAH24AAK | Mini-Splits | D5FCFAH24XAK |  |  |  | 12 | 20.5 | 12.1 | TRUE | TRUE | TRUE | 22000 | 20200 | 2.74 | 23300 | 2.38
215324857 |  | Live | Carrier | LPS LEGACY | Singlezone Ducted, Compact Ducted | 215324857 |  | HRCU-A-CB | D5CSHAH24AAK | Mini-Splits | D5FSDAH24XHK |  |  |  | 12 | 19.2 | 11.7 | TRUE | TRUE | TRUE | 24000 | 21600 | 2.71 | 23600 | 2.48
215324855 |  | Live | Carrier | LPS LEGACY | Singlezone Non-Ducted, Wall Placement | 215324855 |  | HRCU-A-CB-O | D5CSHAH24AAK | Mini-Splits | D5FSCAH24XAK |  |  |  | 12 | 20.8 | 11.6 | TRUE | TRUE |  | 23400 | 20400 | 2.78 | 23900 | 2.48
215324854 |  | Live | Carrier | LPS LEGACY | Singlezone Non-Ducted, Wall Placement | 215324854 |  | HRCU-A-CB-O | D5CSHAH24AAK | Mini-Splits | D5FSHAH24XAK |  |  |  | 13 | 21.2 | 13.5 | TRUE | TRUE | TRUE | 24000 | 21000 | 2.88 | 23200 | 2.35
215324853 |  | Live | Carrier | LPS LEGACY | Singlezone Ducted, Compact Ducted | 215324853 |  | HRCU-A-CB | D5CSHAH18AAK | Mini-Splits | D5FSDAH18XHK |  |  |  | 12.1 | 18.5 | 11.1 | TRUE | TRUE | TRUE | 17500 | 15000 | 2.89 | 20000 | 2.5
215324852 |  | Live | Carrier | LPS LEGACY | Singlezone Ducted, Compact Ducted | 215324852 |  | HRCU-A-CB | D5CSHAH18AAK | Mini-Splits | D5FSDAH18XAK |  |  |  | 12 | 18 | 10.8 | TRUE | TRUE | TRUE | 17000 | 15000 | 2.4 | 19000 | 2.23
215324851 |  | Live | Carrier | LPS LEGACY | Singlezone Non-Ducted, Floor Placement | 215324851 |  | HRCU-A-CB-O | D5CSHAH18AAK | Mini-Splits | D5FCFAH18XAK |  |  |  | 12.6 | 20.5 | 10.3 | TRUE | TRUE | TRUE | 17000 | 14400 | 2.54 | 20200 | 2.24
215324850 |  | Live | Carrier | LPS LEGACY | Singlezone Non-Ducted, Wall Placement | 215324850 |  | HRCU-A-CB-O | D5CSHAH18AAK | Mini-Splits | D5FSFAH16XAK |  |  |  | 12.5 | 20.2 | 10.3 | TRUE | TRUE | TRUE | 16000 | 14200 | 2.6 | 18800 | 2.13
215324849 |  | Live | Carrier | LPS LEGACY | Singlezone Non-Ducted, Ceiling Placement | 215324849 |  | HRCU-A-CB-O | D5CSHAH18AAK | Mini-Splits | D5FSCAH18XAK |  |  |  | 12.5 | 20 | 12.4 | TRUE | TRUE | TRUE | 16000 | 14900 | 2.7 | 18000 | 2.1
215324848 |  | Live | Carrier | LPS LEGACY | Singlezone Non-Ducted, Ceiling Placement | 215324848 |  | HRCU-A-CB-O | D5CSHAH18AAK | Mini-Splits | D5FSOAH18XAK |  |  |  | 12.5 | 20.7 | 12.2 | TRUE | TRUE | TRUE | 16700 | 14500 | 2.5 | 18800 | 2.05
215324847 |  | Live | Carrier | LPS LEGACY | Singlezone Non-Ducted, Wall Placement | 215324847 |  | HRCU-A-CB-O | D5CSHAH18AAK | Mini-Splits | D5FSHAH18XAK |  |  |  | 12.5 | 21.5 | 11 | TRUE | TRUE | TRUE | 18000 | 16600 | 2.55 | 19200 | 2
215324846 |  | Live | Carrier | LPS LEGACY | Singlezone Ducted, Compact Ducted | 215324846 |  | HRCU-A-CB | D5CSHAH12AAK | Mini-Splits | D5FSDAH12XHK |  |  |  | 12 | 20.2 | 10.6 | TRUE | TRUE | TRUE | 12000 | 10200 | 2.6 | 14000 | 2.31
215324845 |  | Live | Carrier | LPS LEGACY | Singlezone Ducted, Compact Ducted | 215324845 |  | HRCU-A-CB | D5CSHAH12AAK | Mini-Splits | D5FSDAH12XAK |  |  |  | 12 | 20 | 10.2 | TRUE | TRUE | TRUE | 12000 | 9600 | 2.49 | 13100 | 1.99
215324844 |  | Live | Carrier | LPS LEGACY | Singlezone Non-Ducted, Wall Placement | 215324844 |  | HRCU-A-CB-O | D5CSHAH12AAK | Mini-Splits | D5FSFAH12XAK |  |  |  | 12.7 | 25 | 10.6 | TRUE | TRUE | TRUE | 12000 | 9800 | 2.71 | 12400 | 2.14
215324843 |  | Live | Carrier | LPS LEGACY | Singlezone Non-Ducted, Ceiling Placement | 215324843 |  | HRCU-A-CB-O | D5CSHAH12AAK | Mini-Splits | D5FSCAH12XAK |  |  |  | 12.7 | 22.3 | 11.6 | TRUE | TRUE | TRUE | 12000 | 10000 | 2.74 | 12900 | 2.14
215324842 |  | Live | Carrier | LPS LEGACY | Singlezone Non-Ducted, Ceiling Placement | 215324842 |  | HRCU-A-CB-O | D5CSHAH12AAK | Mini-Splits | D5FSOAH12XAK |  |  |  | 13 | 23 | 10.2 | TRUE | TRUE | TRUE | 12000 | 9600 | 2.65 | 11900 | 1.95
215324840 |  | Live | Carrier | LPS LEGACY | Singlezone Ducted, Compact Ducted | 215324840 |  | HRCU-A-CB | D5CSHAH09AAK | Mini-Splits | D5FSDAH12XHK |  |  |  | 14 | 20.6 | 13.8 | TRUE | TRUE | TRUE | 9000 | 10200 | 2.45 | 12600 | 1.94
215324839 |  | Live | Carrier | LPS LEGACY | Singlezone Ducted, Compact Ducted | 215324839 |  | HRCU-A-CB | D5CSHAH09AAK | Mini-Splits | D5FSDAH12XAK |  |  |  | 13.5 | 21.5 | 12.5 | TRUE | TRUE | TRUE | 9000 | 9600 | 2.49 | 12600 | 1.99
215324841 |  | Live | Carrier | LPS LEGACY | Singlezone Non-Ducted, Wall Placement | 215324841 |  | HRCU-A-CB-O | D5CSHAH12AAK | Mini-Splits | D5FSHAH12XAK |  |  |  | 13.5 | 25.5 | 10.5 | TRUE | TRUE | TRUE | 12000 | 9800 | 2.71 | 12800 | 1.75
215324838 |  | Live | Carrier | LPS LEGACY | Singlezone Non-Ducted, Wall Placement | 215324838 |  | HRCU-A-CB-O | D5CSHAH09AAK | Mini-Splits | D5FSFAH09XAK |  |  |  | 15.2 | 27.3 | 10.9 | TRUE | TRUE | TRUE | 9000 | 9800 | 2.71 | 12200 | 2.17
215324837 |  | Live | Carrier | LPS LEGACY | Singlezone Non-Ducted, Ceiling Placement | 215324837 |  | HRCU-A-CB-O | D5CSHAH09AAK | Mini-Splits | D5FSCAH12XAK |  |  |  | 14 | 22.7 | 12.2 | TRUE | TRUE | TRUE | 9000 | 9700 | 2.63 | 12600 | 2.1
215324836 |  | Live | Carrier | LPS LEGACY | Singlezone Non-Ducted, Ceiling Placement | 215324836 |  | HRCU-A-CB-O | D5CSHAH09AAK | Mini-Splits | D5FSOAH12XAK |  |  |  | 14.7 | 24 | 12.2 | TRUE | TRUE | TRUE | 9000 | 9000 | 2.44 | 11900 | 2
215324835 |  | Live | Carrier | LPS LEGACY | Singlezone Non-Ducted, Wall Placement | 215324835 |  | HRCU-A-CB-O | D5CSHAH09AAK | Mini-Splits | D5FSHAH09XAK |  |  |  | 15.5 | 27.5 | 12.5 | TRUE | TRUE | TRUE | 9000 | 9800 | 2.71 | 12800 | 1.75
215324834 |  | Live | Carrier | LPS LEGACY | Singlezone Ducted, Compact Ducted | 215324834 |  | HRCU-A-CB | D5CSHAH06AAK | Mini-Splits | D5FSDAH06XAK |  |  |  | 14.5 | 21.5 | 13.8 | TRUE | TRUE | TRUE | 6500 | 8000 | 2.69 | 9100 | 2.52
215324833 |  | Live | Carrier | LPS LEGACY | Singlezone Non-Ducted, Ceiling Placement | 215324833 |  | HRCU-A-CB-O | D5CSHAH06AAK | Mini-Splits | D5FSOAH06XAK |  |  |  | 15.2 | 22 | 12 | TRUE | TRUE | TRUE | 6500 | 7000 | 2.66 | 9500 | 2.53
215324832 |  | Live | Carrier | LPS LEGACY | Singlezone Non-Ducted, Wall Placement | 215324832 |  | HRCU-A-CB-O | D5CSHAH06AAK | Mini-Splits | D5FSHAH06XAK |  |  |  | 18 | 25.7 | 14.8 | TRUE | TRUE | TRUE | 6000 | 7900 | 2.79 | 8600 | 2.38
215324831 |  | Live | Carrier | AIRQUEST | Singlezone Ducted, Compact Ducted | 215324831 |  | HRCU-A-CB | D5CLRAH58AAK | Mini-Splits | D5FLDAH58XHK |  |  |  | 10 | 17 | 9.8 | FALSE | FALSE | TRUE | 58000 | 40000 | 2.66 | 41500 | 2.45
215324830 |  | Live | Carrier | AIRQUEST | Singlezone Non-Ducted, Floor Placement | 215324830 |  | HRCU-A-CB-O | D5CLRAH58AAK | Mini-Splits | D5FCFAH58XAK |  |  |  | 9.6 | 19.5 | 9.5 | FALSE | FALSE | TRUE | 54000 | 37200 | 2.53 | 45300 | 2.22
215324828 |  | Live | Carrier | AIRQUEST | Singlezone Non-Ducted, Floor Placement | 215324828 |  | HRCU-A-CB-O | D5CLRAH48AAK | Mini-Splits | D5FCFAH48XAK |  |  |  | 9.5 | 19.9 | 10.2 | FALSE | TRUE | TRUE | 48000 | 39500 | 2.4 | 45100 | 2.13
215324829 |  | Live | Carrier | AIRQUEST | Singlezone Ducted, Compact Ducted | 215324829 |  | HRCU-A-CB | D5CLRAH48AAK | Mini-Splits | D5FLDAH48XHK |  |  |  | 10 | 17.2 | 9.8 | FALSE | TRUE | TRUE | 48000 | 39000 | 2.48 | 46500 | 2.35
215324827 |  | Live | Carrier | AIRQUEST | Singlezone Non-Ducted, Wall Placement | 215324827 |  | HRCU-A-CB-O | D5CLRAH48AAK | Mini-Splits | D5FLCAH48XAK |  |  |  | 9.5 | 19.1 | 9.9 | FALSE | TRUE | TRUE | 48000 | 36600 | 2.24 | 44600 | 2.12
215324826 |  | Live | Carrier | AIRQUEST | Singlezone Ducted, Compact Ducted | 215324826 |  | HRCU-A-CB | D5CLRAH36AAK | Mini-Splits | D5FLDAH36XHK |  |  |  | 10.2 | 18.8 | 10.2 | FALSE | FALSE | TRUE | 36000 | 27400 | 2.73 | 31000 | 2.39
215324825 |  | Live | Carrier | AIRQUEST | Singlezone Non-Ducted, Floor Placement | 215324825 |  | HRCU-A-CB-O | D5CLRAH36AAK | Mini-Splits | D5FCFAH36XAK |  |  |  | 10.2 | 20 | 10 | FALSE | FALSE | TRUE | 36000 | 26400 | 2.68 | 30900 | 2.36
215324824 |  | Live | Carrier | AIRQUEST | Singlezone Non-Ducted, Wall Placement | 215324824 |  | HRCU-A-CB-O | D5CLRAH36AAK | Mini-Splits | D5FLCAH36XAK |  |  |  | 9.7 | 20 | 10.4 | FALSE | TRUE | TRUE | 36000 | 26800 | 2.68 | 28100 | 2.22
215324823 |  | Live | Carrier | AIRQUEST | Singlezone Ducted, Compact Ducted | 215324823 |  | HRCU-A-CB | D5CLHAH58AAK | Mini-Splits | D5FLDAH58XHK |  |  |  | 10.2 | 15.9 | 10.4 | FALSE | TRUE | TRUE | 55000 | 45000 | 2.72 | 52000 | 2.41
215324822 |  | Live | Carrier | AIRQUEST | Singlezone Non-Ducted, Floor Placement | 215324822 |  | HRCU-A-CB-O | D5CLHAH58AAK | Mini-Splits | D5FCFAH58XAK |  |  |  | 9 | 18.1 | 10.7 | FALSE | TRUE | TRUE | 54000 | 41000 | 2.33 | 58000 | 2.17
215324821 |  | Live | Carrier | AIRQUEST | Singlezone Ducted, Compact Ducted | 215324821 |  | HRCU-A-CB | D5CLHAH48AAK | Mini-Splits | D5FLDAH48XHK |  |  |  | 10.4 | 16.8 | 10.8 | FALSE | TRUE | TRUE | 48000 | 45000 | 2.61 | 45500 | 2.4
215324820 |  | Live | Carrier | AIRQUEST | Singlezone Non-Ducted, Floor Placement | 215324820 |  | HRCU-A-CB-O | D5CLHAH48AAK | Mini-Splits | D5FCFAH48XAK |  |  |  | 9.4 | 18.7 | 10.1 | FALSE | TRUE | TRUE | 48000 | 38500 | 2.38 | 44500 | 2.23
215324819 |  | Live | Carrier | AIRQUEST | Singlezone Non-Ducted, Wall Placement | 215324819 |  | HRCU-A-CB-O | D5CLHAH48AAK | Mini-Splits | D5FLCAH48XAK |  |  |  | 10 | 18.2 | 11 | FALSE | TRUE | TRUE | 48000 | 44000 | 2.44 | 48000 | 2.17
215324818 |  | Live | Carrier | AIRQUEST | Singlezone Ducted, Compact Ducted | 215324818 |  | HRCU-A-CB | D5CLHAH36AAK | Mini-Splits | D5FLDAH36XHK |  |  |  | 12 | 17.8 | 11.1 | TRUE | TRUE | TRUE | 36000 | 31600 | 2.73 | 40000 | 2.29
215324817 |  | Live | Carrier | AIRQUEST | Singlezone Non-Ducted, Floor Placement | 215324817 |  | HRCU-A-CB-O | D5CLHAH36AAK | Mini-Splits | D5FCFAH36XAK |  |  |  | 12 | 20.2 | 10.8 | TRUE | TRUE | TRUE | 36400 | 30200 | 2.58 | 42400 | 2.16
215324816 |  | Live | Carrier | AIRQUEST | Singlezone Non-Ducted, Wall Placement | 215324816 |  | HRCU-A-CB-O | D5CLHAH36AAK | Mini-Splits | D5FLCAH36XAK |  |  |  | 12 | 21.3 | 10.6 | TRUE | TRUE | TRUE | 36600 | 30600 | 2.56 | 46200 | 2.17
215324815 |  | Live | Carrier | AIRQUEST | Singlezone Non-Ducted, Wall Placement | 215324815 |  | HRCU-A-CB-O | D5CVRAH24AAK | Mini-Splits | D5FVHAH24XAK |  |  |  | 9 | 17 | 8.5 | FALSE | TRUE | FALSE | 24000 | 17100 | 2.29 | 18400 | 2.17
215324813 |  | Live | Carrier | AIRQUEST | Singlezone Non-Ducted, Wall Placement | 215324813 |  | HRCU-A-CB-O | D5CVRAH12AAK | Mini-Splits | D5FVHAH12XAK |  |  |  | 8.8 | 18 | 8.8 | FALSE | FALSE | FALSE | 12000 | 8000 | 2.58 | 8300 | 2.41
215324812 |  | Live | Carrier | AIRQUEST | Singlezone Non-Ducted, Wall Placement | 215324812 |  | HRCU-A-CB-O | D5CVRAH09AAK | Mini-Splits | D5FVHAH09XAK |  |  |  | 10.9 | 19 | 9.7 | FALSE | TRUE | TRUE | 9000 | 8000 | 2.58 | 8300 | 2.41
215324814 |  | Live | Carrier | AIRQUEST | Singlezone Non-Ducted, Wall Placement | 215324814 |  | HRCU-A-CB-O | D5CVRAH18AAK | Mini-Splits | D5FVHAH18XAK |  |  |  | 9.9 | 18.3 | 8.7 | FALSE | FALSE |  | 17000 | 11200 | 2.41 | 11200 | 2.41
215324811 |  | Live | Carrier | AIRQUEST | Singlezone Non-Ducted, Wall Placement | 215324811 |  | HRCU-A-CB-O | D5CVRAH12AAJ | Mini-Splits | D5FVHAH12XAJ |  |  |  | 8.8 | 19 | 9.2 | FALSE | FALSE |  | 12000 | 7700 | 2.59 | 7900 | 2.41
215324810 |  | Live | Carrier | AIRQUEST | Singlezone Non-Ducted, Wall Placement | 215324810 |  | HRCU-A-CB-O | D5CVRAH09AAJ | Mini-Splits | D5FVHAH09XAJ |  |  |  | 10.1 | 18 | 9 | FALSE | FALSE |  | 9000 | 6900 | 2.32 | 7200 | 2.03
215324809 |  | Live | Carrier | AIRQUEST | Singlezone Ducted, Compact Ducted | 215324809 |  | HRCU-A-CB | D5CSRAH24AAK | Mini-Splits | D5FSDAH24XHK |  |  |  | 12.5 | 19 | 11 | TRUE | TRUE |  | 24000 | 21200 | 2.6 | 21600 | 2.56
215324808 |  | Live | Carrier | AIRQUEST | Singlezone Non-Ducted, Floor Placement | 215324808 |  | HRCU-A-CB-O | D5CSRAH24AAK | Mini-Splits | D5FCFAH24XAK |  |  |  | 12.2 | 21.2 | 11.1 | TRUE | TRUE | TRUE | 24000 | 20000 | 2.56 | 20000 | 2.31
215324807 |  | Live | Carrier | AIRQUEST | Singlezone Non-Ducted, Wall Placement | 215324807 |  | HRCU-A-CB-O | D5CSRAH24AAK | Mini-Splits | D5FSCAH24XAK |  |  |  | 12 | 22.1 | 10.5 | TRUE | TRUE | TRUE | 24000 | 20400 | 2.73 | 20500 | 2.55
215324805 |  | Live | Carrier | AIRQUEST | Singlezone Ducted, Compact Ducted | 215324805 |  | HRCU-A-CB | D5CSRAH18AAK | Mini-Splits | D5FSDAH18XHK |  |  |  | 13.3 | 20 | 11.4 | TRUE | TRUE | TRUE | 17500 | 14900 | 2.89 | 15900 | 2.65
215324803 |  | Live | Carrier | AIRQUEST | Singlezone Non-Ducted, Floor Placement | 215324803 |  | HRCU-A-CB-O | D5CSRAH18AAK | Mini-Splits | D5FCFAH18XAK |  |  |  | 12.5 | 22.4 | 10.4 | TRUE | TRUE | TRUE | 18000 | 13700 | 2.51 | 15100 | 2.38
215324804 |  | Live | Carrier | AIRQUEST | Singlezone Ducted, Compact Ducted | 215324804 |  | HRCU-A-CB | D5CSRAH18AAK | Mini-Splits | D5FSDAH18XAK |  |  |  | 12.5 | 20 | 10.6 | TRUE | TRUE |  | 17000 | 14000 | 2.6 | 14100 | 2.4
215324802 |  | Live | Carrier | AIRQUEST | Singlezone Non-Ducted, Wall Placement | 215324802 |  | HRCU-A-CB-O | D5CSRAH18AAK | Mini-Splits | D5FSFAH16XAK |  |  |  | 12.5 | 23.9 | 13.5 | TRUE | TRUE |  | 16000 | 14100 | 2.75 | 14600 | 2.58
215324801 |  | Live | Carrier | AIRQUEST | Singlezone Non-Ducted, Ceiling Placement | 215324801 |  | HRCU-A-CB-O | D5CSRAH18AAK | Mini-Splits | D5FSCAH18XAK |  |  |  | 12.5 | 20.8 | 11.4 | TRUE | TRUE |  | 16800 | 13900 | 2.66 | 14800 | 2.36
215324800 |  | Live | Carrier | AIRQUEST | Singlezone Non-Ducted, Ceiling Placement | 215324800 |  | HRCU-A-CB-O | D5CSRAH18AAK | Mini-Splits | D5FSOAH18XAK |  |  |  | 12.5 | 22.3 | 12.2 | TRUE | TRUE |  | 18000 | 14000 | 2.77 | 15200 | 2.47
215324798 |  | Live | Carrier | AIRQUEST | Singlezone Ducted, Compact Ducted | 215324798 |  | HRCU-A-CB | D5CSRAH12AAK | Mini-Splits | D5FSDAH12XHK |  |  |  | 12 | 19.5 | 10.5 | TRUE | TRUE | TRUE | 12000 | 9100 | 2.78 | 9800 | 2.52
215324799 |  | Live | Carrier | AIRQUEST | Singlezone Non-Ducted, Wall Placement | 215324799 |  | HRCU-A-CB-O | D5CSRAH18AAK | Mini-Splits | D5FSHAH18XAK |  |  |  | 12.8 | 23.5 | 10.8 | TRUE | TRUE |  | 18000 | 13600 | 2.73 | 14900 | 2.43
215324797 |  | Live | Carrier | AIRQUEST | Singlezone Ducted, Compact Ducted | 215324797 |  | HRCU-A-CB | D5CSRAH12AAK | Mini-Splits | D5FSDAH12XAK |  |  |  | 11.7 | 19 | 10.3 | TRUE | TRUE |  | 11500 | 9500 | 2.58 | 10300 | 2.58
215324796 |  | Live | Carrier | AIRQUEST | Singlezone Non-Ducted, Wall Placement | 215324796 |  | HRCU-A-CB-O | D5CSRAH12AAK | Mini-Splits | D5FSFAH12XAK |  |  |  | 12.7 | 24.7 | 11 | TRUE | TRUE |  | 12000 | 9000 | 2.87 | 9600 | 2.49
215324795 |  | Live | Carrier | AIRQUEST | Singlezone Non-Ducted, Ceiling Placement | 215324795 |  | HRCU-A-CB-O | D5CSRAH12AAK | Mini-Splits | D5FSCAH12XAK |  |  |  | 12.5 | 21.2 | 10.4 | TRUE | TRUE |  | 12000 | 8500 | 2.8 | 9300 | 2.55
215324794 |  | Live | Carrier | AIRQUEST | Singlezone Non-Ducted, Ceiling Placement | 215324794 |  | HRCU-A-CB-O | D5CSRAH12AAK | Mini-Splits | D5FSOAH12XAK |  |  |  | 12.3 | 22.2 | 10.1 | TRUE | TRUE | TRUE | 12000 | 8600 | 2.77 | 10000 | 2.59
215324793 |  | Live | Carrier | AIRQUEST | Singlezone Non-Ducted, Wall Placement | 215324793 |  | HRCU-A-CB-O | D5CSRAH12AAK | Mini-Splits | D5FSHAH12XAK |  |  |  | 13.1 | 25.5 | 10.7 | TRUE | TRUE | TRUE | 12000 | 9300 | 2.84 | 9600 | 2.38
215324792 |  | Live | Carrier | AIRQUEST | Singlezone Ducted, Compact Ducted | 215324792 |  | HRCU-A-CB | D5CSRAH09AAK | Mini-Splits | D5FSDAH12XHK |  |  |  | 13 | 19.8 | 11.5 | TRUE | TRUE | TRUE | 9000 | 9300 | 2.9 | 9800 | 2.56
215324791 |  | Live | Carrier | AIRQUEST | Singlezone Ducted, Compact Ducted | 215324791 |  | HRCU-A-CB | D5CSRAH09AAK | Mini-Splits | D5FSDAH12XAK |  |  |  | 12.8 | 19.6 | 11 | TRUE | TRUE | TRUE | 9000 | 8900 | 2.61 | 9600 | 2.45
215324790 |  | Live | Carrier | AIRQUEST | Singlezone Non-Ducted, Wall Placement | 215324790 |  | HRCU-A-CB-O | D5CSRAH09AAK | Mini-Splits | D5FSFAH09XAK |  |  |  | 16.3 | 26 | 13.9 | TRUE | TRUE | TRUE | 9000 | 9000 | 2.9 | 9600 | 2.49
215324789 |  | Live | Carrier | AIRQUEST | Singlezone Non-Ducted, Ceiling Placement | 215324789 |  | HRCU-A-CB-O | D5CSRAH09AAK | Mini-Splits | D5FSCAH12XAK |  |  |  | 14.3 | 21.7 | 11.3 | TRUE | TRUE | TRUE | 9000 | 8500 | 2.8 | 9300 | 2.55
215324788 |  | Live | Carrier | AIRQUEST | Singlezone Non-Ducted, Ceiling Placement | 215324788 |  | HRCU-A-CB-O | D5CSRAH09AAK | Mini-Splits | D5FSOAH12XAK |  |  |  | 14.4 | 22.2 | 11.8 | TRUE | TRUE | TRUE | 9000 | 7900 | 2.69 | 9900 | 2.59
215324787 |  | Live | Carrier | AIRQUEST | Singlezone Non-Ducted, Wall Placement | 215324787 |  | HRCU-A-CB-O | D5CSRAH09AAK | Mini-Splits | D5FSHAH09XAK |  |  |  | 14.9 | 26 | 12.5 | TRUE | TRUE | TRUE | 9000 | 8100 | 2.83 | 9400 | 2.37
215324786 |  | Live | Carrier | AIRQUEST | Singlezone Non-Ducted, Wall Placement | 215324786 |  | HRCU-A-CB-O | D5CSRAH12AAJ | Mini-Splits | D5FSHAH12XAJ |  |  |  | 13 | 23.5 | 9.5 | TRUE | FALSE | TRUE | 12000 | 8700 | 2.68 | 8700 | 2.43
215324785 |  | Live | Carrier | AIRQUEST | Singlezone Non-Ducted, Wall Placement | 215324785 |  | HRCU-A-CB-O | D5CSHAH33AAK | Mini-Splits | D5FSHAH33XAK |  |  |  | 12 | 19.6 | 10.5 | TRUE | TRUE | TRUE | 33000 | 30000 | 2.69 | 30200 | 2.02
215324784 |  | Live | Carrier | AIRQUEST | Singlezone Ducted, Compact Ducted | 215324784 |  | HRCU-A-CB | D5CSHAH24AAK | Mini-Splits | D5FSDAH24XHK |  |  |  | 12 | 19.2 | 11.7 | TRUE | TRUE | TRUE | 24000 | 21600 | 2.71 | 23600 | 2.48
215324783 |  | Live | Carrier | AIRQUEST | Singlezone Non-Ducted, Floor Placement | 215324783 |  | HRCU-A-CB-O | D5CSHAH24AAK | Mini-Splits | D5FCFAH24XAK |  |  |  | 12 | 20.5 | 12.1 | TRUE | TRUE | TRUE | 22000 | 20200 | 2.74 | 23300 | 2.38
215324780 |  | Live | Carrier | AIRQUEST | Singlezone Ducted, Compact Ducted | 215324780 |  | HRCU-A-CB | D5CSHAH18AAK | Mini-Splits | D5FSDAH18XHK |  |  |  | 12.1 | 18.5 | 11.1 | TRUE | TRUE | TRUE | 17500 | 15000 | 2.89 | 20000 | 2.5
215324782 |  | Live | Carrier | AIRQUEST | Singlezone Non-Ducted, Wall Placement | 215324782 |  | HRCU-A-CB-O | D5CSHAH24AAK | Mini-Splits | D5FSCAH24XAK |  |  |  | 12 | 20.8 | 11.6 | TRUE | TRUE |  | 23400 | 20400 | 2.78 | 23900 | 2.48
215324781 |  | Live | Carrier | AIRQUEST | Singlezone Non-Ducted, Wall Placement | 215324781 |  | HRCU-A-CB-O | D5CSHAH24AAK | Mini-Splits | D5FSHAH24XAK |  |  |  | 13 | 21.2 | 13.5 | TRUE | TRUE | TRUE | 24000 | 21000 | 2.88 | 23200 | 2.35
215324778 |  | Live | Carrier | AIRQUEST | Singlezone Non-Ducted, Floor Placement | 215324778 |  | HRCU-A-CB-O | D5CSHAH18AAK | Mini-Splits | D5FCFAH18XAK |  |  |  | 12.6 | 20.5 | 10.3 | TRUE | TRUE | TRUE | 17000 | 14400 | 2.54 | 20200 | 2.24
215324779 |  | Live | Carrier | AIRQUEST | Singlezone Ducted, Compact Ducted | 215324779 |  | HRCU-A-CB | D5CSHAH18AAK | Mini-Splits | D5FSDAH18XAK |  |  |  | 12 | 18 | 10.8 | TRUE | TRUE | TRUE | 17000 | 15000 | 2.4 | 19000 | 2.23
215324777 |  | Live | Carrier | AIRQUEST | Singlezone Non-Ducted, Wall Placement | 215324777 |  | HRCU-A-CB-O | D5CSHAH18AAK | Mini-Splits | D5FSFAH16XAK |  |  |  | 12.5 | 20.2 | 10.3 | TRUE | TRUE | TRUE | 16000 | 14200 | 2.6 | 18800 | 2.13
215324776 |  | Live | Carrier | AIRQUEST | Singlezone Non-Ducted, Ceiling Placement | 215324776 |  | HRCU-A-CB-O | D5CSHAH18AAK | Mini-Splits | D5FSCAH18XAK |  |  |  | 12.5 | 20 | 12.4 | TRUE | TRUE | TRUE | 16000 | 14900 | 2.7 | 18000 | 2.1
215324773 |  | Live | Carrier | AIRQUEST | Singlezone Ducted, Compact Ducted | 215324773 |  | HRCU-A-CB | D5CSHAH12AAK | Mini-Splits | D5FSDAH12XHK |  |  |  | 12 | 20.2 | 10.6 | TRUE | TRUE | TRUE | 12000 | 10200 | 2.6 | 14000 | 2.31
215324775 |  | Live | Carrier | AIRQUEST | Singlezone Non-Ducted, Ceiling Placement | 215324775 |  | HRCU-A-CB-O | D5CSHAH18AAK | Mini-Splits | D5FSOAH18XAK |  |  |  | 12.5 | 20.7 | 12.2 | TRUE | TRUE | TRUE | 16700 | 14500 | 2.5 | 18800 | 2.05
215324774 |  | Live | Carrier | AIRQUEST | Singlezone Non-Ducted, Wall Placement | 215324774 |  | HRCU-A-CB-O | D5CSHAH18AAK | Mini-Splits | D5FSHAH18XAK |  |  |  | 12.5 | 21.5 | 11 | TRUE | TRUE | TRUE | 18000 | 16600 | 2.55 | 19200 | 2
215324772 |  | Live | Carrier | AIRQUEST | Singlezone Ducted, Compact Ducted | 215324772 |  | HRCU-A-CB | D5CSHAH12AAK | Mini-Splits | D5FSDAH12XAK |  |  |  | 12 | 20 | 10.2 | TRUE | TRUE | TRUE | 12000 | 9600 | 2.49 | 13100 | 1.99
215324771 |  | Live | Carrier | AIRQUEST | Singlezone Non-Ducted, Wall Placement | 215324771 |  | HRCU-A-CB-O | D5CSHAH12AAK | Mini-Splits | D5FSFAH12XAK |  |  |  | 12.7 | 25 | 10.6 | TRUE | TRUE | TRUE | 12000 | 9800 | 2.71 | 12400 | 2.14
215324770 |  | Live | Carrier | AIRQUEST | Singlezone Non-Ducted, Ceiling Placement | 215324770 |  | HRCU-A-CB-O | D5CSHAH12AAK | Mini-Splits | D5FSCAH12XAK |  |  |  | 12.7 | 22.3 | 11.6 | TRUE | TRUE | TRUE | 12000 | 10000 | 2.74 | 12900 | 2.14
215324769 |  | Live | Carrier | AIRQUEST | Singlezone Non-Ducted, Ceiling Placement | 215324769 |  | HRCU-A-CB-O | D5CSHAH12AAK | Mini-Splits | D5FSOAH12XAK |  |  |  | 13 | 23 | 10.2 | TRUE | TRUE | TRUE | 12000 | 9600 | 2.65 | 11900 | 1.95
215324768 |  | Live | Carrier | AIRQUEST | Singlezone Non-Ducted, Wall Placement | 215324768 |  | HRCU-A-CB-O | D5CSHAH12AAK | Mini-Splits | D5FSHAH12XAK |  |  |  | 13.5 | 25.5 | 10.5 | TRUE | TRUE | TRUE | 12000 | 9800 | 2.71 | 12800 | 1.75
215324767 |  | Live | Carrier | AIRQUEST | Singlezone Ducted, Compact Ducted | 215324767 |  | HRCU-A-CB | D5CSHAH09AAK | Mini-Splits | D5FSDAH12XHK |  |  |  | 14 | 20.6 | 13.8 | TRUE | TRUE | TRUE | 9000 | 10200 | 2.45 | 12600 | 1.94
215324766 |  | Live | Carrier | AIRQUEST | Singlezone Ducted, Compact Ducted | 215324766 |  | HRCU-A-CB | D5CSHAH09AAK | Mini-Splits | D5FSDAH12XAK |  |  |  | 13.5 | 21.5 | 12.5 | TRUE | TRUE | TRUE | 9000 | 9600 | 2.49 | 12600 | 1.99
215324765 |  | Live | Carrier | AIRQUEST | Singlezone Non-Ducted, Wall Placement | 215324765 |  | HRCU-A-CB-O | D5CSHAH09AAK | Mini-Splits | D5FSFAH09XAK |  |  |  | 15.2 | 27.3 | 10.9 | TRUE | TRUE | TRUE | 9000 | 9800 | 2.71 | 12200 | 2.17
215324764 |  | Live | Carrier | AIRQUEST | Singlezone Non-Ducted, Ceiling Placement | 215324764 |  | HRCU-A-CB-O | D5CSHAH09AAK | Mini-Splits | D5FSCAH12XAK |  |  |  | 14 | 22.7 | 12.2 | TRUE | TRUE | TRUE | 9000 | 9700 | 2.63 | 12600 | 2.1
215324763 |  | Live | Carrier | AIRQUEST | Singlezone Non-Ducted, Ceiling Placement | 215324763 |  | HRCU-A-CB-O | D5CSHAH09AAK | Mini-Splits | D5FSOAH12XAK |  |  |  | 14.7 | 24 | 12.2 | TRUE | TRUE | TRUE | 9000 | 9000 | 2.44 | 11900 | 2
215324762 |  | Live | Carrier | AIRQUEST | Singlezone Non-Ducted, Wall Placement | 215324762 |  | HRCU-A-CB-O | D5CSHAH09AAK | Mini-Splits | D5FSHAH09XAK |  |  |  | 15.5 | 27.5 | 12.5 | TRUE | TRUE | TRUE | 9000 | 9800 | 2.71 | 12800 | 1.75
215324761 |  | Live | Carrier | AIRQUEST | Singlezone Ducted, Compact Ducted | 215324761 |  | HRCU-A-CB | D5CSHAH06AAK | Mini-Splits | D5FSDAH06XAK |  |  |  | 14.5 | 21.5 | 13.8 | TRUE | TRUE | TRUE | 6500 | 8000 | 2.69 | 9100 | 2.52
215324760 |  | Live | Carrier | AIRQUEST | Singlezone Non-Ducted, Ceiling Placement | 215324760 |  | HRCU-A-CB-O | D5CSHAH06AAK | Mini-Splits | D5FSOAH06XAK |  |  |  | 15.2 | 22 | 12 | TRUE | TRUE | TRUE | 6500 | 7000 | 2.66 | 9500 | 2.53
215324759 |  | Live | Carrier | AIRQUEST | Singlezone Non-Ducted, Wall Placement | 215324759 |  | HRCU-A-CB-O | D5CSHAH06AAK | Mini-Splits | D5FSHAH06XAK |  |  |  | 18 | 25.7 | 14.8 | TRUE | TRUE | TRUE | 6000 | 7900 | 2.79 | 8600 | 2.38
215324758 |  | Live | Carrier | SMART COMFORT | Singlezone Ducted, Compact Ducted | 215324758 |  | HRCU-A-CB | D5CLRAH58AAK | Mini-Splits | D5FLDAH58XHK |  |  |  | 10 | 17 | 9.8 | FALSE | FALSE | TRUE | 58000 | 40000 | 2.66 | 41500 | 2.45
215324757 |  | Live | Carrier | SMART COMFORT | Singlezone Non-Ducted, Floor Placement | 215324757 |  | HRCU-A-CB-O | D5CLRAH58AAK | Mini-Splits | D5FCFAH58XAK |  |  |  | 9.6 | 19.5 | 9.5 | FALSE | FALSE | TRUE | 54000 | 37200 | 2.53 | 45300 | 2.22
215324755 |  | Live | Carrier | SMART COMFORT | Singlezone Non-Ducted, Floor Placement | 215324755 |  | HRCU-A-CB-O | D5CLRAH48AAK | Mini-Splits | D5FCFAH48XAK |  |  |  | 9.5 | 19.9 | 10.2 | FALSE | TRUE | TRUE | 48000 | 39500 | 2.4 | 45100 | 2.13
215324756 |  | Live | Carrier | SMART COMFORT | Singlezone Ducted, Compact Ducted | 215324756 |  | HRCU-A-CB | D5CLRAH48AAK | Mini-Splits | D5FLDAH48XHK |  |  |  | 10 | 17.2 | 9.8 | FALSE | TRUE | TRUE | 48000 | 39000 | 2.48 | 46500 | 2.35
215324754 |  | Live | Carrier | SMART COMFORT | Singlezone Non-Ducted, Wall Placement | 215324754 |  | HRCU-A-CB-O | D5CLRAH48AAK | Mini-Splits | D5FLCAH48XAK |  |  |  | 9.5 | 19.1 | 9.9 | FALSE | TRUE | TRUE | 48000 | 36600 | 2.24 | 44600 | 2.12
215324753 |  | Live | Carrier | SMART COMFORT | Singlezone Ducted, Compact Ducted | 215324753 |  | HRCU-A-CB | D5CLRAH36AAK | Mini-Splits | D5FLDAH36XHK |  |  |  | 10.2 | 18.8 | 10.2 | FALSE | FALSE | TRUE | 36000 | 27400 | 2.73 | 31000 | 2.39
215324751 |  | Live | Carrier | SMART COMFORT | Singlezone Non-Ducted, Wall Placement | 215324751 |  | HRCU-A-CB-O | D5CLRAH36AAK | Mini-Splits | D5FLCAH36XAK |  |  |  | 9.7 | 20 | 10.4 | FALSE | TRUE | TRUE | 36000 | 26800 | 2.68 | 28100 | 2.22
215324752 |  | Live | Carrier | SMART COMFORT | Singlezone Non-Ducted, Floor Placement | 215324752 |  | HRCU-A-CB-O | D5CLRAH36AAK | Mini-Splits | D5FCFAH36XAK |  |  |  | 10.2 | 20 | 10 | FALSE | FALSE | TRUE | 36000 | 26400 | 2.68 | 30900 | 2.36
215324749 |  | Live | Carrier | SMART COMFORT | Singlezone Non-Ducted, Floor Placement | 215324749 |  | HRCU-A-CB-O | D5CLHAH58AAK | Mini-Splits | D5FCFAH58XAK |  |  |  | 9 | 18.1 | 10.7 | FALSE | TRUE | TRUE | 54000 | 41000 | 2.33 | 58000 | 2.17
215324750 |  | Live | Carrier | SMART COMFORT | Singlezone Ducted, Compact Ducted | 215324750 |  | HRCU-A-CB | D5CLHAH58AAK | Mini-Splits | D5FLDAH58XHK |  |  |  | 10.2 | 15.9 | 10.4 | FALSE | TRUE | TRUE | 55000 | 45000 | 2.72 | 52000 | 2.41
215324748 |  | Live | Carrier | SMART COMFORT | Singlezone Ducted, Compact Ducted | 215324748 |  | HRCU-A-CB | D5CLHAH48AAK | Mini-Splits | D5FLDAH48XHK |  |  |  | 10.4 | 16.8 | 10.8 | FALSE | TRUE | TRUE | 48000 | 45000 | 2.61 | 45500 | 2.4
215324747 |  | Live | Carrier | SMART COMFORT | Singlezone Non-Ducted, Floor Placement | 215324747 |  | HRCU-A-CB-O | D5CLHAH48AAK | Mini-Splits | D5FCFAH48XAK |  |  |  | 9.4 | 18.7 | 10.1 | FALSE | TRUE | TRUE | 48000 | 38500 | 2.38 | 44500 | 2.23
215324746 |  | Live | Carrier | SMART COMFORT | Singlezone Non-Ducted, Wall Placement | 215324746 |  | HRCU-A-CB-O | D5CLHAH48AAK | Mini-Splits | D5FLCAH48XAK |  |  |  | 10 | 18.2 | 11 | FALSE | TRUE | TRUE | 48000 | 44000 | 2.44 | 48000 | 2.17
215324744 |  | Live | Carrier | SMART COMFORT | Singlezone Non-Ducted, Floor Placement | 215324744 |  | HRCU-A-CB-O | D5CLHAH36AAK | Mini-Splits | D5FCFAH36XAK |  |  |  | 12 | 20.2 | 10.8 | TRUE | TRUE | TRUE | 36400 | 30200 | 2.58 | 42400 | 2.16
215324745 |  | Live | Carrier | SMART COMFORT | Singlezone Ducted, Compact Ducted | 215324745 |  | HRCU-A-CB | D5CLHAH36AAK | Mini-Splits | D5FLDAH36XHK |  |  |  | 12 | 17.8 | 11.1 | TRUE | TRUE | TRUE | 36000 | 31600 | 2.73 | 40000 | 2.29
215324743 |  | Live | Carrier | SMART COMFORT | Singlezone Non-Ducted, Wall Placement | 215324743 |  | HRCU-A-CB-O | D5CLHAH36AAK | Mini-Splits | D5FLCAH36XAK |  |  |  | 12 | 21.3 | 10.6 | TRUE | TRUE | TRUE | 36600 | 30600 | 2.56 | 46200 | 2.17
215324742 |  | Live | Carrier | SMART COMFORT | Singlezone Non-Ducted, Wall Placement | 215324742 |  | HRCU-A-CB-O | D5CVRAH24AAK | Mini-Splits | D5FVHAH24XAK |  |  |  | 9 | 17 | 8.5 | FALSE | TRUE | FALSE | 24000 | 17100 | 2.29 | 18400 | 2.17
215324740 |  | Live | Carrier | SMART COMFORT | Singlezone Non-Ducted, Wall Placement | 215324740 |  | HRCU-A-CB-O | D5CVRAH12AAK | Mini-Splits | D5FVHAH12XAK |  |  |  | 8.8 | 18 | 8.8 | FALSE | FALSE | FALSE | 12000 | 8000 | 2.58 | 8300 | 2.41
215324741 |  | Live | Carrier | SMART COMFORT | Singlezone Non-Ducted, Wall Placement | 215324741 |  | HRCU-A-CB-O | D5CVRAH18AAK | Mini-Splits | D5FVHAH18XAK |  |  |  | 9.9 | 18.3 | 8.7 | FALSE | FALSE |  | 17000 | 11200 | 2.41 | 11200 | 2.41
215324739 |  | Live | Carrier | SMART COMFORT | Singlezone Non-Ducted, Wall Placement | 215324739 |  | HRCU-A-CB-O | D5CVRAH09AAK | Mini-Splits | D5FVHAH09XAK |  |  |  | 10.9 | 19 | 9.7 | FALSE | TRUE | TRUE | 9000 | 8000 | 2.58 | 8300 | 2.41
215324738 |  | Live | Carrier | SMART COMFORT | Singlezone Non-Ducted, Wall Placement | 215324738 |  | HRCU-A-CB-O | D5CVRAH12AAJ | Mini-Splits | D5FVHAH12XAJ |  |  |  | 8.8 | 19 | 9.2 | FALSE | FALSE |  | 12000 | 7700 | 2.59 | 7900 | 2.41
215324735 |  | Live | Carrier | SMART COMFORT | Singlezone Non-Ducted, Floor Placement | 215324735 |  | HRCU-A-CB-O | D5CSRAH24AAK | Mini-Splits | D5FCFAH24XAK |  |  |  | 12.2 | 21.2 | 11.1 | TRUE | TRUE | TRUE | 24000 | 20000 | 2.56 | 20000 | 2.31
215324737 |  | Live | Carrier | SMART COMFORT | Singlezone Non-Ducted, Wall Placement | 215324737 |  | HRCU-A-CB-O | D5CVRAH09AAJ | Mini-Splits | D5FVHAH09XAJ |  |  |  | 10.1 | 18 | 9 | FALSE | FALSE |  | 9000 | 6900 | 2.32 | 7200 | 2.03
215324736 |  | Live | Carrier | SMART COMFORT | Singlezone Ducted, Compact Ducted | 215324736 |  | HRCU-A-CB | D5CSRAH24AAK | Mini-Splits | D5FSDAH24XHK |  |  |  | 12.5 | 19 | 11 | TRUE | TRUE |  | 24000 | 21200 | 2.6 | 21600 | 2.56
215324734 |  | Live | Carrier | SMART COMFORT | Singlezone Non-Ducted, Wall Placement | 215324734 |  | HRCU-A-CB-O | D5CSRAH24AAK | Mini-Splits | D5FSCAH24XAK |  |  |  | 12 | 22.1 | 10.5 | TRUE | TRUE | TRUE | 24000 | 20400 | 2.73 | 20500 | 2.55
215324732 |  | Live | Carrier | SMART COMFORT | Singlezone Ducted, Compact Ducted | 215324732 |  | HRCU-A-CB | D5CSRAH18AAK | Mini-Splits | D5FSDAH18XHK |  |  |  | 13.3 | 20 | 11.4 | TRUE | TRUE | TRUE | 17500 | 14900 | 2.89 | 15900 | 2.65
215324731 |  | Live | Carrier | SMART COMFORT | Singlezone Ducted, Compact Ducted | 215324731 |  | HRCU-A-CB | D5CSRAH18AAK | Mini-Splits | D5FSDAH18XAK |  |  |  | 12.5 | 20 | 10.6 | TRUE | TRUE |  | 17000 | 14000 | 2.6 | 14100 | 2.4
215324730 |  | Live | Carrier | SMART COMFORT | Singlezone Non-Ducted, Floor Placement | 215324730 |  | HRCU-A-CB-O | D5CSRAH18AAK | Mini-Splits | D5FCFAH18XAK |  |  |  | 12.5 | 22.4 | 10.4 | TRUE | TRUE | TRUE | 18000 | 13700 | 2.51 | 15100 | 2.38
215324729 |  | Live | Carrier | SMART COMFORT | Singlezone Non-Ducted, Wall Placement | 215324729 |  | HRCU-A-CB-O | D5CSRAH18AAK | Mini-Splits | D5FSFAH16XAK |  |  |  | 12.5 | 23.9 | 13.5 | TRUE | TRUE |  | 16000 | 14100 | 2.75 | 14600 | 2.58
215324728 |  | Live | Carrier | SMART COMFORT | Singlezone Non-Ducted, Ceiling Placement | 215324728 |  | HRCU-A-CB-O | D5CSRAH18AAK | Mini-Splits | D5FSCAH18XAK |  |  |  | 12.5 | 20.8 | 11.4 | TRUE | TRUE |  | 16800 | 13900 | 2.66 | 14800 | 2.36
215324727 |  | Live | Carrier | SMART COMFORT | Singlezone Non-Ducted, Ceiling Placement | 215324727 |  | HRCU-A-CB-O | D5CSRAH18AAK | Mini-Splits | D5FSOAH18XAK |  |  |  | 12.5 | 22.3 | 12.2 | TRUE | TRUE |  | 18000 | 14000 | 2.77 | 15200 | 2.47
215324726 |  | Live | Carrier | SMART COMFORT | Singlezone Non-Ducted, Wall Placement | 215324726 |  | HRCU-A-CB-O | D5CSRAH18AAK | Mini-Splits | D5FSHAH18XAK |  |  |  | 12.8 | 23.5 | 10.8 | TRUE | TRUE |  | 18000 | 13600 | 2.73 | 14900 | 2.43
215324725 |  | Live | Carrier | SMART COMFORT | Singlezone Ducted, Compact Ducted | 215324725 |  | HRCU-A-CB | D5CSRAH12AAK | Mini-Splits | D5FSDAH12XHK |  |  |  | 12 | 19.5 | 10.5 | TRUE | TRUE | TRUE | 12000 | 9100 | 2.78 | 9800 | 2.52
215324724 |  | Live | Carrier | SMART COMFORT | Singlezone Ducted, Compact Ducted | 215324724 |  | HRCU-A-CB | D5CSRAH12AAK | Mini-Splits | D5FSDAH12XAK |  |  |  | 11.7 | 19 | 10.3 | TRUE | TRUE |  | 11500 | 9500 | 2.58 | 10300 | 2.58
215324723 |  | Live | Carrier | SMART COMFORT | Singlezone Non-Ducted, Wall Placement | 215324723 |  | HRCU-A-CB-O | D5CSRAH12AAK | Mini-Splits | D5FSFAH12XAK |  |  |  | 12.7 | 24.7 | 11 | TRUE | TRUE |  | 12000 | 9000 | 2.87 | 9600 | 2.49
215324722 |  | Live | Carrier | SMART COMFORT | Singlezone Non-Ducted, Ceiling Placement | 215324722 |  | HRCU-A-CB-O | D5CSRAH12AAK | Mini-Splits | D5FSCAH12XAK |  |  |  | 12.5 | 21.2 | 10.4 | TRUE | TRUE |  | 12000 | 8500 | 2.8 | 9300 | 2.55
215324719 |  | Live | Carrier | SMART COMFORT | Singlezone Ducted, Compact Ducted | 215324719 |  | HRCU-A-CB | D5CSRAH09AAK | Mini-Splits | D5FSDAH12XHK |  |  |  | 13 | 19.8 | 11.5 | TRUE | TRUE | TRUE | 9000 | 9300 | 2.9 | 9800 | 2.56
215324721 |  | Live | Carrier | SMART COMFORT | Singlezone Non-Ducted, Ceiling Placement | 215324721 |  | HRCU-A-CB-O | D5CSRAH12AAK | Mini-Splits | D5FSOAH12XAK |  |  |  | 12.3 | 22.2 | 10.1 | TRUE | TRUE | TRUE | 12000 | 8600 | 2.77 | 10000 | 2.59
215324720 |  | Live | Carrier | SMART COMFORT | Singlezone Non-Ducted, Wall Placement | 215324720 |  | HRCU-A-CB-O | D5CSRAH12AAK | Mini-Splits | D5FSHAH12XAK |  |  |  | 13.1 | 25.5 | 10.7 | TRUE | TRUE | TRUE | 12000 | 9300 | 2.84 | 9600 | 2.38
215324718 |  | Live | Carrier | SMART COMFORT | Singlezone Ducted, Compact Ducted | 215324718 |  | HRCU-A-CB | D5CSRAH09AAK | Mini-Splits | D5FSDAH12XAK |  |  |  | 12.8 | 19.6 | 11 | TRUE | TRUE | TRUE | 9000 | 8900 | 2.61 | 9600 | 2.45
215324717 |  | Live | Carrier | SMART COMFORT | Singlezone Non-Ducted, Wall Placement | 215324717 |  | HRCU-A-CB-O | D5CSRAH09AAK | Mini-Splits | D5FSFAH09XAK |  |  |  | 16.3 | 26 | 13.9 | TRUE | TRUE | TRUE | 9000 | 9000 | 2.9 | 9600 | 2.49
215324716 |  | Live | Carrier | SMART COMFORT | Singlezone Non-Ducted, Ceiling Placement | 215324716 |  | HRCU-A-CB-O | D5CSRAH09AAK | Mini-Splits | D5FSCAH12XAK |  |  |  | 14.3 | 21.7 | 11.3 | TRUE | TRUE | TRUE | 9000 | 8500 | 2.8 | 9300 | 2.55
215324715 |  | Live | Carrier | SMART COMFORT | Singlezone Non-Ducted, Ceiling Placement | 215324715 |  | HRCU-A-CB-O | D5CSRAH09AAK | Mini-Splits | D5FSOAH12XAK |  |  |  | 14.4 | 22.2 | 11.8 | TRUE | TRUE | TRUE | 9000 | 7900 | 2.69 | 9900 | 2.59
215324714 |  | Live | Carrier | SMART COMFORT | Singlezone Non-Ducted, Wall Placement | 215324714 |  | HRCU-A-CB-O | D5CSRAH09AAK | Mini-Splits | D5FSHAH09XAK |  |  |  | 14.9 | 26 | 12.5 | TRUE | TRUE | TRUE | 9000 | 8100 | 2.83 | 9400 | 2.37
215324713 |  | Live | Carrier | SMART COMFORT | Singlezone Non-Ducted, Wall Placement | 215324713 |  | HRCU-A-CB-O | D5CSRAH12AAJ | Mini-Splits | D5FSHAH12XAJ |  |  |  | 13 | 23.5 | 9.5 | TRUE | FALSE | TRUE | 12000 | 8700 | 2.68 | 8700 | 2.43
215324712 |  | Live | Carrier | SMART COMFORT | Singlezone Non-Ducted, Wall Placement | 215324712 |  | HRCU-A-CB-O | D5CSHAH33AAK | Mini-Splits | D5FSHAH33XAK |  |  |  | 12 | 19.6 | 10.5 | TRUE | TRUE | TRUE | 33000 | 30000 | 2.69 | 30200 | 2.02
215324710 |  | Live | Carrier | SMART COMFORT | Singlezone Non-Ducted, Floor Placement | 215324710 |  | HRCU-A-CB-O | D5CSHAH24AAK | Mini-Splits | D5FCFAH24XAK |  |  |  | 12 | 20.5 | 12.1 | TRUE | TRUE | TRUE | 22000 | 20200 | 2.74 | 23300 | 2.38
215324711 |  | Live | Carrier | SMART COMFORT | Singlezone Ducted, Compact Ducted | 215324711 |  | HRCU-A-CB | D5CSHAH24AAK | Mini-Splits | D5FSDAH24XHK |  |  |  | 12 | 19.2 | 11.7 | TRUE | TRUE | TRUE | 24000 | 21600 | 2.71 | 23600 | 2.48
215324709 |  | Live | Carrier | SMART COMFORT | Singlezone Non-Ducted, Wall Placement | 215324709 |  | HRCU-A-CB-O | D5CSHAH24AAK | Mini-Splits | D5FSCAH24XAK |  |  |  | 12 | 20.8 | 11.6 | TRUE | TRUE |  | 23400 | 20400 | 2.78 | 23900 | 2.48
215324708 |  | Live | Carrier | SMART COMFORT | Singlezone Non-Ducted, Wall Placement | 215324708 |  | HRCU-A-CB-O | D5CSHAH24AAK | Mini-Splits | D5FSHAH24XAK |  |  |  | 13 | 21.2 | 13.5 | TRUE | TRUE | TRUE | 24000 | 21000 | 2.88 | 23200 | 2.35
215324707 |  | Live | Carrier | SMART COMFORT | Singlezone Ducted, Compact Ducted | 215324707 |  | HRCU-A-CB | D5CSHAH18AAK | Mini-Splits | D5FSDAH18XHK |  |  |  | 12.1 | 18.5 | 11.1 | TRUE | TRUE | TRUE | 17500 | 15000 | 2.89 | 20000 | 2.5
215324706 |  | Live | Carrier | SMART COMFORT | Singlezone Ducted, Compact Ducted | 215324706 |  | HRCU-A-CB | D5CSHAH18AAK | Mini-Splits | D5FSDAH18XAK |  |  |  | 12 | 18 | 10.8 | TRUE | TRUE | TRUE | 17000 | 15000 | 2.4 | 19000 | 2.23
215324705 |  | Live | Carrier | SMART COMFORT | Singlezone Non-Ducted, Floor Placement | 215324705 |  | HRCU-A-CB-O | D5CSHAH18AAK | Mini-Splits | D5FCFAH18XAK |  |  |  | 12.6 | 20.5 | 10.3 | TRUE | TRUE | TRUE | 17000 | 14400 | 2.54 | 20200 | 2.24
215324704 |  | Live | Carrier | SMART COMFORT | Singlezone Non-Ducted, Wall Placement | 215324704 |  | HRCU-A-CB-O | D5CSHAH18AAK | Mini-Splits | D5FSFAH16XAK |  |  |  | 12.5 | 20.2 | 10.3 | TRUE | TRUE | TRUE | 16000 | 14200 | 2.6 | 18800 | 2.13
215324703 |  | Live | Carrier | SMART COMFORT | Singlezone Non-Ducted, Ceiling Placement | 215324703 |  | HRCU-A-CB-O | D5CSHAH18AAK | Mini-Splits | D5FSCAH18XAK |  |  |  | 12.5 | 20 | 12.4 | TRUE | TRUE | TRUE | 16000 | 14900 | 2.7 | 18000 | 2.1
215324702 |  | Live | Carrier | SMART COMFORT | Singlezone Non-Ducted, Ceiling Placement | 215324702 |  | HRCU-A-CB-O | D5CSHAH18AAK | Mini-Splits | D5FSOAH18XAK |  |  |  | 12.5 | 20.7 | 12.2 | TRUE | TRUE | TRUE | 16700 | 14500 | 2.5 | 18800 | 2.05
215324700 |  | Live | Carrier | SMART COMFORT | Singlezone Ducted, Compact Ducted | 215324700 |  | HRCU-A-CB | D5CSHAH12AAK | Mini-Splits | D5FSDAH12XHK |  |  |  | 12 | 20.2 | 10.6 | TRUE | TRUE | TRUE | 12000 | 10200 | 2.6 | 14000 | 2.31
215324701 |  | Live | Carrier | SMART COMFORT | Singlezone Non-Ducted, Wall Placement | 215324701 |  | HRCU-A-CB-O | D5CSHAH18AAK | Mini-Splits | D5FSHAH18XAK |  |  |  | 12.5 | 21.5 | 11 | TRUE | TRUE | TRUE | 18000 | 16600 | 2.55 | 19200 | 2
215324699 |  | Live | Carrier | SMART COMFORT | Singlezone Ducted, Compact Ducted | 215324699 |  | HRCU-A-CB | D5CSHAH12AAK | Mini-Splits | D5FSDAH12XAK |  |  |  | 12 | 20 | 10.2 | TRUE | TRUE | TRUE | 12000 | 9600 | 2.49 | 13100 | 1.99
215324698 |  | Live | Carrier | SMART COMFORT | Singlezone Non-Ducted, Wall Placement | 215324698 |  | HRCU-A-CB-O | D5CSHAH12AAK | Mini-Splits | D5FSFAH12XAK |  |  |  | 12.7 | 25 | 10.6 | TRUE | TRUE | TRUE | 12000 | 9800 | 2.71 | 12400 | 2.14
215324697 |  | Live | Carrier | SMART COMFORT | Singlezone Non-Ducted, Ceiling Placement | 215324697 |  | HRCU-A-CB-O | D5CSHAH12AAK | Mini-Splits | D5FSCAH12XAK |  |  |  | 12.7 | 22.3 | 11.6 | TRUE | TRUE | TRUE | 12000 | 10000 | 2.74 | 12900 | 2.14
215324696 |  | Live | Carrier | SMART COMFORT | Singlezone Non-Ducted, Ceiling Placement | 215324696 |  | HRCU-A-CB-O | D5CSHAH12AAK | Mini-Splits | D5FSOAH12XAK |  |  |  | 13 | 23 | 10.2 | TRUE | TRUE | TRUE | 12000 | 9600 | 2.65 | 11900 | 1.95
215324694 |  | Live | Carrier | SMART COMFORT | Singlezone Ducted, Compact Ducted | 215324694 |  | HRCU-A-CB | D5CSHAH09AAK | Mini-Splits | D5FSDAH12XHK |  |  |  | 14 | 20.6 | 13.8 | TRUE | TRUE | TRUE | 9000 | 10200 | 2.45 | 12600 | 1.94
215324693 |  | Live | Carrier | SMART COMFORT | Singlezone Ducted, Compact Ducted | 215324693 |  | HRCU-A-CB | D5CSHAH09AAK | Mini-Splits | D5FSDAH12XAK |  |  |  | 13.5 | 21.5 | 12.5 | TRUE | TRUE | TRUE | 9000 | 9600 | 2.49 | 12600 | 1.99
215324695 |  | Live | Carrier | SMART COMFORT | Singlezone Non-Ducted, Wall Placement | 215324695 |  | HRCU-A-CB-O | D5CSHAH12AAK | Mini-Splits | D5FSHAH12XAK |  |  |  | 13.5 | 25.5 | 10.5 | TRUE | TRUE | TRUE | 12000 | 9800 | 2.71 | 12800 | 1.75
215324692 |  | Live | Carrier | SMART COMFORT | Singlezone Non-Ducted, Wall Placement | 215324692 |  | HRCU-A-CB-O | D5CSHAH09AAK | Mini-Splits | D5FSFAH09XAK |  |  |  | 15.2 | 27.3 | 10.9 | TRUE | TRUE | TRUE | 9000 | 9800 | 2.71 | 12200 | 2.17
215324691 |  | Live | Carrier | SMART COMFORT | Singlezone Non-Ducted, Ceiling Placement | 215324691 |  | HRCU-A-CB-O | D5CSHAH09AAK | Mini-Splits | D5FSCAH12XAK |  |  |  | 14 | 22.7 | 12.2 | TRUE | TRUE | TRUE | 9000 | 9700 | 2.63 | 12600 | 2.1
215324690 |  | Live | Carrier | SMART COMFORT | Singlezone Non-Ducted, Ceiling Placement | 215324690 |  | HRCU-A-CB-O | D5CSHAH09AAK | Mini-Splits | D5FSOAH12XAK |  |  |  | 14.7 | 24 | 12.2 | TRUE | TRUE | TRUE | 9000 | 9000 | 2.44 | 11900 | 2
215324688 |  | Live | Carrier | SMART COMFORT | Singlezone Ducted, Compact Ducted | 215324688 |  | HRCU-A-CB | D5CSHAH06AAK | Mini-Splits | D5FSDAH06XAK |  |  |  | 14.5 | 21.5 | 13.8 | TRUE | TRUE | TRUE | 6500 | 8000 | 2.69 | 9100 | 2.52
215324687 |  | Live | Carrier | SMART COMFORT | Singlezone Non-Ducted, Ceiling Placement | 215324687 |  | HRCU-A-CB-O | D5CSHAH06AAK | Mini-Splits | D5FSOAH06XAK |  |  |  | 15.2 | 22 | 12 | TRUE | TRUE | TRUE | 6500 | 7000 | 2.66 | 9500 | 2.53
215324689 |  | Live | Carrier | SMART COMFORT | Singlezone Non-Ducted, Wall Placement | 215324689 |  | HRCU-A-CB-O | D5CSHAH09AAK | Mini-Splits | D5FSHAH09XAK |  |  |  | 15.5 | 27.5 | 12.5 | TRUE | TRUE | TRUE | 9000 | 9800 | 2.71 | 12800 | 1.75
215324685 |  | Live | Carrier | TEMPSTAR | Singlezone Ducted, Compact Ducted | 215324685 |  | HRCU-A-CB | D5CLRAH58AAK | Mini-Splits | D5FLDAH58XHK |  |  |  | 10 | 17 | 9.8 | FALSE | FALSE | TRUE | 58000 | 40000 | 2.66 | 41500 | 2.45
215324686 |  | Live | Carrier | SMART COMFORT | Singlezone Non-Ducted, Wall Placement | 215324686 |  | HRCU-A-CB-O | D5CSHAH06AAK | Mini-Splits | D5FSHAH06XAK |  |  |  | 18 | 25.7 | 14.8 | TRUE | TRUE | TRUE | 6000 | 7900 | 2.79 | 8600 | 2.38
215324684 |  | Live | Carrier | TEMPSTAR | Singlezone Non-Ducted, Floor Placement | 215324684 |  | HRCU-A-CB-O | D5CLRAH58AAK | Mini-Splits | D5FCFAH58XAK |  |  |  | 9.6 | 19.5 | 9.5 | FALSE | FALSE | TRUE | 54000 | 37200 | 2.53 | 45300 | 2.22
215324683 |  | Live | Carrier | TEMPSTAR | Singlezone Ducted, Compact Ducted | 215324683 |  | HRCU-A-CB | D5CLRAH48AAK | Mini-Splits | D5FLDAH48XHK |  |  |  | 10 | 17.2 | 9.8 | FALSE | TRUE | TRUE | 48000 | 39000 | 2.48 | 46500 | 2.35
215324682 |  | Live | Carrier | TEMPSTAR | Singlezone Non-Ducted, Floor Placement | 215324682 |  | HRCU-A-CB-O | D5CLRAH48AAK | Mini-Splits | D5FCFAH48XAK |  |  |  | 9.5 | 19.9 | 10.2 | FALSE | TRUE | TRUE | 48000 | 39500 | 2.4 | 45100 | 2.13
215324681 |  | Live | Carrier | TEMPSTAR | Singlezone Non-Ducted, Wall Placement | 215324681 |  | HRCU-A-CB-O | D5CLRAH48AAK | Mini-Splits | D5FLCAH48XAK |  |  |  | 9.5 | 19.1 | 9.9 | FALSE | TRUE | TRUE | 48000 | 36600 | 2.24 | 44600 | 2.12
215324680 |  | Live | Carrier | TEMPSTAR | Singlezone Ducted, Compact Ducted | 215324680 |  | HRCU-A-CB | D5CLRAH36AAK | Mini-Splits | D5FLDAH36XHK |  |  |  | 10.2 | 18.8 | 10.2 | FALSE | FALSE | TRUE | 36000 | 27400 | 2.73 | 31000 | 2.39
215324679 |  | Live | Carrier | TEMPSTAR | Singlezone Non-Ducted, Floor Placement | 215324679 |  | HRCU-A-CB-O | D5CLRAH36AAK | Mini-Splits | D5FCFAH36XAK |  |  |  | 10.2 | 20 | 10 | FALSE | FALSE | TRUE | 36000 | 26400 | 2.68 | 30900 | 2.36
215324678 |  | Live | Carrier | TEMPSTAR | Singlezone Non-Ducted, Wall Placement | 215324678 |  | HRCU-A-CB-O | D5CLRAH36AAK | Mini-Splits | D5FLCAH36XAK |  |  |  | 9.7 | 20 | 10.4 | FALSE | TRUE | TRUE | 36000 | 26800 | 2.68 | 28100 | 2.22
215324676 |  | Live | Carrier | TEMPSTAR | Singlezone Non-Ducted, Floor Placement | 215324676 |  | HRCU-A-CB-O | D5CLHAH58AAK | Mini-Splits | D5FCFAH58XAK |  |  |  | 9 | 18.1 | 10.7 | FALSE | TRUE | TRUE | 54000 | 41000 | 2.33 | 58000 | 2.17
215324677 |  | Live | Carrier | TEMPSTAR | Singlezone Ducted, Compact Ducted | 215324677 |  | HRCU-A-CB | D5CLHAH58AAK | Mini-Splits | D5FLDAH58XHK |  |  |  | 10.2 | 15.9 | 10.4 | FALSE | TRUE | TRUE | 55000 | 45000 | 2.72 | 52000 | 2.41
215324674 |  | Live | Carrier | TEMPSTAR | Singlezone Non-Ducted, Floor Placement | 215324674 |  | HRCU-A-CB-O | D5CLHAH48AAK | Mini-Splits | D5FCFAH48XAK |  |  |  | 9.4 | 18.7 | 10.1 | FALSE | TRUE | TRUE | 48000 | 38500 | 2.38 | 44500 | 2.23
215324675 |  | Live | Carrier | TEMPSTAR | Singlezone Ducted, Compact Ducted | 215324675 |  | HRCU-A-CB | D5CLHAH48AAK | Mini-Splits | D5FLDAH48XHK |  |  |  | 10.4 | 16.8 | 10.8 | FALSE | TRUE | TRUE | 48000 | 45000 | 2.61 | 45500 | 2.4
215324673 |  | Live | Carrier | TEMPSTAR | Singlezone Non-Ducted, Wall Placement | 215324673 |  | HRCU-A-CB-O | D5CLHAH48AAK | Mini-Splits | D5FLCAH48XAK |  |  |  | 10 | 18.2 | 11 | FALSE | TRUE | TRUE | 48000 | 44000 | 2.44 | 48000 | 2.17
215324672 |  | Live | Carrier | TEMPSTAR | Singlezone Ducted, Compact Ducted | 215324672 |  | HRCU-A-CB | D5CLHAH36AAK | Mini-Splits | D5FLDAH36XHK |  |  |  | 12 | 17.8 | 11.1 | TRUE | TRUE | TRUE | 36000 | 31600 | 2.73 | 40000 | 2.29
215324671 |  | Live | Carrier | TEMPSTAR | Singlezone Non-Ducted, Floor Placement | 215324671 |  | HRCU-A-CB-O | D5CLHAH36AAK | Mini-Splits | D5FCFAH36XAK |  |  |  | 12 | 20.2 | 10.8 | TRUE | TRUE | TRUE | 36400 | 30200 | 2.58 | 42400 | 2.16
215324670 |  | Live | Carrier | TEMPSTAR | Singlezone Non-Ducted, Wall Placement | 215324670 |  | HRCU-A-CB-O | D5CLHAH36AAK | Mini-Splits | D5FLCAH36XAK |  |  |  | 12 | 21.3 | 10.6 | TRUE | TRUE | TRUE | 36600 | 30600 | 2.56 | 46200 | 2.17
215324669 |  | Live | Carrier | TEMPSTAR | Singlezone Non-Ducted, Wall Placement | 215324669 |  | HRCU-A-CB-O | D5CVRAH24AAK | Mini-Splits | D5FVHAH24XAK |  |  |  | 9 | 17 | 8.5 | FALSE | TRUE | FALSE | 24000 | 17100 | 2.29 | 18400 | 2.17
215324668 |  | Live | Carrier | TEMPSTAR | Singlezone Non-Ducted, Wall Placement | 215324668 |  | HRCU-A-CB-O | D5CVRAH18AAK | Mini-Splits | D5FVHAH18XAK |  |  |  | 9.9 | 18.3 | 8.7 | FALSE | FALSE |  | 17000 | 11200 | 2.41 | 11200 | 2.41
215324667 |  | Live | Carrier | TEMPSTAR | Singlezone Non-Ducted, Wall Placement | 215324667 |  | HRCU-A-CB-O | D5CVRAH12AAK | Mini-Splits | D5FVHAH12XAK |  |  |  | 8.8 | 18 | 8.8 | FALSE | FALSE | FALSE | 12000 | 8000 | 2.58 | 8300 | 2.41
215324666 |  | Live | Carrier | TEMPSTAR | Singlezone Non-Ducted, Wall Placement | 215324666 |  | HRCU-A-CB-O | D5CVRAH09AAK | Mini-Splits | D5FVHAH09XAK |  |  |  | 10.9 | 19 | 9.7 | FALSE | TRUE | TRUE | 9000 | 8000 | 2.58 | 8300 | 2.41
215324665 |  | Live | Carrier | TEMPSTAR | Singlezone Non-Ducted, Wall Placement | 215324665 |  | HRCU-A-CB-O | D5CVRAH12AAJ | Mini-Splits | D5FVHAH12XAJ |  |  |  | 8.8 | 19 | 9.2 | FALSE | FALSE |  | 12000 | 7700 | 2.59 | 7900 | 2.41
215324662 |  | Live | Carrier | TEMPSTAR | Singlezone Non-Ducted, Floor Placement | 215324662 |  | HRCU-A-CB-O | D5CSRAH24AAK | Mini-Splits | D5FCFAH24XAK |  |  |  | 12.2 | 21.2 | 11.1 | TRUE | TRUE | TRUE | 24000 | 20000 | 2.56 | 20000 | 2.31
215324664 |  | Live | Carrier | TEMPSTAR | Singlezone Non-Ducted, Wall Placement | 215324664 |  | HRCU-A-CB-O | D5CVRAH09AAJ | Mini-Splits | D5FVHAH09XAJ |  |  |  | 10.1 | 18 | 9 | FALSE | FALSE |  | 9000 | 6900 | 2.32 | 7200 | 2.03
215324663 |  | Live | Carrier | TEMPSTAR | Singlezone Ducted, Compact Ducted | 215324663 |  | HRCU-A-CB | D5CSRAH24AAK | Mini-Splits | D5FSDAH24XHK |  |  |  | 12.5 | 19 | 11 | TRUE | TRUE |  | 24000 | 21200 | 2.6 | 21600 | 2.56
215324661 |  | Live | Carrier | TEMPSTAR | Singlezone Non-Ducted, Wall Placement | 215324661 |  | HRCU-A-CB-O | D5CSRAH24AAK | Mini-Splits | D5FSCAH24XAK |  |  |  | 12 | 22.1 | 10.5 | TRUE | TRUE | TRUE | 24000 | 20400 | 2.73 | 20500 | 2.55
215324659 |  | Live | Carrier | TEMPSTAR | Singlezone Ducted, Compact Ducted | 215324659 |  | HRCU-A-CB | D5CSRAH18AAK | Mini-Splits | D5FSDAH18XHK |  |  |  | 13.3 | 20 | 11.4 | TRUE | TRUE | TRUE | 17500 | 14900 | 2.89 | 15900 | 2.65
215324658 |  | Live | Carrier | TEMPSTAR | Singlezone Ducted, Compact Ducted | 215324658 |  | HRCU-A-CB | D5CSRAH18AAK | Mini-Splits | D5FSDAH18XAK |  |  |  | 12.5 | 20 | 10.6 | TRUE | TRUE |  | 17000 | 14000 | 2.6 | 14100 | 2.4
215324657 |  | Live | Carrier | TEMPSTAR | Singlezone Non-Ducted, Floor Placement | 215324657 |  | HRCU-A-CB-O | D5CSRAH18AAK | Mini-Splits | D5FCFAH18XAK |  |  |  | 12.5 | 22.4 | 10.4 | TRUE | TRUE | TRUE | 18000 | 13700 | 2.51 | 15100 | 2.38
215324656 |  | Live | Carrier | TEMPSTAR | Singlezone Non-Ducted, Wall Placement | 215324656 |  | HRCU-A-CB-O | D5CSRAH18AAK | Mini-Splits | D5FSFAH16XAK |  |  |  | 12.5 | 23.9 | 13.5 | TRUE | TRUE |  | 16000 | 14100 | 2.75 | 14600 | 2.58
215324655 |  | Live | Carrier | TEMPSTAR | Singlezone Non-Ducted, Ceiling Placement | 215324655 |  | HRCU-A-CB-O | D5CSRAH18AAK | Mini-Splits | D5FSCAH18XAK |  |  |  | 12.5 | 20.8 | 11.4 | TRUE | TRUE |  | 16800 | 13900 | 2.66 | 14800 | 2.36
215324654 |  | Live | Carrier | TEMPSTAR | Singlezone Non-Ducted, Ceiling Placement | 215324654 |  | HRCU-A-CB-O | D5CSRAH18AAK | Mini-Splits | D5FSOAH18XAK |  |  |  | 12.5 | 22.3 | 12.2 | TRUE | TRUE |  | 18000 | 14000 | 2.77 | 15200 | 2.47
215324653 |  | Live | Carrier | TEMPSTAR | Singlezone Non-Ducted, Wall Placement | 215324653 |  | HRCU-A-CB-O | D5CSRAH18AAK | Mini-Splits | D5FSHAH18XAK |  |  |  | 12.8 | 23.5 | 10.8 | TRUE | TRUE |  | 18000 | 13600 | 2.73 | 14900 | 2.43
215324652 |  | Live | Carrier | TEMPSTAR | Singlezone Ducted, Compact Ducted | 215324652 |  | HRCU-A-CB | D5CSRAH12AAK | Mini-Splits | D5FSDAH12XHK |  |  |  | 12 | 19.5 | 10.5 | TRUE | TRUE | TRUE | 12000 | 9100 | 2.78 | 9800 | 2.52
215324651 |  | Live | Carrier | TEMPSTAR | Singlezone Ducted, Compact Ducted | 215324651 |  | HRCU-A-CB | D5CSRAH12AAK | Mini-Splits | D5FSDAH12XAK |  |  |  | 11.7 | 19 | 10.3 | TRUE | TRUE |  | 11500 | 9500 | 2.58 | 10300 | 2.58
215324650 |  | Live | Carrier | TEMPSTAR | Singlezone Non-Ducted, Wall Placement | 215324650 |  | HRCU-A-CB-O | D5CSRAH12AAK | Mini-Splits | D5FSFAH12XAK |  |  |  | 12.7 | 24.7 | 11 | TRUE | TRUE |  | 12000 | 9000 | 2.87 | 9600 | 2.49
215324649 |  | Live | Carrier | TEMPSTAR | Singlezone Non-Ducted, Ceiling Placement | 215324649 |  | HRCU-A-CB-O | D5CSRAH12AAK | Mini-Splits | D5FSCAH12XAK |  |  |  | 12.5 | 21.2 | 10.4 | TRUE | TRUE |  | 12000 | 8500 | 2.8 | 9300 | 2.55
215324648 |  | Live | Carrier | TEMPSTAR | Singlezone Non-Ducted, Ceiling Placement | 215324648 |  | HRCU-A-CB-O | D5CSRAH12AAK | Mini-Splits | D5FSOAH12XAK |  |  |  | 12.3 | 22.2 | 10.1 | TRUE | TRUE |  | 12000 | 8600 | 2.77 | 10000 | 2.59
215324646 |  | Live | Carrier | TEMPSTAR | Singlezone Ducted, Compact Ducted | 215324646 |  | HRCU-A-CB | D5CSRAH09AAK | Mini-Splits | D5FSDAH12XHK |  |  |  | 13 | 19.8 | 11.5 | TRUE | TRUE | TRUE | 9000 | 9300 | 2.9 | 9800 | 2.56
215324645 |  | Live | Carrier | TEMPSTAR | Singlezone Ducted, Compact Ducted | 215324645 |  | HRCU-A-CB | D5CSRAH09AAK | Mini-Splits | D5FSDAH12XAK |  |  |  | 12.8 | 19.6 | 11 | TRUE | TRUE | TRUE | 9000 | 8900 | 2.61 | 9600 | 2.45
215324647 |  | Live | Carrier | TEMPSTAR | Singlezone Non-Ducted, Wall Placement | 215324647 |  | HRCU-A-CB-O | D5CSRAH12AAK | Mini-Splits | D5FSHAH12XAK |  |  |  | 13.1 | 25.5 | 10.7 | TRUE | TRUE | TRUE | 12000 | 9300 | 2.84 | 9600 | 2.38
215324644 |  | Live | Carrier | TEMPSTAR | Singlezone Non-Ducted, Wall Placement | 215324644 |  | HRCU-A-CB-O | D5CSRAH09AAK | Mini-Splits | D5FSFAH09XAK |  |  |  | 16.3 | 26 | 13.9 | TRUE | TRUE | TRUE | 9000 | 9000 | 2.9 | 9600 | 2.49
215324643 |  | Live | Carrier | TEMPSTAR | Singlezone Non-Ducted, Ceiling Placement | 215324643 |  | HRCU-A-CB-O | D5CSRAH09AAK | Mini-Splits | D5FSCAH12XAK |  |  |  | 14.3 | 21.7 | 11.3 | TRUE | TRUE | TRUE | 9000 | 8500 | 2.8 | 9300 | 2.55
215324642 |  | Live | Carrier | TEMPSTAR | Singlezone Non-Ducted, Ceiling Placement | 215324642 |  | HRCU-A-CB-O | D5CSRAH09AAK | Mini-Splits | D5FSOAH12XAK |  |  |  | 14.4 | 22.2 | 11.8 | TRUE | TRUE | TRUE | 9000 | 7900 | 2.69 | 9900 | 2.59
215324641 |  | Live | Carrier | TEMPSTAR | Singlezone Non-Ducted, Wall Placement | 215324641 |  | HRCU-A-CB-O | D5CSRAH09AAK | Mini-Splits | D5FSHAH09XAK |  |  |  | 14.9 | 26 | 12.5 | TRUE | TRUE | TRUE | 9000 | 8100 | 2.83 | 9400 | 2.37
215324640 |  | Live | Carrier | TEMPSTAR | Singlezone Non-Ducted, Wall Placement | 215324640 |  | HRCU-A-CB-O | D5CSRAH12AAJ | Mini-Splits | D5FSHAH12XAJ |  |  |  | 13 | 23.5 | 9.5 | TRUE | FALSE | TRUE | 12000 | 8700 | 2.68 | 8700 | 2.43
215324639 |  | Live | Carrier | TEMPSTAR | Singlezone Non-Ducted, Wall Placement | 215324639 |  | HRCU-A-CB-O | D5CSHAH33AAK | Mini-Splits | D5FSHAH33XAK |  |  |  | 12 | 19.6 | 10.5 | TRUE | TRUE | TRUE | 33000 | 30000 | 2.69 | 30200 | 2.02
215324637 |  | Live | Carrier | TEMPSTAR | Singlezone Non-Ducted, Floor Placement | 215324637 |  | HRCU-A-CB-O | D5CSHAH24AAK | Mini-Splits | D5FCFAH24XAK |  |  |  | 12 | 20.5 | 12.1 | TRUE | TRUE | TRUE | 22000 | 20200 | 2.74 | 23300 | 2.38
215324638 |  | Live | Carrier | TEMPSTAR | Singlezone Ducted, Compact Ducted | 215324638 |  | HRCU-A-CB | D5CSHAH24AAK | Mini-Splits | D5FSDAH24XHK |  |  |  | 12 | 19.2 | 11.7 | TRUE | TRUE | TRUE | 24000 | 21600 | 2.71 | 23600 | 2.48
215324634 |  | Live | Carrier | TEMPSTAR | Singlezone Ducted, Compact Ducted | 215324634 |  | HRCU-A-CB | D5CSHAH18AAK | Mini-Splits | D5FSDAH18XHK |  |  |  | 12.1 | 18.5 | 11.1 | TRUE | TRUE | TRUE | 17500 | 15000 | 2.89 | 20000 | 2.5
215324636 |  | Live | Carrier | TEMPSTAR | Singlezone Non-Ducted, Wall Placement | 215324636 |  | HRCU-A-CB-O | D5CSHAH24AAK | Mini-Splits | D5FSCAH24XAK |  |  |  | 12 | 20.8 | 11.6 | TRUE | TRUE |  | 23400 | 20400 | 2.78 | 23900 | 2.48
215324635 |  | Live | Carrier | TEMPSTAR | Singlezone Non-Ducted, Wall Placement | 215324635 |  | HRCU-A-CB-O | D5CSHAH24AAK | Mini-Splits | D5FSHAH24XAK |  |  |  | 13 | 21.2 | 13.5 | TRUE | TRUE | TRUE | 24000 | 21000 | 2.88 | 23200 | 2.35
215324632 |  | Live | Carrier | TEMPSTAR | Singlezone Non-Ducted, Floor Placement | 215324632 |  | HRCU-A-CB-O | D5CSHAH18AAK | Mini-Splits | D5FCFAH18XAK |  |  |  | 12.6 | 20.5 | 10.3 | TRUE | TRUE | TRUE | 17000 | 14400 | 2.54 | 20200 | 2.24
215324633 |  | Live | Carrier | TEMPSTAR | Singlezone Ducted, Compact Ducted | 215324633 |  | HRCU-A-CB | D5CSHAH18AAK | Mini-Splits | D5FSDAH18XAK |  |  |  | 12 | 18 | 10.8 | TRUE | TRUE | TRUE | 17000 | 15000 | 2.4 | 19000 | 2.23
215324631 |  | Live | Carrier | TEMPSTAR | Singlezone Non-Ducted, Wall Placement | 215324631 |  | HRCU-A-CB-O | D5CSHAH18AAK | Mini-Splits | D5FSFAH16XAK |  |  |  | 12.5 | 20.2 | 10.3 | TRUE | TRUE | TRUE | 16000 | 14200 | 2.6 | 18800 | 2.13
215324630 |  | Live | Carrier | TEMPSTAR | Singlezone Non-Ducted, Ceiling Placement | 215324630 |  | HRCU-A-CB-O | D5CSHAH18AAK | Mini-Splits | D5FSCAH18XAK |  |  |  | 12.5 | 20 | 12.4 | TRUE | TRUE | TRUE | 16000 | 14900 | 2.7 | 18000 | 2.1
215324629 |  | Live | Carrier | TEMPSTAR | Singlezone Non-Ducted, Ceiling Placement | 215324629 |  | HRCU-A-CB-O | D5CSHAH18AAK | Mini-Splits | D5FSOAH18XAK |  |  |  | 12.5 | 20.7 | 12.2 | TRUE | TRUE | TRUE | 16700 | 14500 | 2.5 | 18800 | 2.05
215324628 |  | Live | Carrier | TEMPSTAR | Singlezone Non-Ducted, Wall Placement | 215324628 |  | HRCU-A-CB-O | D5CSHAH18AAK | Mini-Splits | D5FSHAH18XAK |  |  |  | 12.5 | 21.5 | 11 | TRUE | TRUE | TRUE | 18000 | 16600 | 2.55 | 19200 | 2
215324627 |  | Live | Carrier | TEMPSTAR | Singlezone Ducted, Compact Ducted | 215324627 |  | HRCU-A-CB | D5CSHAH12AAK | Mini-Splits | D5FSDAH12XHK |  |  |  | 12 | 20.2 | 10.6 | TRUE | TRUE | TRUE | 12000 | 10200 | 2.6 | 14000 | 2.31
215324626 |  | Live | Carrier | TEMPSTAR | Singlezone Ducted, Compact Ducted | 215324626 |  | HRCU-A-CB | D5CSHAH12AAK | Mini-Splits | D5FSDAH12XAK |  |  |  | 12 | 20 | 10.2 | TRUE | TRUE | TRUE | 12000 | 9600 | 2.49 | 13100 | 1.99
215324625 |  | Live | Carrier | TEMPSTAR | Singlezone Non-Ducted, Wall Placement | 215324625 |  | HRCU-A-CB-O | D5CSHAH12AAK | Mini-Splits | D5FSFAH12XAK |  |  |  | 12.7 | 25 | 10.6 | TRUE | TRUE | TRUE | 12000 | 9800 | 2.71 | 12400 | 2.14
215324624 |  | Live | Carrier | TEMPSTAR | Singlezone Non-Ducted, Ceiling Placement | 215324624 |  | HRCU-A-CB-O | D5CSHAH12AAK | Mini-Splits | D5FSCAH12XAK |  |  |  | 12.7 | 22.3 | 11.6 | TRUE | TRUE | TRUE | 12000 | 10000 | 2.74 | 12900 | 2.14
215324621 |  | Live | Carrier | TEMPSTAR | Singlezone Ducted, Compact Ducted | 215324621 |  | HRCU-A-CB | D5CSHAH09AAK | Mini-Splits | D5FSDAH12XHK |  |  |  | 14 | 20.6 | 13.8 | TRUE | TRUE | TRUE | 9000 | 10200 | 2.45 | 12600 | 1.94
215324623 |  | Live | Carrier | TEMPSTAR | Singlezone Non-Ducted, Ceiling Placement | 215324623 |  | HRCU-A-CB-O | D5CSHAH12AAK | Mini-Splits | D5FSOAH12XAK |  |  |  | 13 | 23 | 10.2 | TRUE | TRUE | TRUE | 12000 | 9600 | 2.65 | 11900 | 1.95
215324622 |  | Live | Carrier | TEMPSTAR | Singlezone Non-Ducted, Wall Placement | 215324622 |  | HRCU-A-CB-O | D5CSHAH12AAK | Mini-Splits | D5FSHAH12XAK |  |  |  | 13.5 | 25.5 | 10.5 | TRUE | TRUE | TRUE | 12000 | 9800 | 2.71 | 12800 | 1.75
215324620 |  | Live | Carrier | TEMPSTAR | Singlezone Ducted, Compact Ducted | 215324620 |  | HRCU-A-CB | D5CSHAH09AAK | Mini-Splits | D5FSDAH12XAK |  |  |  | 13.5 | 21.5 | 12.5 | TRUE | TRUE | TRUE | 9000 | 9600 | 2.49 | 12600 | 1.99
215324619 |  | Live | Carrier | TEMPSTAR | Singlezone Non-Ducted, Wall Placement | 215324619 |  | HRCU-A-CB-O | D5CSHAH09AAK | Mini-Splits | D5FSFAH09XAK |  |  |  | 15.2 | 27.3 | 10.9 | TRUE | TRUE | TRUE | 9000 | 9800 | 2.71 | 12200 | 2.17
215324618 |  | Live | Carrier | TEMPSTAR | Singlezone Non-Ducted, Ceiling Placement | 215324618 |  | HRCU-A-CB-O | D5CSHAH09AAK | Mini-Splits | D5FSCAH12XAK |  |  |  | 14 | 22.7 | 12.2 | TRUE | TRUE | TRUE | 9000 | 9700 | 2.63 | 12600 | 2.1
215324617 |  | Live | Carrier | TEMPSTAR | Singlezone Non-Ducted, Ceiling Placement | 215324617 |  | HRCU-A-CB-O | D5CSHAH09AAK | Mini-Splits | D5FSOAH12XAK |  |  |  | 14.7 | 24 | 12.2 | TRUE | TRUE | TRUE | 9000 | 9000 | 2.44 | 11900 | 2
215324616 |  | Live | Carrier | TEMPSTAR | Singlezone Non-Ducted, Wall Placement | 215324616 |  | HRCU-A-CB-O | D5CSHAH09AAK | Mini-Splits | D5FSHAH09XAK |  |  |  | 15.5 | 27.5 | 12.5 | TRUE | TRUE | TRUE | 9000 | 9800 | 2.71 | 12800 | 1.75
215324615 |  | Live | Carrier | TEMPSTAR | Singlezone Ducted, Compact Ducted | 215324615 |  | HRCU-A-CB | D5CSHAH06AAK | Mini-Splits | D5FSDAH06XAK |  |  |  | 14.5 | 21.5 | 13.8 | TRUE | TRUE | TRUE | 6500 | 8000 | 2.69 | 9100 | 2.52
215324614 |  | Live | Carrier | TEMPSTAR | Singlezone Non-Ducted, Ceiling Placement | 215324614 |  | HRCU-A-CB-O | D5CSHAH06AAK | Mini-Splits | D5FSOAH06XAK |  |  |  | 15.2 | 22 | 12 | TRUE | TRUE | TRUE | 6500 | 7000 | 2.66 | 9500 | 2.53
215324613 |  | Live | Carrier | TEMPSTAR | Singlezone Non-Ducted, Wall Placement | 215324613 |  | HRCU-A-CB-O | D5CSHAH06AAK | Mini-Splits | D5FSHAH06XAK |  |  |  | 18 | 25.7 | 14.8 | TRUE | TRUE | TRUE | 6000 | 7900 | 2.79 | 8600 | 2.38
215324612 |  | Live | Carrier | MIDEA | Singlezone Ducted, Compact Ducted | 215324612 |  | HRCU-A-CB | D5CLRAH58AAK | Mini-Splits | D5FLDAH58XHK |  |  |  | 10 | 17 | 9.8 | FALSE | FALSE | TRUE | 58000 | 40000 | 2.66 | 41500 | 2.45
215324611 |  | Live | Carrier | MIDEA | Singlezone Non-Ducted, Floor Placement | 215324611 |  | HRCU-A-CB-O | D5CLRAH58AAK | Mini-Splits | D5FCFAH58XAK |  |  |  | 9.6 | 19.5 | 9.5 | FALSE | FALSE | TRUE | 54000 | 37200 | 2.53 | 45300 | 2.22
215324609 |  | Live | Carrier | MIDEA | Singlezone Non-Ducted, Floor Placement | 215324609 |  | HRCU-A-CB-O | D5CLRAH48AAK | Mini-Splits | D5FCFAH48XAK |  |  |  | 9.5 | 19.9 | 10.2 | FALSE | TRUE | TRUE | 48000 | 39500 | 2.4 | 45100 | 2.13
215324610 |  | Live | Carrier | MIDEA | Singlezone Ducted, Compact Ducted | 215324610 |  | HRCU-A-CB | D5CLRAH48AAK | Mini-Splits | D5FLDAH48XHK |  |  |  | 10 | 17.2 | 9.8 | FALSE | TRUE | TRUE | 48000 | 39000 | 2.48 | 46500 | 2.35
215324608 |  | Live | Carrier | MIDEA | Singlezone Non-Ducted, Wall Placement | 215324608 |  | HRCU-A-CB-O | D5CLRAH48AAK | Mini-Splits | D5FLCAH48XAK |  |  |  | 9.5 | 19.1 | 9.9 | FALSE | TRUE | TRUE | 48000 | 36600 | 2.24 | 44600 | 2.12
215324607 |  | Live | Carrier | MIDEA | Singlezone Ducted, Compact Ducted | 215324607 |  | HRCU-A-CB | D5CLRAH36AAK | Mini-Splits | D5FLDAH36XHK |  |  |  | 10.2 | 18.8 | 10.2 | FALSE | FALSE | TRUE | 36000 | 27400 | 2.73 | 31000 | 2.39
215324605 |  | Live | Carrier | MIDEA | Singlezone Non-Ducted, Wall Placement | 215324605 |  | HRCU-A-CB-O | D5CLRAH36AAK | Mini-Splits | D5FLCAH36XAK |  |  |  | 9.7 | 20 | 10.4 | FALSE | TRUE | TRUE | 36000 | 26800 | 2.68 | 28100 | 2.22
215324606 |  | Live | Carrier | MIDEA | Singlezone Non-Ducted, Floor Placement | 215324606 |  | HRCU-A-CB-O | D5CLRAH36AAK | Mini-Splits | D5FCFAH36XAK |  |  |  | 10.2 | 20 | 10 | FALSE | FALSE | TRUE | 36000 | 26400 | 2.68 | 30900 | 2.36
215324603 |  | Live | Carrier | MIDEA | Singlezone Non-Ducted, Floor Placement | 215324603 |  | HRCU-A-CB-O | D5CLHAH58AAK | Mini-Splits | D5FCFAH58XAK |  |  |  | 9 | 18.1 | 10.7 | FALSE | TRUE | TRUE | 54000 | 41000 | 2.33 | 58000 | 2.17
215324604 |  | Live | Carrier | MIDEA | Singlezone Ducted, Compact Ducted | 215324604 |  | HRCU-A-CB | D5CLHAH58AAK | Mini-Splits | D5FLDAH58XHK |  |  |  | 10.2 | 15.9 | 10.4 | FALSE | TRUE | TRUE | 55000 | 45000 | 2.72 | 52000 | 2.41
215324601 |  | Live | Carrier | MIDEA | Singlezone Non-Ducted, Floor Placement | 215324601 |  | HRCU-A-CB-O | D5CLHAH48AAK | Mini-Splits | D5FCFAH48XAK |  |  |  | 9.4 | 18.7 | 10.1 | FALSE | TRUE | TRUE | 48000 | 38500 | 2.38 | 44500 | 2.23
215324602 |  | Live | Carrier | MIDEA | Singlezone Ducted, Compact Ducted | 215324602 |  | HRCU-A-CB | D5CLHAH48AAK | Mini-Splits | D5FLDAH48XHK |  |  |  | 10.4 | 16.8 | 10.8 | FALSE | TRUE | TRUE | 48000 | 45000 | 2.61 | 45500 | 2.4
215324600 |  | Live | Carrier | MIDEA | Singlezone Non-Ducted, Wall Placement | 215324600 |  | HRCU-A-CB-O | D5CLHAH48AAK | Mini-Splits | D5FLCAH48XAK |  |  |  | 10 | 18.2 | 11 | FALSE | TRUE | TRUE | 48000 | 44000 | 2.44 | 48000 | 2.17
215324599 |  | Live | Carrier | MIDEA | Singlezone Ducted, Compact Ducted | 215324599 |  | HRCU-A-CB | D5CLHAH36AAK | Mini-Splits | D5FLDAH36XHK |  |  |  | 12 | 17.8 | 11.1 | TRUE | TRUE | TRUE | 36000 | 31600 | 2.73 | 40000 | 2.29
215324598 |  | Live | Carrier | MIDEA | Singlezone Non-Ducted, Floor Placement | 215324598 |  | HRCU-A-CB-O | D5CLHAH36AAK | Mini-Splits | D5FCFAH36XAK |  |  |  | 12 | 20.2 | 10.8 | TRUE | TRUE | TRUE | 36400 | 30200 | 2.58 | 42400 | 2.16
215324597 |  | Live | Carrier | MIDEA | Singlezone Non-Ducted, Wall Placement | 215324597 |  | HRCU-A-CB-O | D5CLHAH36AAK | Mini-Splits | D5FLCAH36XAK |  |  |  | 12 | 21.3 | 10.6 | TRUE | TRUE | TRUE | 36600 | 30600 | 2.56 | 46200 | 2.17
215324596 |  | Live | Carrier | MIDEA | Singlezone Non-Ducted, Wall Placement | 215324596 |  | HRCU-A-CB-O | D5CVRAH24AAK | Mini-Splits | D5FVHAH24XAK |  |  |  | 9 | 17 | 8.5 | FALSE | TRUE | FALSE | 24000 | 17100 | 2.29 | 18400 | 2.17
215324595 |  | Live | Carrier | MIDEA | Singlezone Non-Ducted, Wall Placement | 215324595 |  | HRCU-A-CB-O | D5CVRAH18AAK | Mini-Splits | D5FVHAH18XAK |  |  |  | 9.9 | 18.3 | 8.7 | FALSE | FALSE |  | 17000 | 11200 | 2.41 | 11200 | 2.41
215324594 |  | Live | Carrier | MIDEA | Singlezone Non-Ducted, Wall Placement | 215324594 |  | HRCU-A-CB-O | D5CVRAH12AAK | Mini-Splits | D5FVHAH12XAK |  |  |  | 8.8 | 18 | 8.8 | FALSE | FALSE | FALSE | 12000 | 8000 | 2.58 | 8300 | 2.41
215324593 |  | Live | Carrier | MIDEA | Singlezone Non-Ducted, Wall Placement | 215324593 |  | HRCU-A-CB-O | D5CVRAH09AAK | Mini-Splits | D5FVHAH09XAK |  |  |  | 10.9 | 19 | 9.7 | FALSE | TRUE | TRUE | 9000 | 8000 | 2.58 | 8300 | 2.41
215324592 |  | Live | Carrier | MIDEA | Singlezone Non-Ducted, Wall Placement | 215324592 |  | HRCU-A-CB-O | D5CVRAH12AAJ | Mini-Splits | D5FVHAH12XAJ |  |  |  | 8.8 | 19 | 9.2 | FALSE | FALSE |  | 12000 | 7700 | 2.59 | 7900 | 2.41
215324591 |  | Live | Carrier | MIDEA | Singlezone Non-Ducted, Wall Placement | 215324591 |  | HRCU-A-CB-O | D5CVRAH09AAJ | Mini-Splits | D5FVHAH09XAJ |  |  |  | 10.1 | 18 | 9 | FALSE | FALSE |  | 9000 | 6900 | 2.32 | 7200 | 2.03
215324590 |  | Live | Carrier | MIDEA | Singlezone Ducted, Compact Ducted | 215324590 |  | HRCU-A-CB | D5CSRAH24AAK | Mini-Splits | D5FSDAH24XHK |  |  |  | 12.5 | 19 | 11 | TRUE | TRUE |  | 24000 | 21200 | 2.6 | 21600 | 2.56
215324589 |  | Live | Carrier | MIDEA | Singlezone Non-Ducted, Floor Placement | 215324589 |  | HRCU-A-CB-O | D5CSRAH24AAK | Mini-Splits | D5FCFAH24XAK |  |  |  | 12.2 | 21.2 | 11.1 | TRUE | TRUE | TRUE | 24000 | 20000 | 2.56 | 20000 | 2.31
215324588 |  | Live | Carrier | MIDEA | Singlezone Non-Ducted, Wall Placement | 215324588 |  | HRCU-A-CB-O | D5CSRAH24AAK | Mini-Splits | D5FSCAH24XAK |  |  |  | 12 | 22.1 | 10.5 | TRUE | TRUE | TRUE | 24000 | 20400 | 2.73 | 20500 | 2.55
215324586 |  | Live | Carrier | MIDEA | Singlezone Ducted, Compact Ducted | 215324586 |  | HRCU-A-CB | D5CSRAH18AAK | Mini-Splits | D5FSDAH18XHK |  |  |  | 13.3 | 20 | 11.4 | TRUE | TRUE | TRUE | 17500 | 14900 | 2.89 | 15900 | 2.65
215324584 |  | Live | Carrier | MIDEA | Singlezone Non-Ducted, Floor Placement | 215324584 |  | HRCU-A-CB-O | D5CSRAH18AAK | Mini-Splits | D5FCFAH18XAK |  |  |  | 12.5 | 22.4 | 10.4 | TRUE | TRUE | TRUE | 18000 | 13700 | 2.51 | 15100 | 2.38
215324585 |  | Live | Carrier | MIDEA | Singlezone Ducted, Compact Ducted | 215324585 |  | HRCU-A-CB | D5CSRAH18AAK | Mini-Splits | D5FSDAH18XAK |  |  |  | 12.5 | 20 | 10.6 | TRUE | TRUE |  | 17000 | 14000 | 2.6 | 14100 | 2.4
215324583 |  | Live | Carrier | MIDEA | Singlezone Non-Ducted, Wall Placement | 215324583 |  | HRCU-A-CB-O | D5CSRAH18AAK | Mini-Splits | D5FSFAH16XAK |  |  |  | 12.5 | 23.9 | 13.5 | TRUE | TRUE |  | 16000 | 14100 | 2.75 | 14600 | 2.58
215324582 |  | Live | Carrier | MIDEA | Singlezone Non-Ducted, Ceiling Placement | 215324582 |  | HRCU-A-CB-O | D5CSRAH18AAK | Mini-Splits | D5FSCAH18XAK |  |  |  | 12.5 | 20.8 | 11.4 | TRUE | TRUE |  | 16800 | 13900 | 2.66 | 14800 | 2.36
215324581 |  | Live | Carrier | MIDEA | Singlezone Non-Ducted, Ceiling Placement | 215324581 |  | HRCU-A-CB-O | D5CSRAH18AAK | Mini-Splits | D5FSOAH18XAK |  |  |  | 12.5 | 22.3 | 12.2 | TRUE | TRUE |  | 18000 | 14000 | 2.77 | 15200 | 2.47
215324580 |  | Live | Carrier | MIDEA | Singlezone Non-Ducted, Wall Placement | 215324580 |  | HRCU-A-CB-O | D5CSRAH18AAK | Mini-Splits | D5FSHAH18XAK |  |  |  | 12.8 | 23.5 | 10.8 | TRUE | TRUE |  | 18000 | 13600 | 2.73 | 14900 | 2.43
215324579 |  | Live | Carrier | MIDEA | Singlezone Ducted, Compact Ducted | 215324579 |  | HRCU-A-CB | D5CSRAH12AAK | Mini-Splits | D5FSDAH12XHK |  |  |  | 12 | 19.5 | 10.5 | TRUE | TRUE | TRUE | 12000 | 9100 | 2.78 | 9800 | 2.52
215324578 |  | Live | Carrier | MIDEA | Singlezone Ducted, Compact Ducted | 215324578 |  | HRCU-A-CB | D5CSRAH12AAK | Mini-Splits | D5FSDAH12XAK |  |  |  | 11.7 | 19 | 10.3 | TRUE | TRUE |  | 11500 | 9500 | 2.58 | 10300 | 2.58
215324577 |  | Live | Carrier | MIDEA | Singlezone Non-Ducted, Wall Placement | 215324577 |  | HRCU-A-CB-O | D5CSRAH12AAK | Mini-Splits | D5FSFAH12XAK |  |  |  | 12.7 | 24.7 | 11 | TRUE | TRUE |  | 12000 | 9000 | 2.87 | 9600 | 2.49
215324576 |  | Live | Carrier | MIDEA | Singlezone Non-Ducted, Ceiling Placement | 215324576 |  | HRCU-A-CB-O | D5CSRAH12AAK | Mini-Splits | D5FSCAH12XAK |  |  |  | 12.5 | 21.2 | 10.4 | TRUE | TRUE |  | 12000 | 8500 | 2.8 | 9300 | 2.55
215324575 |  | Live | Carrier | MIDEA | Singlezone Non-Ducted, Ceiling Placement | 215324575 |  | HRCU-A-CB-O | D5CSRAH12AAK | Mini-Splits | D5FSOAH12XAK |  |  |  | 12.3 | 22.2 | 10.1 | TRUE | TRUE | TRUE | 12000 | 8600 | 2.77 | 10000 | 2.59
215324574 |  | Live | Carrier | MIDEA | Singlezone Non-Ducted, Wall Placement | 215324574 |  | HRCU-A-CB-O | D5CSRAH12AAK | Mini-Splits | D5FSHAH12XAK |  |  |  | 13.1 | 25.5 | 10.7 | TRUE | TRUE | TRUE | 12000 | 9300 | 2.84 | 9600 | 2.38
215324573 |  | Live | Carrier | MIDEA | Singlezone Ducted, Compact Ducted | 215324573 |  | HRCU-A-CB | D5CSRAH09AAK | Mini-Splits | D5FSDAH12XHK |  |  |  | 13 | 19.8 | 11.5 | TRUE | TRUE | TRUE | 9000 | 9300 | 2.9 | 9800 | 2.56
215324572 |  | Live | Carrier | MIDEA | Singlezone Ducted, Compact Ducted | 215324572 |  | HRCU-A-CB | D5CSRAH09AAK | Mini-Splits | D5FSDAH12XAK |  |  |  | 12.8 | 19.6 | 11 | TRUE | TRUE | TRUE | 9000 | 8900 | 2.61 | 9600 | 2.45
215324571 |  | Live | Carrier | MIDEA | Singlezone Non-Ducted, Wall Placement | 215324571 |  | HRCU-A-CB-O | D5CSRAH09AAK | Mini-Splits | D5FSFAH09XAK |  |  |  | 16.3 | 26 | 13.9 | TRUE | TRUE | TRUE | 9000 | 9000 | 2.9 | 9600 | 2.49
215324570 |  | Live | Carrier | MIDEA | Singlezone Non-Ducted, Ceiling Placement | 215324570 |  | HRCU-A-CB-O | D5CSRAH09AAK | Mini-Splits | D5FSCAH12XAK |  |  |  | 14.3 | 21.7 | 11.3 | TRUE | TRUE | TRUE | 9000 | 8500 | 2.8 | 9300 | 2.55
215324569 |  | Live | Carrier | MIDEA | Singlezone Non-Ducted, Ceiling Placement | 215324569 |  | HRCU-A-CB-O | D5CSRAH09AAK | Mini-Splits | D5FSOAH12XAK |  |  |  | 14.4 | 22.2 | 11.8 | TRUE | TRUE | TRUE | 9000 | 7900 | 2.69 | 9900 | 2.59
215324568 |  | Live | Carrier | MIDEA | Singlezone Non-Ducted, Wall Placement | 215324568 |  | HRCU-A-CB-O | D5CSRAH09AAK | Mini-Splits | D5FSHAH09XAK |  |  |  | 14.9 | 26 | 12.5 | TRUE | TRUE | TRUE | 9000 | 8100 | 2.83 | 9400 | 2.37
215324567 |  | Live | Carrier | MIDEA | Singlezone Non-Ducted, Wall Placement | 215324567 |  | HRCU-A-CB-O | D5CSRAH12AAJ | Mini-Splits | D5FSHAH12XAJ |  |  |  | 13 | 23.5 | 9.5 | TRUE | FALSE | TRUE | 12000 | 8700 | 2.68 | 8700 | 2.43
215324566 |  | Live | Carrier | MIDEA | Singlezone Non-Ducted, Wall Placement | 215324566 |  | HRCU-A-CB-O | D5CSHAH33AAK | Mini-Splits | D5FSHAH33XAK |  |  |  | 12 | 19.6 | 10.5 | TRUE | TRUE | TRUE | 33000 | 30000 | 2.69 | 30200 | 2.02
215324565 |  | Live | Carrier | MIDEA | Singlezone Ducted, Compact Ducted | 215324565 |  | HRCU-A-CB | D5CSHAH24AAK | Mini-Splits | D5FSDAH24XHK |  |  |  | 12 | 19.2 | 11.7 | TRUE | TRUE | TRUE | 24000 | 21600 | 2.71 | 23600 | 2.48
215324564 |  | Live | Carrier | MIDEA | Singlezone Non-Ducted, Floor Placement | 215324564 |  | HRCU-A-CB-O | D5CSHAH24AAK | Mini-Splits | D5FCFAH24XAK |  |  |  | 12 | 20.5 | 12.1 | TRUE | TRUE | TRUE | 22000 | 20200 | 2.74 | 23300 | 2.38
215324563 |  | Live | Carrier | MIDEA | Singlezone Non-Ducted, Wall Placement | 215324563 |  | HRCU-A-CB-O | D5CSHAH24AAK | Mini-Splits | D5FSCAH24XAK |  |  |  | 12 | 20.8 | 11.6 | TRUE | TRUE |  | 23400 | 20400 | 2.78 | 23900 | 2.48
215324562 |  | Live | Carrier | MIDEA | Singlezone Non-Ducted, Wall Placement | 215324562 |  | HRCU-A-CB-O | D5CSHAH24AAK | Mini-Splits | D5FSHAH24XAK |  |  |  | 13 | 21.2 | 13.5 | TRUE | TRUE | TRUE | 24000 | 21000 | 2.88 | 23200 | 2.35
215324561 |  | Live | Carrier | MIDEA | Singlezone Ducted, Compact Ducted | 215324561 |  | HRCU-A-CB | D5CSHAH18AAK | Mini-Splits | D5FSDAH18XHK |  |  |  | 12.1 | 18.5 | 11.1 | TRUE | TRUE | TRUE | 17500 | 15000 | 2.89 | 20000 | 2.5
215324560 |  | Live | Carrier | MIDEA | Singlezone Ducted, Compact Ducted | 215324560 |  | HRCU-A-CB | D5CSHAH18AAK | Mini-Splits | D5FSDAH18XAK |  |  |  | 12 | 18 | 10.8 | TRUE | TRUE | TRUE | 17000 | 15000 | 2.4 | 19000 | 2.23
215324559 |  | Live | Carrier | MIDEA | Singlezone Non-Ducted, Floor Placement | 215324559 |  | HRCU-A-CB-O | D5CSHAH18AAK | Mini-Splits | D5FCFAH18XAK |  |  |  | 12.6 | 20.5 | 10.3 | TRUE | TRUE | TRUE | 17000 | 14400 | 2.54 | 20200 | 2.24
215324558 |  | Live | Carrier | MIDEA | Singlezone Non-Ducted, Wall Placement | 215324558 |  | HRCU-A-CB-O | D5CSHAH18AAK | Mini-Splits | D5FSFAH16XAK |  |  |  | 12.5 | 20.2 | 10.3 | TRUE | TRUE | TRUE | 16000 | 14200 | 2.6 | 18800 | 2.13
215324557 |  | Live | Carrier | MIDEA | Singlezone Non-Ducted, Ceiling Placement | 215324557 |  | HRCU-A-CB-O | D5CSHAH18AAK | Mini-Splits | D5FSCAH18XAK |  |  |  | 12.5 | 20 | 12.4 | TRUE | TRUE | TRUE | 16000 | 14900 | 2.7 | 18000 | 2.1
215324556 |  | Live | Carrier | MIDEA | Singlezone Non-Ducted, Ceiling Placement | 215324556 |  | HRCU-A-CB-O | D5CSHAH18AAK | Mini-Splits | D5FSOAH18XAK |  |  |  | 12.5 | 20.7 | 12.2 | TRUE | TRUE | TRUE | 16700 | 14500 | 2.5 | 18800 | 2.05
215324555 |  | Live | Carrier | MIDEA | Singlezone Non-Ducted, Wall Placement | 215324555 |  | HRCU-A-CB-O | D5CSHAH18AAK | Mini-Splits | D5FSHAH18XAK |  |  |  | 12.5 | 21.5 | 11 | TRUE | TRUE | TRUE | 18000 | 16600 | 2.55 | 19200 | 2
215324554 |  | Live | Carrier | MIDEA | Singlezone Ducted, Compact Ducted | 215324554 |  | HRCU-A-CB | D5CSHAH12AAK | Mini-Splits | D5FSDAH12XHK |  |  |  | 12 | 20.2 | 10.6 | TRUE | TRUE | TRUE | 12000 | 10200 | 2.6 | 14000 | 2.31
215324553 |  | Live | Carrier | MIDEA | Singlezone Ducted, Compact Ducted | 215324553 |  | HRCU-A-CB | D5CSHAH12AAK | Mini-Splits | D5FSDAH12XAK |  |  |  | 12 | 20 | 10.2 | TRUE | TRUE | TRUE | 12000 | 9600 | 2.49 | 13100 | 1.99
215324552 |  | Live | Carrier | MIDEA | Singlezone Non-Ducted, Wall Placement | 215324552 |  | HRCU-A-CB-O | D5CSHAH12AAK | Mini-Splits | D5FSFAH12XAK |  |  |  | 12.7 | 25 | 10.6 | TRUE | TRUE | TRUE | 12000 | 9800 | 2.71 | 12400 | 2.14
215324551 |  | Live | Carrier | MIDEA | Singlezone Non-Ducted, Ceiling Placement | 215324551 |  | HRCU-A-CB-O | D5CSHAH12AAK | Mini-Splits | D5FSCAH12XAK |  |  |  | 12.7 | 22.3 | 11.6 | TRUE | TRUE | TRUE | 12000 | 10000 | 2.74 | 12900 | 2.14
215324550 |  | Live | Carrier | MIDEA | Singlezone Non-Ducted, Ceiling Placement | 215324550 |  | HRCU-A-CB-O | D5CSHAH12AAK | Mini-Splits | D5FSOAH12XAK |  |  |  | 13 | 23 | 10.2 | TRUE | TRUE | TRUE | 12000 | 9600 | 2.65 | 11900 | 1.95
215324548 |  | Live | Carrier | MIDEA | Singlezone Ducted, Compact Ducted | 215324548 |  | HRCU-A-CB | D5CSHAH09AAK | Mini-Splits | D5FSDAH12XHK |  |  |  | 14 | 20.6 | 13.8 | TRUE | TRUE | TRUE | 9000 | 10200 | 2.45 | 12600 | 1.94
215324549 |  | Live | Carrier | MIDEA | Singlezone Non-Ducted, Wall Placement | 215324549 |  | HRCU-A-CB-O | D5CSHAH12AAK | Mini-Splits | D5FSHAH12XAK |  |  |  | 13.5 | 25.5 | 10.5 | TRUE | TRUE | TRUE | 12000 | 9800 | 2.71 | 12800 | 1.75
215324547 |  | Live | Carrier | MIDEA | Singlezone Ducted, Compact Ducted | 215324547 |  | HRCU-A-CB | D5CSHAH09AAK | Mini-Splits | D5FSDAH12XAK |  |  |  | 13.5 | 21.5 | 12.5 | TRUE | TRUE | TRUE | 9000 | 9600 | 2.49 | 12600 | 1.99
215324546 |  | Live | Carrier | MIDEA | Singlezone Non-Ducted, Wall Placement | 215324546 |  | HRCU-A-CB-O | D5CSHAH09AAK | Mini-Splits | D5FSFAH09XAK |  |  |  | 15.2 | 27.3 | 10.9 | TRUE | TRUE | TRUE | 9000 | 9800 | 2.71 | 12200 | 2.17
215324545 |  | Live | Carrier | MIDEA | Singlezone Non-Ducted, Ceiling Placement | 215324545 |  | HRCU-A-CB-O | D5CSHAH09AAK | Mini-Splits | D5FSCAH12XAK |  |  |  | 14 | 22.7 | 12.2 | TRUE | TRUE | TRUE | 9000 | 9700 | 2.63 | 12600 | 2.1
215324544 |  | Live | Carrier | MIDEA | Singlezone Non-Ducted, Ceiling Placement | 215324544 |  | HRCU-A-CB-O | D5CSHAH09AAK | Mini-Splits | D5FSOAH12XAK |  |  |  | 14.7 | 24 | 12.2 | TRUE | TRUE | TRUE | 9000 | 9000 | 2.44 | 11900 | 2
215324543 |  | Live | Carrier | MIDEA | Singlezone Non-Ducted, Wall Placement | 215324543 |  | HRCU-A-CB-O | D5CSHAH09AAK | Mini-Splits | D5FSHAH09XAK |  |  |  | 15.5 | 27.5 | 12.5 | TRUE | TRUE | TRUE | 9000 | 9800 | 2.71 | 12800 | 1.75
215324542 |  | Live | Carrier | MIDEA | Singlezone Ducted, Compact Ducted | 215324542 |  | HRCU-A-CB | D5CSHAH06AAK | Mini-Splits | D5FSDAH06XAK |  |  |  | 14.5 | 21.5 | 13.8 | TRUE | TRUE | TRUE | 6500 | 8000 | 2.69 | 9100 | 2.52
215324541 |  | Live | Carrier | MIDEA | Singlezone Non-Ducted, Ceiling Placement | 215324541 |  | HRCU-A-CB-O | D5CSHAH06AAK | Mini-Splits | D5FSOAH06XAK |  |  |  | 15.2 | 22 | 12 | TRUE | TRUE | TRUE | 6500 | 7000 | 2.66 | 9500 | 2.53
215324540 |  | Live | Carrier | MIDEA | Singlezone Non-Ducted, Wall Placement | 215324540 |  | HRCU-A-CB-O | D5CSHAH06AAK | Mini-Splits | D5FSHAH06XAK |  |  |  | 18 | 25.7 | 14.8 | TRUE | TRUE | TRUE | 6000 | 7900 | 2.79 | 8600 | 2.38
215324539 |  | Live | Carrier | KENMORE | Singlezone Ducted, Compact Ducted | 215324539 |  | HRCU-A-CB | D5CLRAH58AAK | Mini-Splits | D5FLDAH58XHK |  |  |  | 10 | 17 | 9.8 | FALSE | FALSE | TRUE | 58000 | 40000 | 2.66 | 41500 | 2.45
215324538 |  | Live | Carrier | KENMORE | Singlezone Non-Ducted, Floor Placement | 215324538 |  | HRCU-A-CB-O | D5CLRAH58AAK | Mini-Splits | D5FCFAH58XAK |  |  |  | 9.6 | 19.5 | 9.5 | FALSE | FALSE | TRUE | 54000 | 37200 | 2.53 | 45300 | 2.22
215324536 |  | Live | Carrier | KENMORE | Singlezone Non-Ducted, Floor Placement | 215324536 |  | HRCU-A-CB-O | D5CLRAH48AAK | Mini-Splits | D5FCFAH48XAK |  |  |  | 9.5 | 19.9 | 10.2 | FALSE | TRUE | TRUE | 48000 | 39500 | 2.4 | 45100 | 2.13
215324537 |  | Live | Carrier | KENMORE | Singlezone Ducted, Compact Ducted | 215324537 |  | HRCU-A-CB | D5CLRAH48AAK | Mini-Splits | D5FLDAH48XHK |  |  |  | 10 | 17.2 | 9.8 | FALSE | TRUE | TRUE | 48000 | 39000 | 2.48 | 46500 | 2.35
215324535 |  | Live | Carrier | KENMORE | Singlezone Non-Ducted, Wall Placement | 215324535 |  | HRCU-A-CB-O | D5CLRAH48AAK | Mini-Splits | D5FLCAH48XAK |  |  |  | 9.5 | 19.1 | 9.9 | FALSE | TRUE | TRUE | 48000 | 36600 | 2.24 | 44600 | 2.12
215324534 |  | Live | Carrier | KENMORE | Singlezone Ducted, Compact Ducted | 215324534 |  | HRCU-A-CB | D5CLRAH36AAK | Mini-Splits | D5FLDAH36XHK |  |  |  | 10.2 | 18.8 | 10.2 | FALSE | FALSE | TRUE | 36000 | 27400 | 2.73 | 31000 | 2.39
215324533 |  | Live | Carrier | KENMORE | Singlezone Non-Ducted, Floor Placement | 215324533 |  | HRCU-A-CB-O | D5CLRAH36AAK | Mini-Splits | D5FCFAH36XAK |  |  |  | 10.2 | 20 | 10 | FALSE | FALSE | TRUE | 36000 | 26400 | 2.68 | 30900 | 2.36
215324532 |  | Live | Carrier | KENMORE | Singlezone Non-Ducted, Wall Placement | 215324532 |  | HRCU-A-CB-O | D5CLRAH36AAK | Mini-Splits | D5FLCAH36XAK |  |  |  | 9.7 | 20 | 10.4 | FALSE | TRUE | TRUE | 36000 | 26800 | 2.68 | 28100 | 2.22
215324531 |  | Live | Carrier | KENMORE | Singlezone Ducted, Compact Ducted | 215324531 |  | HRCU-A-CB | D5CLHAH58AAK | Mini-Splits | D5FLDAH58XHK |  |  |  | 10.2 | 15.9 | 10.4 | FALSE | TRUE | TRUE | 55000 | 45000 | 2.72 | 52000 | 2.41
215324530 |  | Live | Carrier | KENMORE | Singlezone Non-Ducted, Floor Placement | 215324530 |  | HRCU-A-CB-O | D5CLHAH58AAK | Mini-Splits | D5FCFAH58XAK |  |  |  | 9 | 18.1 | 10.7 | FALSE | TRUE | TRUE | 54000 | 41000 | 2.33 | 58000 | 2.17
215324529 |  | Live | Carrier | KENMORE | Singlezone Ducted, Compact Ducted | 215324529 |  | HRCU-A-CB | D5CLHAH48AAK | Mini-Splits | D5FLDAH48XHK |  |  |  | 10.4 | 16.8 | 10.8 | FALSE | TRUE | TRUE | 48000 | 45000 | 2.61 | 45500 | 2.4
215324528 |  | Live | Carrier | KENMORE | Singlezone Non-Ducted, Floor Placement | 215324528 |  | HRCU-A-CB-O | D5CLHAH48AAK | Mini-Splits | D5FCFAH48XAK |  |  |  | 9.4 | 18.7 | 10.1 | FALSE | TRUE | TRUE | 48000 | 38500 | 2.38 | 44500 | 2.23
215324527 |  | Live | Carrier | KENMORE | Singlezone Non-Ducted, Wall Placement | 215324527 |  | HRCU-A-CB-O | D5CLHAH48AAK | Mini-Splits | D5FLCAH48XAK |  |  |  | 10 | 18.2 | 11 | FALSE | TRUE | TRUE | 48000 | 44000 | 2.44 | 48000 | 2.17
215324526 |  | Live | Carrier | KENMORE | Singlezone Ducted, Compact Ducted | 215324526 |  | HRCU-A-CB | D5CLHAH36AAK | Mini-Splits | D5FLDAH36XHK |  |  |  | 12 | 17.8 | 11.1 | TRUE | TRUE | TRUE | 36000 | 31600 | 2.73 | 40000 | 2.29
215324525 |  | Live | Carrier | KENMORE | Singlezone Non-Ducted, Floor Placement | 215324525 |  | HRCU-A-CB-O | D5CLHAH36AAK | Mini-Splits | D5FCFAH36XAK |  |  |  | 12 | 20.2 | 10.8 | TRUE | TRUE | TRUE | 36400 | 30200 | 2.58 | 42400 | 2.16
215324524 |  | Live | Carrier | KENMORE | Singlezone Non-Ducted, Wall Placement | 215324524 |  | HRCU-A-CB-O | D5CLHAH36AAK | Mini-Splits | D5FLCAH36XAK |  |  |  | 12 | 21.3 | 10.6 | TRUE | TRUE | TRUE | 36600 | 30600 | 2.56 | 46200 | 2.17
215324523 |  | Live | Carrier | KENMORE | Singlezone Non-Ducted, Wall Placement | 215324523 |  | HRCU-A-CB-O | D5CVRAH24AAK | Mini-Splits | D5FVHAH24XAK |  |  |  | 9 | 17 | 8.5 | FALSE | TRUE | FALSE | 24000 | 17100 | 2.29 | 18400 | 2.17
215324522 |  | Live | Carrier | KENMORE | Singlezone Non-Ducted, Wall Placement | 215324522 |  | HRCU-A-CB-O | D5CVRAH18AAK | Mini-Splits | D5FVHAH18XAK |  |  |  | 9.9 | 18.3 | 8.7 | FALSE | FALSE |  | 17000 | 11200 | 2.41 | 11200 | 2.41
215324521 |  | Live | Carrier | KENMORE | Singlezone Non-Ducted, Wall Placement | 215324521 |  | HRCU-A-CB-O | D5CVRAH12AAK | Mini-Splits | D5FVHAH12XAK |  |  |  | 8.8 | 18 | 8.8 | FALSE | FALSE | FALSE | 12000 | 8000 | 2.58 | 8300 | 2.41
215324520 |  | Live | Carrier | KENMORE | Singlezone Non-Ducted, Wall Placement | 215324520 |  | HRCU-A-CB-O | D5CVRAH09AAK | Mini-Splits | D5FVHAH09XAK |  |  |  | 10.9 | 19 | 9.7 | FALSE | TRUE | TRUE | 9000 | 8000 | 2.58 | 8300 | 2.41
215324519 |  | Live | Carrier | KENMORE | Singlezone Non-Ducted, Wall Placement | 215324519 |  | HRCU-A-CB-O | D5CVRAH12AAJ | Mini-Splits | D5FVHAH12XAJ |  |  |  | 8.8 | 19 | 9.2 | FALSE | FALSE |  | 12000 | 7700 | 2.59 | 7900 | 2.41
215324518 |  | Live | Carrier | KENMORE | Singlezone Non-Ducted, Wall Placement | 215324518 |  | HRCU-A-CB-O | D5CVRAH09AAJ | Mini-Splits | D5FVHAH09XAJ |  |  |  | 10.1 | 18 | 9 | FALSE | FALSE |  | 9000 | 6900 | 2.32 | 7200 | 2.03
215324517 |  | Live | Carrier | KENMORE | Singlezone Ducted, Compact Ducted | 215324517 |  | HRCU-A-CB | D5CSRAH24AAK | Mini-Splits | D5FSDAH24XHK |  |  |  | 12.5 | 19 | 11 | TRUE | TRUE |  | 24000 | 21200 | 2.6 | 21600 | 2.56
215324516 |  | Live | Carrier | KENMORE | Singlezone Non-Ducted, Floor Placement | 215324516 |  | HRCU-A-CB-O | D5CSRAH24AAK | Mini-Splits | D5FCFAH24XAK |  |  |  | 12.2 | 21.2 | 11.1 | TRUE | TRUE | TRUE | 24000 | 20000 | 2.56 | 20000 | 2.31
215324515 |  | Live | Carrier | KENMORE | Singlezone Non-Ducted, Wall Placement | 215324515 |  | HRCU-A-CB-O | D5CSRAH24AAK | Mini-Splits | D5FSCAH24XAK |  |  |  | 12 | 22.1 | 10.5 | TRUE | TRUE | TRUE | 24000 | 20400 | 2.73 | 20500 | 2.55
215324513 |  | Live | Carrier | KENMORE | Singlezone Ducted, Compact Ducted | 215324513 |  | HRCU-A-CB | D5CSRAH18AAK | Mini-Splits | D5FSDAH18XHK |  |  |  | 13.3 | 20 | 11.4 | TRUE | TRUE | TRUE | 17500 | 14900 | 2.89 | 15900 | 2.65
215324511 |  | Live | Carrier | KENMORE | Singlezone Non-Ducted, Floor Placement | 215324511 |  | HRCU-A-CB-O | D5CSRAH18AAK | Mini-Splits | D5FCFAH18XAK |  |  |  | 12.5 | 22.4 | 10.4 | TRUE | TRUE | TRUE | 18000 | 13700 | 2.51 | 15100 | 2.38
215324512 |  | Live | Carrier | KENMORE | Singlezone Ducted, Compact Ducted | 215324512 |  | HRCU-A-CB | D5CSRAH18AAK | Mini-Splits | D5FSDAH18XAK |  |  |  | 12.5 | 20 | 10.6 | TRUE | TRUE |  | 17000 | 14000 | 2.6 | 14100 | 2.4
215324510 |  | Live | Carrier | KENMORE | Singlezone Non-Ducted, Wall Placement | 215324510 |  | HRCU-A-CB-O | D5CSRAH18AAK | Mini-Splits | D5FSFAH16XAK |  |  |  | 12.5 | 23.9 | 13.5 | TRUE | TRUE |  | 16000 | 14100 | 2.75 | 14600 | 2.58
215324509 |  | Live | Carrier | KENMORE | Singlezone Non-Ducted, Ceiling Placement | 215324509 |  | HRCU-A-CB-O | D5CSRAH18AAK | Mini-Splits | D5FSCAH18XAK |  |  |  | 12.5 | 20.8 | 11.4 | TRUE | TRUE |  | 16800 | 13900 | 2.66 | 14800 | 2.36
215324508 |  | Live | Carrier | KENMORE | Singlezone Non-Ducted, Ceiling Placement | 215324508 |  | HRCU-A-CB-O | D5CSRAH18AAK | Mini-Splits | D5FSOAH18XAK |  |  |  | 12.5 | 22.3 | 12.2 | TRUE | TRUE |  | 18000 | 14000 | 2.77 | 15200 | 2.47
215324507 |  | Live | Carrier | KENMORE | Singlezone Non-Ducted, Wall Placement | 215324507 |  | HRCU-A-CB-O | D5CSRAH18AAK | Mini-Splits | D5FSHAH18XAK |  |  |  | 12.8 | 23.5 | 10.8 | TRUE | TRUE |  | 18000 | 13600 | 2.73 | 14900 | 2.43
215324506 |  | Live | Carrier | KENMORE | Singlezone Ducted, Compact Ducted | 215324506 |  | HRCU-A-CB | D5CSRAH12AAK | Mini-Splits | D5FSDAH12XHK |  |  |  | 12 | 19.5 | 10.5 | TRUE | TRUE | TRUE | 12000 | 9100 | 2.78 | 9800 | 2.52
215324505 |  | Live | Carrier | KENMORE | Singlezone Ducted, Compact Ducted | 215324505 |  | HRCU-A-CB | D5CSRAH12AAK | Mini-Splits | D5FSDAH12XAK |  |  |  | 11.7 | 19 | 10.3 | TRUE | TRUE |  | 11500 | 9500 | 2.58 | 10300 | 2.58
215324504 |  | Live | Carrier | KENMORE | Singlezone Non-Ducted, Wall Placement | 215324504 |  | HRCU-A-CB-O | D5CSRAH12AAK | Mini-Splits | D5FSFAH12XAK |  |  |  | 12.7 | 24.7 | 11 | TRUE | TRUE |  | 12000 | 9000 | 2.87 | 9600 | 2.49
215324503 |  | Live | Carrier | KENMORE | Singlezone Non-Ducted, Ceiling Placement | 215324503 |  | HRCU-A-CB-O | D5CSRAH12AAK | Mini-Splits | D5FSCAH12XAK |  |  |  | 12.5 | 21.2 | 10.4 | TRUE | TRUE |  | 12000 | 8500 | 2.8 | 9300 | 2.55
215324502 |  | Live | Carrier | KENMORE | Singlezone Non-Ducted, Ceiling Placement | 215324502 |  | HRCU-A-CB-O | D5CSRAH12AAK | Mini-Splits | D5FSOAH12XAK |  |  |  | 12.3 | 22.2 | 10.1 | TRUE | TRUE | TRUE | 12000 | 8600 | 2.77 | 10000 | 2.59
215324500 |  | Live | Carrier | KENMORE | Singlezone Ducted, Compact Ducted | 215324500 |  | HRCU-A-CB | D5CSRAH09AAK | Mini-Splits | D5FSDAH12XHK |  |  |  | 13 | 19.8 | 11.5 | TRUE | TRUE | TRUE | 9000 | 9300 | 2.9 | 9800 | 2.56
215324501 |  | Live | Carrier | KENMORE | Singlezone Non-Ducted, Wall Placement | 215324501 |  | HRCU-A-CB-O | D5CSRAH12AAK | Mini-Splits | D5FSHAH12XAK |  |  |  | 13.1 | 25.5 | 10.7 | TRUE | TRUE | TRUE | 12000 | 9300 | 2.84 | 9600 | 2.38
215324499 |  | Live | Carrier | KENMORE | Singlezone Ducted, Compact Ducted | 215324499 |  | HRCU-A-CB | D5CSRAH09AAK | Mini-Splits | D5FSDAH12XAK |  |  |  | 12.8 | 19.6 | 11 | TRUE | TRUE | TRUE | 9000 | 8900 | 2.61 | 9600 | 2.45
215324498 |  | Live | Carrier | KENMORE | Singlezone Non-Ducted, Wall Placement | 215324498 |  | HRCU-A-CB-O | D5CSRAH09AAK | Mini-Splits | D5FSFAH09XAK |  |  |  | 16.3 | 26 | 13.9 | TRUE | TRUE | TRUE | 9000 | 9000 | 2.9 | 9600 | 2.49
215324497 |  | Live | Carrier | KENMORE | Singlezone Non-Ducted, Ceiling Placement | 215324497 |  | HRCU-A-CB-O | D5CSRAH09AAK | Mini-Splits | D5FSCAH12XAK |  |  |  | 14.3 | 21.7 | 11.3 | TRUE | TRUE | TRUE | 9000 | 8500 | 2.8 | 9300 | 2.55
215324496 |  | Live | Carrier | KENMORE | Singlezone Non-Ducted, Ceiling Placement | 215324496 |  | HRCU-A-CB-O | D5CSRAH09AAK | Mini-Splits | D5FSOAH12XAK |  |  |  | 14.4 | 22.2 | 11.8 | TRUE | TRUE | TRUE | 9000 | 7900 | 2.69 | 9900 | 2.59
215324495 |  | Live | Carrier | KENMORE | Singlezone Non-Ducted, Wall Placement | 215324495 |  | HRCU-A-CB-O | D5CSRAH09AAK | Mini-Splits | D5FSHAH09XAK |  |  |  | 14.9 | 26 | 12.5 | TRUE | TRUE | TRUE | 9000 | 8100 | 2.83 | 9400 | 2.37
215324494 |  | Live | Carrier | KENMORE | Singlezone Non-Ducted, Wall Placement | 215324494 |  | HRCU-A-CB-O | D5CSRAH12AAJ | Mini-Splits | D5FSHAH12XAJ |  |  |  | 13 | 23.5 | 9.5 | TRUE | FALSE | TRUE | 12000 | 8700 | 2.68 | 8700 | 2.43
215324493 |  | Live | Carrier | KENMORE | Singlezone Non-Ducted, Wall Placement | 215324493 |  | HRCU-A-CB-O | D5CSHAH33AAK | Mini-Splits | D5FSHAH33XAK |  |  |  | 12 | 19.6 | 10.5 | TRUE | TRUE | TRUE | 33000 | 30000 | 2.69 | 30200 | 2.02
215324491 |  | Live | Carrier | KENMORE | Singlezone Non-Ducted, Floor Placement | 215324491 |  | HRCU-A-CB-O | D5CSHAH24AAK | Mini-Splits | D5FCFAH24XAK |  |  |  | 12 | 20.5 | 12.1 | TRUE | TRUE | TRUE | 22000 | 20200 | 2.74 | 23300 | 2.38
215324492 |  | Live | Carrier | KENMORE | Singlezone Ducted, Compact Ducted | 215324492 |  | HRCU-A-CB | D5CSHAH24AAK | Mini-Splits | D5FSDAH24XHK |  |  |  | 12 | 19.2 | 11.7 | TRUE | TRUE | TRUE | 24000 | 21600 | 2.71 | 23600 | 2.48
215324490 |  | Live | Carrier | KENMORE | Singlezone Non-Ducted, Wall Placement | 215324490 |  | HRCU-A-CB-O | D5CSHAH24AAK | Mini-Splits | D5FSCAH24XAK |  |  |  | 12 | 20.8 | 11.6 | TRUE | TRUE |  | 23400 | 20400 | 2.78 | 23900 | 2.48
215324489 |  | Live | Carrier | KENMORE | Singlezone Non-Ducted, Wall Placement | 215324489 |  | HRCU-A-CB-O | D5CSHAH24AAK | Mini-Splits | D5FSHAH24XAK |  |  |  | 13 | 21.2 | 13.5 | TRUE | TRUE | TRUE | 24000 | 21000 | 2.88 | 23200 | 2.35
215324488 |  | Live | Carrier | KENMORE | Singlezone Ducted, Compact Ducted | 215324488 |  | HRCU-A-CB | D5CSHAH18AAK | Mini-Splits | D5FSDAH18XHK |  |  |  | 12.1 | 18.5 | 11.1 | TRUE | TRUE | TRUE | 17500 | 15000 | 2.89 | 20000 | 2.5
215324487 |  | Live | Carrier | KENMORE | Singlezone Ducted, Compact Ducted | 215324487 |  | HRCU-A-CB | D5CSHAH18AAK | Mini-Splits | D5FSDAH18XAK |  |  |  | 12 | 18 | 10.8 | TRUE | TRUE | TRUE | 17000 | 15000 | 2.4 | 19000 | 2.23
215324434 |  | Live | Carrier | KEEPRITE | Singlezone Non-Ducted, Wall Placement | 215324434 |  | HRCU-A-CB-O | D5CSRAH18AAK | Mini-Splits | D5FSHAH18XAK |  |  |  | 12.8 | 23.5 | 10.8 | TRUE | TRUE |  | 18000 | 13600 | 2.73 | 14900 | 2.43
215324432 |  | Live | Carrier | KEEPRITE | Singlezone Ducted, Compact Ducted | 215324432 |  | HRCU-A-CB | D5CSRAH12AAK | Mini-Splits | D5FSDAH12XAK |  |  |  | 11.7 | 19 | 10.3 | TRUE | TRUE |  | 11500 | 9500 | 2.58 | 10300 | 2.58
215324431 |  | Live | Carrier | KEEPRITE | Singlezone Non-Ducted, Wall Placement | 215324431 |  | HRCU-A-CB-O | D5CSRAH12AAK | Mini-Splits | D5FSFAH12XAK |  |  |  | 12.7 | 24.7 | 11 | TRUE | TRUE |  | 12000 | 9000 | 2.87 | 9600 | 2.49
215324430 |  | Live | Carrier | KEEPRITE | Singlezone Non-Ducted, Ceiling Placement | 215324430 |  | HRCU-A-CB-O | D5CSRAH12AAK | Mini-Splits | D5FSCAH12XAK |  |  |  | 12.5 | 21.2 | 10.4 | TRUE | TRUE |  | 12000 | 8500 | 2.8 | 9300 | 2.55
215324429 |  | Live | Carrier | KEEPRITE | Singlezone Non-Ducted, Ceiling Placement | 215324429 |  | HRCU-A-CB-O | D5CSRAH12AAK | Mini-Splits | D5FSOAH12XAK |  |  |  | 12.3 | 22.2 | 10.1 | TRUE | TRUE | TRUE | 12000 | 8600 | 2.77 | 10000 | 2.59
215324427 |  | Live | Carrier | KEEPRITE | Singlezone Ducted, Compact Ducted | 215324427 |  | HRCU-A-CB | D5CSRAH09AAK | Mini-Splits | D5FSDAH12XHK |  |  |  | 13 | 19.8 | 11.5 | TRUE | TRUE | TRUE | 9000 | 9300 | 2.9 | 9800 | 2.56
215324426 |  | Live | Carrier | KEEPRITE | Singlezone Ducted, Compact Ducted | 215324426 |  | HRCU-A-CB | D5CSRAH09AAK | Mini-Splits | D5FSDAH12XAK |  |  |  | 12.8 | 19.6 | 11 | TRUE | TRUE | TRUE | 9000 | 8900 | 2.61 | 9600 | 2.45
215324428 |  | Live | Carrier | KEEPRITE | Singlezone Non-Ducted, Wall Placement | 215324428 |  | HRCU-A-CB-O | D5CSRAH12AAK | Mini-Splits | D5FSHAH12XAK |  |  |  | 13.1 | 25.5 | 10.7 | TRUE | TRUE | TRUE | 12000 | 9300 | 2.84 | 9600 | 2.38
215324425 |  | Live | Carrier | KEEPRITE | Singlezone Non-Ducted, Wall Placement | 215324425 |  | HRCU-A-CB-O | D5CSRAH09AAK | Mini-Splits | D5FSFAH09XAK |  |  |  | 16.3 | 26 | 13.9 | TRUE | TRUE | TRUE | 9000 | 9000 | 2.9 | 9600 | 2.49
215324424 |  | Live | Carrier | KEEPRITE | Singlezone Non-Ducted, Ceiling Placement | 215324424 |  | HRCU-A-CB-O | D5CSRAH09AAK | Mini-Splits | D5FSCAH12XAK |  |  |  | 14.3 | 21.7 | 11.3 | TRUE | TRUE | TRUE | 9000 | 8500 | 2.8 | 9300 | 2.55
215324423 |  | Live | Carrier | KEEPRITE | Singlezone Non-Ducted, Ceiling Placement | 215324423 |  | HRCU-A-CB-O | D5CSRAH09AAK | Mini-Splits | D5FSOAH12XAK |  |  |  | 14.4 | 22.2 | 11.8 | TRUE | TRUE | TRUE | 9000 | 7900 | 2.69 | 9900 | 2.59
215324422 |  | Live | Carrier | KEEPRITE | Singlezone Non-Ducted, Wall Placement | 215324422 |  | HRCU-A-CB-O | D5CSRAH09AAK | Mini-Splits | D5FSHAH09XAK |  |  |  | 14.9 | 26 | 12.5 | TRUE | TRUE | TRUE | 9000 | 8100 | 2.83 | 9400 | 2.37
215324421 |  | Live | Carrier | KEEPRITE | Singlezone Non-Ducted, Wall Placement | 215324421 |  | HRCU-A-CB-O | D5CSRAH12AAJ | Mini-Splits | D5FSHAH12XAJ |  |  |  | 13 | 23.5 | 9.5 | TRUE | FALSE | TRUE | 12000 | 8700 | 2.68 | 8700 | 2.43
215324420 |  | Live | Carrier | KEEPRITE | Singlezone Non-Ducted, Wall Placement | 215324420 |  | HRCU-A-CB-O | D5CSHAH33AAK | Mini-Splits | D5FSHAH33XAK |  |  |  | 12 | 19.6 | 10.5 | TRUE | TRUE | TRUE | 33000 | 30000 | 2.69 | 30200 | 2.02
215324418 |  | Live | Carrier | KEEPRITE | Singlezone Non-Ducted, Floor Placement | 215324418 |  | HRCU-A-CB-O | D5CSHAH24AAK | Mini-Splits | D5FCFAH24XAK |  |  |  | 12 | 20.5 | 12.1 | TRUE | TRUE | TRUE | 22000 | 20200 | 2.74 | 23300 | 2.38
215324419 |  | Live | Carrier | KEEPRITE | Singlezone Ducted, Compact Ducted | 215324419 |  | HRCU-A-CB | D5CSHAH24AAK | Mini-Splits | D5FSDAH24XHK |  |  |  | 12 | 19.2 | 11.7 | TRUE | TRUE | TRUE | 24000 | 21600 | 2.71 | 23600 | 2.48
215324417 |  | Live | Carrier | KEEPRITE | Singlezone Non-Ducted, Wall Placement | 215324417 |  | HRCU-A-CB-O | D5CSHAH24AAK | Mini-Splits | D5FSCAH24XAK |  |  |  | 12 | 20.8 | 11.6 | TRUE | TRUE |  | 23400 | 20400 | 2.78 | 23900 | 2.48
215324416 |  | Live | Carrier | KEEPRITE | Singlezone Non-Ducted, Wall Placement | 215324416 |  | HRCU-A-CB-O | D5CSHAH24AAK | Mini-Splits | D5FSHAH24XAK |  |  |  | 13 | 21.2 | 13.5 | TRUE | TRUE | TRUE | 24000 | 21000 | 2.88 | 23200 | 2.35
215324415 |  | Live | Carrier | KEEPRITE | Singlezone Ducted, Compact Ducted | 215324415 |  | HRCU-A-CB | D5CSHAH18AAK | Mini-Splits | D5FSDAH18XHK |  |  |  | 12.1 | 18.5 | 11.1 | TRUE | TRUE | TRUE | 17500 | 15000 | 2.89 | 20000 | 2.5
215324414 |  | Live | Carrier | KEEPRITE | Singlezone Ducted, Compact Ducted | 215324414 |  | HRCU-A-CB | D5CSHAH18AAK | Mini-Splits | D5FSDAH18XAK |  |  |  | 12 | 18 | 10.8 | TRUE | TRUE | TRUE | 17000 | 15000 | 2.4 | 19000 | 2.23
215324413 |  | Live | Carrier | KEEPRITE | Singlezone Non-Ducted, Floor Placement | 215324413 |  | HRCU-A-CB-O | D5CSHAH18AAK | Mini-Splits | D5FCFAH18XAK |  |  |  | 12.6 | 20.5 | 10.3 | TRUE | TRUE | TRUE | 17000 | 14400 | 2.54 | 20200 | 2.24
215324412 |  | Live | Carrier | KEEPRITE | Singlezone Non-Ducted, Wall Placement | 215324412 |  | HRCU-A-CB-O | D5CSHAH18AAK | Mini-Splits | D5FSFAH16XAK |  |  |  | 12.5 | 20.2 | 10.3 | TRUE | TRUE | TRUE | 16000 | 14200 | 2.6 | 18800 | 2.13
215324411 |  | Live | Carrier | KEEPRITE | Singlezone Non-Ducted, Ceiling Placement | 215324411 |  | HRCU-A-CB-O | D5CSHAH18AAK | Mini-Splits | D5FSCAH18XAK |  |  |  | 12.5 | 20 | 12.4 | TRUE | TRUE | TRUE | 16000 | 14900 | 2.7 | 18000 | 2.1
215324410 |  | Live | Carrier | KEEPRITE | Singlezone Non-Ducted, Ceiling Placement | 215324410 |  | HRCU-A-CB-O | D5CSHAH18AAK | Mini-Splits | D5FSOAH18XAK |  |  |  | 12.5 | 20.7 | 12.2 | TRUE | TRUE | TRUE | 16700 | 14500 | 2.5 | 18800 | 2.05
215324409 |  | Live | Carrier | KEEPRITE | Singlezone Non-Ducted, Wall Placement | 215324409 |  | HRCU-A-CB-O | D5CSHAH18AAK | Mini-Splits | D5FSHAH18XAK |  |  |  | 12.5 | 21.5 | 11 | TRUE | TRUE | TRUE | 18000 | 16600 | 2.55 | 19200 | 2
215324408 |  | Live | Carrier | KEEPRITE | Singlezone Ducted, Compact Ducted | 215324408 |  | HRCU-A-CB | D5CSHAH12AAK | Mini-Splits | D5FSDAH12XHK |  |  |  | 12 | 20.2 | 10.6 | TRUE | TRUE | TRUE | 12000 | 10200 | 2.6 | 14000 | 2.31
215324407 |  | Live | Carrier | KEEPRITE | Singlezone Ducted, Compact Ducted | 215324407 |  | HRCU-A-CB | D5CSHAH12AAK | Mini-Splits | D5FSDAH12XAK |  |  |  | 12 | 20 | 10.2 | TRUE | TRUE | TRUE | 12000 | 9600 | 2.49 | 13100 | 1.99
215324406 |  | Live | Carrier | KEEPRITE | Singlezone Non-Ducted, Wall Placement | 215324406 |  | HRCU-A-CB-O | D5CSHAH12AAK | Mini-Splits | D5FSFAH12XAK |  |  |  | 12.7 | 25 | 10.6 | TRUE | TRUE | TRUE | 12000 | 9800 | 2.71 | 12400 | 2.14
215324405 |  | Live | Carrier | KEEPRITE | Singlezone Non-Ducted, Ceiling Placement | 215324405 |  | HRCU-A-CB-O | D5CSHAH12AAK | Mini-Splits | D5FSCAH12XAK |  |  |  | 12.7 | 22.3 | 11.6 | TRUE | TRUE | TRUE | 12000 | 10000 | 2.74 | 12900 | 2.14
215324404 |  | Live | Carrier | KEEPRITE | Singlezone Non-Ducted, Ceiling Placement | 215324404 |  | HRCU-A-CB-O | D5CSHAH12AAK | Mini-Splits | D5FSOAH12XAK |  |  |  | 13 | 23 | 10.2 | TRUE | TRUE | TRUE | 12000 | 9600 | 2.65 | 11900 | 1.95
215324403 |  | Live | Carrier | KEEPRITE | Singlezone Non-Ducted, Wall Placement | 215324403 |  | HRCU-A-CB-O | D5CSHAH12AAK | Mini-Splits | D5FSHAH12XAK |  |  |  | 13.5 | 25.5 | 10.5 | TRUE | TRUE | TRUE | 12000 | 9800 | 2.71 | 12800 | 1.75
215324402 |  | Live | Carrier | KEEPRITE | Singlezone Ducted, Compact Ducted | 215324402 |  | HRCU-A-CB | D5CSHAH09AAK | Mini-Splits | D5FSDAH12XHK |  |  |  | 14 | 20.6 | 13.8 | TRUE | TRUE | TRUE | 9000 | 10200 | 2.45 | 12600 | 1.94
215324401 |  | Live | Carrier | KEEPRITE | Singlezone Ducted, Compact Ducted | 215324401 |  | HRCU-A-CB | D5CSHAH09AAK | Mini-Splits | D5FSDAH12XAK |  |  |  | 13.5 | 21.5 | 12.5 | TRUE | TRUE | TRUE | 9000 | 9600 | 2.49 | 12600 | 1.99
215324400 |  | Live | Carrier | KEEPRITE | Singlezone Non-Ducted, Wall Placement | 215324400 |  | HRCU-A-CB-O | D5CSHAH09AAK | Mini-Splits | D5FSFAH09XAK |  |  |  | 15.2 | 27.3 | 10.9 | TRUE | TRUE | TRUE | 9000 | 9800 | 2.71 | 12200 | 2.17
215324399 |  | Live | Carrier | KEEPRITE | Singlezone Non-Ducted, Ceiling Placement | 215324399 |  | HRCU-A-CB-O | D5CSHAH09AAK | Mini-Splits | D5FSCAH12XAK |  |  |  | 14 | 22.7 | 12.2 | TRUE | TRUE | TRUE | 9000 | 9700 | 2.63 | 12600 | 2.1
215324398 |  | Live | Carrier | KEEPRITE | Singlezone Non-Ducted, Ceiling Placement | 215324398 |  | HRCU-A-CB-O | D5CSHAH09AAK | Mini-Splits | D5FSOAH12XAK |  |  |  | 14.7 | 24 | 12.2 | TRUE | TRUE | TRUE | 9000 | 9000 | 2.44 | 11900 | 2
215324397 |  | Live | Carrier | KEEPRITE | Singlezone Non-Ducted, Wall Placement | 215324397 |  | HRCU-A-CB-O | D5CSHAH09AAK | Mini-Splits | D5FSHAH09XAK |  |  |  | 15.5 | 27.5 | 12.5 | TRUE | TRUE | TRUE | 9000 | 9800 | 2.71 | 12800 | 1.75
215324396 |  | Live | Carrier | KEEPRITE | Singlezone Ducted, Compact Ducted | 215324396 |  | HRCU-A-CB | D5CSHAH06AAK | Mini-Splits | D5FSDAH06XAK |  |  |  | 14.5 | 21.5 | 13.8 | TRUE | TRUE | TRUE | 6500 | 8000 | 2.69 | 9100 | 2.52
215324395 |  | Live | Carrier | KEEPRITE | Singlezone Non-Ducted, Ceiling Placement | 215324395 |  | HRCU-A-CB-O | D5CSHAH06AAK | Mini-Splits | D5FSOAH06XAK |  |  |  | 15.2 | 22 | 12 | TRUE | TRUE | TRUE | 6500 | 7000 | 2.66 | 9500 | 2.53
215324393 |  | Live | Carrier | HEIL | Singlezone Ducted, Compact Ducted | 215324393 |  | HRCU-A-CB | D5CLRAH58AAK | Mini-Splits | D5FLDAH58XHK |  |  |  | 10 | 17 | 9.8 | FALSE | FALSE | TRUE | 58000 | 40000 | 2.66 | 41500 | 2.45
215324394 |  | Live | Carrier | KEEPRITE | Singlezone Non-Ducted, Wall Placement | 215324394 |  | HRCU-A-CB-O | D5CSHAH06AAK | Mini-Splits | D5FSHAH06XAK |  |  |  | 18 | 25.7 | 14.8 | TRUE | TRUE | TRUE | 6000 | 7900 | 2.79 | 8600 | 2.38
215324392 |  | Live | Carrier | HEIL | Singlezone Non-Ducted, Floor Placement | 215324392 |  | HRCU-A-CB-O | D5CLRAH58AAK | Mini-Splits | D5FCFAH58XAK |  |  |  | 9.6 | 19.5 | 9.5 | FALSE | FALSE | TRUE | 54000 | 37200 | 2.53 | 45300 | 2.22
215324391 |  | Live | Carrier | HEIL | Singlezone Ducted, Compact Ducted | 215324391 |  | HRCU-A-CB | D5CLRAH48AAK | Mini-Splits | D5FLDAH48XHK |  |  |  | 10 | 17.2 | 9.8 | FALSE | TRUE | TRUE | 48000 | 39000 | 2.48 | 46500 | 2.35
215324390 |  | Live | Carrier | HEIL | Singlezone Non-Ducted, Floor Placement | 215324390 |  | HRCU-A-CB-O | D5CLRAH48AAK | Mini-Splits | D5FCFAH48XAK |  |  |  | 9.5 | 19.9 | 10.2 | FALSE | TRUE | TRUE | 48000 | 39500 | 2.4 | 45100 | 2.13
215324389 |  | Live | Carrier | HEIL | Singlezone Non-Ducted, Wall Placement | 215324389 |  | HRCU-A-CB-O | D5CLRAH48AAK | Mini-Splits | D5FLCAH48XAK |  |  |  | 9.5 | 19.1 | 9.9 | FALSE | TRUE | TRUE | 48000 | 36600 | 2.24 | 44600 | 2.12
215324388 |  | Live | Carrier | HEIL | Singlezone Ducted, Compact Ducted | 215324388 |  | HRCU-A-CB | D5CLRAH36AAK | Mini-Splits | D5FLDAH36XHK |  |  |  | 10.2 | 18.8 | 10.2 | FALSE | FALSE | TRUE | 36000 | 27400 | 2.73 | 31000 | 2.39
215324387 |  | Live | Carrier | HEIL | Singlezone Non-Ducted, Floor Placement | 215324387 |  | HRCU-A-CB-O | D5CLRAH36AAK | Mini-Splits | D5FCFAH36XAK |  |  |  | 10.2 | 20 | 10 | FALSE | FALSE | TRUE | 36000 | 26400 | 2.68 | 30900 | 2.36
215324386 |  | Live | Carrier | HEIL | Singlezone Non-Ducted, Wall Placement | 215324386 |  | HRCU-A-CB-O | D5CLRAH36AAK | Mini-Splits | D5FLCAH36XAK |  |  |  | 9.7 | 20 | 10.4 | FALSE | TRUE | TRUE | 36000 | 26800 | 2.68 | 28100 | 2.22
215324384 |  | Live | Carrier | HEIL | Singlezone Non-Ducted, Floor Placement | 215324384 |  | HRCU-A-CB-O | D5CLHAH58AAK | Mini-Splits | D5FCFAH58XAK |  |  |  | 9 | 18.1 | 10.7 | FALSE | TRUE | TRUE | 54000 | 41000 | 2.33 | 58000 | 2.17
215324385 |  | Live | Carrier | HEIL | Singlezone Ducted, Compact Ducted | 215324385 |  | HRCU-A-CB | D5CLHAH58AAK | Mini-Splits | D5FLDAH58XHK |  |  |  | 10.2 | 15.9 | 10.4 | FALSE | TRUE | TRUE | 55000 | 45000 | 2.72 | 52000 | 2.41
215324382 |  | Live | Carrier | HEIL | Singlezone Non-Ducted, Floor Placement | 215324382 |  | HRCU-A-CB-O | D5CLHAH48AAK | Mini-Splits | D5FCFAH48XAK |  |  |  | 9.4 | 18.7 | 10.1 | FALSE | TRUE | TRUE | 48000 | 38500 | 2.38 | 44500 | 2.23
215324381 |  | Live | Carrier | HEIL | Singlezone Non-Ducted, Wall Placement | 215324381 |  | HRCU-A-CB-O | D5CLHAH48AAK | Mini-Splits | D5FLCAH48XAK |  |  |  | 10 | 18.2 | 11 | FALSE | TRUE | TRUE | 48000 | 44000 | 2.44 | 48000 | 2.17
215324383 |  | Live | Carrier | HEIL | Singlezone Ducted, Compact Ducted | 215324383 |  | HRCU-A-CB | D5CLHAH48AAK | Mini-Splits | D5FLDAH48XHK |  |  |  | 10.4 | 16.8 | 10.8 | FALSE | TRUE | TRUE | 48000 | 45000 | 2.61 | 45500 | 2.4
215324379 |  | Live | Carrier | HEIL | Singlezone Non-Ducted, Floor Placement | 215324379 |  | HRCU-A-CB-O | D5CLHAH36AAK | Mini-Splits | D5FCFAH36XAK |  |  |  | 12 | 20.2 | 10.8 | TRUE | TRUE | TRUE | 36400 | 30200 | 2.58 | 42400 | 2.16
215324380 |  | Live | Carrier | HEIL | Singlezone Ducted, Compact Ducted | 215324380 |  | HRCU-A-CB | D5CLHAH36AAK | Mini-Splits | D5FLDAH36XHK |  |  |  | 12 | 17.8 | 11.1 | TRUE | TRUE | TRUE | 36000 | 31600 | 2.73 | 40000 | 2.29
215324378 |  | Live | Carrier | HEIL | Singlezone Non-Ducted, Wall Placement | 215324378 |  | HRCU-A-CB-O | D5CLHAH36AAK | Mini-Splits | D5FLCAH36XAK |  |  |  | 12 | 21.3 | 10.6 | TRUE | TRUE | TRUE | 36600 | 30600 | 2.56 | 46200 | 2.17
215324375 |  | Live | Carrier | HEIL | Singlezone Non-Ducted, Wall Placement | 215324375 |  | HRCU-A-CB-O | D5CVRAH12AAK | Mini-Splits | D5FVHAH12XAK |  |  |  | 8.8 | 18 | 8.8 | FALSE | FALSE | FALSE | 12000 | 8000 | 2.58 | 8300 | 2.41
215324377 |  | Live | Carrier | HEIL | Singlezone Non-Ducted, Wall Placement | 215324377 |  | HRCU-A-CB-O | D5CVRAH24AAK | Mini-Splits | D5FVHAH24XAK |  |  |  | 9 | 17 | 8.5 | FALSE | TRUE | FALSE | 24000 | 17100 | 2.29 | 18400 | 2.17
215324376 |  | Live | Carrier | HEIL | Singlezone Non-Ducted, Wall Placement | 215324376 |  | HRCU-A-CB-O | D5CVRAH18AAK | Mini-Splits | D5FVHAH18XAK |  |  |  | 9.9 | 18.3 | 8.7 | FALSE | FALSE |  | 17000 | 11200 | 2.41 | 11200 | 2.41
215324374 |  | Live | Carrier | HEIL | Singlezone Non-Ducted, Wall Placement | 215324374 |  | HRCU-A-CB-O | D5CVRAH09AAK | Mini-Splits | D5FVHAH09XAK |  |  |  | 10.9 | 19 | 9.7 | FALSE | TRUE | TRUE | 9000 | 8000 | 2.58 | 8300 | 2.41
215324373 |  | Live | Carrier | HEIL | Singlezone Non-Ducted, Wall Placement | 215324373 |  | HRCU-A-CB-O | D5CVRAH12AAJ | Mini-Splits | D5FVHAH12XAJ |  |  |  | 8.8 | 19 | 9.2 | FALSE | FALSE |  | 12000 | 7700 | 2.59 | 7900 | 2.41
215324372 |  | Live | Carrier | HEIL | Singlezone Non-Ducted, Wall Placement | 215324372 |  | HRCU-A-CB-O | D5CVRAH09AAJ | Mini-Splits | D5FVHAH09XAJ |  |  |  | 10.1 | 18 | 9 | FALSE | FALSE |  | 9000 | 6900 | 2.32 | 7200 | 2.03
215324371 |  | Live | Carrier | HEIL | Singlezone Ducted, Compact Ducted | 215324371 |  | HRCU-A-CB | D5CSRAH24AAK | Mini-Splits | D5FSDAH24XHK |  |  |  | 12.5 | 19 | 11 | TRUE | TRUE |  | 24000 | 21200 | 2.6 | 21600 | 2.56
215324370 |  | Live | Carrier | HEIL | Singlezone Non-Ducted, Floor Placement | 215324370 |  | HRCU-A-CB-O | D5CSRAH24AAK | Mini-Splits | D5FCFAH24XAK |  |  |  | 12.2 | 21.2 | 11.1 | TRUE | TRUE | TRUE | 24000 | 20000 | 2.56 | 20000 | 2.31
215324369 |  | Live | Carrier | HEIL | Singlezone Non-Ducted, Wall Placement | 215324369 |  | HRCU-A-CB-O | D5CSRAH24AAK | Mini-Splits | D5FSCAH24XAK |  |  |  | 12 | 22.1 | 10.5 | TRUE | TRUE | TRUE | 24000 | 20400 | 2.73 | 20500 | 2.55
215324367 |  | Live | Carrier | HEIL | Singlezone Ducted, Compact Ducted | 215324367 |  | HRCU-A-CB | D5CSRAH18AAK | Mini-Splits | D5FSDAH18XHK |  |  |  | 13.3 | 20 | 11.4 | TRUE | TRUE | TRUE | 17500 | 14900 | 2.89 | 15900 | 2.65
215324365 |  | Live | Carrier | HEIL | Singlezone Non-Ducted, Floor Placement | 215324365 |  | HRCU-A-CB-O | D5CSRAH18AAK | Mini-Splits | D5FCFAH18XAK |  |  |  | 12.5 | 22.4 | 10.4 | TRUE | TRUE | TRUE | 18000 | 13700 | 2.51 | 15100 | 2.38
215324366 |  | Live | Carrier | HEIL | Singlezone Ducted, Compact Ducted | 215324366 |  | HRCU-A-CB | D5CSRAH18AAK | Mini-Splits | D5FSDAH18XAK |  |  |  | 12.5 | 20 | 10.6 | TRUE | TRUE |  | 17000 | 14000 | 2.6 | 14100 | 2.4
215324364 |  | Live | Carrier | HEIL | Singlezone Non-Ducted, Wall Placement | 215324364 |  | HRCU-A-CB-O | D5CSRAH18AAK | Mini-Splits | D5FSFAH16XAK |  |  |  | 12.5 | 23.9 | 13.5 | TRUE | TRUE |  | 16000 | 14100 | 2.75 | 14600 | 2.58
215324363 |  | Live | Carrier | HEIL | Singlezone Non-Ducted, Ceiling Placement | 215324363 |  | HRCU-A-CB-O | D5CSRAH18AAK | Mini-Splits | D5FSCAH18XAK |  |  |  | 12.5 | 20.8 | 11.4 | TRUE | TRUE |  | 16800 | 13900 | 2.66 | 14800 | 2.36
215324362 |  | Live | Carrier | HEIL | Singlezone Non-Ducted, Ceiling Placement | 215324362 |  | HRCU-A-CB-O | D5CSRAH18AAK | Mini-Splits | D5FSOAH18XAK |  |  |  | 12.5 | 22.3 | 12.2 | TRUE | TRUE |  | 18000 | 14000 | 2.77 | 15200 | 2.47
215324360 |  | Live | Carrier | HEIL | Singlezone Ducted, Compact Ducted | 215324360 |  | HRCU-A-CB | D5CSRAH12AAK | Mini-Splits | D5FSDAH12XHK |  |  |  | 12 | 19.5 | 10.5 | TRUE | TRUE | TRUE | 12000 | 9100 | 2.78 | 9800 | 2.52
215324361 |  | Live | Carrier | HEIL | Singlezone Non-Ducted, Wall Placement | 215324361 |  | HRCU-A-CB-O | D5CSRAH18AAK | Mini-Splits | D5FSHAH18XAK |  |  |  | 12.8 | 23.5 | 10.8 | TRUE | TRUE |  | 18000 | 13600 | 2.73 | 14900 | 2.43
215324359 |  | Live | Carrier | HEIL | Singlezone Ducted, Compact Ducted | 215324359 |  | HRCU-A-CB | D5CSRAH12AAK | Mini-Splits | D5FSDAH12XAK |  |  |  | 11.7 | 19 | 10.3 | TRUE | TRUE |  | 11500 | 9500 | 2.58 | 10300 | 2.58
215324358 |  | Live | Carrier | HEIL | Singlezone Non-Ducted, Wall Placement | 215324358 |  | HRCU-A-CB-O | D5CSRAH12AAK | Mini-Splits | D5FSFAH12XAK |  |  |  | 12.7 | 24.7 | 11 | TRUE | TRUE |  | 12000 | 9000 | 2.87 | 9600 | 2.49
215324357 |  | Live | Carrier | HEIL | Singlezone Non-Ducted, Ceiling Placement | 215324357 |  | HRCU-A-CB-O | D5CSRAH12AAK | Mini-Splits | D5FSCAH12XAK |  |  |  | 12.5 | 21.2 | 10.4 | TRUE | TRUE |  | 12000 | 8500 | 2.8 | 9300 | 2.55
215324356 |  | Live | Carrier | HEIL | Singlezone Non-Ducted, Ceiling Placement | 215324356 |  | HRCU-A-CB-O | D5CSRAH12AAK | Mini-Splits | D5FSOAH12XAK |  |  |  | 12.3 | 22.2 | 10.1 | TRUE | TRUE |  | 12000 | 8600 | 2.77 | 10000 | 2.59
215324355 |  | Live | Carrier | HEIL | Singlezone Non-Ducted, Wall Placement | 215324355 |  | HRCU-A-CB-O | D5CSRAH12AAK | Mini-Splits | D5FSHAH12XAK |  |  |  | 13.1 | 25.5 | 10.7 | TRUE | TRUE | TRUE | 12000 | 9300 | 2.84 | 9600 | 2.38
215324354 |  | Live | Carrier | HEIL | Singlezone Ducted, Compact Ducted | 215324354 |  | HRCU-A-CB | D5CSRAH09AAK | Mini-Splits | D5FSDAH12XHK |  |  |  | 13 | 19.8 | 11.5 | TRUE | TRUE | TRUE | 9000 | 9300 | 2.9 | 9800 | 2.56
215324353 |  | Live | Carrier | HEIL | Singlezone Ducted, Compact Ducted | 215324353 |  | HRCU-A-CB | D5CSRAH09AAK | Mini-Splits | D5FSDAH12XAK |  |  |  | 12.8 | 19.6 | 11 | TRUE | TRUE | TRUE | 9000 | 8900 | 2.61 | 9600 | 2.45
215324352 |  | Live | Carrier | HEIL | Singlezone Non-Ducted, Wall Placement | 215324352 |  | HRCU-A-CB-O | D5CSRAH09AAK | Mini-Splits | D5FSFAH09XAK |  |  |  | 16.3 | 26 | 13.9 | TRUE | TRUE | TRUE | 9000 | 9000 | 2.9 | 9600 | 2.49
215324351 |  | Live | Carrier | HEIL | Singlezone Non-Ducted, Ceiling Placement | 215324351 |  | HRCU-A-CB-O | D5CSRAH09AAK | Mini-Splits | D5FSCAH12XAK |  |  |  | 14.3 | 21.7 | 11.3 | TRUE | TRUE | TRUE | 9000 | 8500 | 2.8 | 9300 | 2.55
215324350 |  | Live | Carrier | HEIL | Singlezone Non-Ducted, Ceiling Placement | 215324350 |  | HRCU-A-CB-O | D5CSRAH09AAK | Mini-Splits | D5FSOAH12XAK |  |  |  | 14.4 | 22.2 | 11.8 | TRUE | TRUE | TRUE | 9000 | 7900 | 2.69 | 9900 | 2.59
215324349 |  | Live | Carrier | HEIL | Singlezone Non-Ducted, Wall Placement | 215324349 |  | HRCU-A-CB-O | D5CSRAH09AAK | Mini-Splits | D5FSHAH09XAK |  |  |  | 14.9 | 26 | 12.5 | TRUE | TRUE | TRUE | 9000 | 8100 | 2.83 | 9400 | 2.37
215324348 |  | Live | Carrier | HEIL | Singlezone Non-Ducted, Wall Placement | 215324348 |  | HRCU-A-CB-O | D5CSRAH12AAJ | Mini-Splits | D5FSHAH12XAJ |  |  |  | 13 | 23.5 | 9.5 | TRUE | FALSE | TRUE | 12000 | 8700 | 2.68 | 8700 | 2.43
215324345 |  | Live | Carrier | HEIL | Singlezone Non-Ducted, Floor Placement | 215324345 |  | HRCU-A-CB-O | D5CSHAH24AAK | Mini-Splits | D5FCFAH24XAK |  |  |  | 12 | 20.5 | 12.1 | TRUE | TRUE | TRUE | 22000 | 20200 | 2.74 | 23300 | 2.38
215324347 |  | Live | Carrier | HEIL | Singlezone Non-Ducted, Wall Placement | 215324347 |  | HRCU-A-CB-O | D5CSHAH33AAK | Mini-Splits | D5FSHAH33XAK |  |  |  | 12 | 19.6 | 10.5 | TRUE | TRUE | TRUE | 33000 | 30000 | 2.69 | 30200 | 2.02
215324346 |  | Live | Carrier | HEIL | Singlezone Ducted, Compact Ducted | 215324346 |  | HRCU-A-CB | D5CSHAH24AAK | Mini-Splits | D5FSDAH24XHK |  |  |  | 12 | 19.2 | 11.7 | TRUE | TRUE | TRUE | 24000 | 21600 | 2.71 | 23600 | 2.48
215324344 |  | Live | Carrier | HEIL | Singlezone Non-Ducted, Wall Placement | 215324344 |  | HRCU-A-CB-O | D5CSHAH24AAK | Mini-Splits | D5FSCAH24XAK |  |  |  | 12 | 20.8 | 11.6 | TRUE | TRUE |  | 23400 | 20400 | 2.78 | 23900 | 2.48
215324343 |  | Live | Carrier | HEIL | Singlezone Non-Ducted, Wall Placement | 215324343 |  | HRCU-A-CB-O | D5CSHAH24AAK | Mini-Splits | D5FSHAH24XAK |  |  |  | 13 | 21.2 | 13.5 | TRUE | TRUE | TRUE | 24000 | 21000 | 2.88 | 23200 | 2.35
215324342 |  | Live | Carrier | HEIL | Singlezone Ducted, Compact Ducted | 215324342 |  | HRCU-A-CB | D5CSHAH18AAK | Mini-Splits | D5FSDAH18XHK |  |  |  | 12.1 | 18.5 | 11.1 | TRUE | TRUE | TRUE | 17500 | 15000 | 2.89 | 20000 | 2.5
215324341 |  | Live | Carrier | HEIL | Singlezone Ducted, Compact Ducted | 215324341 |  | HRCU-A-CB | D5CSHAH18AAK | Mini-Splits | D5FSDAH18XAK |  |  |  | 12 | 18 | 10.8 | TRUE | TRUE | TRUE | 17000 | 15000 | 2.4 | 19000 | 2.23
215324340 |  | Live | Carrier | HEIL | Singlezone Non-Ducted, Floor Placement | 215324340 |  | HRCU-A-CB-O | D5CSHAH18AAK | Mini-Splits | D5FCFAH18XAK |  |  |  | 12.6 | 20.5 | 10.3 | TRUE | TRUE | TRUE | 17000 | 14400 | 2.54 | 20200 | 2.24
215324339 |  | Live | Carrier | HEIL | Singlezone Non-Ducted, Wall Placement | 215324339 |  | HRCU-A-CB-O | D5CSHAH18AAK | Mini-Splits | D5FSFAH16XAK |  |  |  | 12.5 | 20.2 | 10.3 | TRUE | TRUE | TRUE | 16000 | 14200 | 2.6 | 18800 | 2.13
215324338 |  | Live | Carrier | HEIL | Singlezone Non-Ducted, Ceiling Placement | 215324338 |  | HRCU-A-CB-O | D5CSHAH18AAK | Mini-Splits | D5FSCAH18XAK |  |  |  | 12.5 | 20 | 12.4 | TRUE | TRUE | TRUE | 16000 | 14900 | 2.7 | 18000 | 2.1
215324337 |  | Live | Carrier | HEIL | Singlezone Non-Ducted, Ceiling Placement | 215324337 |  | HRCU-A-CB-O | D5CSHAH18AAK | Mini-Splits | D5FSOAH18XAK |  |  |  | 12.5 | 20.7 | 12.2 | TRUE | TRUE | TRUE | 16700 | 14500 | 2.5 | 18800 | 2.05
215324335 |  | Live | Carrier | HEIL | Singlezone Ducted, Compact Ducted | 215324335 |  | HRCU-A-CB | D5CSHAH12AAK | Mini-Splits | D5FSDAH12XHK |  |  |  | 12 | 20.2 | 10.6 | TRUE | TRUE | TRUE | 12000 | 10200 | 2.6 | 14000 | 2.31
215324334 |  | Live | Carrier | HEIL | Singlezone Ducted, Compact Ducted | 215324334 |  | HRCU-A-CB | D5CSHAH12AAK | Mini-Splits | D5FSDAH12XAK |  |  |  | 12 | 20 | 10.2 | TRUE | TRUE | TRUE | 12000 | 9600 | 2.49 | 13100 | 1.99
215324336 |  | Live | Carrier | HEIL | Singlezone Non-Ducted, Wall Placement | 215324336 |  | HRCU-A-CB-O | D5CSHAH18AAK | Mini-Splits | D5FSHAH18XAK |  |  |  | 12.5 | 21.5 | 11 | TRUE | TRUE | TRUE | 18000 | 16600 | 2.55 | 19200 | 2
215324333 |  | Live | Carrier | HEIL | Singlezone Non-Ducted, Wall Placement | 215324333 |  | HRCU-A-CB-O | D5CSHAH12AAK | Mini-Splits | D5FSFAH12XAK |  |  |  | 12.7 | 25 | 10.6 | TRUE | TRUE | TRUE | 12000 | 9800 | 2.71 | 12400 | 2.14
215324332 |  | Live | Carrier | HEIL | Singlezone Non-Ducted, Ceiling Placement | 215324332 |  | HRCU-A-CB-O | D5CSHAH12AAK | Mini-Splits | D5FSCAH12XAK |  |  |  | 12.7 | 22.3 | 11.6 | TRUE | TRUE | TRUE | 12000 | 10000 | 2.74 | 12900 | 2.14
215324331 |  | Live | Carrier | HEIL | Singlezone Non-Ducted, Ceiling Placement | 215324331 |  | HRCU-A-CB-O | D5CSHAH12AAK | Mini-Splits | D5FSOAH12XAK |  |  |  | 13 | 23 | 10.2 | TRUE | TRUE | TRUE | 12000 | 9600 | 2.65 | 11900 | 1.95
215324330 |  | Live | Carrier | HEIL | Singlezone Non-Ducted, Wall Placement | 215324330 |  | HRCU-A-CB-O | D5CSHAH12AAK | Mini-Splits | D5FSHAH12XAK |  |  |  | 13.5 | 25.5 | 10.5 | TRUE | TRUE | TRUE | 12000 | 9800 | 2.71 | 12800 | 1.75
215324329 |  | Live | Carrier | HEIL | Singlezone Ducted, Compact Ducted | 215324329 |  | HRCU-A-CB | D5CSHAH09AAK | Mini-Splits | D5FSDAH12XHK |  |  |  | 14 | 20.6 | 13.8 | TRUE | TRUE | TRUE | 9000 | 10200 | 2.45 | 12600 | 1.94
215324328 |  | Live | Carrier | HEIL | Singlezone Ducted, Compact Ducted | 215324328 |  | HRCU-A-CB | D5CSHAH09AAK | Mini-Splits | D5FSDAH12XAK |  |  |  | 13.5 | 21.5 | 12.5 | TRUE | TRUE | TRUE | 9000 | 9600 | 2.49 | 12600 | 1.99
215324327 |  | Live | Carrier | HEIL | Singlezone Non-Ducted, Wall Placement | 215324327 |  | HRCU-A-CB-O | D5CSHAH09AAK | Mini-Splits | D5FSFAH09XAK |  |  |  | 15.2 | 27.3 | 10.9 | TRUE | TRUE | TRUE | 9000 | 9800 | 2.71 | 12200 | 2.17
215324326 |  | Live | Carrier | HEIL | Singlezone Non-Ducted, Ceiling Placement | 215324326 |  | HRCU-A-CB-O | D5CSHAH09AAK | Mini-Splits | D5FSCAH12XAK |  |  |  | 14 | 22.7 | 12.2 | TRUE | TRUE | TRUE | 9000 | 9700 | 2.63 | 12600 | 2.1
215324325 |  | Live | Carrier | HEIL | Singlezone Non-Ducted, Ceiling Placement | 215324325 |  | HRCU-A-CB-O | D5CSHAH09AAK | Mini-Splits | D5FSOAH12XAK |  |  |  | 14.7 | 24 | 12.2 | TRUE | TRUE | TRUE | 9000 | 9000 | 2.44 | 11900 | 2
215324323 |  | Live | Carrier | HEIL | Singlezone Ducted, Compact Ducted | 215324323 |  | HRCU-A-CB | D5CSHAH06AAK | Mini-Splits | D5FSDAH06XAK |  |  |  | 14.5 | 21.5 | 13.8 | TRUE | TRUE | TRUE | 6500 | 8000 | 2.69 | 9100 | 2.52
215324324 |  | Live | Carrier | HEIL | Singlezone Non-Ducted, Wall Placement | 215324324 |  | HRCU-A-CB-O | D5CSHAH09AAK | Mini-Splits | D5FSHAH09XAK |  |  |  | 15.5 | 27.5 | 12.5 | TRUE | TRUE | TRUE | 9000 | 9800 | 2.71 | 12800 | 1.75
215324322 |  | Live | Carrier | HEIL | Singlezone Non-Ducted, Ceiling Placement | 215324322 |  | HRCU-A-CB-O | D5CSHAH06AAK | Mini-Splits | D5FSOAH06XAK |  |  |  | 15.2 | 22 | 12 | TRUE | TRUE | TRUE | 6500 | 7000 | 2.66 | 9500 | 2.53
215324321 |  | Live | Carrier | HEIL | Singlezone Non-Ducted, Wall Placement | 215324321 |  | HRCU-A-CB-O | D5CSHAH06AAK | Mini-Splits | D5FSHAH06XAK |  |  |  | 18 | 25.7 | 14.8 | TRUE | TRUE | TRUE | 6000 | 7900 | 2.79 | 8600 | 2.38
215324320 |  | Live | Carrier | DAY & NIGHT | Singlezone Ducted, Compact Ducted | 215324320 |  | HRCU-A-CB | D5CLRAH58AAK | Mini-Splits | D5FLDAH58XHK |  |  |  | 10 | 17 | 9.8 | FALSE | FALSE | TRUE | 58000 | 40000 | 2.66 | 41500 | 2.45
215324319 |  | Live | Carrier | DAY & NIGHT | Singlezone Non-Ducted, Floor Placement | 215324319 |  | HRCU-A-CB-O | D5CLRAH58AAK | Mini-Splits | D5FCFAH58XAK |  |  |  | 9.6 | 19.5 | 9.5 | FALSE | FALSE | TRUE | 54000 | 37200 | 2.53 | 45300 | 2.22
215324318 |  | Live | Carrier | DAY & NIGHT | Singlezone Ducted, Compact Ducted | 215324318 |  | HRCU-A-CB | D5CLRAH48AAK | Mini-Splits | D5FLDAH48XHK |  |  |  | 10 | 17.2 | 9.8 | FALSE | TRUE | TRUE | 48000 | 39000 | 2.48 | 46500 | 2.35
215324317 |  | Live | Carrier | DAY & NIGHT | Singlezone Non-Ducted, Floor Placement | 215324317 |  | HRCU-A-CB-O | D5CLRAH48AAK | Mini-Splits | D5FCFAH48XAK |  |  |  | 9.5 | 19.9 | 10.2 | FALSE | TRUE | TRUE | 48000 | 39500 | 2.4 | 45100 | 2.13
215324316 |  | Live | Carrier | DAY & NIGHT | Singlezone Non-Ducted, Wall Placement | 215324316 |  | HRCU-A-CB-O | D5CLRAH48AAK | Mini-Splits | D5FLCAH48XAK |  |  |  | 9.5 | 19.1 | 9.9 | FALSE | TRUE | TRUE | 48000 | 36600 | 2.24 | 44600 | 2.12
215324313 |  | Live | Carrier | DAY & NIGHT | Singlezone Non-Ducted, Wall Placement | 215324313 |  | HRCU-A-CB-O | D5CLRAH36AAK | Mini-Splits | D5FLCAH36XAK |  |  |  | 9.7 | 20 | 10.4 | FALSE | TRUE | TRUE | 36000 | 26800 | 2.68 | 28100 | 2.22
215324315 |  | Live | Carrier | DAY & NIGHT | Singlezone Ducted, Compact Ducted | 215324315 |  | HRCU-A-CB | D5CLRAH36AAK | Mini-Splits | D5FLDAH36XHK |  |  |  | 10.2 | 18.8 | 10.2 | FALSE | FALSE | TRUE | 36000 | 27400 | 2.73 | 31000 | 2.39
215324314 |  | Live | Carrier | DAY & NIGHT | Singlezone Non-Ducted, Floor Placement | 215324314 |  | HRCU-A-CB-O | D5CLRAH36AAK | Mini-Splits | D5FCFAH36XAK |  |  |  | 10.2 | 20 | 10 | FALSE | FALSE | TRUE | 36000 | 26400 | 2.68 | 30900 | 2.36
215324311 |  | Live | Carrier | DAY & NIGHT | Singlezone Non-Ducted, Floor Placement | 215324311 |  | HRCU-A-CB-O | D5CLHAH58AAK | Mini-Splits | D5FCFAH58XAK |  |  |  | 9 | 18.1 | 10.7 | FALSE | TRUE | TRUE | 54000 | 41000 | 2.33 | 58000 | 2.17
215324312 |  | Live | Carrier | DAY & NIGHT | Singlezone Ducted, Compact Ducted | 215324312 |  | HRCU-A-CB | D5CLHAH58AAK | Mini-Splits | D5FLDAH58XHK |  |  |  | 10.2 | 15.9 | 10.4 | FALSE | TRUE | TRUE | 55000 | 45000 | 2.72 | 52000 | 2.41
215324309 |  | Live | Carrier | DAY & NIGHT | Singlezone Non-Ducted, Floor Placement | 215324309 |  | HRCU-A-CB-O | D5CLHAH48AAK | Mini-Splits | D5FCFAH48XAK |  |  |  | 9.4 | 18.7 | 10.1 | FALSE | TRUE | TRUE | 48000 | 38500 | 2.38 | 44500 | 2.23
215324310 |  | Live | Carrier | DAY & NIGHT | Singlezone Ducted, Compact Ducted | 215324310 |  | HRCU-A-CB | D5CLHAH48AAK | Mini-Splits | D5FLDAH48XHK |  |  |  | 10.4 | 16.8 | 10.8 | FALSE | TRUE | TRUE | 48000 | 45000 | 2.61 | 45500 | 2.4
215324308 |  | Live | Carrier | DAY & NIGHT | Singlezone Non-Ducted, Wall Placement | 215324308 |  | HRCU-A-CB-O | D5CLHAH48AAK | Mini-Splits | D5FLCAH48XAK |  |  |  | 10 | 18.2 | 11 | FALSE | TRUE | TRUE | 48000 | 44000 | 2.44 | 48000 | 2.17
215324307 |  | Live | Carrier | DAY & NIGHT | Singlezone Ducted, Compact Ducted | 215324307 |  | HRCU-A-CB | D5CLHAH36AAK | Mini-Splits | D5FLDAH36XHK |  |  |  | 12 | 17.8 | 11.1 | TRUE | TRUE | TRUE | 36000 | 31600 | 2.73 | 40000 | 2.29
215324306 |  | Live | Carrier | DAY & NIGHT | Singlezone Non-Ducted, Floor Placement | 215324306 |  | HRCU-A-CB-O | D5CLHAH36AAK | Mini-Splits | D5FCFAH36XAK |  |  |  | 12 | 20.2 | 10.8 | TRUE | TRUE | TRUE | 36400 | 30200 | 2.58 | 42400 | 2.16
215324305 |  | Live | Carrier | DAY & NIGHT | Singlezone Non-Ducted, Wall Placement | 215324305 |  | HRCU-A-CB-O | D5CLHAH36AAK | Mini-Splits | D5FLCAH36XAK |  |  |  | 12 | 21.3 | 10.6 | TRUE | TRUE | TRUE | 36600 | 30600 | 2.56 | 46200 | 2.17
215324302 |  | Live | Carrier | DAY & NIGHT | Singlezone Non-Ducted, Wall Placement | 215324302 |  | HRCU-A-CB-O | D5CVRAH12AAK | Mini-Splits | D5FVHAH12XAK |  |  |  | 8.8 | 18 | 8.8 | FALSE | FALSE | FALSE | 12000 | 8000 | 2.58 | 8300 | 2.41
215324304 |  | Live | Carrier | DAY & NIGHT | Singlezone Non-Ducted, Wall Placement | 215324304 |  | HRCU-A-CB-O | D5CVRAH24AAK | Mini-Splits | D5FVHAH24XAK |  |  |  | 9 | 17 | 8.5 | FALSE | TRUE | FALSE | 24000 | 17100 | 2.29 | 18400 | 2.17
215324303 |  | Live | Carrier | DAY & NIGHT | Singlezone Non-Ducted, Wall Placement | 215324303 |  | HRCU-A-CB-O | D5CVRAH18AAK | Mini-Splits | D5FVHAH18XAK |  |  |  | 9.9 | 18.3 | 8.7 | FALSE | FALSE |  | 17000 | 11200 | 2.41 | 11200 | 2.41
215324301 |  | Live | Carrier | DAY & NIGHT | Singlezone Non-Ducted, Wall Placement | 215324301 |  | HRCU-A-CB-O | D5CVRAH09AAK | Mini-Splits | D5FVHAH09XAK |  |  |  | 10.9 | 19 | 9.7 | FALSE | TRUE | TRUE | 9000 | 8000 | 2.58 | 8300 | 2.41
215324300 |  | Live | Carrier | DAY & NIGHT | Singlezone Non-Ducted, Wall Placement | 215324300 |  | HRCU-A-CB-O | D5CVRAH12AAJ | Mini-Splits | D5FVHAH12XAJ |  |  |  | 8.8 | 19 | 9.2 | FALSE | FALSE |  | 12000 | 7700 | 2.59 | 7900 | 2.41
215324299 |  | Live | Carrier | DAY & NIGHT | Singlezone Non-Ducted, Wall Placement | 215324299 |  | HRCU-A-CB-O | D5CVRAH09AAJ | Mini-Splits | D5FVHAH09XAJ |  |  |  | 10.1 | 18 | 9 | FALSE | FALSE |  | 9000 | 6900 | 2.32 | 7200 | 2.03
215324297 |  | Live | Carrier | DAY & NIGHT | Singlezone Non-Ducted, Floor Placement | 215324297 |  | HRCU-A-CB-O | D5CSRAH24AAK | Mini-Splits | D5FCFAH24XAK |  |  |  | 12.2 | 21.2 | 11.1 | TRUE | TRUE | TRUE | 24000 | 20000 | 2.56 | 20000 | 2.31
215324296 |  | Live | Carrier | DAY & NIGHT | Singlezone Non-Ducted, Wall Placement | 215324296 |  | HRCU-A-CB-O | D5CSRAH24AAK | Mini-Splits | D5FSCAH24XAK |  |  |  | 12 | 22.1 | 10.5 | TRUE | TRUE | TRUE | 24000 | 20400 | 2.73 | 20500 | 2.55
215324298 |  | Live | Carrier | DAY & NIGHT | Singlezone Ducted, Compact Ducted | 215324298 |  | HRCU-A-CB | D5CSRAH24AAK | Mini-Splits | D5FSDAH24XHK |  |  |  | 12.5 | 19 | 11 | TRUE | TRUE |  | 24000 | 21200 | 2.6 | 21600 | 2.56
215324294 |  | Live | Carrier | DAY & NIGHT | Singlezone Ducted, Compact Ducted | 215324294 |  | HRCU-A-CB | D5CSRAH18AAK | Mini-Splits | D5FSDAH18XHK |  |  |  | 13.3 | 20 | 11.4 | TRUE | TRUE | TRUE | 17500 | 14900 | 2.89 | 15900 | 2.65
215324293 |  | Live | Carrier | DAY & NIGHT | Singlezone Ducted, Compact Ducted | 215324293 |  | HRCU-A-CB | D5CSRAH18AAK | Mini-Splits | D5FSDAH18XAK |  |  |  | 12.5 | 20 | 10.6 | TRUE | TRUE |  | 17000 | 14000 | 2.6 | 14100 | 2.4
215324292 |  | Live | Carrier | DAY & NIGHT | Singlezone Non-Ducted, Floor Placement | 215324292 |  | HRCU-A-CB-O | D5CSRAH18AAK | Mini-Splits | D5FCFAH18XAK |  |  |  | 12.5 | 22.4 | 10.4 | TRUE | TRUE | TRUE | 18000 | 13700 | 2.51 | 15100 | 2.38
215324291 |  | Live | Carrier | DAY & NIGHT | Singlezone Non-Ducted, Wall Placement | 215324291 |  | HRCU-A-CB-O | D5CSRAH18AAK | Mini-Splits | D5FSFAH16XAK |  |  |  | 12.5 | 23.9 | 13.5 | TRUE | TRUE |  | 16000 | 14100 | 2.75 | 14600 | 2.58
215324290 |  | Live | Carrier | DAY & NIGHT | Singlezone Non-Ducted, Ceiling Placement | 215324290 |  | HRCU-A-CB-O | D5CSRAH18AAK | Mini-Splits | D5FSCAH18XAK |  |  |  | 12.5 | 20.8 | 11.4 | TRUE | TRUE |  | 16800 | 13900 | 2.66 | 14800 | 2.36
215324289 |  | Live | Carrier | DAY & NIGHT | Singlezone Non-Ducted, Ceiling Placement | 215324289 |  | HRCU-A-CB-O | D5CSRAH18AAK | Mini-Splits | D5FSOAH18XAK |  |  |  | 12.5 | 22.3 | 12.2 | TRUE | TRUE |  | 18000 | 14000 | 2.77 | 15200 | 2.47
215324288 |  | Live | Carrier | DAY & NIGHT | Singlezone Non-Ducted, Wall Placement | 215324288 |  | HRCU-A-CB-O | D5CSRAH18AAK | Mini-Splits | D5FSHAH18XAK |  |  |  | 12.8 | 23.5 | 10.8 | TRUE | TRUE |  | 18000 | 13600 | 2.73 | 14900 | 2.43
215324287 |  | Live | Carrier | DAY & NIGHT | Singlezone Ducted, Compact Ducted | 215324287 |  | HRCU-A-CB | D5CSRAH12AAK | Mini-Splits | D5FSDAH12XHK |  |  |  | 12 | 19.5 | 10.5 | TRUE | TRUE | TRUE | 12000 | 9100 | 2.78 | 9800 | 2.52
215324286 |  | Live | Carrier | DAY & NIGHT | Singlezone Ducted, Compact Ducted | 215324286 |  | HRCU-A-CB | D5CSRAH12AAK | Mini-Splits | D5FSDAH12XAK |  |  |  | 11.7 | 19 | 10.3 | TRUE | TRUE |  | 11500 | 9500 | 2.58 | 10300 | 2.58
215324285 |  | Live | Carrier | DAY & NIGHT | Singlezone Non-Ducted, Wall Placement | 215324285 |  | HRCU-A-CB-O | D5CSRAH12AAK | Mini-Splits | D5FSFAH12XAK |  |  |  | 12.7 | 24.7 | 11 | TRUE | TRUE |  | 12000 | 9000 | 2.87 | 9600 | 2.49
215324284 |  | Live | Carrier | DAY & NIGHT | Singlezone Non-Ducted, Ceiling Placement | 215324284 |  | HRCU-A-CB-O | D5CSRAH12AAK | Mini-Splits | D5FSCAH12XAK |  |  |  | 12.5 | 21.2 | 10.4 | TRUE | TRUE |  | 12000 | 8500 | 2.8 | 9300 | 2.55
215324283 |  | Live | Carrier | DAY & NIGHT | Singlezone Non-Ducted, Ceiling Placement | 215324283 |  | HRCU-A-CB-O | D5CSRAH12AAK | Mini-Splits | D5FSOAH12XAK |  |  |  | 12.3 | 22.2 | 10.1 | TRUE | TRUE |  | 12000 | 8600 | 2.77 | 10000 | 2.59
215324281 |  | Live | Carrier | DAY & NIGHT | Singlezone Ducted, Compact Ducted | 215324281 |  | HRCU-A-CB | D5CSRAH09AAK | Mini-Splits | D5FSDAH12XHK |  |  |  | 13 | 19.8 | 11.5 | TRUE | TRUE | TRUE | 9000 | 9300 | 2.9 | 9800 | 2.56
215324282 |  | Live | Carrier | DAY & NIGHT | Singlezone Non-Ducted, Wall Placement | 215324282 |  | HRCU-A-CB-O | D5CSRAH12AAK | Mini-Splits | D5FSHAH12XAK |  |  |  | 13.1 | 25.5 | 10.7 | TRUE | TRUE | TRUE | 12000 | 9300 | 2.84 | 9600 | 2.38
215324280 |  | Live | Carrier | DAY & NIGHT | Singlezone Ducted, Compact Ducted | 215324280 |  | HRCU-A-CB | D5CSRAH09AAK | Mini-Splits | D5FSDAH12XAK |  |  |  | 12.8 | 19.6 | 11 | TRUE | TRUE | TRUE | 9000 | 8900 | 2.61 | 9600 | 2.45
215324279 |  | Live | Carrier | DAY & NIGHT | Singlezone Non-Ducted, Wall Placement | 215324279 |  | HRCU-A-CB-O | D5CSRAH09AAK | Mini-Splits | D5FSFAH09XAK |  |  |  | 16.3 | 26 | 13.9 | TRUE | TRUE | TRUE | 9000 | 9000 | 2.9 | 9600 | 2.49
215324278 |  | Live | Carrier | DAY & NIGHT | Singlezone Non-Ducted, Ceiling Placement | 215324278 |  | HRCU-A-CB-O | D5CSRAH09AAK | Mini-Splits | D5FSCAH12XAK |  |  |  | 14.3 | 21.7 | 11.3 | TRUE | TRUE | TRUE | 9000 | 8500 | 2.8 | 9300 | 2.55
215324277 |  | Live | Carrier | DAY & NIGHT | Singlezone Non-Ducted, Ceiling Placement | 215324277 |  | HRCU-A-CB-O | D5CSRAH09AAK | Mini-Splits | D5FSOAH12XAK |  |  |  | 14.4 | 22.2 | 11.8 | TRUE | TRUE | TRUE | 9000 | 7900 | 2.69 | 9900 | 2.59
215324276 |  | Live | Carrier | DAY & NIGHT | Singlezone Non-Ducted, Wall Placement | 215324276 |  | HRCU-A-CB-O | D5CSRAH09AAK | Mini-Splits | D5FSHAH09XAK |  |  |  | 14.9 | 26 | 12.5 | TRUE | TRUE | TRUE | 9000 | 8100 | 2.83 | 9400 | 2.37
215324275 |  | Live | Carrier | DAY & NIGHT | Singlezone Non-Ducted, Wall Placement | 215324275 |  | HRCU-A-CB-O | D5CSRAH12AAJ | Mini-Splits | D5FSHAH12XAJ |  |  |  | 13 | 23.5 | 9.5 | TRUE | FALSE | TRUE | 12000 | 8700 | 2.68 | 8700 | 2.43
215324274 |  | Live | Carrier | DAY & NIGHT | Singlezone Non-Ducted, Wall Placement | 215324274 |  | HRCU-A-CB-O | D5CSHAH33AAK | Mini-Splits | D5FSHAH33XAK |  |  |  | 12 | 19.6 | 10.5 | TRUE | TRUE | TRUE | 33000 | 30000 | 2.69 | 30200 | 2.02
215324272 |  | Live | Carrier | DAY & NIGHT | Singlezone Non-Ducted, Floor Placement | 215324272 |  | HRCU-A-CB-O | D5CSHAH24AAK | Mini-Splits | D5FCFAH24XAK |  |  |  | 12 | 20.5 | 12.1 | TRUE | TRUE | TRUE | 22000 | 20200 | 2.74 | 23300 | 2.38
215324271 |  | Live | Carrier | DAY & NIGHT | Singlezone Non-Ducted, Wall Placement | 215324271 |  | HRCU-A-CB-O | D5CSHAH24AAK | Mini-Splits | D5FSCAH24XAK |  |  |  | 12 | 20.8 | 11.6 | TRUE | TRUE |  | 23400 | 20400 | 2.78 | 23900 | 2.48
215324273 |  | Live | Carrier | DAY & NIGHT | Singlezone Ducted, Compact Ducted | 215324273 |  | HRCU-A-CB | D5CSHAH24AAK | Mini-Splits | D5FSDAH24XHK |  |  |  | 12 | 19.2 | 11.7 | TRUE | TRUE | TRUE | 24000 | 21600 | 2.71 | 23600 | 2.48
215324269 |  | Live | Carrier | DAY & NIGHT | Singlezone Ducted, Compact Ducted | 215324269 |  | HRCU-A-CB | D5CSHAH18AAK | Mini-Splits | D5FSDAH18XHK |  |  |  | 12.1 | 18.5 | 11.1 | TRUE | TRUE | TRUE | 17500 | 15000 | 2.89 | 20000 | 2.5
215324270 |  | Live | Carrier | DAY & NIGHT | Singlezone Non-Ducted, Wall Placement | 215324270 |  | HRCU-A-CB-O | D5CSHAH24AAK | Mini-Splits | D5FSHAH24XAK |  |  |  | 13 | 21.2 | 13.5 | TRUE | TRUE | TRUE | 24000 | 21000 | 2.88 | 23200 | 2.35
215324267 |  | Live | Carrier | DAY & NIGHT | Singlezone Non-Ducted, Floor Placement | 215324267 |  | HRCU-A-CB-O | D5CSHAH18AAK | Mini-Splits | D5FCFAH18XAK |  |  |  | 12.6 | 20.5 | 10.3 | TRUE | TRUE | TRUE | 17000 | 14400 | 2.54 | 20200 | 2.24
215324268 |  | Live | Carrier | DAY & NIGHT | Singlezone Ducted, Compact Ducted | 215324268 |  | HRCU-A-CB | D5CSHAH18AAK | Mini-Splits | D5FSDAH18XAK |  |  |  | 12 | 18 | 10.8 | TRUE | TRUE | TRUE | 17000 | 15000 | 2.4 | 19000 | 2.23
215324266 |  | Live | Carrier | DAY & NIGHT | Singlezone Non-Ducted, Wall Placement | 215324266 |  | HRCU-A-CB-O | D5CSHAH18AAK | Mini-Splits | D5FSFAH16XAK |  |  |  | 12.5 | 20.2 | 10.3 | TRUE | TRUE | TRUE | 16000 | 14200 | 2.6 | 18800 | 2.13
215324265 |  | Live | Carrier | DAY & NIGHT | Singlezone Non-Ducted, Ceiling Placement | 215324265 |  | HRCU-A-CB-O | D5CSHAH18AAK | Mini-Splits | D5FSCAH18XAK |  |  |  | 12.5 | 20 | 12.4 | TRUE | TRUE | TRUE | 16000 | 14900 | 2.7 | 18000 | 2.1
215324264 |  | Live | Carrier | DAY & NIGHT | Singlezone Non-Ducted, Ceiling Placement | 215324264 |  | HRCU-A-CB-O | D5CSHAH18AAK | Mini-Splits | D5FSOAH18XAK |  |  |  | 12.5 | 20.7 | 12.2 | TRUE | TRUE | TRUE | 16700 | 14500 | 2.5 | 18800 | 2.05
215324486 |  | Live | Carrier | KENMORE | Singlezone Non-Ducted, Floor Placement | 215324486 |  | HRCU-A-CB-O | D5CSHAH18AAK | Mini-Splits | D5FCFAH18XAK |  |  |  | 12.6 | 20.5 | 10.3 | TRUE | TRUE | TRUE | 17000 | 14400 | 2.54 | 20200 | 2.24
215324485 |  | Live | Carrier | KENMORE | Singlezone Non-Ducted, Wall Placement | 215324485 |  | HRCU-A-CB-O | D5CSHAH18AAK | Mini-Splits | D5FSFAH16XAK |  |  |  | 12.5 | 20.2 | 10.3 | TRUE | TRUE | TRUE | 16000 | 14200 | 2.6 | 18800 | 2.13
215324484 |  | Live | Carrier | KENMORE | Singlezone Non-Ducted, Ceiling Placement | 215324484 |  | HRCU-A-CB-O | D5CSHAH18AAK | Mini-Splits | D5FSCAH18XAK |  |  |  | 12.5 | 20 | 12.4 | TRUE | TRUE | TRUE | 16000 | 14900 | 2.7 | 18000 | 2.1
215324483 |  | Live | Carrier | KENMORE | Singlezone Non-Ducted, Ceiling Placement | 215324483 |  | HRCU-A-CB-O | D5CSHAH18AAK | Mini-Splits | D5FSOAH18XAK |  |  |  | 12.5 | 20.7 | 12.2 | TRUE | TRUE | TRUE | 16700 | 14500 | 2.5 | 18800 | 2.05
215324481 |  | Live | Carrier | KENMORE | Singlezone Ducted, Compact Ducted | 215324481 |  | HRCU-A-CB | D5CSHAH12AAK | Mini-Splits | D5FSDAH12XHK |  |  |  | 12 | 20.2 | 10.6 | TRUE | TRUE | TRUE | 12000 | 10200 | 2.6 | 14000 | 2.31
215324482 |  | Live | Carrier | KENMORE | Singlezone Non-Ducted, Wall Placement | 215324482 |  | HRCU-A-CB-O | D5CSHAH18AAK | Mini-Splits | D5FSHAH18XAK |  |  |  | 12.5 | 21.5 | 11 | TRUE | TRUE | TRUE | 18000 | 16600 | 2.55 | 19200 | 2
215324480 |  | Live | Carrier | KENMORE | Singlezone Ducted, Compact Ducted | 215324480 |  | HRCU-A-CB | D5CSHAH12AAK | Mini-Splits | D5FSDAH12XAK |  |  |  | 12 | 20 | 10.2 | TRUE | TRUE | TRUE | 12000 | 9600 | 2.49 | 13100 | 1.99
215324479 |  | Live | Carrier | KENMORE | Singlezone Non-Ducted, Wall Placement | 215324479 |  | HRCU-A-CB-O | D5CSHAH12AAK | Mini-Splits | D5FSFAH12XAK |  |  |  | 12.7 | 25 | 10.6 | TRUE | TRUE | TRUE | 12000 | 9800 | 2.71 | 12400 | 2.14
215324478 |  | Live | Carrier | KENMORE | Singlezone Non-Ducted, Ceiling Placement | 215324478 |  | HRCU-A-CB-O | D5CSHAH12AAK | Mini-Splits | D5FSCAH12XAK |  |  |  | 12.7 | 22.3 | 11.6 | TRUE | TRUE | TRUE | 12000 | 10000 | 2.74 | 12900 | 2.14
215324477 |  | Live | Carrier | KENMORE | Singlezone Non-Ducted, Ceiling Placement | 215324477 |  | HRCU-A-CB-O | D5CSHAH12AAK | Mini-Splits | D5FSOAH12XAK |  |  |  | 13 | 23 | 10.2 | TRUE | TRUE | TRUE | 12000 | 9600 | 2.65 | 11900 | 1.95
215324475 |  | Live | Carrier | KENMORE | Singlezone Ducted, Compact Ducted | 215324475 |  | HRCU-A-CB | D5CSHAH09AAK | Mini-Splits | D5FSDAH12XHK |  |  |  | 14 | 20.6 | 13.8 | TRUE | TRUE | TRUE | 9000 | 10200 | 2.45 | 12600 | 1.94
215324474 |  | Live | Carrier | KENMORE | Singlezone Ducted, Compact Ducted | 215324474 |  | HRCU-A-CB | D5CSHAH09AAK | Mini-Splits | D5FSDAH12XAK |  |  |  | 13.5 | 21.5 | 12.5 | TRUE | TRUE | TRUE | 9000 | 9600 | 2.49 | 12600 | 1.99
215324476 |  | Live | Carrier | KENMORE | Singlezone Non-Ducted, Wall Placement | 215324476 |  | HRCU-A-CB-O | D5CSHAH12AAK | Mini-Splits | D5FSHAH12XAK |  |  |  | 13.5 | 25.5 | 10.5 | TRUE | TRUE | TRUE | 12000 | 9800 | 2.71 | 12800 | 1.75
215324473 |  | Live | Carrier | KENMORE | Singlezone Non-Ducted, Wall Placement | 215324473 |  | HRCU-A-CB-O | D5CSHAH09AAK | Mini-Splits | D5FSFAH09XAK |  |  |  | 15.2 | 27.3 | 10.9 | TRUE | TRUE | TRUE | 9000 | 9800 | 2.71 | 12200 | 2.17
215324472 |  | Live | Carrier | KENMORE | Singlezone Non-Ducted, Ceiling Placement | 215324472 |  | HRCU-A-CB-O | D5CSHAH09AAK | Mini-Splits | D5FSCAH12XAK |  |  |  | 14 | 22.7 | 12.2 | TRUE | TRUE | TRUE | 9000 | 9700 | 2.63 | 12600 | 2.1
215324471 |  | Live | Carrier | KENMORE | Singlezone Non-Ducted, Ceiling Placement | 215324471 |  | HRCU-A-CB-O | D5CSHAH09AAK | Mini-Splits | D5FSOAH12XAK |  |  |  | 14.7 | 24 | 12.2 | TRUE | TRUE | TRUE | 9000 | 9000 | 2.44 | 11900 | 2
215324470 |  | Live | Carrier | KENMORE | Singlezone Non-Ducted, Wall Placement | 215324470 |  | HRCU-A-CB-O | D5CSHAH09AAK | Mini-Splits | D5FSHAH09XAK |  |  |  | 15.5 | 27.5 | 12.5 | TRUE | TRUE | TRUE | 9000 | 9800 | 2.71 | 12800 | 1.75
215324469 |  | Live | Carrier | KENMORE | Singlezone Ducted, Compact Ducted | 215324469 |  | HRCU-A-CB | D5CSHAH06AAK | Mini-Splits | D5FSDAH06XAK |  |  |  | 14.5 | 21.5 | 13.8 | TRUE | TRUE | TRUE | 6500 | 8000 | 2.69 | 9100 | 2.52
215324468 |  | Live | Carrier | KENMORE | Singlezone Non-Ducted, Ceiling Placement | 215324468 |  | HRCU-A-CB-O | D5CSHAH06AAK | Mini-Splits | D5FSOAH06XAK |  |  |  | 15.2 | 22 | 12 | TRUE | TRUE | TRUE | 6500 | 7000 | 2.66 | 9500 | 2.53
215324467 |  | Live | Carrier | KENMORE | Singlezone Non-Ducted, Wall Placement | 215324467 |  | HRCU-A-CB-O | D5CSHAH06AAK | Mini-Splits | D5FSHAH06XAK |  |  |  | 18 | 25.7 | 14.8 | TRUE | TRUE | TRUE | 6000 | 7900 | 2.79 | 8600 | 2.38
215324466 |  | Live | Carrier | KEEPRITE | Singlezone Ducted, Compact Ducted | 215324466 |  | HRCU-A-CB | D5CLRAH58AAK | Mini-Splits | D5FLDAH58XHK |  |  |  | 10 | 17 | 9.8 | FALSE | FALSE | TRUE | 58000 | 40000 | 2.66 | 41500 | 2.45
215324463 |  | Live | Carrier | KEEPRITE | Singlezone Non-Ducted, Floor Placement | 215324463 |  | HRCU-A-CB-O | D5CLRAH48AAK | Mini-Splits | D5FCFAH48XAK |  |  |  | 9.5 | 19.9 | 10.2 | FALSE | TRUE | TRUE | 48000 | 39500 | 2.4 | 45100 | 2.13
215324465 |  | Live | Carrier | KEEPRITE | Singlezone Non-Ducted, Floor Placement | 215324465 |  | HRCU-A-CB-O | D5CLRAH58AAK | Mini-Splits | D5FCFAH58XAK |  |  |  | 9.6 | 19.5 | 9.5 | FALSE | FALSE | TRUE | 54000 | 37200 | 2.53 | 45300 | 2.22
215324464 |  | Live | Carrier | KEEPRITE | Singlezone Ducted, Compact Ducted | 215324464 |  | HRCU-A-CB | D5CLRAH48AAK | Mini-Splits | D5FLDAH48XHK |  |  |  | 10 | 17.2 | 9.8 | FALSE | TRUE | TRUE | 48000 | 39000 | 2.48 | 46500 | 2.35
215324462 |  | Live | Carrier | KEEPRITE | Singlezone Non-Ducted, Wall Placement | 215324462 |  | HRCU-A-CB-O | D5CLRAH48AAK | Mini-Splits | D5FLCAH48XAK |  |  |  | 9.5 | 19.1 | 9.9 | FALSE | TRUE | TRUE | 48000 | 36600 | 2.24 | 44600 | 2.12
215324461 |  | Live | Carrier | KEEPRITE | Singlezone Ducted, Compact Ducted | 215324461 |  | HRCU-A-CB | D5CLRAH36AAK | Mini-Splits | D5FLDAH36XHK |  |  |  | 10.2 | 18.8 | 10.2 | FALSE | FALSE | TRUE | 36000 | 27400 | 2.73 | 31000 | 2.39
215324459 |  | Live | Carrier | KEEPRITE | Singlezone Non-Ducted, Wall Placement | 215324459 |  | HRCU-A-CB-O | D5CLRAH36AAK | Mini-Splits | D5FLCAH36XAK |  |  |  | 9.7 | 20 | 10.4 | FALSE | TRUE | TRUE | 36000 | 26800 | 2.68 | 28100 | 2.22
215324460 |  | Live | Carrier | KEEPRITE | Singlezone Non-Ducted, Floor Placement | 215324460 |  | HRCU-A-CB-O | D5CLRAH36AAK | Mini-Splits | D5FCFAH36XAK |  |  |  | 10.2 | 20 | 10 | FALSE | FALSE | TRUE | 36000 | 26400 | 2.68 | 30900 | 2.36
215324457 |  | Live | Carrier | KEEPRITE | Singlezone Non-Ducted, Floor Placement | 215324457 |  | HRCU-A-CB-O | D5CLHAH58AAK | Mini-Splits | D5FCFAH58XAK |  |  |  | 9 | 18.1 | 10.7 | FALSE | TRUE | TRUE | 54000 | 41000 | 2.33 | 58000 | 2.17
215324458 |  | Live | Carrier | KEEPRITE | Singlezone Ducted, Compact Ducted | 215324458 |  | HRCU-A-CB | D5CLHAH58AAK | Mini-Splits | D5FLDAH58XHK |  |  |  | 10.2 | 15.9 | 10.4 | FALSE | TRUE | TRUE | 55000 | 45000 | 2.72 | 52000 | 2.41
215324456 |  | Live | Carrier | KEEPRITE | Singlezone Ducted, Compact Ducted | 215324456 |  | HRCU-A-CB | D5CLHAH48AAK | Mini-Splits | D5FLDAH48XHK |  |  |  | 10.4 | 16.8 | 10.8 | FALSE | TRUE | TRUE | 48000 | 45000 | 2.61 | 45500 | 2.4
215324455 |  | Live | Carrier | KEEPRITE | Singlezone Non-Ducted, Floor Placement | 215324455 |  | HRCU-A-CB-O | D5CLHAH48AAK | Mini-Splits | D5FCFAH48XAK |  |  |  | 9.4 | 18.7 | 10.1 | FALSE | TRUE | TRUE | 48000 | 38500 | 2.38 | 44500 | 2.23
215324454 |  | Live | Carrier | KEEPRITE | Singlezone Non-Ducted, Wall Placement | 215324454 |  | HRCU-A-CB-O | D5CLHAH48AAK | Mini-Splits | D5FLCAH48XAK |  |  |  | 10 | 18.2 | 11 | FALSE | TRUE | TRUE | 48000 | 44000 | 2.44 | 48000 | 2.17
215324452 |  | Live | Carrier | KEEPRITE | Singlezone Non-Ducted, Floor Placement | 215324452 |  | HRCU-A-CB-O | D5CLHAH36AAK | Mini-Splits | D5FCFAH36XAK |  |  |  | 12 | 20.2 | 10.8 | TRUE | TRUE | TRUE | 36400 | 30200 | 2.58 | 42400 | 2.16
215324451 |  | Live | Carrier | KEEPRITE | Singlezone Non-Ducted, Wall Placement | 215324451 |  | HRCU-A-CB-O | D5CLHAH36AAK | Mini-Splits | D5FLCAH36XAK |  |  |  | 12 | 21.3 | 10.6 | TRUE | TRUE | TRUE | 36600 | 30600 | 2.56 | 46200 | 2.17
215324453 |  | Live | Carrier | KEEPRITE | Singlezone Ducted, Compact Ducted | 215324453 |  | HRCU-A-CB | D5CLHAH36AAK | Mini-Splits | D5FLDAH36XHK |  |  |  | 12 | 17.8 | 11.1 | TRUE | TRUE | TRUE | 36000 | 31600 | 2.73 | 40000 | 2.29
215324450 |  | Live | Carrier | KEEPRITE | Singlezone Non-Ducted, Wall Placement | 215324450 |  | HRCU-A-CB-O | D5CVRAH24AAK | Mini-Splits | D5FVHAH24XAK |  |  |  | 9 | 17 | 8.5 | FALSE | TRUE | FALSE | 24000 | 17100 | 2.29 | 18400 | 2.17
215324449 |  | Live | Carrier | KEEPRITE | Singlezone Non-Ducted, Wall Placement | 215324449 |  | HRCU-A-CB-O | D5CVRAH18AAK | Mini-Splits | D5FVHAH18XAK |  |  |  | 9.9 | 18.3 | 8.7 | FALSE | FALSE |  | 17000 | 11200 | 2.41 | 11200 | 2.41
215324448 |  | Live | Carrier | KEEPRITE | Singlezone Non-Ducted, Wall Placement | 215324448 |  | HRCU-A-CB-O | D5CVRAH12AAK | Mini-Splits | D5FVHAH12XAK |  |  |  | 8.8 | 18 | 8.8 | FALSE | FALSE | FALSE | 12000 | 8000 | 2.58 | 8300 | 2.41
215324447 |  | Live | Carrier | KEEPRITE | Singlezone Non-Ducted, Wall Placement | 215324447 |  | HRCU-A-CB-O | D5CVRAH09AAK | Mini-Splits | D5FVHAH09XAK |  |  |  | 10.9 | 19 | 9.7 | FALSE | TRUE | TRUE | 9000 | 8000 | 2.58 | 8300 | 2.41
215324446 |  | Live | Carrier | KEEPRITE | Singlezone Non-Ducted, Wall Placement | 215324446 |  | HRCU-A-CB-O | D5CVRAH12AAJ | Mini-Splits | D5FVHAH12XAJ |  |  |  | 8.8 | 19 | 9.2 | FALSE | FALSE |  | 12000 | 7700 | 2.59 | 7900 | 2.41
215324443 |  | Live | Carrier | KEEPRITE | Singlezone Non-Ducted, Floor Placement | 215324443 |  | HRCU-A-CB-O | D5CSRAH24AAK | Mini-Splits | D5FCFAH24XAK |  |  |  | 12.2 | 21.2 | 11.1 | TRUE | TRUE | TRUE | 24000 | 20000 | 2.56 | 20000 | 2.31
215324445 |  | Live | Carrier | KEEPRITE | Singlezone Non-Ducted, Wall Placement | 215324445 |  | HRCU-A-CB-O | D5CVRAH09AAJ | Mini-Splits | D5FVHAH09XAJ |  |  |  | 10.1 | 18 | 9 | FALSE | FALSE |  | 9000 | 6900 | 2.32 | 7200 | 2.03
215324444 |  | Live | Carrier | KEEPRITE | Singlezone Ducted, Compact Ducted | 215324444 |  | HRCU-A-CB | D5CSRAH24AAK | Mini-Splits | D5FSDAH24XHK |  |  |  | 12.5 | 19 | 11 | TRUE | TRUE |  | 24000 | 21200 | 2.6 | 21600 | 2.56
215324442 |  | Live | Carrier | KEEPRITE | Singlezone Non-Ducted, Wall Placement | 215324442 |  | HRCU-A-CB-O | D5CSRAH24AAK | Mini-Splits | D5FSCAH24XAK |  |  |  | 12 | 22.1 | 10.5 | TRUE | TRUE | TRUE | 24000 | 20400 | 2.73 | 20500 | 2.55
215324440 |  | Live | Carrier | KEEPRITE | Singlezone Ducted, Compact Ducted | 215324440 |  | HRCU-A-CB | D5CSRAH18AAK | Mini-Splits | D5FSDAH18XHK |  |  |  | 13.3 | 20 | 11.4 | TRUE | TRUE | TRUE | 17500 | 14900 | 2.89 | 15900 | 2.65
215324439 |  | Live | Carrier | KEEPRITE | Singlezone Ducted, Compact Ducted | 215324439 |  | HRCU-A-CB | D5CSRAH18AAK | Mini-Splits | D5FSDAH18XAK |  |  |  | 12.5 | 20 | 10.6 | TRUE | TRUE |  | 17000 | 14000 | 2.6 | 14100 | 2.4
215324438 |  | Live | Carrier | KEEPRITE | Singlezone Non-Ducted, Floor Placement | 215324438 |  | HRCU-A-CB-O | D5CSRAH18AAK | Mini-Splits | D5FCFAH18XAK |  |  |  | 12.5 | 22.4 | 10.4 | TRUE | TRUE | TRUE | 18000 | 13700 | 2.51 | 15100 | 2.38
215324437 |  | Live | Carrier | KEEPRITE | Singlezone Non-Ducted, Wall Placement | 215324437 |  | HRCU-A-CB-O | D5CSRAH18AAK | Mini-Splits | D5FSFAH16XAK |  |  |  | 12.5 | 23.9 | 13.5 | TRUE | TRUE |  | 16000 | 14100 | 2.75 | 14600 | 2.58
215324436 |  | Live | Carrier | KEEPRITE | Singlezone Non-Ducted, Ceiling Placement | 215324436 |  | HRCU-A-CB-O | D5CSRAH18AAK | Mini-Splits | D5FSCAH18XAK |  |  |  | 12.5 | 20.8 | 11.4 | TRUE | TRUE |  | 16800 | 13900 | 2.66 | 14800 | 2.36
215324435 |  | Live | Carrier | KEEPRITE | Singlezone Non-Ducted, Ceiling Placement | 215324435 |  | HRCU-A-CB-O | D5CSRAH18AAK | Mini-Splits | D5FSOAH18XAK |  |  |  | 12.5 | 22.3 | 12.2 | TRUE | TRUE |  | 18000 | 14000 | 2.77 | 15200 | 2.47
215324433 |  | Live | Carrier | KEEPRITE | Singlezone Ducted, Compact Ducted | 215324433 |  | HRCU-A-CB | D5CSRAH12AAK | Mini-Splits | D5FSDAH12XHK |  |  |  | 12 | 19.5 | 10.5 | TRUE | TRUE | TRUE | 12000 | 9100 | 2.78 | 9800 | 2.52
215324263 |  | Live | Carrier | DAY & NIGHT | Singlezone Non-Ducted, Wall Placement | 215324263 |  | HRCU-A-CB-O | D5CSHAH18AAK | Mini-Splits | D5FSHAH18XAK |  |  |  | 12.5 | 21.5 | 11 | TRUE | TRUE | TRUE | 18000 | 16600 | 2.55 | 19200 | 2
215324262 |  | Live | Carrier | DAY & NIGHT | Singlezone Ducted, Compact Ducted | 215324262 |  | HRCU-A-CB | D5CSHAH12AAK | Mini-Splits | D5FSDAH12XHK |  |  |  | 12 | 20.2 | 10.6 | TRUE | TRUE | TRUE | 12000 | 10200 | 2.6 | 14000 | 2.31
215324261 |  | Live | Carrier | DAY & NIGHT | Singlezone Ducted, Compact Ducted | 215324261 |  | HRCU-A-CB | D5CSHAH12AAK | Mini-Splits | D5FSDAH12XAK |  |  |  | 12 | 20 | 10.2 | TRUE | TRUE | TRUE | 12000 | 9600 | 2.49 | 13100 | 1.99
215324260 |  | Live | Carrier | DAY & NIGHT | Singlezone Non-Ducted, Wall Placement | 215324260 |  | HRCU-A-CB-O | D5CSHAH12AAK | Mini-Splits | D5FSFAH12XAK |  |  |  | 12.7 | 25 | 10.6 | TRUE | TRUE | TRUE | 12000 | 9800 | 2.71 | 12400 | 2.14
215324259 |  | Live | Carrier | DAY & NIGHT | Singlezone Non-Ducted, Ceiling Placement | 215324259 |  | HRCU-A-CB-O | D5CSHAH12AAK | Mini-Splits | D5FSCAH12XAK |  |  |  | 12.7 | 22.3 | 11.6 | TRUE | TRUE | TRUE | 12000 | 10000 | 2.74 | 12900 | 2.14
215324258 |  | Live | Carrier | DAY & NIGHT | Singlezone Non-Ducted, Ceiling Placement | 215324258 |  | HRCU-A-CB-O | D5CSHAH12AAK | Mini-Splits | D5FSOAH12XAK |  |  |  | 13 | 23 | 10.2 | TRUE | TRUE | TRUE | 12000 | 9600 | 2.65 | 11900 | 1.95
215324256 |  | Live | Carrier | DAY & NIGHT | Singlezone Ducted, Compact Ducted | 215324256 |  | HRCU-A-CB | D5CSHAH09AAK | Mini-Splits | D5FSDAH12XHK |  |  |  | 14 | 20.6 | 13.8 | TRUE | TRUE | TRUE | 9000 | 10200 | 2.45 | 12600 | 1.94
215324255 |  | Live | Carrier | DAY & NIGHT | Singlezone Ducted, Compact Ducted | 215324255 |  | HRCU-A-CB | D5CSHAH09AAK | Mini-Splits | D5FSDAH12XAK |  |  |  | 13.5 | 21.5 | 12.5 | TRUE | TRUE | TRUE | 9000 | 9600 | 2.49 | 12600 | 1.99
215324257 |  | Live | Carrier | DAY & NIGHT | Singlezone Non-Ducted, Wall Placement | 215324257 |  | HRCU-A-CB-O | D5CSHAH12AAK | Mini-Splits | D5FSHAH12XAK |  |  |  | 13.5 | 25.5 | 10.5 | TRUE | TRUE | TRUE | 12000 | 9800 | 2.71 | 12800 | 1.75
215324254 |  | Live | Carrier | DAY & NIGHT | Singlezone Non-Ducted, Wall Placement | 215324254 |  | HRCU-A-CB-O | D5CSHAH09AAK | Mini-Splits | D5FSFAH09XAK |  |  |  | 15.2 | 27.3 | 10.9 | TRUE | TRUE | TRUE | 9000 | 9800 | 2.71 | 12200 | 2.17
215324253 |  | Live | Carrier | DAY & NIGHT | Singlezone Non-Ducted, Ceiling Placement | 215324253 |  | HRCU-A-CB-O | D5CSHAH09AAK | Mini-Splits | D5FSCAH12XAK |  |  |  | 14 | 22.7 | 12.2 | TRUE | TRUE | TRUE | 9000 | 9700 | 2.63 | 12600 | 2.1
215324252 |  | Live | Carrier | DAY & NIGHT | Singlezone Non-Ducted, Ceiling Placement | 215324252 |  | HRCU-A-CB-O | D5CSHAH09AAK | Mini-Splits | D5FSOAH12XAK |  |  |  | 14.7 | 24 | 12.2 | TRUE | TRUE | TRUE | 9000 | 9000 | 2.44 | 11900 | 2
215324251 |  | Live | Carrier | DAY & NIGHT | Singlezone Non-Ducted, Wall Placement | 215324251 |  | HRCU-A-CB-O | D5CSHAH09AAK | Mini-Splits | D5FSHAH09XAK |  |  |  | 15.5 | 27.5 | 12.5 | TRUE | TRUE | TRUE | 9000 | 9800 | 2.71 | 12800 | 1.75
215324250 |  | Live | Carrier | DAY & NIGHT | Singlezone Ducted, Compact Ducted | 215324250 |  | HRCU-A-CB | D5CSHAH06AAK | Mini-Splits | D5FSDAH06XAK |  |  |  | 14.5 | 21.5 | 13.8 | TRUE | TRUE | TRUE | 6500 | 8000 | 2.69 | 9100 | 2.52
215324247 |  | Live | Carrier | COMFORTMAKER | Singlezone Ducted, Compact Ducted | 215324247 |  | HRCU-A-CB | D5CLRAH58AAK | Mini-Splits | D5FLDAH58XHK |  |  |  | 10 | 17 | 9.8 | FALSE | FALSE | TRUE | 58000 | 40000 | 2.66 | 41500 | 2.45
215324249 |  | Live | Carrier | DAY & NIGHT | Singlezone Non-Ducted, Ceiling Placement | 215324249 |  | HRCU-A-CB-O | D5CSHAH06AAK | Mini-Splits | D5FSOAH06XAK |  |  |  | 15.2 | 22 | 12 | TRUE | TRUE | TRUE | 6500 | 7000 | 2.66 | 9500 | 2.53
215324248 |  | Live | Carrier | DAY & NIGHT | Singlezone Non-Ducted, Wall Placement | 215324248 |  | HRCU-A-CB-O | D5CSHAH06AAK | Mini-Splits | D5FSHAH06XAK |  |  |  | 18 | 25.7 | 14.8 | TRUE | TRUE | TRUE | 6000 | 7900 | 2.79 | 8600 | 2.38
215324246 |  | Live | Carrier | COMFORTMAKER | Singlezone Non-Ducted, Floor Placement | 215324246 |  | HRCU-A-CB-O | D5CLRAH58AAK | Mini-Splits | D5FCFAH58XAK |  |  |  | 9.6 | 19.5 | 9.5 | FALSE | FALSE | TRUE | 54000 | 37200 | 2.53 | 45300 | 2.22
215324245 |  | Live | Carrier | COMFORTMAKER | Singlezone Ducted, Compact Ducted | 215324245 |  | HRCU-A-CB | D5CLRAH48AAK | Mini-Splits | D5FLDAH48XHK |  |  |  | 10 | 17.2 | 9.8 | FALSE | TRUE | TRUE | 48000 | 39000 | 2.48 | 46500 | 2.35
215324244 |  | Live | Carrier | COMFORTMAKER | Singlezone Non-Ducted, Floor Placement | 215324244 |  | HRCU-A-CB-O | D5CLRAH48AAK | Mini-Splits | D5FCFAH48XAK |  |  |  | 9.5 | 19.9 | 10.2 | FALSE | TRUE | TRUE | 48000 | 39500 | 2.4 | 45100 | 2.13
215324243 |  | Live | Carrier | COMFORTMAKER | Singlezone Non-Ducted, Wall Placement | 215324243 |  | HRCU-A-CB-O | D5CLRAH48AAK | Mini-Splits | D5FLCAH48XAK |  |  |  | 9.5 | 19.1 | 9.9 | FALSE | TRUE | TRUE | 48000 | 36600 | 2.24 | 44600 | 2.12
215324242 |  | Live | Carrier | COMFORTMAKER | Singlezone Ducted, Compact Ducted | 215324242 |  | HRCU-A-CB | D5CLRAH36AAK | Mini-Splits | D5FLDAH36XHK |  |  |  | 10.2 | 18.8 | 10.2 | FALSE | FALSE | TRUE | 36000 | 27400 | 2.73 | 31000 | 2.39
215324241 |  | Live | Carrier | COMFORTMAKER | Singlezone Non-Ducted, Floor Placement | 215324241 |  | HRCU-A-CB-O | D5CLRAH36AAK | Mini-Splits | D5FCFAH36XAK |  |  |  | 10.2 | 20 | 10 | FALSE | FALSE | TRUE | 36000 | 26400 | 2.68 | 30900 | 2.36
215324240 |  | Live | Carrier | COMFORTMAKER | Singlezone Non-Ducted, Wall Placement | 215324240 |  | HRCU-A-CB-O | D5CLRAH36AAK | Mini-Splits | D5FLCAH36XAK |  |  |  | 9.7 | 20 | 10.4 | FALSE | TRUE | TRUE | 36000 | 26800 | 2.68 | 28100 | 2.22
215324238 |  | Live | Carrier | COMFORTMAKER | Singlezone Non-Ducted, Floor Placement | 215324238 |  | HRCU-A-CB-O | D5CLHAH58AAK | Mini-Splits | D5FCFAH58XAK |  |  |  | 9 | 18.1 | 10.7 | FALSE | TRUE | TRUE | 54000 | 41000 | 2.33 | 58000 | 2.17
215324239 |  | Live | Carrier | COMFORTMAKER | Singlezone Ducted, Compact Ducted | 215324239 |  | HRCU-A-CB | D5CLHAH58AAK | Mini-Splits | D5FLDAH58XHK |  |  |  | 10.2 | 15.9 | 10.4 | FALSE | TRUE | TRUE | 55000 | 45000 | 2.72 | 52000 | 2.41
215324236 |  | Live | Carrier | COMFORTMAKER | Singlezone Non-Ducted, Floor Placement | 215324236 |  | HRCU-A-CB-O | D5CLHAH48AAK | Mini-Splits | D5FCFAH48XAK |  |  |  | 9.4 | 18.7 | 10.1 | FALSE | TRUE | TRUE | 48000 | 38500 | 2.38 | 44500 | 2.23
215324237 |  | Live | Carrier | COMFORTMAKER | Singlezone Ducted, Compact Ducted | 215324237 |  | HRCU-A-CB | D5CLHAH48AAK | Mini-Splits | D5FLDAH48XHK |  |  |  | 10.4 | 16.8 | 10.8 | FALSE | TRUE | TRUE | 48000 | 45000 | 2.61 | 45500 | 2.4
215324235 |  | Live | Carrier | COMFORTMAKER | Singlezone Non-Ducted, Wall Placement | 215324235 |  | HRCU-A-CB-O | D5CLHAH48AAK | Mini-Splits | D5FLCAH48XAK |  |  |  | 10 | 18.2 | 11 | FALSE | TRUE | TRUE | 48000 | 44000 | 2.44 | 48000 | 2.17
215324234 |  | Live | Carrier | COMFORTMAKER | Singlezone Ducted, Compact Ducted | 215324234 |  | HRCU-A-CB | D5CLHAH36AAK | Mini-Splits | D5FLDAH36XHK |  |  |  | 12 | 17.8 | 11.1 | TRUE | TRUE | TRUE | 36000 | 31600 | 2.73 | 40000 | 2.29
215324233 |  | Live | Carrier | COMFORTMAKER | Singlezone Non-Ducted, Floor Placement | 215324233 |  | HRCU-A-CB-O | D5CLHAH36AAK | Mini-Splits | D5FCFAH36XAK |  |  |  | 12 | 20.2 | 10.8 | TRUE | TRUE | TRUE | 36400 | 30200 | 2.58 | 42400 | 2.16
215324232 |  | Live | Carrier | COMFORTMAKER | Singlezone Non-Ducted, Wall Placement | 215324232 |  | HRCU-A-CB-O | D5CLHAH36AAK | Mini-Splits | D5FLCAH36XAK |  |  |  | 12 | 21.3 | 10.6 | TRUE | TRUE | TRUE | 36600 | 30600 | 2.56 | 46200 | 2.17
215324231 |  | Live | Carrier | COMFORTMAKER | Singlezone Non-Ducted, Wall Placement | 215324231 |  | HRCU-A-CB-O | D5CVRAH24AAK | Mini-Splits | D5FVHAH24XAK |  |  |  | 9 | 17 | 8.5 | FALSE | TRUE | FALSE | 24000 | 17100 | 2.29 | 18400 | 2.17
215324230 |  | Live | Carrier | COMFORTMAKER | Singlezone Non-Ducted, Wall Placement | 215324230 |  | HRCU-A-CB-O | D5CVRAH18AAK | Mini-Splits | D5FVHAH18XAK |  |  |  | 9.9 | 18.3 | 8.7 | FALSE | FALSE |  | 17000 | 11200 | 2.41 | 11200 | 2.41
215324229 |  | Live | Carrier | COMFORTMAKER | Singlezone Non-Ducted, Wall Placement | 215324229 |  | HRCU-A-CB-O | D5CVRAH12AAK | Mini-Splits | D5FVHAH12XAK |  |  |  | 8.8 | 18 | 8.8 | FALSE | FALSE | FALSE | 12000 | 8000 | 2.58 | 8300 | 2.41
215324228 |  | Live | Carrier | COMFORTMAKER | Singlezone Non-Ducted, Wall Placement | 215324228 |  | HRCU-A-CB-O | D5CVRAH09AAK | Mini-Splits | D5FVHAH09XAK |  |  |  | 10.9 | 19 | 9.7 | FALSE | TRUE | TRUE | 9000 | 8000 | 2.58 | 8300 | 2.41
215324227 |  | Live | Carrier | COMFORTMAKER | Singlezone Non-Ducted, Wall Placement | 215324227 |  | HRCU-A-CB-O | D5CVRAH12AAJ | Mini-Splits | D5FVHAH12XAJ |  |  |  | 8.8 | 19 | 9.2 | FALSE | FALSE |  | 12000 | 7700 | 2.59 | 7900 | 2.41
215324226 |  | Live | Carrier | COMFORTMAKER | Singlezone Non-Ducted, Wall Placement | 215324226 |  | HRCU-A-CB-O | D5CVRAH09AAJ | Mini-Splits | D5FVHAH09XAJ |  |  |  | 10.1 | 18 | 9 | FALSE | FALSE |  | 9000 | 6900 | 2.32 | 7200 | 2.03
215324225 |  | Live | Carrier | COMFORTMAKER | Singlezone Ducted, Compact Ducted | 215324225 |  | HRCU-A-CB | D5CSRAH24AAK | Mini-Splits | D5FSDAH24XHK |  |  |  | 12.5 | 19 | 11 | TRUE | TRUE |  | 24000 | 21200 | 2.6 | 21600 | 2.56
215324224 |  | Live | Carrier | COMFORTMAKER | Singlezone Non-Ducted, Floor Placement | 215324224 |  | HRCU-A-CB-O | D5CSRAH24AAK | Mini-Splits | D5FCFAH24XAK |  |  |  | 12.2 | 21.2 | 11.1 | TRUE | TRUE | TRUE | 24000 | 20000 | 2.56 | 20000 | 2.31
215324223 |  | Live | Carrier | COMFORTMAKER | Singlezone Non-Ducted, Wall Placement | 215324223 |  | HRCU-A-CB-O | D5CSRAH24AAK | Mini-Splits | D5FSCAH24XAK |  |  |  | 12 | 22.1 | 10.5 | TRUE | TRUE | TRUE | 24000 | 20400 | 2.73 | 20500 | 2.55
215324221 |  | Live | Carrier | COMFORTMAKER | Singlezone Ducted, Compact Ducted | 215324221 |  | HRCU-A-CB | D5CSRAH18AAK | Mini-Splits | D5FSDAH18XHK |  |  |  | 13.3 | 20 | 11.4 | TRUE | TRUE | TRUE | 17500 | 14900 | 2.89 | 15900 | 2.65
215324219 |  | Live | Carrier | COMFORTMAKER | Singlezone Non-Ducted, Floor Placement | 215324219 |  | HRCU-A-CB-O | D5CSRAH18AAK | Mini-Splits | D5FCFAH18XAK |  |  |  | 12.5 | 22.4 | 10.4 | TRUE | TRUE | TRUE | 18000 | 13700 | 2.51 | 15100 | 2.38
215324220 |  | Live | Carrier | COMFORTMAKER | Singlezone Ducted, Compact Ducted | 215324220 |  | HRCU-A-CB | D5CSRAH18AAK | Mini-Splits | D5FSDAH18XAK |  |  |  | 12.5 | 20 | 10.6 | TRUE | TRUE |  | 17000 | 14000 | 2.6 | 14100 | 2.4
215324218 |  | Live | Carrier | COMFORTMAKER | Singlezone Non-Ducted, Wall Placement | 215324218 |  | HRCU-A-CB-O | D5CSRAH18AAK | Mini-Splits | D5FSFAH16XAK |  |  |  | 12.5 | 23.9 | 13.5 | TRUE | TRUE |  | 16000 | 14100 | 2.75 | 14600 | 2.58
215324217 |  | Live | Carrier | COMFORTMAKER | Singlezone Non-Ducted, Ceiling Placement | 215324217 |  | HRCU-A-CB-O | D5CSRAH18AAK | Mini-Splits | D5FSCAH18XAK |  |  |  | 12.5 | 20.8 | 11.4 | TRUE | TRUE |  | 16800 | 13900 | 2.66 | 14800 | 2.36
215324216 |  | Live | Carrier | COMFORTMAKER | Singlezone Non-Ducted, Ceiling Placement | 215324216 |  | HRCU-A-CB-O | D5CSRAH18AAK | Mini-Splits | D5FSOAH18XAK |  |  |  | 12.5 | 22.3 | 12.2 | TRUE | TRUE |  | 18000 | 14000 | 2.77 | 15200 | 2.47
215324215 |  | Live | Carrier | COMFORTMAKER | Singlezone Non-Ducted, Wall Placement | 215324215 |  | HRCU-A-CB-O | D5CSRAH18AAK | Mini-Splits | D5FSHAH18XAK |  |  |  | 12.8 | 23.5 | 10.8 | TRUE | TRUE |  | 18000 | 13600 | 2.73 | 14900 | 2.43
215324214 |  | Live | Carrier | COMFORTMAKER | Singlezone Ducted, Compact Ducted | 215324214 |  | HRCU-A-CB | D5CSRAH12AAK | Mini-Splits | D5FSDAH12XHK |  |  |  | 12 | 19.5 | 10.5 | TRUE | TRUE | TRUE | 12000 | 9100 | 2.78 | 9800 | 2.52
215324213 |  | Live | Carrier | COMFORTMAKER | Singlezone Ducted, Compact Ducted | 215324213 |  | HRCU-A-CB | D5CSRAH12AAK | Mini-Splits | D5FSDAH12XAK |  |  |  | 11.7 | 19 | 10.3 | TRUE | TRUE |  | 11500 | 9500 | 2.58 | 10300 | 2.58
215324212 |  | Live | Carrier | COMFORTMAKER | Singlezone Non-Ducted, Wall Placement | 215324212 |  | HRCU-A-CB-O | D5CSRAH12AAK | Mini-Splits | D5FSFAH12XAK |  |  |  | 12.7 | 24.7 | 11 | TRUE | TRUE |  | 12000 | 9000 | 2.87 | 9600 | 2.49
215324211 |  | Live | Carrier | COMFORTMAKER | Singlezone Non-Ducted, Ceiling Placement | 215324211 |  | HRCU-A-CB-O | D5CSRAH12AAK | Mini-Splits | D5FSCAH12XAK |  |  |  | 12.5 | 21.2 | 10.4 | TRUE | TRUE |  | 12000 | 8500 | 2.8 | 9300 | 2.55
215324210 |  | Live | Carrier | COMFORTMAKER | Singlezone Non-Ducted, Ceiling Placement | 215324210 |  | HRCU-A-CB-O | D5CSRAH12AAK | Mini-Splits | D5FSOAH12XAK |  |  |  | 12.3 | 22.2 | 10.1 | TRUE | TRUE | TRUE | 12000 | 8600 | 2.77 | 10000 | 2.59
215324208 |  | Live | Carrier | COMFORTMAKER | Singlezone Ducted, Compact Ducted | 215324208 |  | HRCU-A-CB | D5CSRAH09AAK | Mini-Splits | D5FSDAH12XHK |  |  |  | 13 | 19.8 | 11.5 | TRUE | TRUE | TRUE | 9000 | 9300 | 2.9 | 9800 | 2.56
215324209 |  | Live | Carrier | COMFORTMAKER | Singlezone Non-Ducted, Wall Placement | 215324209 |  | HRCU-A-CB-O | D5CSRAH12AAK | Mini-Splits | D5FSHAH12XAK |  |  |  | 13.1 | 25.5 | 10.7 | TRUE | TRUE | TRUE | 12000 | 9300 | 2.84 | 9600 | 2.38
215324207 |  | Live | Carrier | COMFORTMAKER | Singlezone Ducted, Compact Ducted | 215324207 |  | HRCU-A-CB | D5CSRAH09AAK | Mini-Splits | D5FSDAH12XAK |  |  |  | 12.8 | 19.6 | 11 | TRUE | TRUE | TRUE | 9000 | 8900 | 2.61 | 9600 | 2.45
215324206 |  | Live | Carrier | COMFORTMAKER | Singlezone Non-Ducted, Wall Placement | 215324206 |  | HRCU-A-CB-O | D5CSRAH09AAK | Mini-Splits | D5FSFAH09XAK |  |  |  | 16.3 | 26 | 13.9 | TRUE | TRUE | TRUE | 9000 | 9000 | 2.9 | 9600 | 2.49
215324205 |  | Live | Carrier | COMFORTMAKER | Singlezone Non-Ducted, Ceiling Placement | 215324205 |  | HRCU-A-CB-O | D5CSRAH09AAK | Mini-Splits | D5FSCAH12XAK |  |  |  | 14.3 | 21.7 | 11.3 | TRUE | TRUE | TRUE | 9000 | 8500 | 2.8 | 9300 | 2.55
215324204 |  | Live | Carrier | COMFORTMAKER | Singlezone Non-Ducted, Ceiling Placement | 215324204 |  | HRCU-A-CB-O | D5CSRAH09AAK | Mini-Splits | D5FSOAH12XAK |  |  |  | 14.4 | 22.2 | 11.8 | TRUE | TRUE | TRUE | 9000 | 7900 | 2.69 | 9900 | 2.59
215324203 |  | Live | Carrier | COMFORTMAKER | Singlezone Non-Ducted, Wall Placement | 215324203 |  | HRCU-A-CB-O | D5CSRAH09AAK | Mini-Splits | D5FSHAH09XAK |  |  |  | 14.9 | 26 | 12.5 | TRUE | TRUE | TRUE | 9000 | 8100 | 2.83 | 9400 | 2.37
215324202 |  | Live | Carrier | COMFORTMAKER | Singlezone Non-Ducted, Wall Placement | 215324202 |  | HRCU-A-CB-O | D5CSRAH12AAJ | Mini-Splits | D5FSHAH12XAJ |  |  |  | 13 | 23.5 | 9.5 | TRUE | FALSE | TRUE | 12000 | 8700 | 2.68 | 8700 | 2.43
215324201 |  | Live | Carrier | COMFORTMAKER | Singlezone Non-Ducted, Wall Placement | 215324201 |  | HRCU-A-CB-O | D5CSHAH33AAK | Mini-Splits | D5FSHAH33XAK |  |  |  | 12 | 19.6 | 10.5 | TRUE | TRUE | TRUE | 33000 | 30000 | 2.69 | 30200 | 2.02
215324199 |  | Live | Carrier | COMFORTMAKER | Singlezone Non-Ducted, Floor Placement | 215324199 |  | HRCU-A-CB-O | D5CSHAH24AAK | Mini-Splits | D5FCFAH24XAK |  |  |  | 12 | 20.5 | 12.1 | TRUE | TRUE | TRUE | 22000 | 20200 | 2.74 | 23300 | 2.38
215324198 |  | Live | Carrier | COMFORTMAKER | Singlezone Non-Ducted, Wall Placement | 215324198 |  | HRCU-A-CB-O | D5CSHAH24AAK | Mini-Splits | D5FSCAH24XAK |  |  |  | 12 | 20.8 | 11.6 | TRUE | TRUE |  | 23400 | 20400 | 2.78 | 23900 | 2.48
215324200 |  | Live | Carrier | COMFORTMAKER | Singlezone Ducted, Compact Ducted | 215324200 |  | HRCU-A-CB | D5CSHAH24AAK | Mini-Splits | D5FSDAH24XHK |  |  |  | 12 | 19.2 | 11.7 | TRUE | TRUE | TRUE | 24000 | 21600 | 2.71 | 23600 | 2.48
215324196 |  | Live | Carrier | COMFORTMAKER | Singlezone Ducted, Compact Ducted | 215324196 |  | HRCU-A-CB | D5CSHAH18AAK | Mini-Splits | D5FSDAH18XHK |  |  |  | 12.1 | 18.5 | 11.1 | TRUE | TRUE | TRUE | 17500 | 15000 | 2.89 | 20000 | 2.5
215324197 |  | Live | Carrier | COMFORTMAKER | Singlezone Non-Ducted, Wall Placement | 215324197 |  | HRCU-A-CB-O | D5CSHAH24AAK | Mini-Splits | D5FSHAH24XAK |  |  |  | 13 | 21.2 | 13.5 | TRUE | TRUE | TRUE | 24000 | 21000 | 2.88 | 23200 | 2.35
215324194 |  | Live | Carrier | COMFORTMAKER | Singlezone Non-Ducted, Floor Placement | 215324194 |  | HRCU-A-CB-O | D5CSHAH18AAK | Mini-Splits | D5FCFAH18XAK |  |  |  | 12.6 | 20.5 | 10.3 | TRUE | TRUE | TRUE | 17000 | 14400 | 2.54 | 20200 | 2.24
215324195 |  | Live | Carrier | COMFORTMAKER | Singlezone Ducted, Compact Ducted | 215324195 |  | HRCU-A-CB | D5CSHAH18AAK | Mini-Splits | D5FSDAH18XAK |  |  |  | 12 | 18 | 10.8 | TRUE | TRUE | TRUE | 17000 | 15000 | 2.4 | 19000 | 2.23
215324193 |  | Live | Carrier | COMFORTMAKER | Singlezone Non-Ducted, Wall Placement | 215324193 |  | HRCU-A-CB-O | D5CSHAH18AAK | Mini-Splits | D5FSFAH16XAK |  |  |  | 12.5 | 20.2 | 10.3 | TRUE | TRUE | TRUE | 16000 | 14200 | 2.6 | 18800 | 2.13
215324192 |  | Live | Carrier | COMFORTMAKER | Singlezone Non-Ducted, Ceiling Placement | 215324192 |  | HRCU-A-CB-O | D5CSHAH18AAK | Mini-Splits | D5FSCAH18XAK |  |  |  | 12.5 | 20 | 12.4 | TRUE | TRUE | TRUE | 16000 | 14900 | 2.7 | 18000 | 2.1
215324191 |  | Live | Carrier | COMFORTMAKER | Singlezone Non-Ducted, Ceiling Placement | 215324191 |  | HRCU-A-CB-O | D5CSHAH18AAK | Mini-Splits | D5FSOAH18XAK |  |  |  | 12.5 | 20.7 | 12.2 | TRUE | TRUE | TRUE | 16700 | 14500 | 2.5 | 18800 | 2.05
215324190 |  | Live | Carrier | COMFORTMAKER | Singlezone Non-Ducted, Wall Placement | 215324190 |  | HRCU-A-CB-O | D5CSHAH18AAK | Mini-Splits | D5FSHAH18XAK |  |  |  | 12.5 | 21.5 | 11 | TRUE | TRUE | TRUE | 18000 | 16600 | 2.55 | 19200 | 2
215324189 |  | Live | Carrier | COMFORTMAKER | Singlezone Ducted, Compact Ducted | 215324189 |  | HRCU-A-CB | D5CSHAH12AAK | Mini-Splits | D5FSDAH12XHK |  |  |  | 12 | 20.2 | 10.6 | TRUE | TRUE | TRUE | 12000 | 10200 | 2.6 | 14000 | 2.31
215324188 |  | Live | Carrier | COMFORTMAKER | Singlezone Ducted, Compact Ducted | 215324188 |  | HRCU-A-CB | D5CSHAH12AAK | Mini-Splits | D5FSDAH12XAK |  |  |  | 12 | 20 | 10.2 | TRUE | TRUE | TRUE | 12000 | 9600 | 2.49 | 13100 | 1.99
215324187 |  | Live | Carrier | COMFORTMAKER | Singlezone Non-Ducted, Wall Placement | 215324187 |  | HRCU-A-CB-O | D5CSHAH12AAK | Mini-Splits | D5FSFAH12XAK |  |  |  | 12.7 | 25 | 10.6 | TRUE | TRUE | TRUE | 12000 | 9800 | 2.71 | 12400 | 2.14
215324186 |  | Live | Carrier | COMFORTMAKER | Singlezone Non-Ducted, Ceiling Placement | 215324186 |  | HRCU-A-CB-O | D5CSHAH12AAK | Mini-Splits | D5FSCAH12XAK |  |  |  | 12.7 | 22.3 | 11.6 | TRUE | TRUE | TRUE | 12000 | 10000 | 2.74 | 12900 | 2.14
215324185 |  | Live | Carrier | COMFORTMAKER | Singlezone Non-Ducted, Ceiling Placement | 215324185 |  | HRCU-A-CB-O | D5CSHAH12AAK | Mini-Splits | D5FSOAH12XAK |  |  |  | 13 | 23 | 10.2 | TRUE | TRUE | TRUE | 12000 | 9600 | 2.65 | 11900 | 1.95
215324183 |  | Live | Carrier | COMFORTMAKER | Singlezone Ducted, Compact Ducted | 215324183 |  | HRCU-A-CB | D5CSHAH09AAK | Mini-Splits | D5FSDAH12XHK |  |  |  | 14 | 20.6 | 13.8 | TRUE | TRUE | TRUE | 9000 | 10200 | 2.45 | 12600 | 1.94
215324184 |  | Live | Carrier | COMFORTMAKER | Singlezone Non-Ducted, Wall Placement | 215324184 |  | HRCU-A-CB-O | D5CSHAH12AAK | Mini-Splits | D5FSHAH12XAK |  |  |  | 13.5 | 25.5 | 10.5 | TRUE | TRUE | TRUE | 12000 | 9800 | 2.71 | 12800 | 1.75
215324182 |  | Live | Carrier | COMFORTMAKER | Singlezone Ducted, Compact Ducted | 215324182 |  | HRCU-A-CB | D5CSHAH09AAK | Mini-Splits | D5FSDAH12XAK |  |  |  | 13.5 | 21.5 | 12.5 | TRUE | TRUE | TRUE | 9000 | 9600 | 2.49 | 12600 | 1.99
215324181 |  | Live | Carrier | COMFORTMAKER | Singlezone Non-Ducted, Wall Placement | 215324181 |  | HRCU-A-CB-O | D5CSHAH09AAK | Mini-Splits | D5FSFAH09XAK |  |  |  | 15.2 | 27.3 | 10.9 | TRUE | TRUE | TRUE | 9000 | 9800 | 2.71 | 12200 | 2.17
215324180 |  | Live | Carrier | COMFORTMAKER | Singlezone Non-Ducted, Ceiling Placement | 215324180 |  | HRCU-A-CB-O | D5CSHAH09AAK | Mini-Splits | D5FSCAH12XAK |  |  |  | 14 | 22.7 | 12.2 | TRUE | TRUE | TRUE | 9000 | 9700 | 2.63 | 12600 | 2.1
215324179 |  | Live | Carrier | COMFORTMAKER | Singlezone Non-Ducted, Ceiling Placement | 215324179 |  | HRCU-A-CB-O | D5CSHAH09AAK | Mini-Splits | D5FSOAH12XAK |  |  |  | 14.7 | 24 | 12.2 | TRUE | TRUE | TRUE | 9000 | 9000 | 2.44 | 11900 | 2
215324177 |  | Live | Carrier | COMFORTMAKER | Singlezone Ducted, Compact Ducted | 215324177 |  | HRCU-A-CB | D5CSHAH06AAK | Mini-Splits | D5FSDAH06XAK |  |  |  | 14.5 | 21.5 | 13.8 | TRUE | TRUE | TRUE | 6500 | 8000 | 2.69 | 9100 | 2.52
215324178 |  | Live | Carrier | COMFORTMAKER | Singlezone Non-Ducted, Wall Placement | 215324178 |  | HRCU-A-CB-O | D5CSHAH09AAK | Mini-Splits | D5FSHAH09XAK |  |  |  | 15.5 | 27.5 | 12.5 | TRUE | TRUE | TRUE | 9000 | 9800 | 2.71 | 12800 | 1.75
215324176 |  | Live | Carrier | COMFORTMAKER | Singlezone Non-Ducted, Ceiling Placement | 215324176 |  | HRCU-A-CB-O | D5CSHAH06AAK | Mini-Splits | D5FSOAH06XAK |  |  |  | 15.2 | 22 | 12 | TRUE | TRUE | TRUE | 6500 | 7000 | 2.66 | 9500 | 2.53
215324175 |  | Live | Carrier | COMFORTMAKER | Singlezone Non-Ducted, Wall Placement | 215324175 |  | HRCU-A-CB-O | D5CSHAH06AAK | Mini-Splits | D5FSHAH06XAK |  |  |  | 18 | 25.7 | 14.8 | TRUE | TRUE | TRUE | 6000 | 7900 | 2.79 | 8600 | 2.38
215324174 |  | Live | Carrier | ARCOAIRE | Singlezone Ducted, Compact Ducted | 215324174 |  | HRCU-A-CB | D5CLRAH58AAK | Mini-Splits | D5FLDAH58XHK |  |  |  | 10 | 17 | 9.8 | FALSE | FALSE | TRUE | 58000 | 40000 | 2.66 | 41500 | 2.45
215324173 |  | Live | Carrier | ARCOAIRE | Singlezone Non-Ducted, Floor Placement | 215324173 |  | HRCU-A-CB-O | D5CLRAH58AAK | Mini-Splits | D5FCFAH58XAK |  |  |  | 9.6 | 19.5 | 9.5 | FALSE | FALSE | TRUE | 54000 | 37200 | 2.53 | 45300 | 2.22
215324172 |  | Live | Carrier | ARCOAIRE | Singlezone Ducted, Compact Ducted | 215324172 |  | HRCU-A-CB | D5CLRAH48AAK | Mini-Splits | D5FLDAH48XHK |  |  |  | 10 | 17.2 | 9.8 | FALSE | TRUE | TRUE | 48000 | 39000 | 2.48 | 46500 | 2.35
215324171 |  | Live | Carrier | ARCOAIRE | Singlezone Non-Ducted, Floor Placement | 215324171 |  | HRCU-A-CB-O | D5CLRAH48AAK | Mini-Splits | D5FCFAH48XAK |  |  |  | 9.5 | 19.9 | 10.2 | FALSE | TRUE | TRUE | 48000 | 39500 | 2.4 | 45100 | 2.13
215324170 |  | Live | Carrier | ARCOAIRE | Singlezone Non-Ducted, Wall Placement | 215324170 |  | HRCU-A-CB-O | D5CLRAH48AAK | Mini-Splits | D5FLCAH48XAK |  |  |  | 9.5 | 19.1 | 9.9 | FALSE | TRUE | TRUE | 48000 | 36600 | 2.24 | 44600 | 2.12
215324167 |  | Live | Carrier | ARCOAIRE | Singlezone Non-Ducted, Wall Placement | 215324167 |  | HRCU-A-CB-O | D5CLRAH36AAK | Mini-Splits | D5FLCAH36XAK |  |  |  | 9.7 | 20 | 10.4 | FALSE | TRUE | TRUE | 36000 | 26800 | 2.68 | 28100 | 2.22
215324169 |  | Live | Carrier | ARCOAIRE | Singlezone Ducted, Compact Ducted | 215324169 |  | HRCU-A-CB | D5CLRAH36AAK | Mini-Splits | D5FLDAH36XHK |  |  |  | 10.2 | 18.8 | 10.2 | FALSE | FALSE | TRUE | 36000 | 27400 | 2.73 | 31000 | 2.39
215324168 |  | Live | Carrier | ARCOAIRE | Singlezone Non-Ducted, Floor Placement | 215324168 |  | HRCU-A-CB-O | D5CLRAH36AAK | Mini-Splits | D5FCFAH36XAK |  |  |  | 10.2 | 20 | 10 | FALSE | FALSE | TRUE | 36000 | 26400 | 2.68 | 30900 | 2.36
215324165 |  | Live | Carrier | ARCOAIRE | Singlezone Non-Ducted, Floor Placement | 215324165 |  | HRCU-A-CB-O | D5CLHAH58AAK | Mini-Splits | D5FCFAH58XAK |  |  |  | 9 | 18.1 | 10.7 | FALSE | TRUE | TRUE | 54000 | 41000 | 2.33 | 58000 | 2.17
215324166 |  | Live | Carrier | ARCOAIRE | Singlezone Ducted, Compact Ducted | 215324166 |  | HRCU-A-CB | D5CLHAH58AAK | Mini-Splits | D5FLDAH58XHK |  |  |  | 10.2 | 15.9 | 10.4 | FALSE | TRUE | TRUE | 55000 | 45000 | 2.72 | 52000 | 2.41
215324163 |  | Live | Carrier | ARCOAIRE | Singlezone Non-Ducted, Floor Placement | 215324163 |  | HRCU-A-CB-O | D5CLHAH48AAK | Mini-Splits | D5FCFAH48XAK |  |  |  | 9.4 | 18.7 | 10.1 | FALSE | TRUE | TRUE | 48000 | 38500 | 2.38 | 44500 | 2.23
215324164 |  | Live | Carrier | ARCOAIRE | Singlezone Ducted, Compact Ducted | 215324164 |  | HRCU-A-CB | D5CLHAH48AAK | Mini-Splits | D5FLDAH48XHK |  |  |  | 10.4 | 16.8 | 10.8 | FALSE | TRUE | TRUE | 48000 | 45000 | 2.61 | 45500 | 2.4
215324162 |  | Live | Carrier | ARCOAIRE | Singlezone Non-Ducted, Wall Placement | 215324162 |  | HRCU-A-CB-O | D5CLHAH48AAK | Mini-Splits | D5FLCAH48XAK |  |  |  | 10 | 18.2 | 11 | FALSE | TRUE | TRUE | 48000 | 44000 | 2.44 | 48000 | 2.17
215324160 |  | Live | Carrier | ARCOAIRE | Singlezone Non-Ducted, Floor Placement | 215324160 |  | HRCU-A-CB-O | D5CLHAH36AAK | Mini-Splits | D5FCFAH36XAK |  |  |  | 12 | 20.2 | 10.8 | TRUE | TRUE | TRUE | 36400 | 30200 | 2.58 | 42400 | 2.16
215324161 |  | Live | Carrier | ARCOAIRE | Singlezone Ducted, Compact Ducted | 215324161 |  | HRCU-A-CB | D5CLHAH36AAK | Mini-Splits | D5FLDAH36XHK |  |  |  | 12 | 17.8 | 11.1 | TRUE | TRUE | TRUE | 36000 | 31600 | 2.73 | 40000 | 2.29
215324159 |  | Live | Carrier | ARCOAIRE | Singlezone Non-Ducted, Wall Placement | 215324159 |  | HRCU-A-CB-O | D5CLHAH36AAK | Mini-Splits | D5FLCAH36XAK |  |  |  | 12 | 21.3 | 10.6 | TRUE | TRUE | TRUE | 36600 | 30600 | 2.56 | 46200 | 2.17
215324158 |  | Live | Carrier | ARCOAIRE | Singlezone Non-Ducted, Wall Placement | 215324158 |  | HRCU-A-CB-O | D5CVRAH24AAK | Mini-Splits | D5FVHAH24XAK |  |  |  | 9 | 17 | 8.5 | FALSE | TRUE | FALSE | 24000 | 17100 | 2.29 | 18400 | 2.17
215324157 |  | Live | Carrier | ARCOAIRE | Singlezone Non-Ducted, Wall Placement | 215324157 |  | HRCU-A-CB-O | D5CVRAH18AAK | Mini-Splits | D5FVHAH18XAK |  |  |  | 9.9 | 18.3 | 8.7 | FALSE | FALSE |  | 17000 | 11200 | 2.41 | 11200 | 2.41
215324156 |  | Live | Carrier | ARCOAIRE | Singlezone Non-Ducted, Wall Placement | 215324156 |  | HRCU-A-CB-O | D5CVRAH12AAK | Mini-Splits | D5FVHAH12XAK |  |  |  | 8.8 | 18 | 8.8 | FALSE | FALSE | FALSE | 12000 | 8000 | 2.58 | 8300 | 2.41
215324155 |  | Live | Carrier | ARCOAIRE | Singlezone Non-Ducted, Wall Placement | 215324155 |  | HRCU-A-CB-O | D5CVRAH09AAK | Mini-Splits | D5FVHAH09XAK |  |  |  | 10.9 | 19 | 9.7 | FALSE | TRUE | TRUE | 9000 | 8000 | 2.58 | 8300 | 2.41
215324154 |  | Live | Carrier | ARCOAIRE | Singlezone Non-Ducted, Wall Placement | 215324154 |  | HRCU-A-CB-O | D5CVRAH12AAJ | Mini-Splits | D5FVHAH12XAJ |  |  |  | 8.8 | 19 | 9.2 | FALSE | FALSE |  | 12000 | 7700 | 2.59 | 7900 | 2.41
215324153 |  | Live | Carrier | ARCOAIRE | Singlezone Non-Ducted, Wall Placement | 215324153 |  | HRCU-A-CB-O | D5CVRAH09AAJ | Mini-Splits | D5FVHAH09XAJ |  |  |  | 10.1 | 18 | 9 | FALSE | FALSE | FALSE | 9000 | 6900 | 2.32 | 7200 | 2.03
215324152 |  | Live | Carrier | ARCOAIRE | Singlezone Ducted, Compact Ducted | 215324152 |  | HRCU-A-CB | D5CSRAH24AAK | Mini-Splits | D5FSDAH24XHK |  |  |  | 12.5 | 19 | 11 | TRUE | TRUE | TRUE | 24000 | 21200 | 2.6 | 21600 | 2.56
215324151 |  | Live | Carrier | ARCOAIRE | Singlezone Non-Ducted, Floor Placement | 215324151 |  | HRCU-A-CB-O | D5CSRAH24AAK | Mini-Splits | D5FCFAH24XAK |  |  |  | 12.2 | 21.2 | 11.1 | TRUE | TRUE | TRUE | 24000 | 20000 | 2.56 | 20000 | 2.31
215324150 |  | Live | Carrier | ARCOAIRE | Singlezone Non-Ducted, Wall Placement | 215324150 |  | HRCU-A-CB-O | D5CSRAH24AAK | Mini-Splits | D5FSCAH24XAK |  |  |  | 12 | 22.1 | 10.5 | TRUE | TRUE | TRUE | 24000 | 20400 | 2.73 | 20500 | 2.55
215324148 |  | Live | Carrier | ARCOAIRE | Singlezone Ducted, Compact Ducted | 215324148 |  | HRCU-A-CB | D5CSRAH18AAK | Mini-Splits | D5FSDAH18XHK |  |  |  | 13.3 | 20 | 11.4 | TRUE | TRUE | TRUE | 17500 | 14900 | 2.89 | 15900 | 2.65
215324146 |  | Live | Carrier | ARCOAIRE | Singlezone Non-Ducted, Floor Placement | 215324146 |  | HRCU-A-CB-O | D5CSRAH18AAK | Mini-Splits | D5FCFAH18XAK |  |  |  | 12.5 | 22.4 | 10.4 | TRUE | TRUE | TRUE | 18000 | 13700 | 2.51 | 15100 | 2.38
215324147 |  | Live | Carrier | ARCOAIRE | Singlezone Ducted, Compact Ducted | 215324147 |  | HRCU-A-CB | D5CSRAH18AAK | Mini-Splits | D5FSDAH18XAK |  |  |  | 12.5 | 20 | 10.6 | TRUE | TRUE | TRUE | 17000 | 14000 | 2.6 | 14100 | 2.4
215324145 |  | Live | Carrier | ARCOAIRE | Singlezone Non-Ducted, Wall Placement | 215324145 |  | HRCU-A-CB-O | D5CSRAH18AAK | Mini-Splits | D5FSFAH16XAK |  |  |  | 12.5 | 23.9 | 13.5 | TRUE | TRUE | TRUE | 16000 | 14100 | 2.75 | 14600 | 2.58
215324144 |  | Live | Carrier | ARCOAIRE | Singlezone Non-Ducted, Ceiling Placement | 215324144 |  | HRCU-A-CB-O | D5CSRAH18AAK | Mini-Splits | D5FSCAH18XAK |  |  |  | 12.5 | 20.8 | 11.4 | TRUE | TRUE | TRUE | 16800 | 13900 | 2.66 | 14800 | 2.36
215324143 |  | Live | Carrier | ARCOAIRE | Singlezone Non-Ducted, Ceiling Placement | 215324143 |  | HRCU-A-CB-O | D5CSRAH18AAK | Mini-Splits | D5FSOAH18XAK |  |  |  | 12.5 | 22.3 | 12.2 | TRUE | TRUE | TRUE | 18000 | 14000 | 2.77 | 15200 | 2.47
215324141 |  | Live | Carrier | ARCOAIRE | Singlezone Ducted, Compact Ducted | 215324141 |  | HRCU-A-CB | D5CSRAH12AAK | Mini-Splits | D5FSDAH12XHK |  |  |  | 12 | 19.5 | 10.5 | TRUE | TRUE | TRUE | 12000 | 9100 | 2.78 | 9800 | 2.52
215324142 |  | Live | Carrier | ARCOAIRE | Singlezone Non-Ducted, Wall Placement | 215324142 |  | HRCU-A-CB-O | D5CSRAH18AAK | Mini-Splits | D5FSHAH18XAK |  |  |  | 12.8 | 23.5 | 10.8 | TRUE | TRUE | TRUE | 18000 | 13600 | 2.73 | 14900 | 2.43
215324140 |  | Live | Carrier | ARCOAIRE | Singlezone Ducted, Compact Ducted | 215324140 |  | HRCU-A-CB | D5CSRAH12AAK | Mini-Splits | D5FSDAH12XAK |  |  |  | 11.7 | 19 | 10.3 | TRUE | TRUE | TRUE | 11500 | 9500 | 2.58 | 10300 | 2.58
215324139 |  | Live | Carrier | ARCOAIRE | Singlezone Non-Ducted, Wall Placement | 215324139 |  | HRCU-A-CB-O | D5CSRAH12AAK | Mini-Splits | D5FSFAH12XAK |  |  |  | 12.7 | 24.7 | 11 | TRUE | TRUE | TRUE | 12000 | 9000 | 2.87 | 9600 | 2.49
215324138 |  | Live | Carrier | ARCOAIRE | Singlezone Non-Ducted, Ceiling Placement | 215324138 |  | HRCU-A-CB-O | D5CSRAH12AAK | Mini-Splits | D5FSCAH12XAK |  |  |  | 12.5 | 21.2 | 10.4 | TRUE | TRUE | TRUE | 12000 | 8500 | 2.8 | 9300 | 2.55
215324137 |  | Live | Carrier | ARCOAIRE | Singlezone Non-Ducted, Ceiling Placement | 215324137 |  | HRCU-A-CB-O | D5CSRAH12AAK | Mini-Splits | D5FSOAH12XAK |  |  |  | 12.3 | 22.2 | 10.1 | TRUE | TRUE | TRUE | 12000 | 8600 | 2.77 | 10000 | 2.59
215324135 |  | Live | Carrier | ARCOAIRE | Singlezone Ducted, Compact Ducted | 215324135 |  | HRCU-A-CB | D5CSRAH09AAK | Mini-Splits | D5FSDAH12XHK |  |  |  | 13 | 19.8 | 11.5 | TRUE | TRUE | TRUE | 9000 | 9300 | 2.9 | 9800 | 2.56
215324134 |  | Live | Carrier | ARCOAIRE | Singlezone Ducted, Compact Ducted | 215324134 |  | HRCU-A-CB | D5CSRAH09AAK | Mini-Splits | D5FSDAH12XAK |  |  |  | 12.8 | 19.6 | 11 | TRUE | TRUE | TRUE | 9000 | 8900 | 2.61 | 9600 | 2.45
215324136 |  | Live | Carrier | ARCOAIRE | Singlezone Non-Ducted, Wall Placement | 215324136 |  | HRCU-A-CB-O | D5CSRAH12AAK | Mini-Splits | D5FSHAH12XAK |  |  |  | 13.1 | 25.5 | 10.7 | TRUE | TRUE | TRUE | 12000 | 9300 | 2.84 | 9600 | 2.38
215324133 |  | Live | Carrier | ARCOAIRE | Singlezone Non-Ducted, Wall Placement | 215324133 |  | HRCU-A-CB-O | D5CSRAH09AAK | Mini-Splits | D5FSFAH09XAK |  |  |  | 16.3 | 26 | 13.9 | TRUE | TRUE | TRUE | 9000 | 9000 | 2.9 | 9600 | 2.49
215324132 |  | Live | Carrier | ARCOAIRE | Singlezone Non-Ducted, Ceiling Placement | 215324132 |  | HRCU-A-CB-O | D5CSRAH09AAK | Mini-Splits | D5FSCAH12XAK |  |  |  | 14.3 | 21.7 | 11.3 | TRUE | TRUE | TRUE | 9000 | 8500 | 2.8 | 9300 | 2.55
215324131 |  | Live | Carrier | ARCOAIRE | Singlezone Non-Ducted, Ceiling Placement | 215324131 |  | HRCU-A-CB-O | D5CSRAH09AAK | Mini-Splits | D5FSOAH12XAK |  |  |  | 14.4 | 22.2 | 11.8 | TRUE | TRUE | TRUE | 9000 | 7900 | 2.69 | 9900 | 2.59
215324130 |  | Live | Carrier | ARCOAIRE | Singlezone Non-Ducted, Wall Placement | 215324130 |  | HRCU-A-CB-O | D5CSRAH09AAK | Mini-Splits | D5FSHAH09XAK |  |  |  | 14.9 | 26 | 12.5 | TRUE | TRUE | TRUE | 9000 | 8100 | 2.83 | 9400 | 2.37
215324129 |  | Live | Carrier | ARCOAIRE | Singlezone Non-Ducted, Wall Placement | 215324129 |  | HRCU-A-CB-O | D5CSRAH12AAJ | Mini-Splits | D5FSHAH12XAJ |  |  |  | 13 | 23.5 | 9.5 | TRUE | FALSE | TRUE | 12000 | 8700 | 2.68 | 8700 | 2.43
215324128 |  | Live | Carrier | ARCOAIRE | Singlezone Non-Ducted, Wall Placement | 215324128 |  | HRCU-A-CB-O | D5CSHAH33AAK | Mini-Splits | D5FSHAH33XAK |  |  |  | 12 | 19.6 | 10.5 | TRUE | TRUE | TRUE | 33000 | 30000 | 2.69 | 30200 | 2.02
215324126 |  | Live | Carrier | ARCOAIRE | Singlezone Non-Ducted, Floor Placement | 215324126 |  | HRCU-A-CB-O | D5CSHAH24AAK | Mini-Splits | D5FCFAH24XAK |  |  |  | 12 | 20.5 | 12.1 | TRUE | TRUE | TRUE | 22000 | 20200 | 2.74 | 23300 | 2.38
215324125 |  | Live | Carrier | ARCOAIRE | Singlezone Non-Ducted, Wall Placement | 215324125 |  | HRCU-A-CB-O | D5CSHAH24AAK | Mini-Splits | D5FSCAH24XAK |  |  |  | 12 | 20.8 | 11.6 | TRUE | TRUE | TRUE | 23400 | 20400 | 2.78 | 23900 | 2.48
215324127 |  | Live | Carrier | ARCOAIRE | Singlezone Ducted, Compact Ducted | 215324127 |  | HRCU-A-CB | D5CSHAH24AAK | Mini-Splits | D5FSDAH24XHK |  |  |  | 12 | 19.2 | 11.7 | TRUE | TRUE | TRUE | 24000 | 21600 | 2.71 | 23600 | 2.48
215324124 |  | Live | Carrier | ARCOAIRE | Singlezone Non-Ducted, Wall Placement | 215324124 |  | HRCU-A-CB-O | D5CSHAH24AAK | Mini-Splits | D5FSHAH24XAK |  |  |  | 13 | 21.2 | 13.5 | TRUE | TRUE | TRUE | 24000 | 21000 | 2.88 | 23200 | 2.35
215324123 |  | Live | Carrier | ARCOAIRE | Singlezone Ducted, Compact Ducted | 215324123 |  | HRCU-A-CB | D5CSHAH18AAK | Mini-Splits | D5FSDAH18XHK |  |  |  | 12.1 | 18.5 | 11.1 | TRUE | TRUE | TRUE | 17500 | 15000 | 2.89 | 20000 | 2.5
215324121 |  | Live | Carrier | ARCOAIRE | Singlezone Non-Ducted, Floor Placement | 215324121 |  | HRCU-A-CB-O | D5CSHAH18AAK | Mini-Splits | D5FCFAH18XAK |  |  |  | 12.6 | 20.5 | 10.3 | TRUE | TRUE | TRUE | 17000 | 14400 | 2.54 | 20200 | 2.24
215324122 |  | Live | Carrier | ARCOAIRE | Singlezone Ducted, Compact Ducted | 215324122 |  | HRCU-A-CB | D5CSHAH18AAK | Mini-Splits | D5FSDAH18XAK |  |  |  | 12 | 18 | 10.8 | TRUE | TRUE | TRUE | 17000 | 15000 | 2.4 | 19000 | 2.23
215324120 |  | Live | Carrier | ARCOAIRE | Singlezone Non-Ducted, Wall Placement | 215324120 |  | HRCU-A-CB-O | D5CSHAH18AAK | Mini-Splits | D5FSFAH16XAK |  |  |  | 12.5 | 20.2 | 10.3 | TRUE | TRUE | TRUE | 16000 | 14200 | 2.6 | 18800 | 2.13
215324119 |  | Live | Carrier | ARCOAIRE | Singlezone Non-Ducted, Ceiling Placement | 215324119 |  | HRCU-A-CB-O | D5CSHAH18AAK | Mini-Splits | D5FSCAH18XAK |  |  |  | 12.5 | 20 | 12.4 | TRUE | TRUE | TRUE | 16000 | 14900 | 2.7 | 18000 | 2.1
215324118 |  | Live | Carrier | ARCOAIRE | Singlezone Non-Ducted, Ceiling Placement | 215324118 |  | HRCU-A-CB-O | D5CSHAH18AAK | Mini-Splits | D5FSOAH18XAK |  |  |  | 12.5 | 20.7 | 12.2 | TRUE | TRUE | TRUE | 16700 | 14500 | 2.5 | 18800 | 2.05
215324117 |  | Live | Carrier | ARCOAIRE | Singlezone Non-Ducted, Wall Placement | 215324117 |  | HRCU-A-CB-O | D5CSHAH18AAK | Mini-Splits | D5FSHAH18XAK |  |  |  | 12.5 | 21.5 | 11 | TRUE | TRUE | TRUE | 18000 | 16600 | 2.55 | 19200 | 2
215324116 |  | Live | Carrier | ARCOAIRE | Singlezone Ducted, Compact Ducted | 215324116 |  | HRCU-A-CB | D5CSHAH12AAK | Mini-Splits | D5FSDAH12XHK |  |  |  | 12 | 20.2 | 10.6 | TRUE | TRUE | TRUE | 12000 | 10200 | 2.6 | 14000 | 2.31
215324115 |  | Live | Carrier | ARCOAIRE | Singlezone Ducted, Compact Ducted | 215324115 |  | HRCU-A-CB | D5CSHAH12AAK | Mini-Splits | D5FSDAH12XAK |  |  |  | 12 | 20 | 10.2 | TRUE | TRUE | TRUE | 12000 | 9600 | 2.49 | 13100 | 1.99
215324114 |  | Live | Carrier | ARCOAIRE | Singlezone Non-Ducted, Wall Placement | 215324114 |  | HRCU-A-CB-O | D5CSHAH12AAK | Mini-Splits | D5FSFAH12XAK |  |  |  | 12.7 | 25 | 10.6 | TRUE | TRUE | TRUE | 12000 | 9800 | 2.71 | 12400 | 2.14
215324113 |  | Live | Carrier | ARCOAIRE | Singlezone Non-Ducted, Ceiling Placement | 215324113 |  | HRCU-A-CB-O | D5CSHAH12AAK | Mini-Splits | D5FSCAH12XAK |  |  |  | 12.7 | 22.3 | 11.6 | TRUE | TRUE | TRUE | 12000 | 10000 | 2.74 | 12900 | 2.14
215324110 |  | Live | Carrier | ARCOAIRE | Singlezone Ducted, Compact Ducted | 215324110 |  | HRCU-A-CB | D5CSHAH09AAK | Mini-Splits | D5FSDAH12XHK |  |  |  | 14 | 20.6 | 13.8 | TRUE | TRUE | TRUE | 9000 | 10200 | 2.45 | 12600 | 1.94
215324109 |  | Live | Carrier | ARCOAIRE | Singlezone Ducted, Compact Ducted | 215324109 |  | HRCU-A-CB | D5CSHAH09AAK | Mini-Splits | D5FSDAH12XAK |  |  |  | 13.5 | 21.5 | 12.5 | TRUE | TRUE | TRUE | 9000 | 9600 | 2.49 | 12600 | 1.99
215324112 |  | Live | Carrier | ARCOAIRE | Singlezone Non-Ducted, Ceiling Placement | 215324112 |  | HRCU-A-CB-O | D5CSHAH12AAK | Mini-Splits | D5FSOAH12XAK |  |  |  | 13 | 23 | 10.2 | TRUE | TRUE | TRUE | 12000 | 9600 | 2.65 | 11900 | 1.95
215324111 |  | Live | Carrier | ARCOAIRE | Singlezone Non-Ducted, Wall Placement | 215324111 |  | HRCU-A-CB-O | D5CSHAH12AAK | Mini-Splits | D5FSHAH12XAK |  |  |  | 13.5 | 25.5 | 10.5 | TRUE | TRUE | TRUE | 12000 | 9800 | 2.71 | 12800 | 1.75
215324108 |  | Live | Carrier | ARCOAIRE | Singlezone Non-Ducted, Wall Placement | 215324108 |  | HRCU-A-CB-O | D5CSHAH09AAK | Mini-Splits | D5FSFAH09XAK |  |  |  | 15.2 | 27.3 | 10.9 | TRUE | TRUE | TRUE | 9000 | 9800 | 2.71 | 12200 | 2.17
215324107 |  | Live | Carrier | ARCOAIRE | Singlezone Non-Ducted, Ceiling Placement | 215324107 |  | HRCU-A-CB-O | D5CSHAH09AAK | Mini-Splits | D5FSCAH12XAK |  |  |  | 14 | 22.7 | 12.2 | TRUE | TRUE | TRUE | 9000 | 9700 | 2.63 | 12600 | 2.1
215324106 |  | Live | Carrier | ARCOAIRE | Singlezone Non-Ducted, Ceiling Placement | 215324106 |  | HRCU-A-CB-O | D5CSHAH09AAK | Mini-Splits | D5FSOAH12XAK |  |  |  | 14.7 | 24 | 12.2 | TRUE | TRUE | TRUE | 9000 | 9000 | 2.44 | 11900 | 2
215324104 |  | Live | Carrier | ARCOAIRE | Singlezone Ducted, Compact Ducted | 215324104 |  | HRCU-A-CB | D5CSHAH06AAK | Mini-Splits | D5FSDAH06XAK |  |  |  | 14.5 | 21.5 | 13.8 | TRUE | TRUE | TRUE | 6500 | 8000 | 2.69 | 9100 | 2.52
215324103 |  | Live | Carrier | ARCOAIRE | Singlezone Non-Ducted, Ceiling Placement | 215324103 |  | HRCU-A-CB-O | D5CSHAH06AAK | Mini-Splits | D5FSOAH06XAK |  |  |  | 15.2 | 22 | 12 | TRUE | TRUE | TRUE | 6500 | 7000 | 2.66 | 9500 | 2.53
215324102 |  | Live | Carrier | ARCOAIRE | Singlezone Non-Ducted, Wall Placement | 215324102 |  | HRCU-A-CB-O | D5CSHAH06AAK | Mini-Splits | D5FSHAH06XAK |  |  |  | 18 | 25.7 | 14.8 | TRUE | TRUE | TRUE | 6000 | 7900 | 2.79 | 8600 | 2.38
215324105 |  | Live | Carrier | ARCOAIRE | Singlezone Non-Ducted, Wall Placement | 215324105 |  | HRCU-A-CB-O | D5CSHAH09AAK | Mini-Splits | D5FSHAH09XAK |  |  |  | 15.5 | 27.5 | 12.5 | TRUE | TRUE | TRUE | 9000 | 9800 | 2.71 | 12800 | 1.75
215324101 |  | Live | Carrier | MIDEA | Singlezone Ducted, Compact Ducted | 215324101 |  | HRCU-A-CB | 37MBRAQ58AA3 | Mini-Splits | 45MBDAQ58XH3 |  |  |  | 10 | 17 | 9.8 | FALSE | FALSE | TRUE | 58000 | 40000 | 2.66 | 41500 | 2.45
215324098 |  | Live | Carrier | MIDEA | Singlezone Non-Ducted, Floor Placement | 215324098 |  | HRCU-A-CB-O | 37MBRAQ48AA3 | Mini-Splits | 45MCFAQ48XA3 |  |  |  | 9.5 | 19.9 | 10.2 | FALSE | TRUE | TRUE | 48000 | 39500 | 2.4 | 45100 | 2.13
215324100 |  | Live | Carrier | MIDEA | Singlezone Non-Ducted, Floor Placement | 215324100 |  | HRCU-A-CB-O | 37MBRAQ58AA3 | Mini-Splits | 45MCFAQ58XA3 |  |  |  | 9.6 | 19.5 | 9.5 | FALSE | FALSE | TRUE | 54000 | 37200 | 2.53 | 45300 | 2.22
215324099 |  | Live | Carrier | MIDEA | Singlezone Ducted, Compact Ducted | 215324099 |  | HRCU-A-CB | 37MBRAQ48AA3 | Mini-Splits | 45MBDAQ48XH3 |  |  |  | 10 | 17.2 | 9.8 | FALSE | TRUE | TRUE | 48000 | 39000 | 2.48 | 46500 | 2.35
215324097 |  | Live | Carrier | MIDEA | Singlezone Non-Ducted, Wall Placement | 215324097 |  | HRCU-A-CB-O | 37MBRAQ48AA3 | Mini-Splits | 45MBCAQ48XA3 |  |  |  | 9.5 | 19.1 | 9.9 | FALSE | TRUE | TRUE | 48000 | 36600 | 2.24 | 44600 | 2.12
215324096 |  | Live | Carrier | MIDEA | Singlezone Ducted, Compact Ducted | 215324096 |  | HRCU-A-CB | 37MBRAQ36AA3 | Mini-Splits | 45MBDAQ36XH3 |  |  |  | 10.2 | 18.8 | 10.2 | FALSE | FALSE | TRUE | 36000 | 27400 | 2.73 | 31000 | 2.39
215324095 |  | Live | Carrier | MIDEA | Singlezone Non-Ducted, Floor Placement | 215324095 |  | HRCU-A-CB-O | 37MBRAQ36AA3 | Mini-Splits | 45MCFAQ36XA3 |  |  |  | 10.2 | 20 | 10 | FALSE | FALSE | TRUE | 36000 | 26400 | 2.68 | 30900 | 2.36
215324094 |  | Live | Carrier | MIDEA | Singlezone Non-Ducted, Wall Placement | 215324094 |  | HRCU-A-CB-O | 37MBRAQ36AA3 | Mini-Splits | 45MBCAQ36XA3 |  |  |  | 9.7 | 20 | 10.4 | FALSE | TRUE | TRUE | 36000 | 26800 | 2.68 | 28100 | 2.22
215324093 |  | Live | Carrier | MIDEA | Singlezone Ducted, Compact Ducted | 215324093 |  | HRCU-A-CB | 37MBHAQ58AA3 | Mini-Splits | 45MBDAQ58XH3 |  |  |  | 10.2 | 15.9 | 10.4 | FALSE | TRUE | TRUE | 55000 | 45000 | 2.72 | 52000 | 2.41
215324092 |  | Live | Carrier | MIDEA | Singlezone Non-Ducted, Floor Placement | 215324092 |  | HRCU-A-CB-O | 37MBHAQ58AA3 | Mini-Splits | 45MCFAQ58XA3 |  |  |  | 9 | 18.1 | 10.7 | FALSE | TRUE | TRUE | 54000 | 41000 | 2.33 | 58000 | 2.17
215324091 |  | Live | Carrier | MIDEA | Singlezone Ducted, Compact Ducted | 215324091 |  | HRCU-A-CB | 37MBHAQ48AA3 | Mini-Splits | 45MBDAQ48XH3 |  |  |  | 10.4 | 16.8 | 10.8 | FALSE | TRUE | TRUE | 48000 | 45000 | 2.61 | 45500 | 2.4
215324090 |  | Live | Carrier | MIDEA | Singlezone Non-Ducted, Floor Placement | 215324090 |  | HRCU-A-CB-O | 37MBHAQ48AA3 | Mini-Splits | 45MCFAQ48XA3 |  |  |  | 9.4 | 18.7 | 10.1 | FALSE | TRUE | TRUE | 48000 | 38500 | 2.38 | 44500 | 2.23
215324089 |  | Live | Carrier | MIDEA | Singlezone Non-Ducted, Wall Placement | 215324089 |  | HRCU-A-CB-O | 37MBHAQ48AA3 | Mini-Splits | 45MBCAQ48XA3 |  |  |  | 10 | 18.2 | 11 | FALSE | TRUE | TRUE | 48000 | 44000 | 2.44 | 48000 | 2.17
215324087 |  | Live | Carrier | MIDEA | Singlezone Non-Ducted, Floor Placement | 215324087 |  | HRCU-A-CB-O | 37MBHAQ36AA3 | Mini-Splits | 45MCFAQ36XA3 |  |  |  | 12 | 20.2 | 10.8 | TRUE | TRUE | TRUE | 36400 | 30200 | 2.58 | 42400 | 2.16
215324086 |  | Live | Carrier | MIDEA | Singlezone Non-Ducted, Wall Placement | 215324086 |  | HRCU-A-CB-O | 37MBHAQ36AA3 | Mini-Splits | 45MBCAQ36XA3 |  |  |  | 12 | 21.3 | 10.6 | TRUE | TRUE | TRUE | 36600 | 30600 | 2.56 | 46200 | 2.17
215324088 |  | Live | Carrier | MIDEA | Singlezone Ducted, Compact Ducted | 215324088 |  | HRCU-A-CB | 37MBHAQ36AA3 | Mini-Splits | 45MBDAQ36XH3 |  |  |  | 12 | 17.8 | 11.1 | TRUE | TRUE | TRUE | 36000 | 31600 | 2.73 | 40000 | 2.29
215324085 |  | Live | Carrier | MIDEA | Singlezone Non-Ducted, Wall Placement | 215324085 |  | HRCU-A-CB-O | 37MVRAQ24AA3 | Mini-Splits | D5MVHAQ24XA3 |  |  |  | 9 | 17 | 8.5 | FALSE | TRUE | FALSE | 24000 | 17100 | 2.29 | 18400 | 2.17
215324084 |  | Live | Carrier | MIDEA | Singlezone Non-Ducted, Wall Placement | 215324084 |  | HRCU-A-CB-O | 37MVRAQ18AA3 | Mini-Splits | D5MVHAQ18XA3 |  |  |  | 9.9 | 18.3 | 8.7 | FALSE | FALSE | FALSE | 17000 | 11200 | 2.41 | 11200 | 2.41
215324083 |  | Live | Carrier | MIDEA | Singlezone Non-Ducted, Wall Placement | 215324083 |  | HRCU-A-CB-O | 37MVRAQ12AA3 | Mini-Splits | D5MVHAQ12XA3 |  |  |  | 8.8 | 18 | 8.8 | FALSE | FALSE | FALSE | 12000 | 8000 | 2.58 | 8300 | 2.41
215324082 |  | Live | Carrier | MIDEA | Singlezone Non-Ducted, Wall Placement | 215324082 |  | HRCU-A-CB-O | 37MVRAQ09AA3 | Mini-Splits | D5MVHAQ09XA3 |  |  |  | 10.9 | 19 | 9.7 | FALSE | TRUE | TRUE | 9000 | 8000 | 2.58 | 8300 | 2.41
215324081 |  | Live | Carrier | MIDEA | Singlezone Non-Ducted, Wall Placement | 215324081 |  | HRCU-A-CB-O | 37MVRAQ12AA1 | Mini-Splits | D5MVHAQ12XA1 |  |  |  | 8.8 | 19 | 9.2 | FALSE | FALSE | FALSE | 12000 | 7700 | 2.59 | 7900 | 2.41
215324080 |  | Live | Carrier | MIDEA | Singlezone Non-Ducted, Wall Placement | 215324080 |  | HRCU-A-CB-O | 37MVRAQ09AA1 | Mini-Splits | D5MVHAQ09XA1 |  |  |  | 10.1 | 18 | 9 | FALSE | FALSE | FALSE | 9000 | 6900 | 2.32 | 7200 | 2.03
215324079 |  | Live | Carrier | MIDEA | Singlezone Ducted, Compact Ducted | 215324079 |  | HRCU-A-CB | 37MARAQ24AA3 | Mini-Splits | 45MBDAQ24XH3 |  |  |  | 12.5 | 19 | 11 | TRUE | TRUE | TRUE | 24000 | 21200 | 2.6 | 21600 | 2.56
215324078 |  | Live | Carrier | MIDEA | Singlezone Non-Ducted, Floor Placement | 215324078 |  | HRCU-A-CB-O | 37MARAQ24AA3 | Mini-Splits | 45MCFAQ24XA3 |  |  |  | 12.2 | 21.2 | 11.1 | TRUE | TRUE | TRUE | 24000 | 20000 | 2.56 | 20000 | 2.31
215324077 |  | Live | Carrier | MIDEA | Singlezone Non-Ducted, Wall Placement | 215324077 |  | HRCU-A-CB-O | 37MARAQ24AA3 | Mini-Splits | 45MBCAQ24XA3 |  |  |  | 12 | 22.1 | 10.5 | TRUE | TRUE | TRUE | 24000 | 20400 | 2.73 | 20500 | 2.55
215324076 |  | Live | Carrier | MIDEA | Singlezone Ducted, Compact Ducted | 215324076 |  | HRCU-A-CB | 37MARAQ18AA3 | Mini-Splits | 45MBDAQ18XH3 |  |  |  | 13.3 | 20 | 11.4 | TRUE | TRUE | TRUE | 17500 | 14900 | 2.89 | 15900 | 2.65
215324075 |  | Live | Carrier | MIDEA | Singlezone Ducted, Compact Ducted | 215324075 |  | HRCU-A-CB | 37MARAQ18AA3 | Mini-Splits | 45MBDAQ18XA3 |  |  |  | 12.5 | 20 | 10.6 | TRUE | TRUE | TRUE | 17000 | 14000 | 2.6 | 14100 | 2.4
215324074 |  | Live | Carrier | MIDEA | Singlezone Non-Ducted, Floor Placement | 215324074 |  | HRCU-A-CB-O | 37MARAQ18AA3 | Mini-Splits | 45MCFAQ18XA3 |  |  |  | 12.5 | 22.4 | 10.4 | TRUE | TRUE | TRUE | 18000 | 13700 | 2.51 | 15100 | 2.38
215324073 |  | Live | Carrier | MIDEA | Singlezone Non-Ducted, Wall Placement | 215324073 |  | HRCU-A-CB-O | 37MARAQ18AA3 | Mini-Splits | 45MBFAQ16XA3 |  |  |  | 12.5 | 23.9 | 13.5 | TRUE | TRUE | TRUE | 16000 | 14100 | 2.75 | 14600 | 2.58
215324072 |  | Live | Carrier | MIDEA | Singlezone Non-Ducted, Ceiling Placement | 215324072 |  | HRCU-A-CB-O | 37MARAQ18AA3 | Mini-Splits | 45MBCAQ18XA3 |  |  |  | 12.5 | 20.8 | 11.4 | TRUE | TRUE | TRUE | 16800 | 13900 | 2.66 | 14800 | 2.36
215324071 |  | Live | Carrier | MIDEA | Singlezone Non-Ducted, Ceiling Placement | 215324071 |  | HRCU-A-CB-O | 37MARAQ18AA3 | Mini-Splits | 45MCCAQ18XA3 |  |  |  | 12.5 | 22.3 | 12.2 | TRUE | TRUE | TRUE | 18000 | 14000 | 2.77 | 15200 | 2.47
215324070 |  | Live | Carrier | MIDEA | Singlezone Ducted, Compact Ducted | 215324070 |  | HRCU-A-CB | 37MARAQ12AA3 | Mini-Splits | 45MBDAQ12XH3 |  |  |  | 12 | 19.5 | 10.5 | TRUE | TRUE | TRUE | 12000 | 9100 | 2.78 | 9800 | 2.52
215324069 |  | Live | Carrier | MIDEA | Singlezone Ducted, Compact Ducted | 215324069 |  | HRCU-A-CB | 37MARAQ12AA3 | Mini-Splits | 45MBDAQ12XA3 |  |  |  | 11.7 | 19 | 10.3 | TRUE | TRUE | TRUE | 11500 | 9500 | 2.58 | 10300 | 2.58
215324068 |  | Live | Carrier | MIDEA | Singlezone Non-Ducted, Wall Placement | 215324068 |  | HRCU-A-CB-O | 37MARAQ12AA3 | Mini-Splits | 45MBFAQ12XA3 |  |  |  | 12.7 | 24.7 | 11 | TRUE | TRUE | TRUE | 12000 | 9000 | 2.87 | 9600 | 2.49
215324067 |  | Live | Carrier | MIDEA | Singlezone Non-Ducted, Ceiling Placement | 215324067 |  | HRCU-A-CB-O | 37MARAQ12AA3 | Mini-Splits | 45MBCAQ12XA3 |  |  |  | 12.5 | 21.2 | 10.4 | TRUE | TRUE | TRUE | 12000 | 8500 | 2.8 | 9300 | 2.55
215324066 |  | Live | Carrier | MIDEA | Singlezone Non-Ducted, Ceiling Placement | 215324066 |  | HRCU-A-CB-O | 37MARAQ12AA3 | Mini-Splits | 45MCCAQ12XA3 |  |  |  | 12.3 | 22.2 | 10.1 | TRUE | TRUE | TRUE | 12000 | 8600 | 2.77 | 10000 | 2.59
215324065 |  | Live | Carrier | MIDEA | Singlezone Ducted, Compact Ducted | 215324065 |  | HRCU-A-CB | 37MARAQ09AA3 | Mini-Splits | 45MBDAQ12XH3 |  |  |  | 13 | 19.8 | 11.5 | TRUE | TRUE | TRUE | 9000 | 9300 | 2.9 | 9800 | 2.56
215324064 |  | Live | Carrier | MIDEA | Singlezone Ducted, Compact Ducted | 215324064 |  | HRCU-A-CB | 37MARAQ09AA3 | Mini-Splits | 45MBDAQ12XA3 |  |  |  | 12.8 | 19.6 | 11 | TRUE | TRUE | TRUE | 9000 | 8900 | 2.61 | 9600 | 2.45
215324063 |  | Live | Carrier | MIDEA | Singlezone Non-Ducted, Wall Placement | 215324063 |  | HRCU-A-CB-O | 37MARAQ09AA3 | Mini-Splits | 45MBFAQ09XA3 |  |  |  | 16.3 | 26 | 13.9 | TRUE | TRUE | TRUE | 9000 | 9000 | 2.9 | 9600 | 2.49
215324062 |  | Live | Carrier | MIDEA | Singlezone Non-Ducted, Ceiling Placement | 215324062 |  | HRCU-A-CB-O | 37MARAQ09AA3 | Mini-Splits | 45MBCAQ12XA3 |  |  |  | 14.3 | 21.7 | 11.3 | TRUE | TRUE | TRUE | 9000 | 8500 | 2.8 | 9300 | 2.55
215324060 |  | Live | Carrier | MIDEA | Singlezone Non-Ducted, Floor Placement | 215324060 |  | HRCU-A-CB-O | 37MAHAQ24AA3 | Mini-Splits | 45MCFAQ24XA3 |  |  |  | 12 | 20.5 | 12.1 | TRUE | TRUE | TRUE | 22000 | 20200 | 2.74 | 23300 | 2.38
215324059 |  | Live | Carrier | MIDEA | Singlezone Non-Ducted, Wall Placement | 215324059 |  | HRCU-A-CB-O | 37MAHAQ24AA3 | Mini-Splits | 45MBCAQ24XA3 |  |  |  | 12 | 20.8 | 11.6 | TRUE | TRUE | TRUE | 23400 | 20400 | 2.78 | 23900 | 2.48
215324061 |  | Live | Carrier | MIDEA | Singlezone Ducted, Compact Ducted | 215324061 |  | HRCU-A-CB | 37MAHAQ24AA3 | Mini-Splits | 45MBDAQ24XH3 |  |  |  | 12 | 19.2 | 11.7 | TRUE | TRUE | TRUE | 24000 | 21600 | 2.71 | 23600 | 2.48
215324058 |  | Live | Carrier | MIDEA | Singlezone Ducted, Compact Ducted | 215324058 |  | HRCU-A-CB | 37MAHAQ18AA3 | Mini-Splits | 45MBDAQ18XH3 |  |  |  | 12.1 | 18.5 | 11.1 | TRUE | TRUE | TRUE | 17500 | 15000 | 2.89 | 20000 | 2.5
215324057 |  | Live | Carrier | MIDEA | Singlezone Ducted, Compact Ducted | 215324057 |  | HRCU-A-CB | 37MAHAQ18AA3 | Mini-Splits | 45MBDAQ18XA3 |  |  |  | 12 | 18 | 10.8 | TRUE | TRUE | TRUE | 17000 | 15000 | 2.4 | 19000 | 2.23
215324056 |  | Live | Carrier | MIDEA | Singlezone Non-Ducted, Floor Placement | 215324056 |  | HRCU-A-CB-O | 37MAHAQ18AA3 | Mini-Splits | 45MCFAQ18XA3 |  |  |  | 12.6 | 20.5 | 10.3 | TRUE | TRUE | TRUE | 17000 | 14400 | 2.54 | 20200 | 2.24
215324055 |  | Live | Carrier | MIDEA | Singlezone Non-Ducted, Wall Placement | 215324055 |  | HRCU-A-CB-O | 37MAHAQ18AA3 | Mini-Splits | 45MBFAQ16XA3 |  |  |  | 12.5 | 20.2 | 10.3 | TRUE | TRUE | TRUE | 16000 | 14200 | 2.6 | 18800 | 2.13
215324054 |  | Live | Carrier | MIDEA | Singlezone Non-Ducted, Ceiling Placement | 215324054 |  | HRCU-A-CB-O | 37MAHAQ18AA3 | Mini-Splits | 45MBCAQ18XA3 |  |  |  | 12.5 | 20 | 12.4 | TRUE | TRUE | TRUE | 16000 | 14900 | 2.7 | 18000 | 2.1
215324053 |  | Live | Carrier | MIDEA | Singlezone Non-Ducted, Ceiling Placement | 215324053 |  | HRCU-A-CB-O | 37MAHAQ18AA3 | Mini-Splits | 45MCCAQ18XA3 |  |  |  | 12.5 | 20.7 | 12.2 | TRUE | TRUE | TRUE | 16700 | 14500 | 2.5 | 18800 | 2.05
215324052 |  | Live | Carrier | MIDEA | Singlezone Ducted, Compact Ducted | 215324052 |  | HRCU-A-CB | 37MAHAQ12AA3 | Mini-Splits | 45MBDAQ12XH3 |  |  |  | 12 | 20.2 | 10.6 | TRUE | TRUE | TRUE | 12000 | 10200 | 2.6 | 14000 | 2.31
215324051 |  | Live | Carrier | MIDEA | Singlezone Ducted, Compact Ducted | 215324051 |  | HRCU-A-CB | 37MAHAQ12AA3 | Mini-Splits | 45MBDAQ12XA3 |  |  |  | 12 | 20 | 10.2 | TRUE | TRUE | TRUE | 12000 | 9600 | 2.49 | 13100 | 1.99
215324050 |  | Live | Carrier | MIDEA | Singlezone Non-Ducted, Wall Placement | 215324050 |  | HRCU-A-CB-O | 37MAHAQ12AA3 | Mini-Splits | 45MBFAQ12XA3 |  |  |  | 12.7 | 25 | 10.6 | TRUE | TRUE | TRUE | 12000 | 9800 | 2.71 | 12400 | 2.14
215324049 |  | Live | Carrier | MIDEA | Singlezone Non-Ducted, Ceiling Placement | 215324049 |  | HRCU-A-CB-O | 37MAHAQ12AA3 | Mini-Splits | 45MBCAQ12XA3 |  |  |  | 12.7 | 22.3 | 11.6 | TRUE | TRUE | TRUE | 12000 | 10000 | 2.74 | 12900 | 2.14
215324048 |  | Live | Carrier | MIDEA | Singlezone Non-Ducted, Ceiling Placement | 215324048 |  | HRCU-A-CB-O | 37MAHAQ12AA3 | Mini-Splits | 45MCCAQ12XA3 |  |  |  | 13 | 23 | 10.2 | TRUE | TRUE | TRUE | 12000 | 9600 | 2.65 | 11900 | 1.95
215324047 |  | Live | Carrier | MIDEA | Singlezone Ducted, Compact Ducted | 215324047 |  | HRCU-A-CB | 37MAHAQ09AA3 | Mini-Splits | 45MBDAQ12XH3 |  |  |  | 14 | 20.6 | 13.8 | TRUE | TRUE | TRUE | 9000 | 10200 | 2.45 | 12600 | 1.94
215324046 |  | Live | Carrier | MIDEA | Singlezone Ducted, Compact Ducted | 215324046 |  | HRCU-A-CB | 37MAHAQ09AA3 | Mini-Splits | 45MBDAQ12XA3 |  |  |  | 13.5 | 21.5 | 12.5 | TRUE | TRUE | TRUE | 9000 | 9600 | 2.49 | 12600 | 1.99
215324045 |  | Live | Carrier | MIDEA | Singlezone Non-Ducted, Wall Placement | 215324045 |  | HRCU-A-CB-O | 37MAHAQ09AA3 | Mini-Splits | 45MBFAQ09XA3 |  |  |  | 15.2 | 27.3 | 10.9 | TRUE | TRUE | TRUE | 9000 | 9800 | 2.71 | 12200 | 2.17
215324044 |  | Live | Carrier | MIDEA | Singlezone Non-Ducted, Ceiling Placement | 215324044 |  | HRCU-A-CB-O | 37MAHAQ09AA3 | Mini-Splits | 45MBCAQ12XA3 |  |  |  | 14 | 22.7 | 12.2 | TRUE | TRUE | TRUE | 9000 | 9700 | 2.63 | 12600 | 2.1
215324043 |  | Live | Carrier | MIDEA | Singlezone Non-Ducted, Ceiling Placement | 215324043 |  | HRCU-A-CB-O | 37MAHAQ09AA3 | Mini-Splits | 45MCCAQ12XA3 |  |  |  | 14.7 | 24 | 12.2 | TRUE | TRUE | TRUE | 9000 | 9000 | 2.44 | 11900 | 2
215324042 |  | Live | Carrier | MIDEA | Singlezone Ducted, Compact Ducted | 215324042 |  | HRCU-A-CB | 37MAHAQ06AA3 | Mini-Splits | 45MBDAQ06XA3 |  |  |  | 14.5 | 21.5 | 13.8 | TRUE | TRUE | TRUE | 6500 | 8000 | 2.69 | 9100 | 2.52
215324040 |  | Live | Carrier | WEATHERMAKER | Singlezone Ducted, Compact Ducted | 215324040 |  | HRCU-A-CB | 37MBRAQ58AA3 | Mini-Splits | 45MBDAQ58XH3 |  |  |  | 10 | 17 | 9.8 | FALSE | FALSE | TRUE | 58000 | 40000 | 2.66 | 41500 | 2.45
215324041 |  | Live | Carrier | MIDEA | Singlezone Non-Ducted, Ceiling Placement | 215324041 |  | HRCU-A-CB-O | 37MAHAQ06AA3 | Mini-Splits | 45MCCAQ06XA3 |  |  |  | 15.2 | 22 | 12 | TRUE | TRUE | TRUE | 6500 | 7000 | 2.66 | 9500 | 2.53
215324037 |  | Live | Carrier | WEATHERMAKER | Singlezone Non-Ducted, Floor Placement | 215324037 |  | HRCU-A-CB-O | 37MBRAQ48AA3 | Mini-Splits | 45MCFAQ48XA3 |  |  |  | 9.5 | 19.9 | 10.2 | FALSE | TRUE | TRUE | 48000 | 39500 | 2.4 | 45100 | 2.13
215324039 |  | Live | Carrier | WEATHERMAKER | Singlezone Non-Ducted, Floor Placement | 215324039 |  | HRCU-A-CB-O | 37MBRAQ58AA3 | Mini-Splits | 45MCFAQ58XA3 |  |  |  | 9.6 | 19.5 | 9.5 | FALSE | FALSE | TRUE | 54000 | 37200 | 2.53 | 45300 | 2.22
215324038 |  | Live | Carrier | WEATHERMAKER | Singlezone Ducted, Compact Ducted | 215324038 |  | HRCU-A-CB | 37MBRAQ48AA3 | Mini-Splits | 45MBDAQ48XH3 |  |  |  | 10 | 17.2 | 9.8 | FALSE | TRUE | TRUE | 48000 | 39000 | 2.48 | 46500 | 2.35
215324036 |  | Live | Carrier | WEATHERMAKER | Singlezone Non-Ducted, Wall Placement | 215324036 |  | HRCU-A-CB-O | 37MBRAQ48AA3 | Mini-Splits | 45MBCAQ48XA3 |  |  |  | 9.5 | 19.1 | 9.9 | FALSE | TRUE | TRUE | 48000 | 36600 | 2.24 | 44600 | 2.12
215324035 |  | Live | Carrier | WEATHERMAKER | Singlezone Ducted, Compact Ducted | 215324035 |  | HRCU-A-CB | 37MBRAQ36AA3 | Mini-Splits | 45MBDAQ36XH3 |  |  |  | 10.2 | 18.8 | 10.2 | FALSE | FALSE | TRUE | 36000 | 27400 | 2.73 | 31000 | 2.39
215324033 |  | Live | Carrier | WEATHERMAKER | Singlezone Non-Ducted, Wall Placement | 215324033 |  | HRCU-A-CB-O | 37MBRAQ36AA3 | Mini-Splits | 45MBCAQ36XA3 |  |  |  | 9.7 | 20 | 10.4 | FALSE | TRUE | TRUE | 36000 | 26800 | 2.68 | 28100 | 2.22
215324034 |  | Live | Carrier | WEATHERMAKER | Singlezone Non-Ducted, Floor Placement | 215324034 |  | HRCU-A-CB-O | 37MBRAQ36AA3 | Mini-Splits | 45MCFAQ36XA3 |  |  |  | 10.2 | 20 | 10 | FALSE | FALSE | TRUE | 36000 | 26400 | 2.68 | 30900 | 2.36
215324031 |  | Live | Carrier | WEATHERMAKER | Singlezone Non-Ducted, Floor Placement | 215324031 |  | HRCU-A-CB-O | 37MBHAQ58AA3 | Mini-Splits | 45MCFAQ58XA3 |  |  |  | 9 | 18.1 | 10.7 | FALSE | TRUE | TRUE | 54000 | 41000 | 2.33 | 58000 | 2.17
215324032 |  | Live | Carrier | WEATHERMAKER | Singlezone Ducted, Compact Ducted | 215324032 |  | HRCU-A-CB | 37MBHAQ58AA3 | Mini-Splits | 45MBDAQ58XH3 |  |  |  | 10.2 | 15.9 | 10.4 | FALSE | TRUE | TRUE | 55000 | 45000 | 2.72 | 52000 | 2.41
215324029 |  | Live | Carrier | WEATHERMAKER | Singlezone Non-Ducted, Floor Placement | 215324029 |  | HRCU-A-CB-O | 37MBHAQ48AA3 | Mini-Splits | 45MCFAQ48XA3 |  |  |  | 9.4 | 18.7 | 10.1 | FALSE | TRUE | TRUE | 48000 | 38500 | 2.38 | 44500 | 2.23
215324030 |  | Live | Carrier | WEATHERMAKER | Singlezone Ducted, Compact Ducted | 215324030 |  | HRCU-A-CB | 37MBHAQ48AA3 | Mini-Splits | 45MBDAQ48XH3 |  |  |  | 10.4 | 16.8 | 10.8 | FALSE | TRUE | TRUE | 48000 | 45000 | 2.61 | 45500 | 2.4
215324028 |  | Live | Carrier | WEATHERMAKER | Singlezone Non-Ducted, Wall Placement | 215324028 |  | HRCU-A-CB-O | 37MBHAQ48AA3 | Mini-Splits | 45MBCAQ48XA3 |  |  |  | 10 | 18.2 | 11 | FALSE | TRUE | TRUE | 48000 | 44000 | 2.44 | 48000 | 2.17
215324027 |  | Live | Carrier | WEATHERMAKER | Singlezone Ducted, Compact Ducted | 215324027 |  | HRCU-A-CB | 37MBHAQ36AA3 | Mini-Splits | 45MBDAQ36XH3 |  |  |  | 12 | 17.8 | 11.1 | TRUE | TRUE | TRUE | 36000 | 31600 | 2.73 | 40000 | 2.29
215324026 |  | Live | Carrier | WEATHERMAKER | Singlezone Non-Ducted, Floor Placement | 215324026 |  | HRCU-A-CB-O | 37MBHAQ36AA3 | Mini-Splits | 45MCFAQ36XA3 |  |  |  | 12 | 20.2 | 10.8 | TRUE | TRUE | TRUE | 36400 | 30200 | 2.58 | 42400 | 2.16
215324025 |  | Live | Carrier | WEATHERMAKER | Singlezone Non-Ducted, Wall Placement | 215324025 |  | HRCU-A-CB-O | 37MBHAQ36AA3 | Mini-Splits | 45MBCAQ36XA3 |  |  |  | 12 | 21.3 | 10.6 | TRUE | TRUE | TRUE | 36600 | 30600 | 2.56 | 46200 | 2.17
215324022 |  | Live | Carrier | WEATHERMAKER | Singlezone Non-Ducted, Wall Placement | 215324022 |  | HRCU-A-CB-O | 37MVRAQ12AA3 | Mini-Splits | D5MVHAQ12XA3 |  |  |  | 8.8 | 18 | 8.8 | FALSE | FALSE | FALSE | 12000 | 8000 | 2.58 | 8300 | 2.41
215324024 |  | Live | Carrier | WEATHERMAKER | Singlezone Non-Ducted, Wall Placement | 215324024 |  | HRCU-A-CB-O | 37MVRAQ24AA3 | Mini-Splits | D5MVHAQ24XA3 |  |  |  | 9 | 17 | 8.5 | FALSE | TRUE | FALSE | 24000 | 17100 | 2.29 | 18400 | 2.17
215324023 |  | Live | Carrier | WEATHERMAKER | Singlezone Non-Ducted, Wall Placement | 215324023 |  | HRCU-A-CB-O | 37MVRAQ18AA3 | Mini-Splits | D5MVHAQ18XA3 |  |  |  | 9.9 | 18.3 | 8.7 | FALSE | FALSE | FALSE | 17000 | 11200 | 2.41 | 11200 | 2.41
215324021 |  | Live | Carrier | WEATHERMAKER | Singlezone Non-Ducted, Wall Placement | 215324021 |  | HRCU-A-CB-O | 37MVRAQ09AA3 | Mini-Splits | D5MVHAQ09XA3 |  |  |  | 10.9 | 19 | 9.7 | FALSE | TRUE | TRUE | 9000 | 8000 | 2.58 | 8300 | 2.41
215324020 |  | Live | Carrier | WEATHERMAKER | Singlezone Non-Ducted, Wall Placement | 215324020 |  | HRCU-A-CB-O | 37MVRAQ12AA1 | Mini-Splits | D5MVHAQ12XA1 |  |  |  | 8.8 | 19 | 9.2 | FALSE | FALSE | FALSE | 12000 | 7700 | 2.59 | 7900 | 2.41
215324017 |  | Live | Carrier | WEATHERMAKER | Singlezone Non-Ducted, Floor Placement | 215324017 |  | HRCU-A-CB-O | 37MARAQ24AA3 | Mini-Splits | 45MCFAQ24XA3 |  |  |  | 12.2 | 21.2 | 11.1 | TRUE | TRUE | TRUE | 24000 | 20000 | 2.56 | 20000 | 2.31
215324019 |  | Live | Carrier | WEATHERMAKER | Singlezone Non-Ducted, Wall Placement | 215324019 |  | HRCU-A-CB-O | 37MVRAQ09AA1 | Mini-Splits | D5MVHAQ09XA1 |  |  |  | 10.1 | 18 | 9 | FALSE | FALSE | FALSE | 9000 | 6900 | 2.32 | 7200 | 2.03
215324018 |  | Live | Carrier | WEATHERMAKER | Singlezone Ducted, Compact Ducted | 215324018 |  | HRCU-A-CB | 37MARAQ24AA3 | Mini-Splits | 45MBDAQ24XH3 |  |  |  | 12.5 | 19 | 11 | TRUE | TRUE | TRUE | 24000 | 21200 | 2.6 | 21600 | 2.56
215324015 |  | Live | Carrier | WEATHERMAKER | Singlezone Ducted, Compact Ducted | 215324015 |  | HRCU-A-CB | 37MARAQ18AA3 | Mini-Splits | 45MBDAQ18XH3 |  |  |  | 13.3 | 20 | 11.4 | TRUE | TRUE | TRUE | 17500 | 14900 | 2.89 | 15900 | 2.65
215324016 |  | Live | Carrier | WEATHERMAKER | Singlezone Non-Ducted, Wall Placement | 215324016 |  | HRCU-A-CB-O | 37MARAQ24AA3 | Mini-Splits | 45MBCAQ24XA3 |  |  |  | 12 | 22.1 | 10.5 | TRUE | TRUE | TRUE | 24000 | 20400 | 2.73 | 20500 | 2.55
215324013 |  | Live | Carrier | WEATHERMAKER | Singlezone Non-Ducted, Floor Placement | 215324013 |  | HRCU-A-CB-O | 37MARAQ18AA3 | Mini-Splits | 45MCFAQ18XA3 |  |  |  | 12.5 | 22.4 | 10.4 | TRUE | TRUE | TRUE | 18000 | 13700 | 2.51 | 15100 | 2.38
215324014 |  | Live | Carrier | WEATHERMAKER | Singlezone Ducted, Compact Ducted | 215324014 |  | HRCU-A-CB | 37MARAQ18AA3 | Mini-Splits | 45MBDAQ18XA3 |  |  |  | 12.5 | 20 | 10.6 | TRUE | TRUE | TRUE | 17000 | 14000 | 2.6 | 14100 | 2.4
215324012 |  | Live | Carrier | WEATHERMAKER | Singlezone Non-Ducted, Wall Placement | 215324012 |  | HRCU-A-CB-O | 37MARAQ18AA3 | Mini-Splits | 45MBFAQ16XA3 |  |  |  | 12.5 | 23.9 | 13.5 | TRUE | TRUE | TRUE | 16000 | 14100 | 2.75 | 14600 | 2.58
215324009 |  | Live | Carrier | WEATHERMAKER | Singlezone Ducted, Compact Ducted | 215324009 |  | HRCU-A-CB | 37MARAQ12AA3 | Mini-Splits | 45MBDAQ12XH3 |  |  |  | 12 | 19.5 | 10.5 | TRUE | TRUE | TRUE | 12000 | 9100 | 2.78 | 9800 | 2.52
215324011 |  | Live | Carrier | WEATHERMAKER | Singlezone Non-Ducted, Ceiling Placement | 215324011 |  | HRCU-A-CB-O | 37MARAQ18AA3 | Mini-Splits | 45MBCAQ18XA3 |  |  |  | 12.5 | 20.8 | 11.4 | TRUE | TRUE | TRUE | 16800 | 13900 | 2.66 | 14800 | 2.36
215324010 |  | Live | Carrier | WEATHERMAKER | Singlezone Non-Ducted, Ceiling Placement | 215324010 |  | HRCU-A-CB-O | 37MARAQ18AA3 | Mini-Splits | 45MCCAQ18XA3 |  |  |  | 12.5 | 22.3 | 12.2 | TRUE | TRUE | TRUE | 18000 | 14000 | 2.77 | 15200 | 2.47
215324008 |  | Live | Carrier | WEATHERMAKER | Singlezone Ducted, Compact Ducted | 215324008 |  | HRCU-A-CB | 37MARAQ12AA3 | Mini-Splits | 45MBDAQ12XA3 |  |  |  | 11.7 | 19 | 10.3 | TRUE | TRUE | TRUE | 11500 | 9500 | 2.58 | 10300 | 2.58
215324007 |  | Live | Carrier | WEATHERMAKER | Singlezone Non-Ducted, Wall Placement | 215324007 |  | HRCU-A-CB-O | 37MARAQ12AA3 | Mini-Splits | 45MBFAQ12XA3 |  |  |  | 12.7 | 24.7 | 11 | TRUE | TRUE | TRUE | 12000 | 9000 | 2.87 | 9600 | 2.49
215324006 |  | Live | Carrier | WEATHERMAKER | Singlezone Non-Ducted, Ceiling Placement | 215324006 |  | HRCU-A-CB-O | 37MARAQ12AA3 | Mini-Splits | 45MBCAQ12XA3 |  |  |  | 12.5 | 21.2 | 10.4 | TRUE | TRUE | TRUE | 12000 | 8500 | 2.8 | 9300 | 2.55
215324004 |  | Live | Carrier | WEATHERMAKER | Singlezone Ducted, Compact Ducted | 215324004 |  | HRCU-A-CB | 37MARAQ09AA3 | Mini-Splits | 45MBDAQ12XH3 |  |  |  | 13 | 19.8 | 11.5 | TRUE | TRUE | TRUE | 9000 | 9300 | 2.9 | 9800 | 2.56
215324005 |  | Live | Carrier | WEATHERMAKER | Singlezone Non-Ducted, Ceiling Placement | 215324005 |  | HRCU-A-CB-O | 37MARAQ12AA3 | Mini-Splits | 45MCCAQ12XA3 |  |  |  | 12.3 | 22.2 | 10.1 | TRUE | TRUE | TRUE | 12000 | 8600 | 2.77 | 10000 | 2.59
215324003 |  | Live | Carrier | WEATHERMAKER | Singlezone Ducted, Compact Ducted | 215324003 |  | HRCU-A-CB | 37MARAQ09AA3 | Mini-Splits | 45MBDAQ12XA3 |  |  |  | 12.8 | 19.6 | 11 | TRUE | TRUE | TRUE | 9000 | 8900 | 2.61 | 9600 | 2.45
215324002 |  | Live | Carrier | WEATHERMAKER | Singlezone Non-Ducted, Wall Placement | 215324002 |  | HRCU-A-CB-O | 37MARAQ09AA3 | Mini-Splits | 45MBFAQ09XA3 |  |  |  | 16.3 | 26 | 13.9 | TRUE | TRUE | TRUE | 9000 | 9000 | 2.9 | 9600 | 2.49
215324001 |  | Live | Carrier | WEATHERMAKER | Singlezone Non-Ducted, Ceiling Placement | 215324001 |  | HRCU-A-CB-O | 37MARAQ09AA3 | Mini-Splits | 45MBCAQ12XA3 |  |  |  | 14.3 | 21.7 | 11.3 | TRUE | TRUE | TRUE | 9000 | 8500 | 2.8 | 9300 | 2.55
215324000 |  | Live | Carrier | WEATHERMAKER | Singlezone Ducted, Compact Ducted | 215324000 |  | HRCU-A-CB | 37MAHAQ24AA3 | Mini-Splits | 45MBDAQ24XH3 |  |  |  | 12 | 19.2 | 11.7 | TRUE | TRUE | TRUE | 24000 | 21600 | 2.71 | 23600 | 2.48
215323999 |  | Live | Carrier | WEATHERMAKER | Singlezone Non-Ducted, Floor Placement | 215323999 |  | HRCU-A-CB-O | 37MAHAQ24AA3 | Mini-Splits | 45MCFAQ24XA3 |  |  |  | 12 | 20.5 | 12.1 | TRUE | TRUE | TRUE | 22000 | 20200 | 2.74 | 23300 | 2.38
215323997 |  | Live | Carrier | WEATHERMAKER | Singlezone Ducted, Compact Ducted | 215323997 |  | HRCU-A-CB | 37MAHAQ18AA3 | Mini-Splits | 45MBDAQ18XH3 |  |  |  | 12.1 | 18.5 | 11.1 | TRUE | TRUE | TRUE | 17500 | 15000 | 2.89 | 20000 | 2.5
215323998 |  | Live | Carrier | WEATHERMAKER | Singlezone Non-Ducted, Wall Placement | 215323998 |  | HRCU-A-CB-O | 37MAHAQ24AA3 | Mini-Splits | 45MBCAQ24XA3 |  |  |  | 12 | 20.8 | 11.6 | TRUE | TRUE | TRUE | 23400 | 20400 | 2.78 | 23900 | 2.48
215323996 |  | Live | Carrier | WEATHERMAKER | Singlezone Ducted, Compact Ducted | 215323996 |  | HRCU-A-CB | 37MAHAQ18AA3 | Mini-Splits | 45MBDAQ18XA3 |  |  |  | 12 | 18 | 10.8 | TRUE | TRUE | TRUE | 17000 | 15000 | 2.4 | 19000 | 2.23
215323995 |  | Live | Carrier | WEATHERMAKER | Singlezone Non-Ducted, Floor Placement | 215323995 |  | HRCU-A-CB-O | 37MAHAQ18AA3 | Mini-Splits | 45MCFAQ18XA3 |  |  |  | 12.6 | 20.5 | 10.3 | TRUE | TRUE | TRUE | 17000 | 14400 | 2.54 | 20200 | 2.24
215323994 |  | Live | Carrier | WEATHERMAKER | Singlezone Non-Ducted, Wall Placement | 215323994 |  | HRCU-A-CB-O | 37MAHAQ18AA3 | Mini-Splits | 45MBFAQ16XA3 |  |  |  | 12.5 | 20.2 | 10.3 | TRUE | TRUE | TRUE | 16000 | 14200 | 2.6 | 18800 | 2.13
215323991 |  | Live | Carrier | WEATHERMAKER | Singlezone Ducted, Compact Ducted | 215323991 |  | HRCU-A-CB | 37MAHAQ12AA3 | Mini-Splits | 45MBDAQ12XH3 |  |  |  | 12 | 20.2 | 10.6 | TRUE | TRUE | TRUE | 12000 | 10200 | 2.6 | 14000 | 2.31
215323993 |  | Live | Carrier | WEATHERMAKER | Singlezone Non-Ducted, Ceiling Placement | 215323993 |  | HRCU-A-CB-O | 37MAHAQ18AA3 | Mini-Splits | 45MBCAQ18XA3 |  |  |  | 12.5 | 20 | 12.4 | TRUE | TRUE | TRUE | 16000 | 14900 | 2.7 | 18000 | 2.1
215323992 |  | Live | Carrier | WEATHERMAKER | Singlezone Non-Ducted, Ceiling Placement | 215323992 |  | HRCU-A-CB-O | 37MAHAQ18AA3 | Mini-Splits | 45MCCAQ18XA3 |  |  |  | 12.5 | 20.7 | 12.2 | TRUE | TRUE | TRUE | 16700 | 14500 | 2.5 | 18800 | 2.05
215323990 |  | Live | Carrier | WEATHERMAKER | Singlezone Ducted, Compact Ducted | 215323990 |  | HRCU-A-CB | 37MAHAQ12AA3 | Mini-Splits | 45MBDAQ12XA3 |  |  |  | 12 | 20 | 10.2 | TRUE | TRUE | TRUE | 12000 | 9600 | 2.49 | 13100 | 1.99
215323989 |  | Live | Carrier | WEATHERMAKER | Singlezone Non-Ducted, Wall Placement | 215323989 |  | HRCU-A-CB-O | 37MAHAQ12AA3 | Mini-Splits | 45MBFAQ12XA3 |  |  |  | 12.7 | 25 | 10.6 | TRUE | TRUE | TRUE | 12000 | 9800 | 2.71 | 12400 | 2.14
215323988 |  | Live | Carrier | WEATHERMAKER | Singlezone Non-Ducted, Ceiling Placement | 215323988 |  | HRCU-A-CB-O | 37MAHAQ12AA3 | Mini-Splits | 45MBCAQ12XA3 |  |  |  | 12.7 | 22.3 | 11.6 | TRUE | TRUE | TRUE | 12000 | 10000 | 2.74 | 12900 | 2.14
215323986 |  | Live | Carrier | WEATHERMAKER | Singlezone Ducted, Compact Ducted | 215323986 |  | HRCU-A-CB | 37MAHAQ09AA3 | Mini-Splits | 45MBDAQ12XH3 |  |  |  | 14 | 20.6 | 13.8 | TRUE | TRUE | TRUE | 9000 | 10200 | 2.45 | 12600 | 1.94
215323985 |  | Live | Carrier | WEATHERMAKER | Singlezone Ducted, Compact Ducted | 215323985 |  | HRCU-A-CB | 37MAHAQ09AA3 | Mini-Splits | 45MBDAQ12XA3 |  |  |  | 13.5 | 21.5 | 12.5 | TRUE | TRUE | TRUE | 9000 | 9600 | 2.49 | 12600 | 1.99
215323987 |  | Live | Carrier | WEATHERMAKER | Singlezone Non-Ducted, Ceiling Placement | 215323987 |  | HRCU-A-CB-O | 37MAHAQ12AA3 | Mini-Splits | 45MCCAQ12XA3 |  |  |  | 13 | 23 | 10.2 | TRUE | TRUE | TRUE | 12000 | 9600 | 2.65 | 11900 | 1.95
215323984 |  | Live | Carrier | WEATHERMAKER | Singlezone Non-Ducted, Wall Placement | 215323984 |  | HRCU-A-CB-O | 37MAHAQ09AA3 | Mini-Splits | 45MBFAQ09XA3 |  |  |  | 15.2 | 27.3 | 10.9 | TRUE | TRUE | TRUE | 9000 | 9800 | 2.71 | 12200 | 2.17
215323983 |  | Live | Carrier | WEATHERMAKER | Singlezone Non-Ducted, Ceiling Placement | 215323983 |  | HRCU-A-CB-O | 37MAHAQ09AA3 | Mini-Splits | 45MBCAQ12XA3 |  |  |  | 14 | 22.7 | 12.2 | TRUE | TRUE | TRUE | 9000 | 9700 | 2.63 | 12600 | 2.1
215323982 |  | Live | Carrier | WEATHERMAKER | Singlezone Non-Ducted, Ceiling Placement | 215323982 |  | HRCU-A-CB-O | 37MAHAQ09AA3 | Mini-Splits | 45MCCAQ12XA3 |  |  |  | 14.7 | 24 | 12.2 | TRUE | TRUE | TRUE | 9000 | 9000 | 2.44 | 11900 | 2
215323981 |  | Live | Carrier | WEATHERMAKER | Singlezone Ducted, Compact Ducted | 215323981 |  | HRCU-A-CB | 37MAHAQ06AA3 | Mini-Splits | 45MBDAQ06XA3 |  |  |  | 14.5 | 21.5 | 13.8 | TRUE | TRUE | TRUE | 6500 | 8000 | 2.69 | 9100 | 2.52
215323980 |  | Live | Carrier | WEATHERMAKER | Singlezone Non-Ducted, Ceiling Placement | 215323980 |  | HRCU-A-CB-O | 37MAHAQ06AA3 | Mini-Splits | 45MCCAQ06XA3 |  |  |  | 15.2 | 22 | 12 | TRUE | TRUE | TRUE | 6500 | 7000 | 2.66 | 9500 | 2.53
215323979 |  | Live | Carrier | PAYNE | Singlezone Ducted, Compact Ducted | 215323979 |  | HRCU-A-CB | 37MBRAQ58AA3 | Mini-Splits | 45MBDAQ58XH3 |  |  |  | 10 | 17 | 9.8 | FALSE | FALSE | TRUE | 58000 | 40000 | 2.66 | 41500 | 2.45
215323978 |  | Live | Carrier | PAYNE | Singlezone Non-Ducted, Floor Placement | 215323978 |  | HRCU-A-CB-O | 37MBRAQ58AA3 | Mini-Splits | 45MCFAQ58XA3 |  |  |  | 9.6 | 19.5 | 9.5 | FALSE | FALSE | TRUE | 54000 | 37200 | 2.53 | 45300 | 2.22
215323976 |  | Live | Carrier | PAYNE | Singlezone Non-Ducted, Floor Placement | 215323976 |  | HRCU-A-CB-O | 37MBRAQ48AA3 | Mini-Splits | 45MCFAQ48XA3 |  |  |  | 9.5 | 19.9 | 10.2 | FALSE | TRUE | TRUE | 48000 | 39500 | 2.4 | 45100 | 2.13
215323975 |  | Live | Carrier | PAYNE | Singlezone Non-Ducted, Wall Placement | 215323975 |  | HRCU-A-CB-O | 37MBRAQ48AA3 | Mini-Splits | 45MBCAQ48XA3 |  |  |  | 9.5 | 19.1 | 9.9 | FALSE | TRUE | TRUE | 48000 | 36600 | 2.24 | 44600 | 2.12
215323977 |  | Live | Carrier | PAYNE | Singlezone Ducted, Compact Ducted | 215323977 |  | HRCU-A-CB | 37MBRAQ48AA3 | Mini-Splits | 45MBDAQ48XH3 |  |  |  | 10 | 17.2 | 9.8 | FALSE | TRUE | TRUE | 48000 | 39000 | 2.48 | 46500 | 2.35
215323972 |  | Live | Carrier | PAYNE | Singlezone Non-Ducted, Wall Placement | 215323972 |  | HRCU-A-CB-O | 37MBRAQ36AA3 | Mini-Splits | 45MBCAQ36XA3 |  |  |  | 9.7 | 20 | 10.4 | FALSE | TRUE | TRUE | 36000 | 26800 | 2.68 | 28100 | 2.22
215323974 |  | Live | Carrier | PAYNE | Singlezone Ducted, Compact Ducted | 215323974 |  | HRCU-A-CB | 37MBRAQ36AA3 | Mini-Splits | 45MBDAQ36XH3 |  |  |  | 10.2 | 18.8 | 10.2 | FALSE | FALSE | TRUE | 36000 | 27400 | 2.73 | 31000 | 2.39
215323973 |  | Live | Carrier | PAYNE | Singlezone Non-Ducted, Floor Placement | 215323973 |  | HRCU-A-CB-O | 37MBRAQ36AA3 | Mini-Splits | 45MCFAQ36XA3 |  |  |  | 10.2 | 20 | 10 | FALSE | FALSE | TRUE | 36000 | 26400 | 2.68 | 30900 | 2.36
215323970 |  | Live | Carrier | PAYNE | Singlezone Non-Ducted, Floor Placement | 215323970 |  | HRCU-A-CB-O | 37MBHAQ58AA3 | Mini-Splits | 45MCFAQ58XA3 |  |  |  | 9 | 18.1 | 10.7 | FALSE | TRUE | TRUE | 54000 | 41000 | 2.33 | 58000 | 2.17
215323971 |  | Live | Carrier | PAYNE | Singlezone Ducted, Compact Ducted | 215323971 |  | HRCU-A-CB | 37MBHAQ58AA3 | Mini-Splits | 45MBDAQ58XH3 |  |  |  | 10.2 | 15.9 | 10.4 | FALSE | TRUE | TRUE | 55000 | 45000 | 2.72 | 52000 | 2.41
215323968 |  | Live | Carrier | PAYNE | Singlezone Non-Ducted, Floor Placement | 215323968 |  | HRCU-A-CB-O | 37MBHAQ48AA3 | Mini-Splits | 45MCFAQ48XA3 |  |  |  | 9.4 | 18.7 | 10.1 | FALSE | TRUE | TRUE | 48000 | 38500 | 2.38 | 44500 | 2.23
215323969 |  | Live | Carrier | PAYNE | Singlezone Ducted, Compact Ducted | 215323969 |  | HRCU-A-CB | 37MBHAQ48AA3 | Mini-Splits | 45MBDAQ48XH3 |  |  |  | 10.4 | 16.8 | 10.8 | FALSE | TRUE | TRUE | 48000 | 45000 | 2.61 | 45500 | 2.4
215323967 |  | Live | Carrier | PAYNE | Singlezone Non-Ducted, Wall Placement | 215323967 |  | HRCU-A-CB-O | 37MBHAQ48AA3 | Mini-Splits | 45MBCAQ48XA3 |  |  |  | 10 | 18.2 | 11 | FALSE | TRUE | TRUE | 48000 | 44000 | 2.44 | 48000 | 2.17
215323966 |  | Live | Carrier | PAYNE | Singlezone Ducted, Compact Ducted | 215323966 |  | HRCU-A-CB | 37MBHAQ36AA3 | Mini-Splits | 45MBDAQ36XH3 |  |  |  | 12 | 17.8 | 11.1 | TRUE | TRUE | TRUE | 36000 | 31600 | 2.73 | 40000 | 2.29
215323965 |  | Live | Carrier | PAYNE | Singlezone Non-Ducted, Floor Placement | 215323965 |  | HRCU-A-CB-O | 37MBHAQ36AA3 | Mini-Splits | 45MCFAQ36XA3 |  |  |  | 12 | 20.2 | 10.8 | TRUE | TRUE | TRUE | 36400 | 30200 | 2.58 | 42400 | 2.16
215323964 |  | Live | Carrier | PAYNE | Singlezone Non-Ducted, Wall Placement | 215323964 |  | HRCU-A-CB-O | 37MBHAQ36AA3 | Mini-Splits | 45MBCAQ36XA3 |  |  |  | 12 | 21.3 | 10.6 | TRUE | TRUE | TRUE | 36600 | 30600 | 2.56 | 46200 | 2.17
215323963 |  | Live | Carrier | PAYNE | Singlezone Non-Ducted, Wall Placement | 215323963 |  | HRCU-A-CB-O | 37MVRAQ24AA3 | Mini-Splits | D5MVHAQ24XA3 |  |  |  | 9 | 17 | 8.5 | FALSE | TRUE | FALSE | 24000 | 17100 | 2.29 | 18400 | 2.17
215323962 |  | Live | Carrier | PAYNE | Singlezone Non-Ducted, Wall Placement | 215323962 |  | HRCU-A-CB-O | 37MVRAQ18AA3 | Mini-Splits | D5MVHAQ18XA3 |  |  |  | 9.9 | 18.3 | 8.7 | FALSE | FALSE | FALSE | 17000 | 11200 | 2.41 | 11200 | 2.41
215323961 |  | Live | Carrier | PAYNE | Singlezone Non-Ducted, Wall Placement | 215323961 |  | HRCU-A-CB-O | 37MVRAQ12AA3 | Mini-Splits | D5MVHAQ12XA3 |  |  |  | 8.8 | 18 | 8.8 | FALSE | FALSE | FALSE | 12000 | 8000 | 2.58 | 8300 | 2.41
215323960 |  | Live | Carrier | PAYNE | Singlezone Non-Ducted, Wall Placement | 215323960 |  | HRCU-A-CB-O | 37MVRAQ09AA3 | Mini-Splits | D5MVHAQ09XA3 |  |  |  | 10.9 | 19 | 9.7 | FALSE | TRUE | TRUE | 9000 | 8000 | 2.58 | 8300 | 2.41
215323959 |  | Live | Carrier | PAYNE | Singlezone Non-Ducted, Wall Placement | 215323959 |  | HRCU-A-CB-O | 37MVRAQ12AA1 | Mini-Splits | D5MVHAQ12XA1 |  |  |  | 8.8 | 19 | 9.2 | FALSE | FALSE | FALSE | 12000 | 7700 | 2.59 | 7900 | 2.41
215323958 |  | Live | Carrier | PAYNE | Singlezone Non-Ducted, Wall Placement | 215323958 |  | HRCU-A-CB-O | 37MVRAQ09AA1 | Mini-Splits | D5MVHAQ09XA1 |  |  |  | 10.1 | 18 | 9 | FALSE | FALSE | FALSE | 9000 | 6900 | 2.32 | 7200 | 2.03
215323956 |  | Live | Carrier | PAYNE | Singlezone Non-Ducted, Floor Placement | 215323956 |  | HRCU-A-CB-O | 37MARAQ24AA3 | Mini-Splits | 45MCFAQ24XA3 |  |  |  | 12.2 | 21.2 | 11.1 | TRUE | TRUE | TRUE | 24000 | 20000 | 2.56 | 20000 | 2.31
215323957 |  | Live | Carrier | PAYNE | Singlezone Ducted, Compact Ducted | 215323957 |  | HRCU-A-CB | 37MARAQ24AA3 | Mini-Splits | 45MBDAQ24XH3 |  |  |  | 12.5 | 19 | 11 | TRUE | TRUE | TRUE | 24000 | 21200 | 2.6 | 21600 | 2.56
215323954 |  | Live | Carrier | PAYNE | Singlezone Ducted, Compact Ducted | 215323954 |  | HRCU-A-CB | 37MARAQ18AA3 | Mini-Splits | 45MBDAQ18XH3 |  |  |  | 13.3 | 20 | 11.4 | TRUE | TRUE | TRUE | 17500 | 14900 | 2.89 | 15900 | 2.65
215323955 |  | Live | Carrier | PAYNE | Singlezone Non-Ducted, Wall Placement | 215323955 |  | HRCU-A-CB-O | 37MARAQ24AA3 | Mini-Splits | 45MBCAQ24XA3 |  |  |  | 12 | 22.1 | 10.5 | TRUE | TRUE | TRUE | 24000 | 20400 | 2.73 | 20500 | 2.55
215323952 |  | Live | Carrier | PAYNE | Singlezone Non-Ducted, Floor Placement | 215323952 |  | HRCU-A-CB-O | 37MARAQ18AA3 | Mini-Splits | 45MCFAQ18XA3 |  |  |  | 12.5 | 22.4 | 10.4 | TRUE | TRUE | TRUE | 18000 | 13700 | 2.51 | 15100 | 2.38
215323953 |  | Live | Carrier | PAYNE | Singlezone Ducted, Compact Ducted | 215323953 |  | HRCU-A-CB | 37MARAQ18AA3 | Mini-Splits | 45MBDAQ18XA3 |  |  |  | 12.5 | 20 | 10.6 | TRUE | TRUE | TRUE | 17000 | 14000 | 2.6 | 14100 | 2.4
215323951 |  | Live | Carrier | PAYNE | Singlezone Non-Ducted, Wall Placement | 215323951 |  | HRCU-A-CB-O | 37MARAQ18AA3 | Mini-Splits | 45MBFAQ16XA3 |  |  |  | 12.5 | 23.9 | 13.5 | TRUE | TRUE | TRUE | 16000 | 14100 | 2.75 | 14600 | 2.58
215323950 |  | Live | Carrier | PAYNE | Singlezone Non-Ducted, Ceiling Placement | 215323950 |  | HRCU-A-CB-O | 37MARAQ18AA3 | Mini-Splits | 45MBCAQ18XA3 |  |  |  | 12.5 | 20.8 | 11.4 | TRUE | TRUE | TRUE | 16800 | 13900 | 2.66 | 14800 | 2.36
215323948 |  | Live | Carrier | PAYNE | Singlezone Ducted, Compact Ducted | 215323948 |  | HRCU-A-CB | 37MARAQ12AA3 | Mini-Splits | 45MBDAQ12XH3 |  |  |  | 12 | 19.5 | 10.5 | TRUE | TRUE | TRUE | 12000 | 9100 | 2.78 | 9800 | 2.52
215323949 |  | Live | Carrier | PAYNE | Singlezone Non-Ducted, Ceiling Placement | 215323949 |  | HRCU-A-CB-O | 37MARAQ18AA3 | Mini-Splits | 45MCCAQ18XA3 |  |  |  | 12.5 | 22.3 | 12.2 | TRUE | TRUE | TRUE | 18000 | 14000 | 2.77 | 15200 | 2.47
215323947 |  | Live | Carrier | PAYNE | Singlezone Ducted, Compact Ducted | 215323947 |  | HRCU-A-CB | 37MARAQ12AA3 | Mini-Splits | 45MBDAQ12XA3 |  |  |  | 11.7 | 19 | 10.3 | TRUE | TRUE | TRUE | 11500 | 9500 | 2.58 | 10300 | 2.58
215323946 |  | Live | Carrier | PAYNE | Singlezone Non-Ducted, Wall Placement | 215323946 |  | HRCU-A-CB-O | 37MARAQ12AA3 | Mini-Splits | 45MBFAQ12XA3 |  |  |  | 12.7 | 24.7 | 11 | TRUE | TRUE | TRUE | 12000 | 9000 | 2.87 | 9600 | 2.49
215323945 |  | Live | Carrier | PAYNE | Singlezone Non-Ducted, Ceiling Placement | 215323945 |  | HRCU-A-CB-O | 37MARAQ12AA3 | Mini-Splits | 45MBCAQ12XA3 |  |  |  | 12.5 | 21.2 | 10.4 | TRUE | TRUE | TRUE | 12000 | 8500 | 2.8 | 9300 | 2.55
215323943 |  | Live | Carrier | PAYNE | Singlezone Ducted, Compact Ducted | 215323943 |  | HRCU-A-CB | 37MARAQ09AA3 | Mini-Splits | 45MBDAQ12XH3 |  |  |  | 13 | 19.8 | 11.5 | TRUE | TRUE | TRUE | 9000 | 9300 | 2.9 | 9800 | 2.56
215323944 |  | Live | Carrier | PAYNE | Singlezone Non-Ducted, Ceiling Placement | 215323944 |  | HRCU-A-CB-O | 37MARAQ12AA3 | Mini-Splits | 45MCCAQ12XA3 |  |  |  | 12.3 | 22.2 | 10.1 | TRUE | TRUE | TRUE | 12000 | 8600 | 2.77 | 10000 | 2.59
215323942 |  | Live | Carrier | PAYNE | Singlezone Ducted, Compact Ducted | 215323942 |  | HRCU-A-CB | 37MARAQ09AA3 | Mini-Splits | 45MBDAQ12XA3 |  |  |  | 12.8 | 19.6 | 11 | TRUE | TRUE | TRUE | 9000 | 8900 | 2.61 | 9600 | 2.45
215323941 |  | Live | Carrier | PAYNE | Singlezone Non-Ducted, Wall Placement | 215323941 |  | HRCU-A-CB-O | 37MARAQ09AA3 | Mini-Splits | 45MBFAQ09XA3 |  |  |  | 16.3 | 26 | 13.9 | TRUE | TRUE | TRUE | 9000 | 9000 | 2.9 | 9600 | 2.49
215323940 |  | Live | Carrier | PAYNE | Singlezone Non-Ducted, Ceiling Placement | 215323940 |  | HRCU-A-CB-O | 37MARAQ09AA3 | Mini-Splits | 45MBCAQ12XA3 |  |  |  | 14.3 | 21.7 | 11.3 | TRUE | TRUE | TRUE | 9000 | 8500 | 2.8 | 9300 | 2.55
215323938 |  | Live | Carrier | PAYNE | Singlezone Non-Ducted, Floor Placement | 215323938 |  | HRCU-A-CB-O | 37MAHAQ24AA3 | Mini-Splits | 45MCFAQ24XA3 |  |  |  | 12 | 20.5 | 12.1 | TRUE | TRUE | TRUE | 22000 | 20200 | 2.74 | 23300 | 2.38
215323937 |  | Live | Carrier | PAYNE | Singlezone Non-Ducted, Wall Placement | 215323937 |  | HRCU-A-CB-O | 37MAHAQ24AA3 | Mini-Splits | 45MBCAQ24XA3 |  |  |  | 12 | 20.8 | 11.6 | TRUE | TRUE | TRUE | 23400 | 20400 | 2.78 | 23900 | 2.48
215323939 |  | Live | Carrier | PAYNE | Singlezone Ducted, Compact Ducted | 215323939 |  | HRCU-A-CB | 37MAHAQ24AA3 | Mini-Splits | 45MBDAQ24XH3 |  |  |  | 12 | 19.2 | 11.7 | TRUE | TRUE | TRUE | 24000 | 21600 | 2.71 | 23600 | 2.48
215323936 |  | Live | Carrier | PAYNE | Singlezone Ducted, Compact Ducted | 215323936 |  | HRCU-A-CB | 37MAHAQ18AA3 | Mini-Splits | 45MBDAQ18XH3 |  |  |  | 12.1 | 18.5 | 11.1 | TRUE | TRUE | TRUE | 17500 | 15000 | 2.89 | 20000 | 2.5
215323935 |  | Live | Carrier | PAYNE | Singlezone Ducted, Compact Ducted | 215323935 |  | HRCU-A-CB | 37MAHAQ18AA3 | Mini-Splits | 45MBDAQ18XA3 |  |  |  | 12 | 18 | 10.8 | TRUE | TRUE | TRUE | 17000 | 15000 | 2.4 | 19000 | 2.23
215323934 |  | Live | Carrier | PAYNE | Singlezone Non-Ducted, Floor Placement | 215323934 |  | HRCU-A-CB-O | 37MAHAQ18AA3 | Mini-Splits | 45MCFAQ18XA3 |  |  |  | 12.6 | 20.5 | 10.3 | TRUE | TRUE | TRUE | 17000 | 14400 | 2.54 | 20200 | 2.24
215323933 |  | Live | Carrier | PAYNE | Singlezone Non-Ducted, Wall Placement | 215323933 |  | HRCU-A-CB-O | 37MAHAQ18AA3 | Mini-Splits | 45MBFAQ16XA3 |  |  |  | 12.5 | 20.2 | 10.3 | TRUE | TRUE | TRUE | 16000 | 14200 | 2.6 | 18800 | 2.13
215323932 |  | Live | Carrier | PAYNE | Singlezone Non-Ducted, Ceiling Placement | 215323932 |  | HRCU-A-CB-O | 37MAHAQ18AA3 | Mini-Splits | 45MBCAQ18XA3 |  |  |  | 12.5 | 20 | 12.4 | TRUE | TRUE | TRUE | 16000 | 14900 | 2.7 | 18000 | 2.1
215323930 |  | Live | Carrier | PAYNE | Singlezone Ducted, Compact Ducted | 215323930 |  | HRCU-A-CB | 37MAHAQ12AA3 | Mini-Splits | 45MBDAQ12XH3 |  |  |  | 12 | 20.2 | 10.6 | TRUE | TRUE | TRUE | 12000 | 10200 | 2.6 | 14000 | 2.31
215323931 |  | Live | Carrier | PAYNE | Singlezone Non-Ducted, Ceiling Placement | 215323931 |  | HRCU-A-CB-O | 37MAHAQ18AA3 | Mini-Splits | 45MCCAQ18XA3 |  |  |  | 12.5 | 20.7 | 12.2 | TRUE | TRUE | TRUE | 16700 | 14500 | 2.5 | 18800 | 2.05
215323929 |  | Live | Carrier | PAYNE | Singlezone Ducted, Compact Ducted | 215323929 |  | HRCU-A-CB | 37MAHAQ12AA3 | Mini-Splits | 45MBDAQ12XA3 |  |  |  | 12 | 20 | 10.2 | TRUE | TRUE | TRUE | 12000 | 9600 | 2.49 | 13100 | 1.99
215323928 |  | Live | Carrier | PAYNE | Singlezone Non-Ducted, Wall Placement | 215323928 |  | HRCU-A-CB-O | 37MAHAQ12AA3 | Mini-Splits | 45MBFAQ12XA3 |  |  |  | 12.7 | 25 | 10.6 | TRUE | TRUE | TRUE | 12000 | 9800 | 2.71 | 12400 | 2.14
215323925 |  | Live | Carrier | PAYNE | Singlezone Ducted, Compact Ducted | 215323925 |  | HRCU-A-CB | 37MAHAQ09AA3 | Mini-Splits | 45MBDAQ12XH3 |  |  |  | 14 | 20.6 | 13.8 | TRUE | TRUE | TRUE | 9000 | 10200 | 2.45 | 12600 | 1.94
215323927 |  | Live | Carrier | PAYNE | Singlezone Non-Ducted, Ceiling Placement | 215323927 |  | HRCU-A-CB-O | 37MAHAQ12AA3 | Mini-Splits | 45MBCAQ12XA3 |  |  |  | 12.7 | 22.3 | 11.6 | TRUE | TRUE | TRUE | 12000 | 10000 | 2.74 | 12900 | 2.14
215323926 |  | Live | Carrier | PAYNE | Singlezone Non-Ducted, Ceiling Placement | 215323926 |  | HRCU-A-CB-O | 37MAHAQ12AA3 | Mini-Splits | 45MCCAQ12XA3 |  |  |  | 13 | 23 | 10.2 | TRUE | TRUE | TRUE | 12000 | 9600 | 2.65 | 11900 | 1.95
215323924 |  | Live | Carrier | PAYNE | Singlezone Ducted, Compact Ducted | 215323924 |  | HRCU-A-CB | 37MAHAQ09AA3 | Mini-Splits | 45MBDAQ12XA3 |  |  |  | 13.5 | 21.5 | 12.5 | TRUE | TRUE | TRUE | 9000 | 9600 | 2.49 | 12600 | 1.99
215323923 |  | Live | Carrier | PAYNE | Singlezone Non-Ducted, Wall Placement | 215323923 |  | HRCU-A-CB-O | 37MAHAQ09AA3 | Mini-Splits | 45MBFAQ09XA3 |  |  |  | 15.2 | 27.3 | 10.9 | TRUE | TRUE | TRUE | 9000 | 9800 | 2.71 | 12200 | 2.17
215323922 |  | Live | Carrier | PAYNE | Singlezone Non-Ducted, Ceiling Placement | 215323922 |  | HRCU-A-CB-O | 37MAHAQ09AA3 | Mini-Splits | 45MBCAQ12XA3 |  |  |  | 14 | 22.7 | 12.2 | TRUE | TRUE | TRUE | 9000 | 9700 | 2.63 | 12600 | 2.1
215323921 |  | Live | Carrier | PAYNE | Singlezone Non-Ducted, Ceiling Placement | 215323921 |  | HRCU-A-CB-O | 37MAHAQ09AA3 | Mini-Splits | 45MCCAQ12XA3 |  |  |  | 14.7 | 24 | 12.2 | TRUE | TRUE | TRUE | 9000 | 9000 | 2.44 | 11900 | 2
215323920 |  | Live | Carrier | PAYNE | Singlezone Ducted, Compact Ducted | 215323920 |  | HRCU-A-CB | 37MAHAQ06AA3 | Mini-Splits | 45MBDAQ06XA3 |  |  |  | 14.5 | 21.5 | 13.8 | TRUE | TRUE | TRUE | 6500 | 8000 | 2.69 | 9100 | 2.52
215323919 |  | Live | Carrier | PAYNE | Singlezone Non-Ducted, Ceiling Placement | 215323919 |  | HRCU-A-CB-O | 37MAHAQ06AA3 | Mini-Splits | 45MCCAQ06XA3 |  |  |  | 15.2 | 22 | 12 | TRUE | TRUE | TRUE | 6500 | 7000 | 2.66 | 9500 | 2.53
215323918 |  | Live | Carrier | BRYANT | Singlezone Ducted, Compact Ducted | 215323918 |  | HRCU-A-CB | 37MBRAQ58AA3 | Mini-Splits | 45MBDAQ58XH3 |  |  |  | 10 | 17 | 9.8 | FALSE | FALSE | TRUE | 58000 | 40000 | 2.66 | 41500 | 2.45
215323917 |  | Live | Carrier | BRYANT | Singlezone Non-Ducted, Floor Placement | 215323917 |  | HRCU-A-CB-O | 37MBRAQ58AA3 | Mini-Splits | 45MCFAQ58XA3 |  |  |  | 9.6 | 19.5 | 9.5 | FALSE | FALSE | TRUE | 54000 | 37200 | 2.53 | 45300 | 2.22
215323916 |  | Live | Carrier | BRYANT | Singlezone Ducted, Compact Ducted | 215323916 |  | HRCU-A-CB | 37MBRAQ48AA3 | Mini-Splits | 45MBDAQ48XH3 |  |  |  | 10 | 17.2 | 9.8 | FALSE | TRUE | TRUE | 48000 | 39000 | 2.48 | 46500 | 2.35
215323915 |  | Live | Carrier | BRYANT | Singlezone Non-Ducted, Floor Placement | 215323915 |  | HRCU-A-CB-O | 37MBRAQ48AA3 | Mini-Splits | 45MCFAQ48XA3 |  |  |  | 9.5 | 19.9 | 10.2 | FALSE | TRUE | TRUE | 48000 | 39500 | 2.4 | 45100 | 2.13
215323914 |  | Live | Carrier | BRYANT | Singlezone Non-Ducted, Wall Placement | 215323914 |  | HRCU-A-CB-O | 37MBRAQ48AA3 | Mini-Splits | 45MBCAQ48XA3 |  |  |  | 9.5 | 19.1 | 9.9 | FALSE | TRUE | TRUE | 48000 | 36600 | 2.24 | 44600 | 2.12
215323913 |  | Live | Carrier | BRYANT | Singlezone Ducted, Compact Ducted | 215323913 |  | HRCU-A-CB | 37MBRAQ36AA3 | Mini-Splits | 45MBDAQ36XH3 |  |  |  | 10.2 | 18.8 | 10.2 | FALSE | FALSE | TRUE | 36000 | 27400 | 2.73 | 31000 | 2.39
215323912 |  | Live | Carrier | BRYANT | Singlezone Non-Ducted, Floor Placement | 215323912 |  | HRCU-A-CB-O | 37MBRAQ36AA3 | Mini-Splits | 45MCFAQ36XA3 |  |  |  | 10.2 | 20 | 10 | FALSE | FALSE | TRUE | 36000 | 26400 | 2.68 | 30900 | 2.36
215323911 |  | Live | Carrier | BRYANT | Singlezone Non-Ducted, Wall Placement | 215323911 |  | HRCU-A-CB-O | 37MBRAQ36AA3 | Mini-Splits | 45MBCAQ36XA3 |  |  |  | 9.7 | 20 | 10.4 | FALSE | TRUE | TRUE | 36000 | 26800 | 2.68 | 28100 | 2.22
215323910 |  | Live | Carrier | BRYANT | Singlezone Ducted, Compact Ducted | 215323910 |  | HRCU-A-CB | 37MBHAQ58AA3 | Mini-Splits | 45MBDAQ58XH3 |  |  |  | 10.2 | 15.9 | 10.4 | FALSE | TRUE | TRUE | 55000 | 45000 | 2.72 | 52000 | 2.41
215323909 |  | Live | Carrier | BRYANT | Singlezone Non-Ducted, Floor Placement | 215323909 |  | HRCU-A-CB-O | 37MBHAQ58AA3 | Mini-Splits | 45MCFAQ58XA3 |  |  |  | 9 | 18.1 | 10.7 | FALSE | TRUE | TRUE | 54000 | 41000 | 2.33 | 58000 | 2.17
215323908 |  | Live | Carrier | BRYANT | Singlezone Ducted, Compact Ducted | 215323908 |  | HRCU-A-CB | 37MBHAQ48AA3 | Mini-Splits | 45MBDAQ48XH3 |  |  |  | 10.4 | 16.8 | 10.8 | FALSE | TRUE | TRUE | 48000 | 45000 | 2.61 | 45500 | 2.4
215323907 |  | Live | Carrier | BRYANT | Singlezone Non-Ducted, Floor Placement | 215323907 |  | HRCU-A-CB-O | 37MBHAQ48AA3 | Mini-Splits | 45MCFAQ48XA3 |  |  |  | 9.4 | 18.7 | 10.1 | FALSE | TRUE | TRUE | 48000 | 38500 | 2.38 | 44500 | 2.23
215323906 |  | Live | Carrier | BRYANT | Singlezone Non-Ducted, Wall Placement | 215323906 |  | HRCU-A-CB-O | 37MBHAQ48AA3 | Mini-Splits | 45MBCAQ48XA3 |  |  |  | 10 | 18.2 | 11 | FALSE | TRUE | TRUE | 48000 | 44000 | 2.44 | 48000 | 2.17
215323904 |  | Live | Carrier | BRYANT | Singlezone Non-Ducted, Floor Placement | 215323904 |  | HRCU-A-CB-O | 37MBHAQ36AA3 | Mini-Splits | 45MCFAQ36XA3 |  |  |  | 12 | 20.2 | 10.8 | TRUE | TRUE | TRUE | 36400 | 30200 | 2.58 | 42400 | 2.16
215323903 |  | Live | Carrier | BRYANT | Singlezone Non-Ducted, Wall Placement | 215323903 |  | HRCU-A-CB-O | 37MBHAQ36AA3 | Mini-Splits | 45MBCAQ36XA3 |  |  |  | 12 | 21.3 | 10.6 | TRUE | TRUE | TRUE | 36600 | 30600 | 2.56 | 46200 | 2.17
215323905 |  | Live | Carrier | BRYANT | Singlezone Ducted, Compact Ducted | 215323905 |  | HRCU-A-CB | 37MBHAQ36AA3 | Mini-Splits | 45MBDAQ36XH3 |  |  |  | 12 | 17.8 | 11.1 | TRUE | TRUE | TRUE | 36000 | 31600 | 2.73 | 40000 | 2.29
215323902 |  | Live | Carrier | BRYANT | Singlezone Non-Ducted, Wall Placement | 215323902 |  | HRCU-A-CB-O | 37MVRAQ24AA3 | Mini-Splits | D5MVHAQ24XA3 |  |  |  | 9 | 17 | 8.5 | FALSE | TRUE | FALSE | 24000 | 17100 | 2.29 | 18400 | 2.17
215323901 |  | Live | Carrier | BRYANT | Singlezone Non-Ducted, Wall Placement | 215323901 |  | HRCU-A-CB-O | 37MVRAQ18AA3 | Mini-Splits | D5MVHAQ18XA3 |  |  |  | 9.9 | 18.3 | 8.7 | FALSE | FALSE | FALSE | 17000 | 11200 | 2.41 | 11200 | 2.41
215323900 |  | Live | Carrier | BRYANT | Singlezone Non-Ducted, Wall Placement | 215323900 |  | HRCU-A-CB-O | 37MVRAQ12AA3 | Mini-Splits | D5MVHAQ12XA3 |  |  |  | 8.8 | 18 | 8.8 | FALSE | FALSE | FALSE | 12000 | 8000 | 2.58 | 8300 | 2.41
215323899 |  | Live | Carrier | BRYANT | Singlezone Non-Ducted, Wall Placement | 215323899 |  | HRCU-A-CB-O | 37MVRAQ09AA3 | Mini-Splits | D5MVHAQ09XA3 |  |  |  | 10.9 | 19 | 9.7 | FALSE | TRUE | TRUE | 9000 | 8000 | 2.58 | 8300 | 2.41
215323898 |  | Live | Carrier | BRYANT | Singlezone Non-Ducted, Wall Placement | 215323898 |  | HRCU-A-CB-O | 37MVRAQ12AA1 | Mini-Splits | D5MVHAQ12XA1 |  |  |  | 8.8 | 19 | 9.2 | FALSE | FALSE | FALSE | 12000 | 7700 | 2.59 | 7900 | 2.41
215323897 |  | Live | Carrier | BRYANT | Singlezone Non-Ducted, Wall Placement | 215323897 |  | HRCU-A-CB-O | 37MVRAQ09AA1 | Mini-Splits | D5MVHAQ09XA1 |  |  |  | 10.1 | 18 | 9 | FALSE | FALSE | FALSE | 9000 | 6900 | 2.32 | 7200 | 2.03
215323896 |  | Live | Carrier | BRYANT | Singlezone Ducted, Compact Ducted | 215323896 |  | HRCU-A-CB | 37MARAQ24AA3 | Mini-Splits | 45MBDAQ24XH3 |  |  |  | 12.5 | 19 | 11 | TRUE | TRUE | TRUE | 24000 | 21200 | 2.6 | 21600 | 2.56
215323893 |  | Live | Carrier | BRYANT | Singlezone Ducted, Compact Ducted | 215323893 |  | HRCU-A-CB | 37MARAQ18AA3 | Mini-Splits | 45MBDAQ18XH3 |  |  |  | 13.3 | 20 | 11.4 | TRUE | TRUE | TRUE | 17500 | 14900 | 2.89 | 15900 | 2.65
215323895 |  | Live | Carrier | BRYANT | Singlezone Non-Ducted, Floor Placement | 215323895 |  | HRCU-A-CB-O | 37MARAQ24AA3 | Mini-Splits | 45MCFAQ24XA3 |  |  |  | 12.2 | 21.2 | 11.1 | TRUE | TRUE | TRUE | 24000 | 20000 | 2.56 | 20000 | 2.31
215323894 |  | Live | Carrier | BRYANT | Singlezone Non-Ducted, Wall Placement | 215323894 |  | HRCU-A-CB-O | 37MARAQ24AA3 | Mini-Splits | 45MBCAQ24XA3 |  |  |  | 12 | 22.1 | 10.5 | TRUE | TRUE | TRUE | 24000 | 20400 | 2.73 | 20500 | 2.55
215323891 |  | Live | Carrier | BRYANT | Singlezone Non-Ducted, Floor Placement | 215323891 |  | HRCU-A-CB-O | 37MARAQ18AA3 | Mini-Splits | 45MCFAQ18XA3 |  |  |  | 12.5 | 22.4 | 10.4 | TRUE | TRUE | TRUE | 18000 | 13700 | 2.51 | 15100 | 2.38
215323892 |  | Live | Carrier | BRYANT | Singlezone Ducted, Compact Ducted | 215323892 |  | HRCU-A-CB | 37MARAQ18AA3 | Mini-Splits | 45MBDAQ18XA3 |  |  |  | 12.5 | 20 | 10.6 | TRUE | TRUE | TRUE | 17000 | 14000 | 2.6 | 14100 | 2.4
215323890 |  | Live | Carrier | BRYANT | Singlezone Non-Ducted, Wall Placement | 215323890 |  | HRCU-A-CB-O | 37MARAQ18AA3 | Mini-Splits | 45MBFAQ16XA3 |  |  |  | 12.5 | 23.9 | 13.5 | TRUE | TRUE | TRUE | 16000 | 14100 | 2.75 | 14600 | 2.58
215323889 |  | Live | Carrier | BRYANT | Singlezone Non-Ducted, Ceiling Placement | 215323889 |  | HRCU-A-CB-O | 37MARAQ18AA3 | Mini-Splits | 45MBCAQ18XA3 |  |  |  | 12.5 | 20.8 | 11.4 | TRUE | TRUE | TRUE | 16800 | 13900 | 2.66 | 14800 | 2.36
215323888 |  | Live | Carrier | BRYANT | Singlezone Non-Ducted, Ceiling Placement | 215323888 |  | HRCU-A-CB-O | 37MARAQ18AA3 | Mini-Splits | 45MCCAQ18XA3 |  |  |  | 12.5 | 22.3 | 12.2 | TRUE | TRUE | TRUE | 18000 | 14000 | 2.77 | 15200 | 2.47
215323887 |  | Live | Carrier | BRYANT | Singlezone Ducted, Compact Ducted | 215323887 |  | HRCU-A-CB | 37MARAQ12AA3 | Mini-Splits | 45MBDAQ12XH3 |  |  |  | 12 | 19.5 | 10.5 | TRUE | TRUE | TRUE | 12000 | 9100 | 2.78 | 9800 | 2.52
215323886 |  | Live | Carrier | BRYANT | Singlezone Ducted, Compact Ducted | 215323886 |  | HRCU-A-CB | 37MARAQ12AA3 | Mini-Splits | 45MBDAQ12XA3 |  |  |  | 11.7 | 19 | 10.3 | TRUE | TRUE | TRUE | 11500 | 9500 | 2.58 | 10300 | 2.58
215323885 |  | Live | Carrier | BRYANT | Singlezone Non-Ducted, Wall Placement | 215323885 |  | HRCU-A-CB-O | 37MARAQ12AA3 | Mini-Splits | 45MBFAQ12XA3 |  |  |  | 12.7 | 24.7 | 11 | TRUE | TRUE | TRUE | 12000 | 9000 | 2.87 | 9600 | 2.49
215323884 |  | Live | Carrier | BRYANT | Singlezone Non-Ducted, Ceiling Placement | 215323884 |  | HRCU-A-CB-O | 37MARAQ12AA3 | Mini-Splits | 45MBCAQ12XA3 |  |  |  | 12.5 | 21.2 | 10.4 | TRUE | TRUE | TRUE | 12000 | 8500 | 2.8 | 9300 | 2.55
215323883 |  | Live | Carrier | BRYANT | Singlezone Non-Ducted, Ceiling Placement | 215323883 |  | HRCU-A-CB-O | 37MARAQ12AA3 | Mini-Splits | 45MCCAQ12XA3 |  |  |  | 12.3 | 22.2 | 10.1 | TRUE | TRUE | TRUE | 12000 | 8600 | 2.77 | 10000 | 2.59
215323882 |  | Live | Carrier | BRYANT | Singlezone Ducted, Compact Ducted | 215323882 |  | HRCU-A-CB | 37MARAQ09AA3 | Mini-Splits | 45MBDAQ12XH3 |  |  |  | 13 | 19.8 | 11.5 | TRUE | TRUE | TRUE | 9000 | 9300 | 2.9 | 9800 | 2.56
215323881 |  | Live | Carrier | BRYANT | Singlezone Ducted, Compact Ducted | 215323881 |  | HRCU-A-CB | 37MARAQ09AA3 | Mini-Splits | 45MBDAQ12XA3 |  |  |  | 12.8 | 19.6 | 11 | TRUE | TRUE | TRUE | 9000 | 8900 | 2.61 | 9600 | 2.45
215323880 |  | Live | Carrier | BRYANT | Singlezone Non-Ducted, Wall Placement | 215323880 |  | HRCU-A-CB-O | 37MARAQ09AA3 | Mini-Splits | 45MBFAQ09XA3 |  |  |  | 16.3 | 26 | 13.9 | TRUE | TRUE | TRUE | 9000 | 9000 | 2.9 | 9600 | 2.49
215323879 |  | Live | Carrier | BRYANT | Singlezone Non-Ducted, Ceiling Placement | 215323879 |  | HRCU-A-CB-O | 37MARAQ09AA3 | Mini-Splits | 45MBCAQ12XA3 |  |  |  | 14.3 | 21.7 | 11.3 | TRUE | TRUE | TRUE | 9000 | 8500 | 2.8 | 9300 | 2.55
215323878 |  | Live | Carrier | BRYANT | Singlezone Ducted, Compact Ducted | 215323878 |  | HRCU-A-CB | 37MAHAQ24AA3 | Mini-Splits | 45MBDAQ24XH3 |  |  |  | 12 | 19.2 | 11.7 | TRUE | TRUE | TRUE | 24000 | 21600 | 2.71 | 23600 | 2.48
215323877 |  | Live | Carrier | BRYANT | Singlezone Non-Ducted, Floor Placement | 215323877 |  | HRCU-A-CB-O | 37MAHAQ24AA3 | Mini-Splits | 45MCFAQ24XA3 |  |  |  | 12 | 20.5 | 12.1 | TRUE | TRUE | TRUE | 22000 | 20200 | 2.74 | 23300 | 2.38
215323876 |  | Live | Carrier | BRYANT | Singlezone Non-Ducted, Wall Placement | 215323876 |  | HRCU-A-CB-O | 37MAHAQ24AA3 | Mini-Splits | 45MBCAQ24XA3 |  |  |  | 12 | 20.8 | 11.6 | TRUE | TRUE | TRUE | 23400 | 20400 | 2.78 | 23900 | 2.48
215323875 |  | Live | Carrier | BRYANT | Singlezone Ducted, Compact Ducted | 215323875 |  | HRCU-A-CB | 37MAHAQ18AA3 | Mini-Splits | 45MBDAQ18XH3 |  |  |  | 12.1 | 18.5 | 11.1 | TRUE | TRUE | TRUE | 17500 | 15000 | 2.89 | 20000 | 2.5
215323873 |  | Live | Carrier | BRYANT | Singlezone Non-Ducted, Floor Placement | 215323873 |  | HRCU-A-CB-O | 37MAHAQ18AA3 | Mini-Splits | 45MCFAQ18XA3 |  |  |  | 12.6 | 20.5 | 10.3 | TRUE | TRUE | TRUE | 17000 | 14400 | 2.54 | 20200 | 2.24
215323874 |  | Live | Carrier | BRYANT | Singlezone Ducted, Compact Ducted | 215323874 |  | HRCU-A-CB | 37MAHAQ18AA3 | Mini-Splits | 45MBDAQ18XA3 |  |  |  | 12 | 18 | 10.8 | TRUE | TRUE | TRUE | 17000 | 15000 | 2.4 | 19000 | 2.23
215323872 |  | Live | Carrier | BRYANT | Singlezone Non-Ducted, Wall Placement | 215323872 |  | HRCU-A-CB-O | 37MAHAQ18AA3 | Mini-Splits | 45MBFAQ16XA3 |  |  |  | 12.5 | 20.2 | 10.3 | TRUE | TRUE | TRUE | 16000 | 14200 | 2.6 | 18800 | 2.13
215323871 |  | Live | Carrier | BRYANT | Singlezone Non-Ducted, Ceiling Placement | 215323871 |  | HRCU-A-CB-O | 37MAHAQ18AA3 | Mini-Splits | 45MBCAQ18XA3 |  |  |  | 12.5 | 20 | 12.4 | TRUE | TRUE | TRUE | 16000 | 14900 | 2.7 | 18000 | 2.1
215323869 |  | Live | Carrier | BRYANT | Singlezone Ducted, Compact Ducted | 215323869 |  | HRCU-A-CB | 37MAHAQ12AA3 | Mini-Splits | 45MBDAQ12XH3 |  |  |  | 12 | 20.2 | 10.6 | TRUE | TRUE | TRUE | 12000 | 10200 | 2.6 | 14000 | 2.31
215323870 |  | Live | Carrier | BRYANT | Singlezone Non-Ducted, Ceiling Placement | 215323870 |  | HRCU-A-CB-O | 37MAHAQ18AA3 | Mini-Splits | 45MCCAQ18XA3 |  |  |  | 12.5 | 20.7 | 12.2 | TRUE | TRUE | TRUE | 16700 | 14500 | 2.5 | 18800 | 2.05
215323868 |  | Live | Carrier | BRYANT | Singlezone Ducted, Compact Ducted | 215323868 |  | HRCU-A-CB | 37MAHAQ12AA3 | Mini-Splits | 45MBDAQ12XA3 |  |  |  | 12 | 20 | 10.2 | TRUE | TRUE | TRUE | 12000 | 9600 | 2.49 | 13100 | 1.99
215323867 |  | Live | Carrier | BRYANT | Singlezone Non-Ducted, Wall Placement | 215323867 |  | HRCU-A-CB-O | 37MAHAQ12AA3 | Mini-Splits | 45MBFAQ12XA3 |  |  |  | 12.7 | 25 | 10.6 | TRUE | TRUE | TRUE | 12000 | 9800 | 2.71 | 12400 | 2.14
215323864 |  | Live | Carrier | BRYANT | Singlezone Ducted, Compact Ducted | 215323864 |  | HRCU-A-CB | 37MAHAQ09AA3 | Mini-Splits | 45MBDAQ12XH3 |  |  |  | 14 | 20.6 | 13.8 | TRUE | TRUE | TRUE | 9000 | 10200 | 2.45 | 12600 | 1.94
215323866 |  | Live | Carrier | BRYANT | Singlezone Non-Ducted, Ceiling Placement | 215323866 |  | HRCU-A-CB-O | 37MAHAQ12AA3 | Mini-Splits | 45MBCAQ12XA3 |  |  |  | 12.7 | 22.3 | 11.6 | TRUE | TRUE | TRUE | 12000 | 10000 | 2.74 | 12900 | 2.14
215323865 |  | Live | Carrier | BRYANT | Singlezone Non-Ducted, Ceiling Placement | 215323865 |  | HRCU-A-CB-O | 37MAHAQ12AA3 | Mini-Splits | 45MCCAQ12XA3 |  |  |  | 13 | 23 | 10.2 | TRUE | TRUE | TRUE | 12000 | 9600 | 2.65 | 11900 | 1.95
215323863 |  | Live | Carrier | BRYANT | Singlezone Ducted, Compact Ducted | 215323863 |  | HRCU-A-CB | 37MAHAQ09AA3 | Mini-Splits | 45MBDAQ12XA3 |  |  |  | 13.5 | 21.5 | 12.5 | TRUE | TRUE | TRUE | 9000 | 9600 | 2.49 | 12600 | 1.99
215323862 |  | Live | Carrier | BRYANT | Singlezone Non-Ducted, Wall Placement | 215323862 |  | HRCU-A-CB-O | 37MAHAQ09AA3 | Mini-Splits | 45MBFAQ09XA3 |  |  |  | 15.2 | 27.3 | 10.9 | TRUE | TRUE | TRUE | 9000 | 9800 | 2.71 | 12200 | 2.17
215323861 |  | Live | Carrier | BRYANT | Singlezone Non-Ducted, Ceiling Placement | 215323861 |  | HRCU-A-CB-O | 37MAHAQ09AA3 | Mini-Splits | 45MBCAQ12XA3 |  |  |  | 14 | 22.7 | 12.2 | TRUE | TRUE | TRUE | 9000 | 9700 | 2.63 | 12600 | 2.1
215323860 |  | Live | Carrier | BRYANT | Singlezone Non-Ducted, Ceiling Placement | 215323860 |  | HRCU-A-CB-O | 37MAHAQ09AA3 | Mini-Splits | 45MCCAQ12XA3 |  |  |  | 14.7 | 24 | 12.2 | TRUE | TRUE | TRUE | 9000 | 9000 | 2.44 | 11900 | 2
215323857 |  | Live | Carrier | CARRIER | Singlezone Ducted, Compact Ducted | 215323857 |  | HRCU-A-CB | 37MBRAQ58AA3 | Mini-Splits | 45MBDAQ58XH3 |  |  |  | 10 | 17 | 9.8 | FALSE | FALSE | TRUE | 58000 | 40000 | 2.66 | 41500 | 2.45
215323859 |  | Live | Carrier | BRYANT | Singlezone Ducted, Compact Ducted | 215323859 |  | HRCU-A-CB | 37MAHAQ06AA3 | Mini-Splits | 45MBDAQ06XA3 |  |  |  | 14.5 | 21.5 | 13.8 | TRUE | TRUE | TRUE | 6500 | 8000 | 2.69 | 9100 | 2.52
215323858 |  | Live | Carrier | BRYANT | Singlezone Non-Ducted, Ceiling Placement | 215323858 |  | HRCU-A-CB-O | 37MAHAQ06AA3 | Mini-Splits | 45MCCAQ06XA3 |  |  |  | 15.2 | 22 | 12 | TRUE | TRUE | TRUE | 6500 | 7000 | 2.66 | 9500 | 2.53
215323856 |  | Live | Carrier | CARRIER | Singlezone Non-Ducted, Floor Placement | 215323856 |  | HRCU-A-CB-O | 37MBRAQ58AA3 | Mini-Splits | 45MCFAQ58XA3 |  |  |  | 9.6 | 19.5 | 9.5 | FALSE | FALSE | TRUE | 54000 | 37200 | 2.53 | 45300 | 2.22
215323855 |  | Live | Carrier | CARRIER | Singlezone Ducted, Compact Ducted | 215323855 |  | HRCU-A-CB | 37MBRAQ48AA3 | Mini-Splits | 45MBDAQ48XH3 |  |  |  | 10 | 17.2 | 9.8 | FALSE | TRUE | TRUE | 48000 | 39000 | 2.48 | 46500 | 2.35
215323854 |  | Live | Carrier | CARRIER | Singlezone Non-Ducted, Floor Placement | 215323854 |  | HRCU-A-CB-O | 37MBRAQ48AA3 | Mini-Splits | 45MCFAQ48XA3 |  |  |  | 9.5 | 19.9 | 10.2 | FALSE | TRUE | TRUE | 48000 | 39500 | 2.4 | 45100 | 2.13
215323853 |  | Live | Carrier | CARRIER | Singlezone Non-Ducted, Wall Placement | 215323853 |  | HRCU-A-CB-O | 37MBRAQ48AA3 | Mini-Splits | 45MBCAQ48XA3 |  |  |  | 9.5 | 19.1 | 9.9 | FALSE | TRUE | TRUE | 48000 | 36600 | 2.24 | 44600 | 2.12
215323850 |  | Live | Carrier | CARRIER | Singlezone Non-Ducted, Wall Placement | 215323850 |  | HRCU-A-CB-O | 37MBRAQ36AA3 | Mini-Splits | 45MBCAQ36XA3 |  |  |  | 9.7 | 20 | 10.4 | FALSE | TRUE | TRUE | 36000 | 26800 | 2.68 | 28100 | 2.22
215323852 |  | Live | Carrier | CARRIER | Singlezone Ducted, Compact Ducted | 215323852 |  | HRCU-A-CB | 37MBRAQ36AA3 | Mini-Splits | 45MBDAQ36XH3 |  |  |  | 10.2 | 18.8 | 10.2 | FALSE | FALSE | TRUE | 36000 | 27400 | 2.73 | 31000 | 2.39
215323851 |  | Live | Carrier | CARRIER | Singlezone Non-Ducted, Floor Placement | 215323851 |  | HRCU-A-CB-O | 37MBRAQ36AA3 | Mini-Splits | 45MCFAQ36XA3 |  |  |  | 10.2 | 20 | 10 | FALSE | FALSE | TRUE | 36000 | 26400 | 2.68 | 30900 | 2.36
215323849 |  | Live | Carrier | CARRIER | Singlezone Ducted, Compact Ducted | 215323849 |  | HRCU-A-CB | 37MBHAQ58AA3 | Mini-Splits | 45MBDAQ58XH3 |  |  |  | 10.2 | 15.9 | 10.4 | FALSE | TRUE | TRUE | 55000 | 45000 | 2.72 | 52000 | 2.41
215323848 |  | Live | Carrier | CARRIER | Singlezone Non-Ducted, Floor Placement | 215323848 |  | HRCU-A-CB-O | 37MBHAQ58AA3 | Mini-Splits | 45MCFAQ58XA3 |  |  |  | 9 | 18.1 | 10.7 | FALSE | TRUE | TRUE | 54000 | 41000 | 2.33 | 58000 | 2.17
215323847 |  | Live | Carrier | CARRIER | Singlezone Ducted, Compact Ducted | 215323847 |  | HRCU-A-CB | 37MBHAQ48AA3 | Mini-Splits | 45MBDAQ48XH3 |  |  |  | 10.4 | 16.8 | 10.8 | FALSE | TRUE | TRUE | 48000 | 45000 | 2.61 | 45500 | 2.4
215323846 |  | Live | Carrier | CARRIER | Singlezone Non-Ducted, Floor Placement | 215323846 |  | HRCU-A-CB-O | 37MBHAQ48AA3 | Mini-Splits | 45MCFAQ48XA3 |  |  |  | 9.4 | 18.7 | 10.1 | FALSE | TRUE | TRUE | 48000 | 38500 | 2.38 | 44500 | 2.23
215323845 |  | Live | Carrier | CARRIER | Singlezone Non-Ducted, Wall Placement | 215323845 |  | HRCU-A-CB-O | 37MBHAQ48AA3 | Mini-Splits | 45MBCAQ48XA3 |  |  |  | 10 | 18.2 | 11 | FALSE | TRUE | TRUE | 48000 | 44000 | 2.44 | 48000 | 2.17
215323843 |  | Live | Carrier | CARRIER | Singlezone Non-Ducted, Floor Placement | 215323843 |  | HRCU-A-CB-O | 37MBHAQ36AA3 | Mini-Splits | 45MCFAQ36XA3 |  |  |  | 12 | 20.2 | 10.8 | TRUE | TRUE | TRUE | 36400 | 30200 | 2.58 | 42400 | 2.16
215323844 |  | Live | Carrier | CARRIER | Singlezone Ducted, Compact Ducted | 215323844 |  | HRCU-A-CB | 37MBHAQ36AA3 | Mini-Splits | 45MBDAQ36XH3 |  |  |  | 12 | 17.8 | 11.1 | TRUE | TRUE | TRUE | 36000 | 31600 | 2.73 | 40000 | 2.29
215323842 |  | Live | Carrier | CARRIER | Singlezone Non-Ducted, Wall Placement | 215323842 |  | HRCU-A-CB-O | 37MBHAQ36AA3 | Mini-Splits | 45MBCAQ36XA3 |  |  |  | 12 | 21.3 | 10.6 | TRUE | TRUE | TRUE | 36600 | 30600 | 2.56 | 46200 | 2.17
215323841 |  | Live | Carrier | CARRIER | Singlezone Non-Ducted, Wall Placement | 215323841 |  | HRCU-A-CB-O | 37MVRAQ24AA3 | Mini-Splits | D5MVHAQ24XA3 |  |  |  | 9 | 17 | 8.5 | FALSE | TRUE | FALSE | 24000 | 17100 | 2.29 | 18400 | 2.17
215323839 |  | Live | Carrier | CARRIER | Singlezone Non-Ducted, Wall Placement | 215323839 |  | HRCU-A-CB-O | 37MVRAQ12AA3 | Mini-Splits | D5MVHAQ12XA3 |  |  |  | 8.8 | 18 | 8.8 | FALSE | FALSE | FALSE | 12000 | 8000 | 2.58 | 8300 | 2.41
215323840 |  | Live | Carrier | CARRIER | Singlezone Non-Ducted, Wall Placement | 215323840 |  | HRCU-A-CB-O | 37MVRAQ18AA3 | Mini-Splits | D5MVHAQ18XA3 |  |  |  | 9.9 | 18.3 | 8.7 | FALSE | FALSE | FALSE | 17000 | 11200 | 2.41 | 11200 | 2.41
215323838 |  | Live | Carrier | CARRIER | Singlezone Non-Ducted, Wall Placement | 215323838 |  | HRCU-A-CB-O | 37MVRAQ09AA3 | Mini-Splits | D5MVHAQ09XA3 |  |  |  | 10.9 | 19 | 9.7 | FALSE | TRUE | TRUE | 9000 | 8000 | 2.58 | 8300 | 2.41
215323837 |  | Live | Carrier | CARRIER | Singlezone Non-Ducted, Wall Placement | 215323837 |  | HRCU-A-CB-O | 37MVRAQ12AA1 | Mini-Splits | D5MVHAQ12XA1 |  |  |  | 8.8 | 19 | 9.2 | FALSE | FALSE | FALSE | 12000 | 7700 | 2.59 | 7900 | 2.41
215323836 |  | Live | Carrier | CARRIER | Singlezone Non-Ducted, Wall Placement | 215323836 |  | HRCU-A-CB-O | 37MVRAQ09AA1 | Mini-Splits | D5MVHAQ09XA1 |  |  |  | 10.1 | 18 | 9 | FALSE | FALSE | FALSE | 9000 | 6900 | 2.32 | 7200 | 2.03
215323835 |  | Live | Carrier | CARRIER | Singlezone Ducted, Compact Ducted | 215323835 |  | HRCU-A-CB | 37MARAQ24AA3 | Mini-Splits | 45MBDAQ24XH3 |  |  |  | 12.5 | 19 | 11 | TRUE | TRUE | TRUE | 24000 | 21200 | 2.6 | 21600 | 2.56
215323834 |  | Live | Carrier | CARRIER | Singlezone Non-Ducted, Floor Placement | 215323834 |  | HRCU-A-CB-O | 37MARAQ24AA3 | Mini-Splits | 45MCFAQ24XA3 |  |  |  | 12.2 | 21.2 | 11.1 | TRUE | TRUE | TRUE | 24000 | 20000 | 2.56 | 20000 | 2.31
215323833 |  | Live | Carrier | CARRIER | Singlezone Non-Ducted, Wall Placement | 215323833 |  | HRCU-A-CB-O | 37MARAQ24AA3 | Mini-Splits | 45MBCAQ24XA3 |  |  |  | 12 | 22.1 | 10.5 | TRUE | TRUE | TRUE | 24000 | 20400 | 2.73 | 20500 | 2.55
215323832 |  | Live | Carrier | CARRIER | Singlezone Ducted, Compact Ducted | 215323832 |  | HRCU-A-CB | 37MARAQ18AA3 | Mini-Splits | 45MBDAQ18XH3 |  |  |  | 13.3 | 20 | 11.4 | TRUE | TRUE | TRUE | 17500 | 14900 | 2.89 | 15900 | 2.65
215323831 |  | Live | Carrier | CARRIER | Singlezone Ducted, Compact Ducted | 215323831 |  | HRCU-A-CB | 37MARAQ18AA3 | Mini-Splits | 45MBDAQ18XA3 |  |  |  | 12.5 | 20 | 10.6 | TRUE | TRUE | TRUE | 17000 | 14000 | 2.6 | 14100 | 2.4
215323830 |  | Live | Carrier | CARRIER | Singlezone Non-Ducted, Floor Placement | 215323830 |  | HRCU-A-CB-O | 37MARAQ18AA3 | Mini-Splits | 45MCFAQ18XA3 |  |  |  | 12.5 | 22.4 | 10.4 | TRUE | TRUE | TRUE | 18000 | 13700 | 2.51 | 15100 | 2.38
215323829 |  | Live | Carrier | CARRIER | Singlezone Non-Ducted, Wall Placement | 215323829 |  | HRCU-A-CB-O | 37MARAQ18AA3 | Mini-Splits | 45MBFAQ16XA3 |  |  |  | 12.5 | 23.9 | 13.5 | TRUE | TRUE | TRUE | 16000 | 14100 | 2.75 | 14600 | 2.58
215323828 |  | Live | Carrier | CARRIER | Singlezone Non-Ducted, Ceiling Placement | 215323828 |  | HRCU-A-CB-O | 37MARAQ18AA3 | Mini-Splits | 45MBCAQ18XA3 |  |  |  | 12.5 | 20.8 | 11.4 | TRUE | TRUE | TRUE | 16800 | 13900 | 2.66 | 14800 | 2.36
215323826 |  | Live | Carrier | CARRIER | Singlezone Ducted, Compact Ducted | 215323826 |  | HRCU-A-CB | 37MARAQ12AA3 | Mini-Splits | 45MBDAQ12XH3 |  |  |  | 12 | 19.5 | 10.5 | TRUE | TRUE | TRUE | 12000 | 9100 | 2.78 | 9800 | 2.52
215323827 |  | Live | Carrier | CARRIER | Singlezone Non-Ducted, Ceiling Placement | 215323827 |  | HRCU-A-CB-O | 37MARAQ18AA3 | Mini-Splits | 45MCCAQ18XA3 |  |  |  | 12.5 | 22.3 | 12.2 | TRUE | TRUE | TRUE | 18000 | 14000 | 2.77 | 15200 | 2.47
215323825 |  | Live | Carrier | CARRIER | Singlezone Ducted, Compact Ducted | 215323825 |  | HRCU-A-CB | 37MARAQ12AA3 | Mini-Splits | 45MBDAQ12XA3 |  |  |  | 11.7 | 19 | 10.3 | TRUE | TRUE | TRUE | 11500 | 9500 | 2.58 | 10300 | 2.58
215323824 |  | Live | Carrier | CARRIER | Singlezone Non-Ducted, Wall Placement | 215323824 |  | HRCU-A-CB-O | 37MARAQ12AA3 | Mini-Splits | 45MBFAQ12XA3 |  |  |  | 12.7 | 24.7 | 11 | TRUE | TRUE | TRUE | 12000 | 9000 | 2.87 | 9600 | 2.49
215323823 |  | Live | Carrier | CARRIER | Singlezone Non-Ducted, Ceiling Placement | 215323823 |  | HRCU-A-CB-O | 37MARAQ12AA3 | Mini-Splits | 45MBCAQ12XA3 |  |  |  | 12.5 | 21.2 | 10.4 | TRUE | TRUE | TRUE | 12000 | 8500 | 2.8 | 9300 | 2.55
215323822 |  | Live | Carrier | CARRIER | Singlezone Non-Ducted, Ceiling Placement | 215323822 |  | HRCU-A-CB-O | 37MARAQ12AA3 | Mini-Splits | 45MCCAQ12XA3 |  |  |  | 12.3 | 22.2 | 10.1 | TRUE | TRUE | TRUE | 12000 | 8600 | 2.77 | 10000 | 2.59
215323821 |  | Live | Carrier | CARRIER | Singlezone Ducted, Compact Ducted | 215323821 |  | HRCU-A-CB | 37MARAQ09AA3 | Mini-Splits | 45MBDAQ12XH3 |  |  |  | 13 | 19.8 | 11.5 | TRUE | TRUE | TRUE | 9000 | 9300 | 2.9 | 9800 | 2.56
215323820 |  | Live | Carrier | CARRIER | Singlezone Ducted, Compact Ducted | 215323820 |  | HRCU-A-CB | 37MARAQ09AA3 | Mini-Splits | 45MBDAQ12XA3 |  |  |  | 12.8 | 19.6 | 11 | TRUE | TRUE | TRUE | 9000 | 8900 | 2.61 | 9600 | 2.45
215323819 |  | Live | Carrier | CARRIER | Singlezone Non-Ducted, Wall Placement | 215323819 |  | HRCU-A-CB-O | 37MARAQ09AA3 | Mini-Splits | 45MBFAQ09XA3 |  |  |  | 16.3 | 26 | 13.9 | TRUE | TRUE | TRUE | 9000 | 9000 | 2.9 | 9600 | 2.49
215323818 |  | Live | Carrier | CARRIER | Singlezone Non-Ducted, Ceiling Placement | 215323818 |  | HRCU-A-CB-O | 37MARAQ09AA3 | Mini-Splits | 45MBCAQ12XA3 |  |  |  | 14.3 | 21.7 | 11.3 | TRUE | TRUE | TRUE | 9000 | 8500 | 2.8 | 9300 | 2.55
215323816 |  | Live | Carrier | CARRIER | Singlezone Non-Ducted, Floor Placement | 215323816 |  | HRCU-A-CB-O | 37MAHAQ24AA3 | Mini-Splits | 45MCFAQ24XA3 |  |  |  | 12 | 20.5 | 12.1 | TRUE | TRUE | TRUE | 22000 | 20200 | 2.74 | 23300 | 2.38
215323815 |  | Live | Carrier | CARRIER | Singlezone Non-Ducted, Wall Placement | 215323815 |  | HRCU-A-CB-O | 37MAHAQ24AA3 | Mini-Splits | 45MBCAQ24XA3 |  |  |  | 12 | 20.8 | 11.6 | TRUE | TRUE | TRUE | 23400 | 20400 | 2.78 | 23900 | 2.48
215323817 |  | Live | Carrier | CARRIER | Singlezone Ducted, Compact Ducted | 215323817 |  | HRCU-A-CB | 37MAHAQ24AA3 | Mini-Splits | 45MBDAQ24XH3 |  |  |  | 12 | 19.2 | 11.7 | TRUE | TRUE | TRUE | 24000 | 21600 | 2.71 | 23600 | 2.48
215323814 |  | Live | Carrier | CARRIER | Singlezone Ducted, Compact Ducted | 215323814 |  | HRCU-A-CB | 37MAHAQ18AA3 | Mini-Splits | 45MBDAQ18XH3 |  |  |  | 12.1 | 18.5 | 11.1 | TRUE | TRUE | TRUE | 17500 | 15000 | 2.89 | 20000 | 2.5
215323813 |  | Live | Carrier | CARRIER | Singlezone Ducted, Compact Ducted | 215323813 |  | HRCU-A-CB | 37MAHAQ18AA3 | Mini-Splits | 45MBDAQ18XA3 |  |  |  | 12 | 18 | 10.8 | TRUE | TRUE | TRUE | 17000 | 15000 | 2.4 | 19000 | 2.23
215323812 |  | Live | Carrier | CARRIER | Singlezone Non-Ducted, Floor Placement | 215323812 |  | HRCU-A-CB-O | 37MAHAQ18AA3 | Mini-Splits | 45MCFAQ18XA3 |  |  |  | 12.6 | 20.5 | 10.3 | TRUE | TRUE | TRUE | 17000 | 14400 | 2.54 | 20200 | 2.24
215323811 |  | Live | Carrier | CARRIER | Singlezone Non-Ducted, Wall Placement | 215323811 |  | HRCU-A-CB-O | 37MAHAQ18AA3 | Mini-Splits | 45MBFAQ16XA3 |  |  |  | 12.5 | 20.2 | 10.3 | TRUE | TRUE | TRUE | 16000 | 14200 | 2.6 | 18800 | 2.13
215323810 |  | Live | Carrier | CARRIER | Singlezone Non-Ducted, Ceiling Placement | 215323810 |  | HRCU-A-CB-O | 37MAHAQ18AA3 | Mini-Splits | 45MBCAQ18XA3 |  |  |  | 12.5 | 20 | 12.4 | TRUE | TRUE | TRUE | 16000 | 14900 | 2.7 | 18000 | 2.1
215323808 |  | Live | Carrier | CARRIER | Singlezone Ducted, Compact Ducted | 215323808 |  | HRCU-A-CB | 37MAHAQ12AA3 | Mini-Splits | 45MBDAQ12XH3 |  |  |  | 12 | 20.2 | 10.6 | TRUE | TRUE | TRUE | 12000 | 10200 | 2.6 | 14000 | 2.31
215323809 |  | Live | Carrier | CARRIER | Singlezone Non-Ducted, Ceiling Placement | 215323809 |  | HRCU-A-CB-O | 37MAHAQ18AA3 | Mini-Splits | 45MCCAQ18XA3 |  |  |  | 12.5 | 20.7 | 12.2 | TRUE | TRUE | TRUE | 16700 | 14500 | 2.5 | 18800 | 2.05
215323807 |  | Live | Carrier | CARRIER | Singlezone Ducted, Compact Ducted | 215323807 |  | HRCU-A-CB | 37MAHAQ12AA3 | Mini-Splits | 45MBDAQ12XA3 |  |  |  | 12 | 20 | 10.2 | TRUE | TRUE | TRUE | 12000 | 9600 | 2.49 | 13100 | 1.99
215323806 |  | Live | Carrier | CARRIER | Singlezone Non-Ducted, Wall Placement | 215323806 |  | HRCU-A-CB-O | 37MAHAQ12AA3 | Mini-Splits | 45MBFAQ12XA3 |  |  |  | 12.7 | 25 | 10.6 | TRUE | TRUE | TRUE | 12000 | 9800 | 2.71 | 12400 | 2.14
215323805 |  | Live | Carrier | CARRIER | Singlezone Non-Ducted, Ceiling Placement | 215323805 |  | HRCU-A-CB-O | 37MAHAQ12AA3 | Mini-Splits | 45MBCAQ12XA3 |  |  |  | 12.7 | 22.3 | 11.6 | TRUE | TRUE | TRUE | 12000 | 10000 | 2.74 | 12900 | 2.14
215323804 |  | Live | Carrier | CARRIER | Singlezone Non-Ducted, Ceiling Placement | 215323804 |  | HRCU-A-CB-O | 37MAHAQ12AA3 | Mini-Splits | 45MCCAQ12XA3 |  |  |  | 13 | 23 | 10.2 | TRUE | TRUE | TRUE | 12000 | 9600 | 2.65 | 11900 | 1.95
215323803 |  | Live | Carrier | CARRIER | Singlezone Ducted, Compact Ducted | 215323803 |  | HRCU-A-CB | 37MAHAQ09AA3 | Mini-Splits | 45MBDAQ12XH3 |  |  |  | 14 | 20.6 | 13.8 | TRUE | TRUE | TRUE | 9000 | 10200 | 2.45 | 12600 | 1.94
215323802 |  | Live | Carrier | CARRIER | Singlezone Ducted, Compact Ducted | 215323802 |  | HRCU-A-CB | 37MAHAQ09AA3 | Mini-Splits | 45MBDAQ12XA3 |  |  |  | 13.5 | 21.5 | 12.5 | TRUE | TRUE | TRUE | 9000 | 9600 | 2.49 | 12600 | 1.99
215323801 |  | Live | Carrier | CARRIER | Singlezone Non-Ducted, Wall Placement | 215323801 |  | HRCU-A-CB-O | 37MAHAQ09AA3 | Mini-Splits | 45MBFAQ09XA3 |  |  |  | 15.2 | 27.3 | 10.9 | TRUE | TRUE | TRUE | 9000 | 9800 | 2.71 | 12200 | 2.17
215323800 |  | Live | Carrier | CARRIER | Singlezone Non-Ducted, Ceiling Placement | 215323800 |  | HRCU-A-CB-O | 37MAHAQ09AA3 | Mini-Splits | 45MBCAQ12XA3 |  |  |  | 14 | 22.7 | 12.2 | TRUE | TRUE | TRUE | 9000 | 9700 | 2.63 | 12600 | 2.1
215323799 |  | Live | Carrier | CARRIER | Singlezone Non-Ducted, Ceiling Placement | 215323799 |  | HRCU-A-CB-O | 37MAHAQ09AA3 | Mini-Splits | 45MCCAQ12XA3 |  |  |  | 14.7 | 24 | 12.2 | TRUE | TRUE | TRUE | 9000 | 9000 | 2.44 | 11900 | 2
215323798 |  | Live | Carrier | CARRIER | Singlezone Ducted, Compact Ducted | 215323798 |  | HRCU-A-CB | 37MAHAQ06AA3 | Mini-Splits | 45MBDAQ06XA3 |  |  |  | 14.5 | 21.5 | 13.8 | TRUE | TRUE | TRUE | 6500 | 8000 | 2.69 | 9100 | 2.52
215323797 |  | Live | Carrier | CARRIER | Singlezone Non-Ducted, Ceiling Placement | 215323797 |  | HRCU-A-CB-O | 37MAHAQ06AA3 | Mini-Splits | 45MCCAQ06XA3 |  |  |  | 15.2 | 22 | 12 | TRUE | TRUE | TRUE | 6500 | 7000 | 2.66 | 9500 | 2.53
215323796 |  | Live | Carrier | MIDEA | Singlezone Non-Ducted, Wall Placement | 215323796 |  | HRCU-A-CB-O | 37MARAQ24AA3 | Mini-Splits | D5MAHAQ24XA3 |  |  |  | 14 | 23.1 | 11.7 | TRUE | TRUE | TRUE | 24000 | 18800 | 2.65 | 19300 | 2.33
215323795 |  | Live | Carrier | MIDEA | Singlezone Non-Ducted, Wall Placement | 215323795 |  | HRCU-A-CB-O | 37MARAQ18AA3 | Mini-Splits | D5MAHAQ18XA3 |  |  |  | 12.8 | 23.5 | 10.8 | TRUE | TRUE | TRUE | 18000 | 13600 | 2.73 | 14900 | 2.43
215323794 |  | Live | Carrier | MIDEA | Singlezone Non-Ducted, Wall Placement | 215323794 |  | HRCU-A-CB-O | 37MARAQ12AA3 | Mini-Splits | D5MAHAQ12XA3 |  |  |  | 13.1 | 25.5 | 10.7 | TRUE | TRUE | TRUE | 12000 | 9300 | 2.84 | 9600 | 2.38
215323793 |  | Live | Carrier | MIDEA | Singlezone Non-Ducted, Wall Placement | 215323793 |  | HRCU-A-CB-O | 37MARAQ09AA3 | Mini-Splits | D5MAHAQ09XA3 |  |  |  | 14.9 | 26 | 12.5 | TRUE | TRUE | TRUE | 9000 | 8100 | 2.83 | 9400 | 2.37
215323792 |  | Live | Carrier | MIDEA | Singlezone Non-Ducted, Wall Placement | 215323792 |  | HRCU-A-CB-O | 37MARAQ12AA1 | Mini-Splits | D5MAHAQ12XA1 |  |  |  | 13 | 23.5 | 9.5 | TRUE | FALSE | TRUE | 12000 | 8700 | 2.68 | 8700 | 2.43
215323791 |  | Live | Carrier | MIDEA | Singlezone Non-Ducted, Wall Placement | 215323791 |  | HRCU-A-CB-O | 37MAHAQ33AA3 | Mini-Splits | D5MAHAQ33XA3 |  |  |  | 12 | 19.6 | 10.5 | TRUE | TRUE | TRUE | 33000 | 30000 | 2.69 | 30200 | 2.02
215323790 |  | Live | Carrier | MIDEA | Singlezone Non-Ducted, Wall Placement | 215323790 |  | HRCU-A-CB-O | 37MAHAQ24AA3 | Mini-Splits | D5MAHAQ24XA3 |  |  |  | 13 | 21.2 | 13.5 | TRUE | TRUE | TRUE | 24000 | 21000 | 2.88 | 23200 | 2.35
215323789 |  | Live | Carrier | MIDEA | Singlezone Non-Ducted, Wall Placement | 215323789 |  | HRCU-A-CB-O | 37MAHAQ18AA3 | Mini-Splits | D5MAHAQ18XA3 |  |  |  | 12.5 | 21.5 | 11 | TRUE | TRUE | TRUE | 18000 | 16600 | 2.55 | 19200 | 2
215323788 |  | Live | Carrier | MIDEA | Singlezone Non-Ducted, Wall Placement | 215323788 |  | HRCU-A-CB-O | 37MAHAQ12AA3 | Mini-Splits | D5MAHAQ12XA3 |  |  |  | 13.5 | 25.5 | 10.5 | TRUE | TRUE | TRUE | 12000 | 9800 | 2.71 | 12800 | 1.75
215323787 |  | Live | Carrier | MIDEA | Singlezone Non-Ducted, Wall Placement | 215323787 |  | HRCU-A-CB-O | 37MAHAQ09AA3 | Mini-Splits | D5MAHAQ09XA3 |  |  |  | 15.5 | 27.5 | 12.5 | TRUE | TRUE | TRUE | 9000 | 9800 | 2.71 | 12800 | 1.75
215323785 |  | Live | Carrier | WEATHERMAKER | Singlezone Non-Ducted, Wall Placement | 215323785 |  | HRCU-A-CB-O | 37MARAQ24AA3 | Mini-Splits | D5MAHAQ24XA3 |  |  |  | 14 | 23.1 | 11.7 | TRUE | TRUE | TRUE | 24000 | 18800 | 2.65 | 19300 | 2.33
215323784 |  | Live | Carrier | WEATHERMAKER | Singlezone Non-Ducted, Wall Placement | 215323784 |  | HRCU-A-CB-O | 37MARAQ18AA3 | Mini-Splits | D5MAHAQ18XA3 |  |  |  | 12.8 | 23.5 | 10.8 | TRUE | TRUE | TRUE | 18000 | 13600 | 2.73 | 14900 | 2.43
215323786 |  | Live | Carrier | MIDEA | Singlezone Non-Ducted, Wall Placement | 215323786 |  | HRCU-A-CB-O | 37MAHAQ06AA3 | Mini-Splits | D5MAHAQ06XA3 |  |  |  | 18 | 25.7 | 14.8 | TRUE | TRUE | TRUE | 6000 | 7900 | 2.79 | 8600 | 2.38
215323783 |  | Live | Carrier | WEATHERMAKER | Singlezone Non-Ducted, Wall Placement | 215323783 |  | HRCU-A-CB-O | 37MARAQ12AA3 | Mini-Splits | D5MAHAQ12XA3 |  |  |  | 13.1 | 25.5 | 10.7 | TRUE | TRUE | TRUE | 12000 | 9300 | 2.84 | 9600 | 2.38
215323782 |  | Live | Carrier | WEATHERMAKER | Singlezone Non-Ducted, Wall Placement | 215323782 |  | HRCU-A-CB-O | 37MARAQ09AA3 | Mini-Splits | D5MAHAQ09XA3 |  |  |  | 14.9 | 26 | 12.5 | TRUE | TRUE | TRUE | 9000 | 8100 | 2.83 | 9400 | 2.37
215323781 |  | Live | Carrier | WEATHERMAKER | Singlezone Non-Ducted, Wall Placement | 215323781 |  | HRCU-A-CB-O | 37MARAQ12AA1 | Mini-Splits | D5MAHAQ12XA1 |  |  |  | 13 | 23.5 | 9.5 | TRUE | FALSE | TRUE | 12000 | 8700 | 2.68 | 8700 | 2.43
215323780 |  | Live | Carrier | WEATHERMAKER | Singlezone Non-Ducted, Wall Placement | 215323780 |  | HRCU-A-CB-O | 37MAHAQ33AA3 | Mini-Splits | D5MAHAQ33XA3 |  |  |  | 12 | 19.6 | 10.5 | TRUE | TRUE | TRUE | 33000 | 30000 | 2.69 | 30200 | 2.02
215323779 |  | Live | Carrier | WEATHERMAKER | Singlezone Non-Ducted, Wall Placement | 215323779 |  | HRCU-A-CB-O | 37MAHAQ24AA3 | Mini-Splits | D5MAHAQ24XA3 |  |  |  | 13 | 21.2 | 13.5 | TRUE | TRUE | TRUE | 24000 | 21000 | 2.88 | 23200 | 2.35
215323778 |  | Live | Carrier | WEATHERMAKER | Singlezone Non-Ducted, Wall Placement | 215323778 |  | HRCU-A-CB-O | 37MAHAQ18AA3 | Mini-Splits | D5MAHAQ18XA3 |  |  |  | 12.5 | 21.5 | 11 | TRUE | TRUE | TRUE | 18000 | 16600 | 2.55 | 19200 | 2
215323777 |  | Live | Carrier | WEATHERMAKER | Singlezone Non-Ducted, Wall Placement | 215323777 |  | HRCU-A-CB-O | 37MAHAQ12AA3 | Mini-Splits | D5MAHAQ12XA3 |  |  |  | 13.5 | 25.5 | 10.5 | TRUE | TRUE | TRUE | 12000 | 9800 | 2.71 | 12800 | 1.75
215323776 |  | Live | Carrier | WEATHERMAKER | Singlezone Non-Ducted, Wall Placement | 215323776 |  | HRCU-A-CB-O | 37MAHAQ09AA3 | Mini-Splits | D5MAHAQ09XA3 |  |  |  | 15.5 | 27.5 | 12.5 | TRUE | TRUE | TRUE | 9000 | 9800 | 2.71 | 12800 | 1.75
215323774 |  | Live | Carrier | PAYNE | Singlezone Non-Ducted, Wall Placement | 215323774 |  | HRCU-A-CB-O | 37MARAQ24AA3 | Mini-Splits | D5MAHAQ24XA3 |  |  |  | 14 | 23.1 | 11.7 | TRUE | TRUE | TRUE | 24000 | 18800 | 2.65 | 19300 | 2.33
215323773 |  | Live | Carrier | PAYNE | Singlezone Non-Ducted, Wall Placement | 215323773 |  | HRCU-A-CB-O | 37MARAQ18AA3 | Mini-Splits | D5MAHAQ18XA3 |  |  |  | 12.8 | 23.5 | 10.8 | TRUE | TRUE | TRUE | 18000 | 13600 | 2.73 | 14900 | 2.43
215323772 |  | Live | Carrier | PAYNE | Singlezone Non-Ducted, Wall Placement | 215323772 |  | HRCU-A-CB-O | 37MARAQ12AA3 | Mini-Splits | D5MAHAQ12XA3 |  |  |  | 13.1 | 25.5 | 10.7 | TRUE | TRUE | TRUE | 12000 | 9300 | 2.84 | 9600 | 2.38
215323775 |  | Live | Carrier | WEATHERMAKER | Singlezone Non-Ducted, Wall Placement | 215323775 |  | HRCU-A-CB-O | 37MAHAQ06AA3 | Mini-Splits | D5MAHAQ06XA3 |  |  |  | 18 | 25.7 | 14.8 | TRUE | TRUE | TRUE | 6000 | 7900 | 2.79 | 8600 | 2.38
215323771 |  | Live | Carrier | PAYNE | Singlezone Non-Ducted, Wall Placement | 215323771 |  | HRCU-A-CB-O | 37MARAQ09AA3 | Mini-Splits | D5MAHAQ09XA3 |  |  |  | 14.9 | 26 | 12.5 | TRUE | TRUE | TRUE | 9000 | 8100 | 2.83 | 9400 | 2.37
215323770 |  | Live | Carrier | PAYNE | Singlezone Non-Ducted, Wall Placement | 215323770 |  | HRCU-A-CB-O | 37MARAQ12AA1 | Mini-Splits | D5MAHAQ12XA1 |  |  |  | 13 | 23.5 | 9.5 | TRUE | FALSE | TRUE | 12000 | 8700 | 2.68 | 8700 | 2.43
215323769 |  | Live | Carrier | PAYNE | Singlezone Non-Ducted, Wall Placement | 215323769 |  | HRCU-A-CB-O | 37MAHAQ33AA3 | Mini-Splits | D5MAHAQ33XA3 |  |  |  | 12 | 19.6 | 10.5 | TRUE | TRUE | TRUE | 33000 | 30000 | 2.69 | 30200 | 2.02
215323768 |  | Live | Carrier | PAYNE | Singlezone Non-Ducted, Wall Placement | 215323768 |  | HRCU-A-CB-O | 37MAHAQ24AA3 | Mini-Splits | D5MAHAQ24XA3 |  |  |  | 13 | 21.2 | 13.5 | TRUE | TRUE | TRUE | 24000 | 21000 | 2.88 | 23200 | 2.35
215323767 |  | Live | Carrier | PAYNE | Singlezone Non-Ducted, Wall Placement | 215323767 |  | HRCU-A-CB-O | 37MAHAQ18AA3 | Mini-Splits | D5MAHAQ18XA3 |  |  |  | 12.5 | 21.5 | 11 | TRUE | TRUE | TRUE | 18000 | 16600 | 2.55 | 19200 | 2
215323763 |  | Live | Carrier | BRYANT | Singlezone Non-Ducted, Wall Placement | 215323763 |  | HRCU-A-CB-O | 37MARAQ24AA3 | Mini-Splits | 615AHAQ24XA3 |  |  |  | 14 | 23.1 | 11.7 | TRUE | TRUE | TRUE | 24000 | 18800 | 2.65 | 19300 | 2.33
215323764 |  | Live | Carrier | PAYNE | Singlezone Non-Ducted, Wall Placement | 215323764 |  | HRCU-A-CB-O | 37MAHAQ06AA3 | Mini-Splits | D5MAHAQ06XA3 |  |  |  | 18 | 25.7 | 14.8 | TRUE | TRUE | TRUE | 6000 | 7900 | 2.79 | 8600 | 2.38
215323766 |  | Live | Carrier | PAYNE | Singlezone Non-Ducted, Wall Placement | 215323766 |  | HRCU-A-CB-O | 37MAHAQ12AA3 | Mini-Splits | D5MAHAQ12XA3 |  |  |  | 13.5 | 25.5 | 10.5 | TRUE | TRUE | TRUE | 12000 | 9800 | 2.71 | 12800 | 1.75
215323765 |  | Live | Carrier | PAYNE | Singlezone Non-Ducted, Wall Placement | 215323765 |  | HRCU-A-CB-O | 37MAHAQ09AA3 | Mini-Splits | D5MAHAQ09XA3 |  |  |  | 15.5 | 27.5 | 12.5 | TRUE | TRUE | TRUE | 9000 | 9800 | 2.71 | 12800 | 1.75
215323762 |  | Live | Carrier | BRYANT | Singlezone Non-Ducted, Wall Placement | 215323762 |  | HRCU-A-CB-O | 37MARAQ18AA3 | Mini-Splits | 615AHAQ18XA3 |  |  |  | 12.8 | 23.5 | 10.8 | TRUE | TRUE | TRUE | 18000 | 13600 | 2.73 | 14900 | 2.43
215323761 |  | Live | Carrier | BRYANT | Singlezone Non-Ducted, Wall Placement | 215323761 |  | HRCU-A-CB-O | 37MARAQ12AA3 | Mini-Splits | 615AHAQ12XA3 |  |  |  | 13.1 | 25.5 | 10.7 | TRUE | TRUE | TRUE | 12000 | 9300 | 2.84 | 9600 | 2.38
215323760 |  | Live | Carrier | BRYANT | Singlezone Non-Ducted, Wall Placement | 215323760 |  | HRCU-A-CB-O | 37MARAQ09AA3 | Mini-Splits | 615AHAQ09XA3 |  |  |  | 14.9 | 26 | 12.5 | TRUE | TRUE | TRUE | 9000 | 8100 | 2.83 | 9400 | 2.37
215323759 |  | Live | Carrier | BRYANT | Singlezone Non-Ducted, Wall Placement | 215323759 |  | HRCU-A-CB-O | 37MARAQ12AA1 | Mini-Splits | 615AHAQ12XA1 |  |  |  | 13 | 23.5 | 9.5 | TRUE | FALSE | TRUE | 12000 | 8700 | 2.68 | 8700 | 2.43
215323758 |  | Live | Carrier | BRYANT | Singlezone Non-Ducted, Wall Placement | 215323758 |  | HRCU-A-CB-O | 37MAHAQ33AA3 | Mini-Splits | 615AHAQ33XA3 |  |  |  | 12 | 19.6 | 10.5 | TRUE | TRUE | TRUE | 33000 | 30000 | 2.69 | 30200 | 2.02
215323757 |  | Live | Carrier | BRYANT | Singlezone Non-Ducted, Wall Placement | 215323757 |  | HRCU-A-CB-O | 37MAHAQ24AA3 | Mini-Splits | 615AHAQ24XA3 |  |  |  | 13 | 21.2 | 13.5 | TRUE | TRUE | TRUE | 24000 | 21000 | 2.88 | 23200 | 2.35
215323756 |  | Live | Carrier | BRYANT | Singlezone Non-Ducted, Wall Placement | 215323756 |  | HRCU-A-CB-O | 37MAHAQ18AA3 | Mini-Splits | 615AHAQ18XA3 |  |  |  | 12.5 | 21.5 | 11 | TRUE | TRUE | TRUE | 18000 | 16600 | 2.55 | 19200 | 2
215323755 |  | Live | Carrier | BRYANT | Singlezone Non-Ducted, Wall Placement | 215323755 |  | HRCU-A-CB-O | 37MAHAQ12AA3 | Mini-Splits | 615AHAQ12XA3 |  |  |  | 13.5 | 25.5 | 10.5 | TRUE | TRUE | TRUE | 12000 | 9800 | 2.71 | 12800 | 1.75
215323754 |  | Live | Carrier | BRYANT | Singlezone Non-Ducted, Wall Placement | 215323754 |  | HRCU-A-CB-O | 37MAHAQ09AA3 | Mini-Splits | 615AHAQ09XA3 |  |  |  | 15.5 | 27.5 | 12.5 | TRUE | TRUE | TRUE | 9000 | 9800 | 2.71 | 12800 | 1.75
215323752 |  | Live | Carrier | CARRIER | Singlezone Non-Ducted, Wall Placement | 215323752 |  | HRCU-A-CB-O | 37MARAQ24AA3 | Mini-Splits | 45MAHAQ24XA3 |  |  |  | 14 | 23.1 | 11.7 | TRUE | TRUE | TRUE | 24000 | 18800 | 2.65 | 19300 | 2.33
215323751 |  | Live | Carrier | CARRIER | Singlezone Non-Ducted, Wall Placement | 215323751 |  | HRCU-A-CB-O | 37MARAQ18AA3 | Mini-Splits | 45MAHAQ18XA3 |  |  |  | 12.8 | 23.5 | 10.8 | TRUE | TRUE | TRUE | 18000 | 13600 | 2.73 | 14900 | 2.43
215323750 |  | Live | Carrier | CARRIER | Singlezone Non-Ducted, Wall Placement | 215323750 |  | HRCU-A-CB-O | 37MARAQ12AA3 | Mini-Splits | 45MAHAQ12XA3 |  |  |  | 13.1 | 25.5 | 10.7 | TRUE | TRUE | TRUE | 12000 | 9300 | 2.84 | 9600 | 2.38
215323749 |  | Live | Carrier | CARRIER | Singlezone Non-Ducted, Wall Placement | 215323749 |  | HRCU-A-CB-O | 37MARAQ09AA3 | Mini-Splits | 45MAHAQ09XA3 |  |  |  | 14.9 | 26 | 12.5 | TRUE | TRUE | TRUE | 9000 | 8100 | 2.83 | 9400 | 2.37
215323753 |  | Live | Carrier | BRYANT | Singlezone Non-Ducted, Wall Placement | 215323753 |  | HRCU-A-CB-O | 37MAHAQ06AA3 | Mini-Splits | 615AHAQ06XA3 |  |  |  | 18 | 25.7 | 14.8 | TRUE | TRUE | TRUE | 6000 | 7900 | 2.79 | 8600 | 2.38
215323748 |  | Live | Carrier | CARRIER | Singlezone Non-Ducted, Wall Placement | 215323748 |  | HRCU-A-CB-O | 37MARAQ12AA1 | Mini-Splits | 45MAHAQ12XA1 |  |  |  | 13 | 23.5 | 9.5 | TRUE | FALSE | TRUE | 12000 | 8700 | 2.68 | 8700 | 2.43
215323747 |  | Live | Carrier | CARRIER | Singlezone Non-Ducted, Wall Placement | 215323747 |  | HRCU-A-CB-O | 37MAHAQ33AA3 | Mini-Splits | 45MAHAQ33XA3 |  |  |  | 12 | 19.6 | 10.5 | TRUE | TRUE | TRUE | 33000 | 30000 | 2.69 | 30200 | 2.02
215323746 |  | Live | Carrier | CARRIER | Singlezone Non-Ducted, Wall Placement | 215323746 |  | HRCU-A-CB-O | 37MAHAQ24AA3 | Mini-Splits | 45MAHAQ24XA3 |  |  |  | 13 | 21.2 | 13.5 | TRUE | TRUE | TRUE | 24000 | 21000 | 2.88 | 23200 | 2.35
215323745 |  | Live | Carrier | CARRIER | Singlezone Non-Ducted, Wall Placement | 215323745 |  | HRCU-A-CB-O | 37MAHAQ18AA3 | Mini-Splits | 45MAHAQ18XA3 |  |  |  | 12.5 | 21.5 | 11 | TRUE | TRUE | TRUE | 18000 | 16600 | 2.55 | 19200 | 2
215323742 |  | Live | Carrier | CARRIER | Singlezone Non-Ducted, Wall Placement | 215323742 |  | HRCU-A-CB-O | 37MAHAQ06AA3 | Mini-Splits | 45MAHAQ06XA3 |  |  |  | 18 | 25.7 | 14.8 | TRUE | TRUE | TRUE | 6000 | 7900 | 2.79 | 8600 | 2.38
215323744 |  | Live | Carrier | CARRIER | Singlezone Non-Ducted, Wall Placement | 215323744 |  | HRCU-A-CB-O | 37MAHAQ12AA3 | Mini-Splits | 45MAHAQ12XA3 |  |  |  | 13.5 | 25.5 | 10.5 | TRUE | TRUE | TRUE | 12000 | 9800 | 2.71 | 12800 | 1.75
215323743 |  | Live | Carrier | CARRIER | Singlezone Non-Ducted, Wall Placement | 215323743 |  | HRCU-A-CB-O | 37MAHAQ09AA3 | Mini-Splits | 45MAHAQ09XA3 |  |  |  | 15.5 | 27.5 | 12.5 | TRUE | TRUE | TRUE | 9000 | 9800 | 2.71 | 12800 | 1.75
217542256 |  | Live | Carrier | MIDEA | Singlezone Non-Ducted, Ceiling Placement | 217542256 |  | HRCU-A-CB-O | 37MARAQ09AA3 | Mini-Splits | 45MCCAQ12XA3 |  |  |  | 14.4 | 22.2 | 11.8 | TRUE | TRUE |  | 9000 | 7900 | 2.69 | 9900 | 2.59
217542255 |  | Live | Carrier | WEATHERMAKER | Singlezone Non-Ducted, Ceiling Placement | 217542255 |  | HRCU-A-CB-O | 37MARAQ09AA3 | Mini-Splits | 45MCCAQ12XA3 |  |  |  | 14.4 | 22.2 | 11.8 | TRUE | TRUE |  | 9000 | 7900 | 2.69 | 9900 | 2.59
217542254 |  | Live | Carrier | PAYNE | Singlezone Non-Ducted, Ceiling Placement | 217542254 |  | HRCU-A-CB-O | 37MARAQ09AA3 | Mini-Splits | 45MCCAQ12XA3 |  |  |  | 14.4 | 22.2 | 11.8 | TRUE | TRUE |  | 9000 | 7900 | 2.69 | 9900 | 2.59
217542253 |  | Live | Carrier | BRYANT | Singlezone Non-Ducted, Ceiling Placement | 217542253 |  | HRCU-A-CB-O | 37MARAQ09AA3 | Mini-Splits | 45MCCAQ12XA3 |  |  |  | 14.4 | 22.2 | 11.8 | TRUE | TRUE |  | 9000 | 7900 | 2.69 | 9900 | 2.59
217542246 |  | Live | Carrier | CARRIER | Singlezone Non-Ducted, Ceiling Placement | 217542246 |  | HRCU-A-CB-O | 37MARAQ09AA3 | Mini-Splits | 45MCCAQ12XA3 |  |  |  | 14.4 | 22.2 | 11.8 | TRUE | TRUE |  | 9000 | 7900 | 2.69 | 9900 | 2.59
217454966 |  | Live | Carrier | GRANDAIRE | Singlezone Non-Ducted, Wall Placement | 217454966 |  | HRCU-A-CB-O | D5CSRAH24AAK | Mini-Splits | D5FSHAH24XAK |  |  |  | 14 | 23.1 | 11.7 | TRUE | TRUE |  | 24000 | 18800 | 2.65 | 19300 | 2.33
217454965 |  | Live | Carrier | LPS LEGACY | Singlezone Non-Ducted, Wall Placement | 217454965 |  | HRCU-A-CB-O | D5CSRAH24AAK | Mini-Splits | D5FSHAH24XAK |  |  |  | 14 | 23.1 | 11.7 | TRUE | TRUE |  | 24000 | 18800 | 2.65 | 19300 | 2.33
217454964 |  | Live | Carrier | AIRQUEST | Singlezone Non-Ducted, Wall Placement | 217454964 |  | HRCU-A-CB-O | D5CSRAH24AAK | Mini-Splits | D5FSHAH24XAK |  |  |  | 14 | 23.1 | 11.7 | TRUE | TRUE |  | 24000 | 18800 | 2.65 | 19300 | 2.33
217454963 |  | Live | Carrier | SMART COMFORT | Singlezone Non-Ducted, Wall Placement | 217454963 |  | HRCU-A-CB-O | D5CSRAH24AAK | Mini-Splits | D5FSHAH24XAK |  |  |  | 14 | 23.1 | 11.7 | TRUE | TRUE |  | 24000 | 18800 | 2.65 | 19300 | 2.33
217454962 |  | Live | Carrier | TEMPSTAR | Singlezone Non-Ducted, Wall Placement | 217454962 |  | HRCU-A-CB-O | D5CSRAH24AAK | Mini-Splits | D5FSHAH24XAK |  |  |  | 14 | 23.1 | 11.7 | TRUE | TRUE |  | 24000 | 18800 | 2.65 | 19300 | 2.33
217454961 |  | Live | Carrier | MIDEA | Singlezone Non-Ducted, Wall Placement | 217454961 |  | HRCU-A-CB-O | D5CSRAH24AAK | Mini-Splits | D5FSHAH24XAK |  |  |  | 14 | 23.1 | 11.7 | TRUE | TRUE |  | 24000 | 18800 | 2.65 | 19300 | 2.33
217454960 |  | Live | Carrier | KENMORE | Singlezone Non-Ducted, Wall Placement | 217454960 |  | HRCU-A-CB-O | D5CSRAH24AAK | Mini-Splits | D5FSHAH24XAK |  |  |  | 14 | 23.1 | 11.7 | TRUE | TRUE |  | 24000 | 18800 | 2.65 | 19300 | 2.33
217454959 |  | Live | Carrier | KEEPRITE | Singlezone Non-Ducted, Wall Placement | 217454959 |  | HRCU-A-CB-O | D5CSRAH24AAK | Mini-Splits | D5FSHAH24XAK |  |  |  | 14 | 23.1 | 11.7 | TRUE | TRUE |  | 24000 | 18800 | 2.65 | 19300 | 2.33
217454958 |  | Live | Carrier | HEIL | Singlezone Non-Ducted, Wall Placement | 217454958 |  | HRCU-A-CB-O | D5CSRAH24AAK | Mini-Splits | D5FSHAH24XAK |  |  |  | 14 | 23.1 | 11.7 | TRUE | TRUE |  | 24000 | 18800 | 2.65 | 19300 | 2.33
217454957 |  | Live | Carrier | DAY & NIGHT | Singlezone Non-Ducted, Wall Placement | 217454957 |  | HRCU-A-CB-O | D5CSRAH24AAK | Mini-Splits | D5FSHAH24XAK |  |  |  | 14 | 23.1 | 11.7 | TRUE | TRUE |  | 24000 | 18800 | 2.65 | 19300 | 2.33
217454956 |  | Live | Carrier | COMFORTMAKER | Singlezone Non-Ducted, Wall Placement | 217454956 |  | HRCU-A-CB-O | D5CSRAH24AAK | Mini-Splits | D5FSHAH24XAK |  |  |  | 14 | 23.1 | 11.7 | TRUE | TRUE |  | 24000 | 18800 | 2.65 | 19300 | 2.33
217454955 |  | Live | Carrier | ARCOAIRE | Singlezone Non-Ducted, Wall Placement | 217454955 |  | HRCU-A-CB-O | D5CSRAH24AAK | Mini-Splits | D5FSHAH24XAK |  |  |  | 14 | 23.1 | 11.7 | TRUE | TRUE |  | 24000 | 18800 | 2.65 | 19300 | 2.33
216765650 |  | Live | Carrier | GRANDAIRE | Singlezone Non-Ducted, Wall Placement | 216765650 |  | HMSR-A-CB-O | D5CMTAH48FAK | Non-Ducted Indoor Units |  |  |  |  | 10 | 18.7 | 9.5 | FALSE | TRUE |  | 48000 | 37000 | 2.3 | 37000 | 2.3
216765648 |  | Live | Carrier | GRANDAIRE | Singlezone Non-Ducted, Wall Placement | 216765648 |  | HMSR-A-CB-O | D5CMTAH27DAK | Non-Ducted Indoor Units |  |  |  |  | 10.5 | 18.5 | 8.5 | FALSE | TRUE |  | 26400 | 16000 | 2.4 | 16000 | 2
216765649 |  | Live | Carrier | GRANDAIRE | Singlezone Non-Ducted, Wall Placement | 216765649 |  | HMSR-A-CB-O | D5CMTAH36EAK | Non-Ducted Indoor Units |  |  |  |  | 9.5 | 18.8 | 8.5 | FALSE | TRUE |  | 36000 | 25600 | 2.2 | 26000 | 1.95
216765647 |  | Live | Carrier | GRANDAIRE | Singlezone Non-Ducted, Wall Placement | 216765647 |  | HMSR-A-CB-O | D5CMTAH18CAK | Non-Ducted Indoor Units |  |  |  |  | 11.7 | 18.5 | 9.2 | TRUE | TRUE |  | 18000 | 15000 | 2.4 | 15000 | 2.1
216765646 |  | Live | Carrier | LPS LEGACY | Singlezone Non-Ducted, Wall Placement | 216765646 |  | HMSR-A-CB-O | D5CMTAH48FAK | Non-Ducted Indoor Units |  |  |  |  | 10 | 18.7 | 9.5 | FALSE | TRUE |  | 48000 | 37000 | 2.3 | 37000 | 2.3
216765644 |  | Live | Carrier | LPS LEGACY | Singlezone Non-Ducted, Wall Placement | 216765644 |  | HMSR-A-CB-O | D5CMTAH27DAK | Non-Ducted Indoor Units |  |  |  |  | 10.5 | 18.5 | 8.5 | FALSE | TRUE |  | 26400 | 16000 | 2.4 | 16000 | 2
216765645 |  | Live | Carrier | LPS LEGACY | Singlezone Non-Ducted, Wall Placement | 216765645 |  | HMSR-A-CB-O | D5CMTAH36EAK | Non-Ducted Indoor Units |  |  |  |  | 9.5 | 18.8 | 8.5 | FALSE | TRUE |  | 36000 | 25600 | 2.2 | 26000 | 1.95
216765643 |  | Live | Carrier | LPS LEGACY | Singlezone Non-Ducted, Wall Placement | 216765643 |  | HMSR-A-CB-O | D5CMTAH18CAK | Non-Ducted Indoor Units |  |  |  |  | 11.7 | 18.5 | 9.2 | TRUE | TRUE |  | 18000 | 15000 | 2.4 | 15000 | 2.1
216765642 |  | Live | Carrier | AIRQUEST | Singlezone Non-Ducted, Wall Placement | 216765642 |  | HMSR-A-CB-O | D5CMTAH48FAK | Non-Ducted Indoor Units |  |  |  |  | 10 | 18.7 | 9.5 | FALSE | TRUE |  | 48000 | 37000 | 2.3 | 37000 | 2.3
216765641 |  | Live | Carrier | AIRQUEST | Singlezone Non-Ducted, Wall Placement | 216765641 |  | HMSR-A-CB-O | D5CMTAH36EAK | Non-Ducted Indoor Units |  |  |  |  | 9.5 | 18.8 | 8.5 | FALSE | TRUE |  | 36000 | 25600 | 2.2 | 26000 | 1.95
216765639 |  | Live | Carrier | AIRQUEST | Singlezone Non-Ducted, Wall Placement | 216765639 |  | HMSR-A-CB-O | D5CMTAH18CAK | Non-Ducted Indoor Units |  |  |  |  | 11.7 | 18.5 | 9.2 | TRUE | TRUE |  | 18000 | 15000 | 2.4 | 15000 | 2.1
216765640 |  | Live | Carrier | AIRQUEST | Singlezone Non-Ducted, Wall Placement | 216765640 |  | HMSR-A-CB-O | D5CMTAH27DAK | Non-Ducted Indoor Units |  |  |  |  | 10.5 | 18.5 | 8.5 | FALSE | TRUE |  | 26400 | 16000 | 2.4 | 16000 | 2
216765637 |  | Live | Carrier | SMART COMFORT | Singlezone Non-Ducted, Wall Placement | 216765637 |  | HMSR-A-CB-O | D5CMTAH36EAK | Non-Ducted Indoor Units |  |  |  |  | 9.5 | 18.8 | 8.5 | FALSE | TRUE |  | 36000 | 25600 | 2.2 | 26000 | 1.95
216765638 |  | Live | Carrier | SMART COMFORT | Singlezone Non-Ducted, Wall Placement | 216765638 |  | HMSR-A-CB-O | D5CMTAH48FAK | Non-Ducted Indoor Units |  |  |  |  | 10 | 18.7 | 9.5 | FALSE | TRUE |  | 48000 | 37000 | 2.3 | 37000 | 2.3
216765636 |  | Live | Carrier | SMART COMFORT | Singlezone Non-Ducted, Wall Placement | 216765636 |  | HMSR-A-CB-O | D5CMTAH27DAK | Non-Ducted Indoor Units |  |  |  |  | 10.5 | 18.5 | 8.5 | FALSE | TRUE |  | 26400 | 16000 | 2.4 | 16000 | 2
216765635 |  | Live | Carrier | SMART COMFORT | Singlezone Non-Ducted, Wall Placement | 216765635 |  | HMSR-A-CB-O | D5CMTAH18CAK | Non-Ducted Indoor Units |  |  |  |  | 11.7 | 18.5 | 9.2 | TRUE | TRUE |  | 18000 | 15000 | 2.4 | 15000 | 2.1
216765634 |  | Live | Carrier | TEMPSTAR | Singlezone Non-Ducted, Wall Placement | 216765634 |  | HMSR-A-CB-O | D5CMTAH48FAK | Non-Ducted Indoor Units |  |  |  |  | 10 | 18.7 | 9.5 | FALSE | TRUE |  | 48000 | 37000 | 2.3 | 37000 | 2.3
216765631 |  | Live | Carrier | TEMPSTAR | Singlezone Non-Ducted, Wall Placement | 216765631 |  | HMSR-A-CB-O | D5CMTAH18CAK | Non-Ducted Indoor Units |  |  |  |  | 11.7 | 18.5 | 9.2 | TRUE | TRUE |  | 18000 | 15000 | 2.4 | 15000 | 2.1
216765632 |  | Live | Carrier | TEMPSTAR | Singlezone Non-Ducted, Wall Placement | 216765632 |  | HMSR-A-CB-O | D5CMTAH27DAK | Non-Ducted Indoor Units |  |  |  |  | 10.5 | 18.5 | 8.5 | FALSE | TRUE |  | 26400 | 16000 | 2.4 | 16000 | 2
216765633 |  | Live | Carrier | TEMPSTAR | Singlezone Non-Ducted, Wall Placement | 216765633 |  | HMSR-A-CB-O | D5CMTAH36EAK | Non-Ducted Indoor Units |  |  |  |  | 9.5 | 18.8 | 8.5 | FALSE | TRUE |  | 36000 | 25600 | 2.2 | 26000 | 1.95
216765630 |  | Live | Carrier | MIDEA | Singlezone Non-Ducted, Wall Placement | 216765630 |  | HMSR-A-CB-O | D5CMTAH48FAK | Non-Ducted Indoor Units |  |  |  |  | 10 | 18.7 | 9.5 | FALSE | TRUE |  | 48000 | 37000 | 2.3 | 37000 | 2.3
216765627 |  | Live | Carrier | MIDEA | Singlezone Non-Ducted, Wall Placement | 216765627 |  | HMSR-A-CB-O | D5CMTAH18CAK | Non-Ducted Indoor Units |  |  |  |  | 11.7 | 18.5 | 9.2 | TRUE | TRUE |  | 18000 | 15000 | 2.4 | 15000 | 2.1
216765628 |  | Live | Carrier | MIDEA | Singlezone Non-Ducted, Wall Placement | 216765628 |  | HMSR-A-CB-O | D5CMTAH27DAK | Non-Ducted Indoor Units |  |  |  |  | 10.5 | 18.5 | 8.5 | FALSE | TRUE |  | 26400 | 16000 | 2.4 | 16000 | 2
216765629 |  | Live | Carrier | MIDEA | Singlezone Non-Ducted, Wall Placement | 216765629 |  | HMSR-A-CB-O | D5CMTAH36EAK | Non-Ducted Indoor Units |  |  |  |  | 9.5 | 18.8 | 8.5 | FALSE | TRUE |  | 36000 | 25600 | 2.2 | 26000 | 1.95
216765626 |  | Live | Carrier | KENMORE | Singlezone Non-Ducted, Wall Placement | 216765626 |  | HMSR-A-CB-O | D5CMTAH48FAK | Non-Ducted Indoor Units |  |  |  |  | 10 | 18.7 | 9.5 | FALSE | TRUE |  | 48000 | 37000 | 2.3 | 37000 | 2.3
216765624 |  | Live | Carrier | KENMORE | Singlezone Non-Ducted, Wall Placement | 216765624 |  | HMSR-A-CB-O | D5CMTAH27DAK | Non-Ducted Indoor Units |  |  |  |  | 10.5 | 18.5 | 8.5 | FALSE | TRUE |  | 26400 | 16000 | 2.4 | 16000 | 2
216765625 |  | Live | Carrier | KENMORE | Singlezone Non-Ducted, Wall Placement | 216765625 |  | HMSR-A-CB-O | D5CMTAH36EAK | Non-Ducted Indoor Units |  |  |  |  | 9.5 | 18.8 | 8.5 | FALSE | TRUE |  | 36000 | 25600 | 2.2 | 26000 | 1.95
216765623 |  | Live | Carrier | KENMORE | Singlezone Non-Ducted, Wall Placement | 216765623 |  | HMSR-A-CB-O | D5CMTAH18CAK | Non-Ducted Indoor Units |  |  |  |  | 11.7 | 18.5 | 9.2 | TRUE | TRUE |  | 18000 | 15000 | 2.4 | 15000 | 2.1
216765622 |  | Live | Carrier | KEEPRITE | Singlezone Non-Ducted, Wall Placement | 216765622 |  | HMSR-A-CB-O | D5CMTAH48FAK | Non-Ducted Indoor Units |  |  |  |  | 10 | 18.7 | 9.5 | FALSE | TRUE |  | 48000 | 37000 | 2.3 | 37000 | 2.3
216765620 |  | Live | Carrier | KEEPRITE | Singlezone Non-Ducted, Wall Placement | 216765620 |  | HMSR-A-CB-O | D5CMTAH27DAK | Non-Ducted Indoor Units |  |  |  |  | 10.5 | 18.5 | 8.5 | FALSE | TRUE |  | 26400 | 16000 | 2.4 | 16000 | 2
216765621 |  | Live | Carrier | KEEPRITE | Singlezone Non-Ducted, Wall Placement | 216765621 |  | HMSR-A-CB-O | D5CMTAH36EAK | Non-Ducted Indoor Units |  |  |  |  | 9.5 | 18.8 | 8.5 | FALSE | TRUE |  | 36000 | 25600 | 2.2 | 26000 | 1.95
216765619 |  | Live | Carrier | KEEPRITE | Singlezone Non-Ducted, Wall Placement | 216765619 |  | HMSR-A-CB-O | D5CMTAH18CAK | Non-Ducted Indoor Units |  |  |  |  | 11.7 | 18.5 | 9.2 | TRUE | TRUE |  | 18000 | 15000 | 2.4 | 15000 | 2.1
216765618 |  | Live | Carrier | HEIL | Singlezone Non-Ducted, Wall Placement | 216765618 |  | HMSR-A-CB-O | D5CMTAH48FAK | Non-Ducted Indoor Units |  |  |  |  | 10 | 18.7 | 9.5 | FALSE | TRUE |  | 48000 | 37000 | 2.3 | 37000 | 2.3
216765617 |  | Live | Carrier | HEIL | Singlezone Non-Ducted, Wall Placement | 216765617 |  | HMSR-A-CB-O | D5CMTAH36EAK | Non-Ducted Indoor Units |  |  |  |  | 9.5 | 18.8 | 8.5 | FALSE | TRUE |  | 36000 | 25600 | 2.2 | 26000 | 1.95
216765615 |  | Live | Carrier | HEIL | Singlezone Non-Ducted, Wall Placement | 216765615 |  | HMSR-A-CB-O | D5CMTAH18CAK | Non-Ducted Indoor Units |  |  |  |  | 11.7 | 18.5 | 9.2 | TRUE | TRUE |  | 18000 | 15000 | 2.4 | 15000 | 2.1
216765616 |  | Live | Carrier | HEIL | Singlezone Non-Ducted, Wall Placement | 216765616 |  | HMSR-A-CB-O | D5CMTAH27DAK | Non-Ducted Indoor Units |  |  |  |  | 10.5 | 18.5 | 8.5 | FALSE | TRUE |  | 26400 | 16000 | 2.4 | 16000 | 2
216765612 |  | Live | Carrier | DAY & NIGHT | Singlezone Non-Ducted, Wall Placement | 216765612 |  | HMSR-A-CB-O | D5CMTAH27DAK | Non-Ducted Indoor Units |  |  |  |  | 10.5 | 18.5 | 8.5 | FALSE | TRUE |  | 26400 | 16000 | 2.4 | 16000 | 2
216765613 |  | Live | Carrier | DAY & NIGHT | Singlezone Non-Ducted, Wall Placement | 216765613 |  | HMSR-A-CB-O | D5CMTAH36EAK | Non-Ducted Indoor Units |  |  |  |  | 9.5 | 18.8 | 8.5 | FALSE | TRUE |  | 36000 | 25600 | 2.2 | 26000 | 1.95
216765614 |  | Live | Carrier | DAY & NIGHT | Singlezone Non-Ducted, Wall Placement | 216765614 |  | HMSR-A-CB-O | D5CMTAH48FAK | Non-Ducted Indoor Units |  |  |  |  | 10 | 18.7 | 9.5 | FALSE | TRUE |  | 48000 | 37000 | 2.3 | 37000 | 2.3
216765611 |  | Live | Carrier | DAY & NIGHT | Singlezone Non-Ducted, Wall Placement | 216765611 |  | HMSR-A-CB-O | D5CMTAH18CAK | Non-Ducted Indoor Units |  |  |  |  | 11.7 | 18.5 | 9.2 | TRUE | TRUE |  | 18000 | 15000 | 2.4 | 15000 | 2.1
216765609 |  | Live | Carrier | COMFORTMAKER | Singlezone Non-Ducted, Wall Placement | 216765609 |  | HMSR-A-CB-O | D5CMTAH36EAK | Non-Ducted Indoor Units |  |  |  |  | 9.5 | 18.8 | 8.5 | FALSE | TRUE |  | 36000 | 25600 | 2.2 | 26000 | 1.95
216765610 |  | Live | Carrier | COMFORTMAKER | Singlezone Non-Ducted, Wall Placement | 216765610 |  | HMSR-A-CB-O | D5CMTAH48FAK | Non-Ducted Indoor Units |  |  |  |  | 10 | 18.7 | 9.5 | FALSE | TRUE |  | 48000 | 37000 | 2.3 | 37000 | 2.3
216765607 |  | Live | Carrier | COMFORTMAKER | Singlezone Non-Ducted, Wall Placement | 216765607 |  | HMSR-A-CB-O | D5CMTAH18CAK | Non-Ducted Indoor Units |  |  |  |  | 11.7 | 18.5 | 9.2 | TRUE | TRUE |  | 18000 | 15000 | 2.4 | 15000 | 2.1
216765608 |  | Live | Carrier | COMFORTMAKER | Singlezone Non-Ducted, Wall Placement | 216765608 |  | HMSR-A-CB-O | D5CMTAH27DAK | Non-Ducted Indoor Units |  |  |  |  | 10.5 | 18.5 | 8.5 | FALSE | TRUE |  | 26400 | 16000 | 2.4 | 16000 | 2
216765606 |  | Live | Carrier | ARCOAIRE | Singlezone Non-Ducted, Wall Placement | 216765606 |  | HMSR-A-CB-O | D5CMTAH48FAK | Non-Ducted Indoor Units |  |  |  |  | 10 | 18.7 | 9.5 | FALSE | TRUE |  | 48000 | 37000 | 2.3 | 37000 | 2.3
216765605 |  | Live | Carrier | ARCOAIRE | Singlezone Non-Ducted, Wall Placement | 216765605 |  | HMSR-A-CB-O | D5CMTAH36EAK | Non-Ducted Indoor Units |  |  |  |  | 9.5 | 18.8 | 8.5 | FALSE | TRUE |  | 36000 | 25600 | 2.2 | 26000 | 1.95
216765603 |  | Live | Carrier | ARCOAIRE | Singlezone Non-Ducted, Wall Placement | 216765603 |  | HMSR-A-CB-O | D5CMTAH18CAK | Non-Ducted Indoor Units |  |  |  |  | 11.7 | 18.5 | 9.2 | TRUE | TRUE |  | 18000 | 15000 | 2.4 | 15000 | 2.1
216765604 |  | Live | Carrier | ARCOAIRE | Singlezone Non-Ducted, Wall Placement | 216765604 |  | HMSR-A-CB-O | D5CMTAH27DAK | Non-Ducted Indoor Units |  |  |  |  | 10.5 | 18.5 | 8.5 | FALSE | TRUE |  | 26400 | 16000 | 2.4 | 16000 | 2
216765602 |  | Live | Carrier | MIDEA | Singlezone Non-Ducted, Wall Placement | 216765602 |  | HMSR-A-CB-O | 37MTRAQ48FA3 | Non-Ducted Indoor Units |  |  |  |  | 10 | 18.7 | 9.5 | FALSE | TRUE |  | 48000 | 37000 | 2.3 | 37000 | 2.3
216765599 |  | Live | Carrier | MIDEA | Singlezone Non-Ducted, Wall Placement | 216765599 |  | HMSR-A-CB-O | 37MTRAQ18CA3 | Non-Ducted Indoor Units |  |  |  |  | 11.7 | 18.5 | 9.2 | TRUE | TRUE |  | 18000 | 15000 | 2.4 | 15000 | 2.1
216765600 |  | Live | Carrier | MIDEA | Singlezone Non-Ducted, Wall Placement | 216765600 |  | HMSR-A-CB-O | 37MTRAQ27DA3 | Non-Ducted Indoor Units |  |  |  |  | 10.5 | 18.5 | 8.5 | FALSE | TRUE |  | 26400 | 16000 | 2.4 | 16000 | 2
216765601 |  | Live | Carrier | MIDEA | Singlezone Non-Ducted, Wall Placement | 216765601 |  | HMSR-A-CB-O | 37MTRAQ36EA3 | Non-Ducted Indoor Units |  |  |  |  | 9.5 | 18.8 | 8.5 | FALSE | TRUE |  | 36000 | 25600 | 2.2 | 26000 | 1.95
216765597 |  | Live | Carrier | WEATHERMAKER | Singlezone Non-Ducted, Wall Placement | 216765597 |  | HMSR-A-CB-O | 37MTRAQ36EA3 | Non-Ducted Indoor Units |  |  |  |  | 9.5 | 18.8 | 8.5 | FALSE | TRUE |  | 36000 | 25600 | 2.2 | 26000 | 1.95
216765598 |  | Live | Carrier | WEATHERMAKER | Singlezone Non-Ducted, Wall Placement | 216765598 |  | HMSR-A-CB-O | 37MTRAQ48FA3 | Non-Ducted Indoor Units |  |  |  |  | 10 | 18.7 | 9.5 | FALSE | TRUE |  | 48000 | 37000 | 2.3 | 37000 | 2.3
216765595 |  | Live | Carrier | WEATHERMAKER | Singlezone Non-Ducted, Wall Placement | 216765595 |  | HMSR-A-CB-O | 37MTRAQ18CA3 | Non-Ducted Indoor Units |  |  |  |  | 11.7 | 18.5 | 9.2 | TRUE | TRUE |  | 18000 | 15000 | 2.4 | 15000 | 2.1
216765596 |  | Live | Carrier | WEATHERMAKER | Singlezone Non-Ducted, Wall Placement | 216765596 |  | HMSR-A-CB-O | 37MTRAQ27DA3 | Non-Ducted Indoor Units |  |  |  |  | 10.5 | 18.5 | 8.5 | FALSE | TRUE |  | 26400 | 16000 | 2.4 | 16000 | 2
216765594 |  | Live | Carrier | PAYNE | Singlezone Non-Ducted, Wall Placement | 216765594 |  | HMSR-A-CB-O | 37MTRAQ48FA3 | Non-Ducted Indoor Units |  |  |  |  | 10 | 18.7 | 9.5 | FALSE | TRUE |  | 48000 | 37000 | 2.3 | 37000 | 2.3
216765592 |  | Live | Carrier | PAYNE | Singlezone Non-Ducted, Wall Placement | 216765592 |  | HMSR-A-CB-O | 37MTRAQ27DA3 | Non-Ducted Indoor Units |  |  |  |  | 10.5 | 18.5 | 8.5 | FALSE | TRUE |  | 26400 | 16000 | 2.4 | 16000 | 2
216765593 |  | Live | Carrier | PAYNE | Singlezone Non-Ducted, Wall Placement | 216765593 |  | HMSR-A-CB-O | 37MTRAQ36EA3 | Non-Ducted Indoor Units |  |  |  |  | 9.5 | 18.8 | 8.5 | FALSE | TRUE |  | 36000 | 25600 | 2.2 | 26000 | 1.95
216765591 |  | Live | Carrier | PAYNE | Singlezone Non-Ducted, Wall Placement | 216765591 |  | HMSR-A-CB-O | 37MTRAQ18CA3 | Non-Ducted Indoor Units |  |  |  |  | 11.7 | 18.5 | 9.2 | TRUE | TRUE |  | 18000 | 15000 | 2.4 | 15000 | 2.1
216765588 |  | Live | Carrier | BRYANT | Singlezone Non-Ducted, Wall Placement | 216765588 |  | HMSR-A-CB-O | 37MTRAQ27DA3 | Non-Ducted Indoor Units |  |  |  |  | 10.5 | 18.5 | 8.5 | FALSE | TRUE |  | 26400 | 16000 | 2.4 | 16000 | 2
216765589 |  | Live | Carrier | BRYANT | Singlezone Non-Ducted, Wall Placement | 216765589 |  | HMSR-A-CB-O | 37MTRAQ36EA3 | Non-Ducted Indoor Units |  |  |  |  | 9.5 | 18.8 | 8.5 | FALSE | TRUE |  | 36000 | 25600 | 2.2 | 26000 | 1.95
216765590 |  | Live | Carrier | BRYANT | Singlezone Non-Ducted, Wall Placement | 216765590 |  | HMSR-A-CB-O | 37MTRAQ48FA3 | Non-Ducted Indoor Units |  |  |  |  | 10 | 18.7 | 9.5 | FALSE | TRUE |  | 48000 | 37000 | 2.3 | 37000 | 2.3
216765587 |  | Live | Carrier | BRYANT | Singlezone Non-Ducted, Wall Placement | 216765587 |  | HMSR-A-CB-O | 37MTRAQ18CA3 | Non-Ducted Indoor Units |  |  |  |  | 11.7 | 18.5 | 9.2 | TRUE | TRUE |  | 18000 | 15000 | 2.4 | 15000 | 2.1
216765584 |  | Live | Carrier | CARRIER | Singlezone Non-Ducted, Wall Placement | 216765584 |  | HMSR-A-CB-O | 37MTRAQ27DA3 | Non-Ducted Indoor Units |  |  |  |  | 10.5 | 18.5 | 8.5 | FALSE | TRUE |  | 26400 | 16000 | 2.4 | 16000 | 2
216765585 |  | Live | Carrier | CARRIER | Singlezone Non-Ducted, Wall Placement | 216765585 |  | HMSR-A-CB-O | 37MTRAQ36EA3 | Non-Ducted Indoor Units |  |  |  |  | 9.5 | 18.8 | 8.5 | FALSE | TRUE |  | 36000 | 25600 | 2.2 | 26000 | 1.95
216765586 |  | Live | Carrier | CARRIER | Singlezone Non-Ducted, Wall Placement | 216765586 |  | HMSR-A-CB-O | 37MTRAQ48FA3 | Non-Ducted Indoor Units |  |  |  |  | 10 | 18.7 | 9.5 | FALSE | TRUE |  | 48000 | 37000 | 2.3 | 37000 | 2.3
216765583 |  | Live | Carrier | CARRIER | Singlezone Non-Ducted, Wall Placement | 216765583 |  | HMSR-A-CB-O | 37MTRAQ18CA3 | Non-Ducted Indoor Units |  |  |  |  | 11.7 | 18.5 | 9.2 | TRUE | TRUE |  | 18000 | 15000 | 2.4 | 15000 | 2.1
215278609 |  | Live | Gree | GREE | Singlezone Non-Ducted, Wall Placement | 215278609 |  | HRCU-A-CB-O | GWH24AVEXH-D6DNA1A/O | Mini-Splits | GWH24AVEXH-D6DN***/I |  |  |  | 13.95 | 27 | 10 | FALSE | FALSE | TRUE | 22000 | 23000 | 2.96 | 24000 | 1.94
217598551 |  | Live | Gree | TOSOT | Singlezone Non-Ducted, Wall Placement | 217598551 |  | HRCU-A-CB-O | TWH12ZR32AO | Mini-Splits | TWH12ZR32AI |  |  |  | 8.85 | 17 | 8.5 | FALSE | FALSE |  | 12000 | 7000 | 1.8 | 10300 | 2.1
217956846 |  | Live | Gree | GREE | Singlezone Non-Ducted, Wall Placement | 217956846 |  | HRCU-A-CB-O | GWH12AYBXB-A6DNA1C/O | Mini-Splits | GWH12AWBXB-A6DN***/I |  |  |  | 8.85 | 17 | 8.5 | FALSE | FALSE |  | 12000 | 7000 | 1.8 | 10300 | 2.1
217284800 |  | Live | Gree | GREE | Singlezone Non-Ducted, Wall Placement | 217284800 |  | HRCU-A-CB-O | GWH12AYBXB-A6DNA1C/O | Mini-Splits | GWH12AZBXB-A6DN***/I |  |  |  | 8.85 | 17 | 8.5 | FALSE | FALSE |  | 12000 | 9700 | 2.49 | 10300 | 2.1
216743391 |  | Live | Gree | GREE | Singlezone Non-Ducted, Wall Placement | 216743391 |  | HRCU-A-CB-O | GWH12AYBXB-A6DNA1C/O | Mini-Splits | GWH12ATBXB-A6DN***/I |  |  |  | 8.85 | 17 | 8.5 | FALSE | FALSE |  | 12000 | 7000 | 1.8 | 10300 | 2.1
216046765 |  | Live | Gree | GREE | Singlezone Non-Ducted, Wall Placement | 216046765 |  | HRCU-A-CB-O | GWH12AYBXB-A6DNA1C/O | Mini-Splits | GWH12AYBXB-A6DN***/I |  |  |  | 8.85 | 17 | 8.5 | FALSE | FALSE |  | 12000 | 9700 | 2.49 | 10300 | 2.1
217752954 |  | Live | Gree | INTERTHERM | Singlezone Ducted, Centrally Ducted | 217752954 |  | HRCU-A-C | UXH48-60MSK3IH |  | UE48X5AD |  |  |  | 11 | 16 | 9 | FALSE | FALSE |  | 47000 | 35200 | 2.4 | 36000 | 2.39
217752953 |  | Live | Gree | INTERTHERM | Singlezone Ducted, Centrally Ducted | 217752953 |  | HRCU-A-C | UXH24-36MSK3IH |  | UE24X5AB |  |  |  | 11 | 16 | 8.5 | FALSE | FALSE |  | 23000 | 15000 | 2.09 | 15200 | 2.09
217752952 |  | Live | Gree | INTERTHERM | Singlezone Ducted, Centrally Ducted | 217752952 |  | HRCU-A-C | UXH48-60MSK3IH |  | UE60X5AD |  |  |  | 9.8 | 16 | 9 | FALSE | FALSE |  | 52000 | 40000 | 2.34 | 41000 | 2.33
217752951 |  | Live | Gree | INTERTHERM | Singlezone Ducted, Centrally Ducted | 217752951 |  | HRCU-A-C | UXH24-36MSK3IH |  | UE36X5AB |  |  |  | 11 | 16 | 8.5 | FALSE | FALSE |  | 32000 | 22000 | 2 | 22300 | 2
217752950 |  | Live | Gree | AIREFORCE | Singlezone Ducted, Centrally Ducted | 217752950 |  | HRCU-A-C | UXH48-60MSK3IH |  | UE48X5AD |  |  |  | 11 | 16 | 9 | FALSE | FALSE |  | 47000 | 35200 | 2.4 | 36000 | 2.39
217752949 |  | Live | Gree | AIREFORCE | Singlezone Ducted, Centrally Ducted | 217752949 |  | HRCU-A-C | UXH24-36MSK3IH |  | UE24X5AB |  |  |  | 11 | 16 | 8.5 | FALSE | FALSE |  | 23000 | 15000 | 2.09 | 15200 | 2.09
217752948 |  | Live | Gree | AIREFORCE | Singlezone Ducted, Centrally Ducted | 217752948 |  | HRCU-A-C | UXH48-60MSK3IH |  | UE60X5AD |  |  |  | 9.8 | 16 | 9 | FALSE | FALSE |  | 52000 | 40000 | 2.34 | 41000 | 2.33
217752947 |  | Live | Gree | AIREFORCE | Singlezone Ducted, Centrally Ducted | 217752947 |  | HRCU-A-C | UXH24-36MSK3IH |  | UE36X5AB |  |  |  | 11 | 16 | 8.5 | FALSE | FALSE |  | 32000 | 22000 | 2 | 22300 | 2
217752946 |  | Live | Gree | AIRTEMP | Singlezone Ducted, Centrally Ducted | 217752946 |  | HRCU-A-C | UXH48-60MSK3IH |  | UE48X5AD |  |  |  | 11 | 16 | 9 | FALSE | FALSE |  | 47000 | 35200 | 2.4 | 36000 | 2.39
217752945 |  | Live | Gree | AIRTEMP | Singlezone Ducted, Centrally Ducted | 217752945 |  | HRCU-A-C | UXH24-36MSK3IH |  | UE24X5AB |  |  |  | 11 | 16 | 8.5 | FALSE | FALSE |  | 23000 | 15000 | 2.09 | 15200 | 2.09
217752944 |  | Live | Gree | AIRTEMP | Singlezone Ducted, Centrally Ducted | 217752944 |  | HRCU-A-C | UXH48-60MSK3IH |  | UE60X5AD |  |  |  | 9.8 | 16 | 9 | FALSE | FALSE |  | 52000 | 40000 | 2.34 | 41000 | 2.33
217752943 |  | Live | Gree | AIRTEMP | Singlezone Ducted, Centrally Ducted | 217752943 |  | HRCU-A-C | UXH24-36MSK3IH |  | UE36X5AB |  |  |  | 11 | 16 | 8.5 | FALSE | FALSE |  | 32000 | 22000 | 2 | 22300 | 2
217752942 |  | Live | Gree | GIBSON | Singlezone Ducted, Centrally Ducted | 217752942 |  | HRCU-A-C | UXH48-60MSK3IH |  | UE48X5AD |  |  |  | 11 | 16 | 9 | FALSE | FALSE |  | 47000 | 35200 | 2.4 | 36000 | 2.39
217752941 |  | Live | Gree | GIBSON | Singlezone Ducted, Centrally Ducted | 217752941 |  | HRCU-A-C | UXH24-36MSK3IH |  | UE24X5AB |  |  |  | 11 | 16 | 8.5 | FALSE | FALSE |  | 23000 | 15000 | 2.09 | 15200 | 2.09
217752940 |  | Live | Gree | GIBSON | Singlezone Ducted, Centrally Ducted | 217752940 |  | HRCU-A-C | UXH48-60MSK3IH |  | UE60X5AD |  |  |  | 9.8 | 16 | 9 | FALSE | FALSE |  | 52000 | 40000 | 2.34 | 41000 | 2.33
217752939 |  | Live | Gree | GIBSON | Singlezone Ducted, Centrally Ducted | 217752939 |  | HRCU-A-C | UXH24-36MSK3IH |  | UE36X5AB |  |  |  | 11 | 16 | 8.5 | FALSE | FALSE |  | 32000 | 22000 | 2 | 22300 | 2
217752938 |  | Live | Gree | FRIGIDAIRE | Singlezone Ducted, Centrally Ducted | 217752938 |  | HRCU-A-C | UXH48-60MSK3IH |  | UE48X5AD |  |  |  | 11 | 16 | 9 | FALSE | FALSE |  | 47000 | 35200 | 2.4 | 36000 | 2.39
217752937 |  | Live | Gree | FRIGIDAIRE | Singlezone Ducted, Centrally Ducted | 217752937 |  | HRCU-A-C | UXH24-36MSK3IH |  | UE24X5AB |  |  |  | 11 | 16 | 8.5 | FALSE | FALSE |  | 23000 | 15000 | 2.09 | 15200 | 2.09
217752936 |  | Live | Gree | FRIGIDAIRE | Singlezone Ducted, Centrally Ducted | 217752936 |  | HRCU-A-C | UXH48-60MSK3IH |  | UE60X5AD |  |  |  | 9.8 | 16 | 9 | FALSE | FALSE |  | 52000 | 40000 | 2.34 | 41000 | 2.33
217752935 |  | Live | Gree | FRIGIDAIRE | Singlezone Ducted, Centrally Ducted | 217752935 |  | HRCU-A-C | UXH24-36MSK3IH |  | UE36X5AB |  |  |  | 11 | 16 | 8.5 | FALSE | FALSE |  | 32000 | 22000 | 2 | 22300 | 2
217559799 |  | Live | Gree | ENVI | Multizone Mix of Ducted and Non-Ducted | 217559799 |  | HMSV-A-CB | EMSO21M24ZE230A | Mixed Ducted and Non-Ducted Indoor Units |  |  |  |  | 12.2 | 19 | 9 | FALSE | FALSE |  | 24000 | 23000 | 2.35 | 26600 | 2.38
217559798 |  | Live | Gree | ENVI | Multizone All Ducted | 217559798 |  | HMSV-A-CB | EMSO21M24ZE230A | Ducted Indoor Units |  |  |  |  | 12 | 18 | 8.1 | FALSE | FALSE |  | 24000 | 22000 | 2.2 | 26600 | 2.27
217559797 |  | Live | Gree | ENVI | Multizone Mix of Ducted and Non-Ducted | 217559797 |  | HMSV-A-CB | EMSO21M18ZE230A | Mixed Ducted and Non-Ducted Indoor Units |  |  |  |  | 11.8 | 19 | 9 | FALSE | FALSE |  | 18000 | 15400 | 2.1 | 16400 | 2.1
217559796 |  | Live | Gree | ENVI | Multizone All Ducted | 217559796 |  | HMSV-A-CB | EMSO21M18ZE230A | Ducted Indoor Units |  |  |  |  | 11.7 | 18 | 8.1 | FALSE | FALSE |  | 18000 | 15000 | 1.96 | 16400 | 1.96
217559795 |  | Live | Gree | ENVI | Multizone All Non-Ducted | 217559795 |  | HMSR-A-CB-O | EMSO21M24ZE230A | Non-Ducted Indoor Units |  |  |  |  | 13.3 | 21 | 10 | FALSE | FALSE |  | 24000 | 23600 | 2.45 | 26600 | 2.5
217559794 |  | Live | Gree | ENVI | Multizone All Non-Ducted | 217559794 |  | HMSR-A-CB-O | EMSO21M18ZE230A | Non-Ducted Indoor Units |  |  |  |  | 12 | 21 | 10 | FALSE | FALSE |  | 18000 | 17600 | 2.59 | 17600 | 2.53
217933620 |  | Live | Gree | KINGHOME | Singlezone Non-Ducted, Wall Placement | 217933620 |  | HRCU-A-CB-O | KW12XQ25S1DO | Mini-Splits | KW12XQ25S1DI |  |  |  | 13 | 24.5 | 9.5 | FALSE | FALSE |  | 12000 | 7700 | 2.23 | 12000 | 2.06
217933619 |  | Live | Gree | KINGHOME | Singlezone Non-Ducted, Wall Placement | 217933619 |  | HRCU-A-CB-O | KW09XQ25S1AO | Mini-Splits | KW09XQ25S1AI |  |  |  | 15 | 27 | 10.5 | FALSE | FALSE |  | 9100 | 10500 | 3.62 | 11000 | 2.08
217933618 |  | Live | Gree | KINGHOME | Singlezone Non-Ducted, Wall Placement | 217933618 |  | HRCU-A-CB-O | KW12XQ25S1AO | Mini-Splits | KW12XQ25S1AI |  |  |  | 13 | 24.5 | 9.5 | FALSE | FALSE |  | 12000 | 11000 | 3.19 | 11200 | 2.23
217933617 |  | Live | Gree | KINGHOME | Singlezone Non-Ducted, Wall Placement | 217933617 |  | HRCU-A-CB-O | KW09XQ25S1DO | Mini-Splits | KW09XQ25S1DI |  |  |  | 15 | 26 | 10.4 | FALSE | FALSE |  | 9100 | 11000 | 3.66 | 11000 | 2.08
217933616 |  | Live | Gree | KINGHOME | Singlezone Non-Ducted, Wall Placement | 217933616 |  | HRCU-A-CB-O | KW24XQ25S1DO | Mini-Splits | KW24XQ25S1DI |  |  |  | 12 | 23.5 | 9 | FALSE | FALSE |  | 22000 | 20000 | 2.85 | 20700 | 1.77
217933615 |  | Live | Gree | KINGHOME | Singlezone Non-Ducted, Wall Placement | 217933615 |  | HRCU-A-CB-O | KW18XQ25S1DO | Mini-Splits | KW18XQ25S1DI |  |  |  | 13.65 | 24.5 | 9 | FALSE | FALSE |  | 18000 | 18000 | 3.3 | 18500 | 2.31
217901604 |  | Live | Gree | GREE | Multizone All Non-Ducted | 217901604 |  | HMSR-A-CB-O | GWHD(60)ND6MO | Non-Ducted Indoor Units |  |  |  |  | 11.65 | 21 | 10 | FALSE | FALSE |  | 55000 | 41000 | 2.58 | 48000 | 2.56
217575634 |  | Live | Gree | TOSOT | Singlezone Non-Ducted, Ceiling Placement | 217575634 |  | HRCU-A-CB-O | TW24HP32A2DO | Mini-Splits | TM24HC32TDI |  |  |  | 12.6 | 22.5 | 9.5 | FALSE | FALSE |  | 22000 | 20000 | 2.9 | 22000 | 1.9
217575633 |  | Live | Gree | TOSOT | Singlezone Non-Ducted, Wall Placement | 217575633 |  | HRCU-A-CB-O | TW24HAY32A1DOC | Mini-Splits | TM24HC32TDI |  |  |  | 13 | 23 | 9.5 | FALSE | FALSE |  | 22000 | 20000 | 2.9 | 23000 | 1.95
217575632 |  | Live | Gree | TOSOT | Singlezone Non-Ducted, Wall Placement | 217575632 |  | HRCU-A-CB-O | TW24HAY32A1DO | Mini-Splits | TM24HC32TDI |  |  |  | 13 | 23 | 9.5 | FALSE | FALSE |  | 22000 | 20000 | 2.9 | 23000 | 1.95
217575631 |  | Live | Gree | TOSOT | Singlezone Non-Ducted, Ceiling Placement | 217575631 |  | HRCU-A-CB-O | TW24HP32A2DOC | Mini-Splits | TM24HC32TDI |  |  |  | 12.6 | 22.5 | 9.5 | FALSE | FALSE |  | 22000 | 20000 | 2.9 | 22000 | 1.9
217575619 |  | Live | Gree | TOSOT | Singlezone Non-Ducted, Ceiling Placement | 217575619 |  | HRCU-A-CB-O | TW24HP32A2DO | Mini-Splits | TM24HE32KDI |  |  |  | 11.6 | 22.5 | 9 | FALSE | FALSE |  | 22000 | 19400 | 2.69 | 20000 | 1.8
217575618 |  | Live | Gree | TOSOT | Singlezone Non-Ducted, Wall Placement | 217575618 |  | HRCU-A-CB-O | TW24HAY32A1DOC | Mini-Splits | TM24HE32KDI |  |  |  | 12.5 | 23 | 9 | FALSE | FALSE |  | 22000 | 20000 | 2.7 | 21000 | 1.86
217575617 |  | Live | Gree | TOSOT | Singlezone Non-Ducted, Wall Placement | 217575617 |  | HRCU-A-CB-O | TW24HAY32A1DO | Mini-Splits | TM24HE32KDI |  |  |  | 12.5 | 23 | 9 | FALSE | FALSE |  | 22000 | 20000 | 2.7 | 21000 | 1.86
217575616 |  | Live | Gree | TOSOT | Singlezone Non-Ducted, Ceiling Placement | 217575616 |  | HRCU-A-CB-O | TW24HP32A2DOC | Mini-Splits | TM24HE32KDI |  |  |  | 11.6 | 22.5 | 9 | FALSE | FALSE |  | 22000 | 19400 | 2.69 | 20000 | 1.8
217575591 |  | Live | Gree | TOSOT | Singlezone Ducted, Compact Ducted | 217575591 |  | HRCU-A-CB | TW24HP32A2DO | Mini-Splits | TM24HS32FDI |  |  |  | 12.3 | 19.5 | 9 | FALSE | FALSE |  | 22000 | 19800 | 2.9 | 20000 | 1.9
217575590 |  | Live | Gree | TOSOT | Singlezone Ducted, Compact Ducted | 217575590 |  | HRCU-A-CB-O | TW24HAY32A1DOC | Mini-Splits | TM24HS32FDI |  |  |  | 12.5 | 22 | 9 | FALSE | FALSE |  | 22000 | 20000 | 2.9 | 21000 | 1.95
217575589 |  | Live | Gree | TOSOT | Singlezone Ducted, Compact Ducted | 217575589 |  | HRCU-A-CB-O | TW24HAY32A1DO | Mini-Splits | TM24HS32FDI |  |  |  | 12.5 | 22 | 9 | FALSE | FALSE |  | 22000 | 20000 | 2.9 | 21000 | 1.95
217575588 |  | Live | Gree | TOSOT | Singlezone Ducted, Compact Ducted | 217575588 |  | HRCU-A-CB | TW24HP32A2DOC | Mini-Splits | TM24HS32FDI |  |  |  | 12.3 | 19.5 | 9 | FALSE | FALSE |  | 22000 | 19800 | 2.9 | 20000 | 1.9
217101784 |  | Live | Gree | GREE | Multizone All Non-Ducted | 217101784 |  | HMSR-A-CB-O | MUL48HP230V1R32AO | Non-Ducted Indoor Units |  |  |  |  | 12 | 21 | 10 | TRUE | TRUE |  | 48000 | 44500 | 2.4 | 44500 | 2.4
216623541 |  | Live | Gree | GREE | Singlezone Non-Ducted, Wall Placement | 216623541 |  | HRCU-A-CB-O | GWH24AGEXF-D6DNA4J/O | Mini-Splits | GWH24AUDXF-D6DN***/I |  |  |  | 12 | 23.5 | 9 | TRUE | TRUE |  | 22000 | 20000 | 2.7 | 20700 | 1.77
216618245 |  | Live | Gree | GREE | Singlezone Non-Ducted, Wall Placement | 216618245 |  | HRCU-A-CB-O | GWH24AVEXH-D6DNA1B/O | Mini-Splits | GTH(24)CB-D6DN***/I |  |  |  | 13 | 23 | 9.5 | FALSE | FALSE |  | 22000 | 20000 | 2.9 | 23000 | 1.95
216618244 |  | Live | Gree | GREE | Singlezone Ducted, Compact Ducted | 216618244 |  | HRCU-A-CB-O | GWH24AVEXH-D6DNA1B/O | Mini-Splits | GFH(24)DB-D6DN***/I |  |  |  | 12.5 | 22 | 9 | FALSE | FALSE |  | 22000 | 20000 | 2.9 | 21000 | 1.95
216618243 |  | Live | Gree | GREE | Singlezone Non-Ducted, Wall Placement | 216618243 |  | HRCU-A-CB-O | GWH24AVEXH-D6DNA1B/O | Mini-Splits | GKH(24)EC-D6DN***/I |  |  |  | 12.5 | 23 | 9 | FALSE | FALSE |  | 22000 | 20000 | 2.7 | 21000 | 1.86
216618218 |  | Live | Gree | GREE | Singlezone Non-Ducted, Ceiling Placement | 216618218 |  | HRCU-A-CB-O | GWH24AGEXF-D6DNA4J/O | Mini-Splits | GTH(24)CB-D6DN***/I |  |  |  | 12.6 | 22.5 | 9.5 | TRUE | TRUE |  | 22000 | 20000 | 2.9 | 22000 | 1.9
216618217 |  | Live | Gree | GREE | Singlezone Non-Ducted, Ceiling Placement | 216618217 |  | HRCU-A-CB-O | GWH24AGEXF-D6DNA4J/O | Mini-Splits | GKH(24)EC-D6DN***/I |  |  |  | 11.6 | 22.5 | 9 | TRUE | TRUE |  | 22000 | 19400 | 2.69 | 20000 | 1.8
216618216 |  | Live | Gree | GREE | Singlezone Ducted, Compact Ducted | 216618216 |  | HRCU-A-CB | GWH24AGEXF-D6DNA4J/O | Mini-Splits | GFH(24)DB-D6DN***/I |  |  |  | 12.3 | 19.5 | 9 | TRUE | TRUE |  | 22000 | 19800 | 2.9 | 20000 | 1.9
216571404 |  | Live | Gree | GREE | Singlezone Non-Ducted, Wall Placement | 216571404 |  | HRCU-A-CB-O | GWH24AWEXF-D6DNA1I/O | Mini-Splits | GWH24AUDXF-D6DN***/I |  |  |  | 12 | 23.5 | 9 | TRUE | TRUE |  | 21000 | 20000 | 2.7 | 20700 | 1.77
216030814 |  | Live | Gree | TOSOT | Singlezone Non-Ducted, Wall Placement | 216030814 |  | HRCU-A-CB-O | TW24HAY32A1DOC | Mini-Splits | TW24HAY32A1DIC |  |  |  | 13.95 | 27 | 10 | FALSE | TRUE |  | 22000 | 23000 | 2.96 | 24000 | 1.94
215415514 |  | Live | Gree | GREE | Singlezone Non-Ducted, Ceiling Placement | 215415514 |  | HRCU-A-CB-O | GWH24AWEXF-D6DNA1I/O | Mini-Splits | GTH(24)CB-D6DN***/I |  |  |  | 12.6 | 22.5 | 9.5 | TRUE | TRUE | TRUE | 22000 | 20000 | 2.9 | 22000 | 1.9
215415513 |  | Live | Gree | GREE | Singlezone Non-Ducted, Ceiling Placement | 215415513 |  | HRCU-A-CB-O | GWH24AWEXF-D6DNA1I/O | Mini-Splits | GKH(24)EC-D6DN***/I |  |  |  | 11.6 | 22.5 | 9 | TRUE | TRUE | FALSE | 22000 | 19400 | 2.69 | 20000 | 1.8
215415512 |  | Live | Gree | GREE | Singlezone Ducted, Compact Ducted | 215415512 |  | HRCU-A-CB | GWH24AWEXF-D6DNA1I/O | Mini-Splits | GFH(24)DB-D6DN***/I |  |  |  | 12.3 | 19.5 | 9 | TRUE | TRUE | TRUE | 22000 | 19800 | 2.9 | 20000 | 1.9
215414356 |  | Live | Gree | GREE | Singlezone Non-Ducted, Wall Placement | 215414356 |  | HRCU-A-CB-O | GWH24AVEXH-D6DNA1A/O | Mini-Splits | GTH(24)CB-D6DN***/I |  |  |  | 13 | 23 | 9.5 | FALSE | FALSE | TRUE | 22000 | 20000 | 2.9 | 23000 | 1.95
215414355 |  | Live | Gree | GREE | Singlezone Ducted, Compact Ducted | 215414355 |  | HRCU-A-CB-O | GWH24AVEXH-D6DNA1A/O | Mini-Splits | GFH(24)DB-D6DN***/I |  |  |  | 12.5 | 22 | 9 | FALSE | FALSE | FALSE | 22000 | 20000 | 2.9 | 21000 | 1.95
215414354 |  | Live | Gree | GREE | Singlezone Non-Ducted, Wall Placement | 215414354 |  | HRCU-A-CB-O | GWH24AVEXH-D6DNA1A/O | Mini-Splits | GKH(24)EC-D6DN***/I |  |  |  | 12.5 | 23 | 9 | FALSE | FALSE | FALSE | 22000 | 20000 | 2.7 | 21000 | 1.86
215386339 |  | Live | Gree | GREE | Singlezone Non-Ducted, Wall Placement | 215386339 |  | HRCU-A-CB-O | GWH24AVEXH-D6DNA1B/O | Mini-Splits | GWH24***XH-D6DN***/I |  |  |  | 13.95 | 27 | 10 | FALSE | FALSE | TRUE | 22000 | 23000 | 2.96 | 24000 | 1.94
215218917 |  | Live | Gree | GREE | Multizone All Non-Ducted | 215218917 |  | HMSR-A-CB-O | MUL42HP230V1R32AO | Non-Ducted Indoor Units |  |  |  |  | 13 | 21 | 10 | TRUE | TRUE | TRUE | 42000 | 44500 | 2.4 | 44500 | 2.4
215218913 |  | Live | Gree | GREE | Multizone All Non-Ducted | 215218913 |  | HMSR-A-CB-O | MUL18HP230V1R32AO | Non-Ducted Indoor Units |  |  |  |  | 12 | 21 | 10 | TRUE | TRUE | TRUE | 18000 | 17600 | 2.36 | 17600 | 2.36
215218912 |  | Live | Gree | GREE | Singlezone Non-Ducted, Wall Placement | 215218912 |  | HRCU-A-CB-O | VIR24HP230V1R32AO | Mini-Splits | VIR24HP230V1R32AH |  |  |  | 13.65 | 26 | 10 | TRUE | TRUE | TRUE | 22000 | 20000 | 2.7 | 22000 | 2.11
214813329 |  | Live | Gree | GREE | Singlezone Non-Ducted, Wall Placement | 214813329 |  | HRCU-A-CB-O | GWH24AWEXF-D6DNA1I/O | Mini-Splits | GWH24AGEXF-D6DN***/I |  |  |  | 13.65 | 26 | 10 | TRUE | TRUE | TRUE | 22000 | 20000 | 2.7 | 22000 | 2.11
213500516 |  | Live | Gree | GREE | Singlezone Non-Ducted, Wall Placement | 213500516 |  | HRCU-A-CB-O | GWH24AUDXH-D6DNA1A/O | Mini-Splits | GWH24AUDXH-D6DN***/I |  |  |  | 13.1 | 24 | 9 | TRUE | TRUE | FALSE | 22000 | 21000 | 2.5 | 21000 | 2.5
217956874 |  | Live | Midea Electric Trading | DUOHOME | Multizone Mix of Ducted and Non-Ducted | 217956874 |  | HMSV-A-CB | D6OE30-60HFN10-M1-D | Mixed Ducted and Non-Ducted Indoor Units |  |  |  |  | 10 | 18.6 | 9.4 | FALSE | FALSE |  | 60000 | 39000 | 2.65 | 40500 | 2.3
217956873 |  | Live | Midea Electric Trading | DUOHOME | Multizone All Ducted | 217956873 |  | HMSV-A-CB | D6OE30-60HFN10-M1-D | Ducted Indoor Units |  |  |  |  | 10 | 18 | 9.2 | FALSE | FALSE |  | 60000 | 39000 | 2.6 | 41000 | 2.3
217956872 |  | Live | Midea Electric Trading | DUOHOME | Multizone All Non-Ducted | 217956872 |  | HMSR-A-CB-O | D6OE30-60HFN10-M1-D | Non-Ducted Indoor Units |  |  |  |  | 10 | 19.2 | 9.6 | FALSE | FALSE |  | 60000 | 39000 | 2.7 | 40000 | 2.3
217956871 |  | Live | Midea Electric Trading | DUOHOME | Multizone Mix of Ducted and Non-Ducted | 217956871 |  | HMSV-A-CB | D6OE30-48HFN10-M1-D | Mixed Ducted and Non-Ducted Indoor Units |  |  |  |  | 11.85 | 20.85 | 10.3 | FALSE | FALSE |  | 45000 | 35400 | 2.45 | 37500 | 2.15
217956870 |  | Live | Midea Electric Trading | DUOHOME | Multizone All Ducted | 217956870 |  | HMSV-A-CB | D6OE30-48HFN10-M1-D | Ducted Indoor Units |  |  |  |  | 12 | 20.4 | 10.6 | FALSE | FALSE |  | 45000 | 37000 | 2.5 | 41000 | 2.4
217956869 |  | Live | Midea Electric Trading | DUOHOME | Multizone All Non-Ducted | 217956869 |  | HMSR-A-CB-O | D6OE30-48HFN10-M1-D | Non-Ducted Indoor Units |  |  |  |  | 11.7 | 21.3 | 10 | FALSE | FALSE |  | 45000 | 34000 | 2.4 | 34000 | 1.9
217956868 |  | Live | Midea Electric Trading | DUOHOME | Multizone Mix of Ducted and Non-Ducted | 217956868 |  | HMSV-A-CB | D5OD30-36HFN10-M1-D | Mixed Ducted and Non-Ducted Indoor Units |  |  |  |  | 11.85 | 21.55 | 9.6 | FALSE | FALSE |  | 35000 | 26600 | 2.35 | 29000 | 2.19
217956867 |  | Live | Midea Electric Trading | DUOHOME | Multizone All Ducted | 217956867 |  | HMSV-A-CB | D5OD30-36HFN10-M1-D | Ducted Indoor Units |  |  |  |  | 11.7 | 20 | 9.2 | FALSE | FALSE |  | 35000 | 26400 | 2.3 | 28000 | 2.2
217956866 |  | Live | Midea Electric Trading | DUOHOME | Multizone All Non-Ducted | 217956866 |  | HMSR-A-CB-O | D5OD30-36HFN10-M1-D | Non-Ducted Indoor Units |  |  |  |  | 12 | 23.1 | 10 | FALSE | FALSE |  | 35000 | 27000 | 2.4 | 30000 | 2.18
217956865 |  | Live | Midea Electric Trading | DUOHOME | Multizone Mix of Ducted and Non-Ducted | 217956865 |  | HMSV-A-CB | D4OD30-27HFN10-M1-D | Mixed Ducted and Non-Ducted Indoor Units |  |  |  |  | 12.1 | 22 | 9.25 | FALSE | FALSE |  | 26200 | 18200 | 2.5 | 18300 | 2.09
217956864 |  | Live | Midea Electric Trading | DUOHOME | Multizone All Ducted | 217956864 |  | HMSV-A-CB | D4OD30-27HFN10-M1-D | Ducted Indoor Units |  |  |  |  | 12 | 21 | 9 | FALSE | FALSE |  | 26600 | 18400 | 2.5 | 18600 | 2.3
217956863 |  | Live | Midea Electric Trading | DUOHOME | Multizone All Non-Ducted | 217956863 |  | HMSR-A-CB-O | D4OD30-27HFN10-M1-D | Non-Ducted Indoor Units |  |  |  |  | 12.2 | 23 | 9.5 | FALSE | FALSE |  | 26000 | 18000 | 2.5 | 18000 | 1.9
217956879 |  | Live | Midea Electric Trading | DUOHOME | Multizone All Ducted | 217956879 |  | HMSV-A-CB | D5OD30-36HFN10-M1D-D | Ducted Indoor Units |  |  |  |  | 11.7 | 20 | 9.2 | FALSE | FALSE |  | 35000 | 26400 | 2.3 | 28000 | 2.2
217956878 |  | Live | Midea Electric Trading | DUOHOME | Multizone All Non-Ducted | 217956878 |  | HMSR-A-CB-O | D5OD30-36HFN10-M1D-D | Non-Ducted Indoor Units |  |  |  |  | 12 | 23.1 | 10 | FALSE | FALSE |  | 35000 | 27000 | 2.4 | 30000 | 2.18
217956877 |  | Live | Midea Electric Trading | DUOHOME | Multizone Mix of Ducted and Non-Ducted | 217956877 |  | HMSV-A-CB | D4OD30-27HFN10-M1D-D | Mixed Ducted and Non-Ducted Indoor Units |  |  |  |  | 12.1 | 22 | 9.25 | FALSE | FALSE |  | 26200 | 18200 | 2.5 | 18300 | 2.09
217956876 |  | Live | Midea Electric Trading | DUOHOME | Multizone All Ducted | 217956876 |  | HMSV-A-CB | D4OD30-27HFN10-M1D-D | Ducted Indoor Units |  |  |  |  | 12 | 21 | 9 | FALSE | FALSE |  | 26600 | 18400 | 2.5 | 18600 | 2.3
217956875 |  | Live | Midea Electric Trading | DUOHOME | Multizone All Non-Ducted | 217956875 |  | HMSR-A-CB-O | D4OD30-27HFN10-M1D-D | Non-Ducted Indoor Units |  |  |  |  | 12.2 | 23 | 9.5 | FALSE | FALSE |  | 26000 | 18000 | 2.5 | 18000 | 2.5
217956862 |  | Live | Midea Electric Trading | DUOHOME | Multizone Mix of Ducted and Non-Ducted | 217956862 |  | HMSV-A-CB | D3OX430-18HFN10-M1-D | Mixed Ducted and Non-Ducted Indoor Units |  |  |  |  | 12.25 | 21.5 | 10 | FALSE | FALSE |  | 18000 | 14000 | 2.7 | 14300 | 2.25
217956861 |  | Live | Midea Electric Trading | DUOHOME | Multizone All Ducted | 217956861 |  | HMSV-A-CB | D3OX430-18HFN10-M1-D | Ducted Indoor Units |  |  |  |  | 12 | 20 | 10 | FALSE | FALSE |  | 18000 | 14600 | 2.8 | 14600 | 2.8
217956860 |  | Live | Midea Electric Trading | DUOHOME | Multizone All Non-Ducted | 217956860 |  | HMSR-A-CB-O | D3OX430-18HFN10-M1-D | Non-Ducted Indoor Units |  |  |  |  | 12.5 | 23 | 10 | FALSE | FALSE |  | 18000 | 13500 | 2.6 | 14000 | 2.21
217956856 |  | Live | Midea Electric Trading | DUOHOME | Singlezone Non-Ducted, Wall Placement | 217956856 |  | HRCU-A-CB-O | DOD30-36HFN10-M1E | Mini-Splits | DSAG11FM-36HRFN10-M1E-D |  |  |  | 9.3 | 19.5 | 9.1 | FALSE | FALSE |  | 36000 | 25600 | 2.3 | 25600 | 2.3
217956855 |  | Live | Midea Electric Trading | DUOHOME | Singlezone Non-Ducted, Wall Placement | 217956855 |  | HRCU-A-CB-O | DOX330-18HFN10-M1E | Mini-Splits | DSAG11C-18HRFN10-M1E-D |  |  |  | 11.5 | 20.2 | 9.1 | FALSE | FALSE |  | 18000 | 11700 | 2.62 | 13300 | 2.41
217956854 |  | Live | Midea Electric Trading | DUOHOME | Singlezone Non-Ducted, Wall Placement | 217956854 |  | HRCU-A-CB-O | DOX230-12HFN10-M1E | Mini-Splits | DSAG11B-12HRFN10-M1E-D |  |  |  | 10.8 | 21.3 | 9.2 | FALSE | FALSE |  | 12000 | 8300 | 2.32 | 9300 | 2.11
217956853 |  | Live | Midea Electric Trading | DUOHOME | Singlezone Non-Ducted, Wall Placement | 217956853 |  | HRCU-A-CB-O | DOX230-09HFN10-M1E | Mini-Splits | DSAG11A-09HRFN10-M1E-D |  |  |  | 12.6 | 21.6 | 9.4 | FALSE | FALSE |  | 9000 | 6600 | 2.45 | 7500 | 2
217956852 |  | Live | Midea Electric Trading | DUOHOME | Singlezone Non-Ducted, Wall Placement | 217956852 |  | HRCU-A-CB-O | DOX230-09HFN10-B1E | Mini-Splits | DSAG11A-09HRFN10-B1E-D |  |  |  | 12.5 | 21.5 | 9 | FALSE | FALSE |  | 9000 | 6600 | 2.33 | 7600 | 1.9
217956859 |  | Live | Midea Electric Trading | DUOHOME | Singlezone Non-Ducted, Wall Placement | 217956859 |  | HRCU-A-CB-O | DOD30-24HFN10-M1X | Mini-Splits | DSAG11D-23HRFN10-M1 |  |  |  | 12.5 | 22.3 | 13.3 | FALSE | FALSE |  | 23000 | 21600 | 2.61 | 23400 | 2.33
217956858 |  | Live | Midea Electric Trading | DUOHOME | Singlezone Non-Ducted, Wall Placement | 217956858 |  | HRCU-A-CB-O | DOX430-18HFN10-M1X | Mini-Splits | DSAG11D-18HRFN10-M1 |  |  |  | 13 | 21.7 | 10.8 | FALSE | FALSE |  | 18000 | 14400 | 2.79 | 19800 | 2.49
217956857 |  | Live | Midea Electric Trading | DUOHOME | Singlezone Non-Ducted, Wall Placement | 217956857 |  | HRCU-A-CB-O | DOX330-12HFN10-M1X | Mini-Splits | DSAG11BM-12HRFN10-M1 |  |  |  | 13.2 | 24 | 10.5 | FALSE | FALSE |  | 12000 | 10000 | 2.59 | 12800 | 1.75
217956886 |  | Live | Midea Electric Trading | DUOHOME | Multizone Mix of Ducted and Non-Ducted | 217956886 |  | HMSV-A-CB | D6OE30-60HFN10-M1D-D | Mixed Ducted and Non-Ducted Indoor Units |  |  |  |  | 10 | 18.6 | 9.4 | FALSE | FALSE |  | 60000 | 39000 | 2.65 | 40500 | 2.3
217956885 |  | Live | Midea Electric Trading | DUOHOME | Multizone All Ducted | 217956885 |  | HMSV-A-CB | D6OE30-60HFN10-M1D-D | Ducted Indoor Units |  |  |  |  | 10 | 18 | 9.2 | FALSE | FALSE |  | 60000 | 39000 | 2.6 | 41000 | 2.3
217956884 |  | Live | Midea Electric Trading | DUOHOME | Multizone All Non-Ducted | 217956884 |  | HMSR-A-CB-O | D6OE30-60HFN10-M1D-D | Non-Ducted Indoor Units |  |  |  |  | 10 | 19.2 | 9.6 | FALSE | FALSE |  | 60000 | 39000 | 2.7 | 40000 | 2.3
217956883 |  | Live | Midea Electric Trading | DUOHOME | Multizone Mix of Ducted and Non-Ducted | 217956883 |  | HMSV-A-CB | D6OE30-48HFN10-M1D-D | Mixed Ducted and Non-Ducted Indoor Units |  |  |  |  | 11.85 | 20.85 | 10.3 | FALSE | FALSE |  | 45000 | 35400 | 2.45 | 37500 | 2.15
217956882 |  | Live | Midea Electric Trading | DUOHOME | Multizone All Ducted | 217956882 |  | HMSV-A-CB | D6OE30-48HFN10-M1D-D | Ducted Indoor Units |  |  |  |  | 12 | 20.4 | 10.6 | FALSE | FALSE |  | 45000 | 37000 | 2.5 | 41000 | 2.4
217956881 |  | Live | Midea Electric Trading | DUOHOME | Multizone All Non-Ducted | 217956881 |  | HMSR-A-CB-O | D6OE30-48HFN10-M1D-D | Non-Ducted Indoor Units |  |  |  |  | 11.7 | 21.3 | 10 | FALSE | FALSE |  | 45000 | 34000 | 2.4 | 34000 | 2.4
217956880 |  | Live | Midea Electric Trading | DUOHOME | Multizone Mix of Ducted and Non-Ducted | 217956880 |  | HMSV-A-CB | D5OD30-36HFN10-M1D-D | Mixed Ducted and Non-Ducted Indoor Units |  |  |  |  | 11.85 | 21.55 | 9.6 | FALSE | FALSE |  | 35000 | 26600 | 2.35 | 29000 | 2.19
217958936 |  | Live | Midea Electric Trading | CANAIR | Singlezone Non-Ducted, Floor Placement | 217958936 |  | HRCU-A-CB-O | 4C28SCH24H21 | Mini-Splits | 4C28SEP24H21 |  |  |  | 12 | 20.4 | 12.1 | FALSE | FALSE |  | 22000 | 20200 | 2.74 | 23300 | 2.38
217958935 |  | Live | Midea Electric Trading | CANAIR | Singlezone Non-Ducted, Floor Placement | 217958935 |  | HRCU-A-CB-O | 4C28SCH18H21 | Mini-Splits | 4C28SEP18H21 |  |  |  | 12.5 | 20.4 | 10.3 | FALSE | FALSE |  | 17000 | 14400 | 2.54 | 20200 | 2.24
217958934 |  | Live | Midea Electric Trading | CANAIR | Singlezone Non-Ducted, Floor Placement | 217958934 |  | HRCU-A-CB-O | 4C25LCH60H21 | Mini-Splits | 4C28LEP60H21 |  |  |  | 9.5 | 19.5 | 9.5 | FALSE | FALSE |  | 54000 | 37200 | 2.53 | 45300 | 2.22
217958933 |  | Live | Midea Electric Trading | CANAIR | Singlezone Non-Ducted, Floor Placement | 217958933 |  | HRCU-A-CB-O | 4C25LCH48H21 | Mini-Splits | 4C28LEP48H21 |  |  |  | 9.5 | 19.8 | 10.2 | FALSE | FALSE |  | 48000 | 39500 | 2.4 | 45100 | 2.13
217958932 |  | Live | Midea Electric Trading | CANAIR | Singlezone Non-Ducted, Floor Placement | 217958932 |  | HRCU-A-CB-O | 4C25LCH36H21 | Mini-Splits | 4C28LEP36H21 |  |  |  | 10.1 | 20 | 10 | FALSE | FALSE |  | 36000 | 26400 | 2.68 | 30900 | 2.36
217958939 |  | Live | Midea Electric Trading | CANAIR | Singlezone Non-Ducted, Floor Placement | 217958939 |  | HRCU-A-CB-O | 4C28LCH60H21 | Mini-Splits | 4C28LEP60H21 |  |  |  | 9 | 18 | 10.7 | FALSE | FALSE |  | 54000 | 41000 | 2.33 | 58000 | 2.17
217958938 |  | Live | Midea Electric Trading | CANAIR | Singlezone Non-Ducted, Floor Placement | 217958938 |  | HRCU-A-CB-O | 4C28LCH48H21 | Mini-Splits | 4C28LEP48H21 |  |  |  | 9.4 | 18.5 | 10.1 | FALSE | FALSE |  | 48000 | 38500 | 2.38 | 44500 | 2.23
217958937 |  | Live | Midea Electric Trading | CANAIR | Singlezone Non-Ducted, Floor Placement | 217958937 |  | HRCU-A-CB-O | 4C28LCH36H21 | Mini-Splits | 4C28LEP36H21 |  |  |  | 12 | 20 | 10.8 | FALSE | FALSE |  | 36400 | 30200 | 2.58 | 42400 | 2.16
217958931 |  | Live | Midea Electric Trading | CANAIR | Singlezone Non-Ducted, Floor Placement | 217958931 |  | HRCU-A-CB-O | 4C25SCH24H21 | Mini-Splits | 4C28SEP24H21 |  |  |  | 12.2 | 21.1 | 11.1 | FALSE | FALSE |  | 24000 | 20000 | 2.56 | 20000 | 2.56
217958930 |  | Live | Midea Electric Trading | CANAIR | Singlezone Non-Ducted, Floor Placement | 217958930 |  | HRCU-A-CB-O | 4C25SCH18H21 | Mini-Splits | 4C28SEP18H21 |  |  |  | 12.5 | 22.3 | 10.4 | FALSE | FALSE |  | 18000 | 13700 | 2.51 | 15100 | 2.38
217958929 |  | Live | Midea Electric Trading | CANAIR | Singlezone Non-Ducted, Wall Placement | 217958929 |  | HRCU-A-CB-O | 4C25SCH12H11 | Mini-Splits | 4C28SEH12H11 |  |  |  | 13 | 23.4 | 9.5 | FALSE | FALSE |  | 12000 | 8700 | 2.68 | 8700 | 2.43
217958928 |  | Live | Midea Electric Trading | CANAIR | Singlezone Non-Ducted, Wall Placement | 217958928 |  | HRCU-A-CB-O | 4C25SCH09H11 | Mini-Splits | 4C28SEH09H11 |  |  |  | 14.5 | 25.4 | 10 | FALSE | FALSE |  | 9000 | 8500 | 2.71 | 8600 | 2.4
217958927 |  | Live | Midea Electric Trading | CANAIR | Singlezone Non-Ducted, Wall Placement | 217958927 |  | HRCU-A-CB-O | 4C35SCH18H21 | Mini-Splits | 4C35SEH18H21 |  |  |  | 15 | 25.6 | 16.2 | FALSE | FALSE |  | 18000 | 19300 | 3.01 | 23200 | 2.35
217958926 |  | Live | Midea Electric Trading | CANAIR | Singlezone Non-Ducted, Wall Placement | 217958926 |  | HRCU-A-CB-O | 4C35SCH12H21 | Mini-Splits | 4C35SEH12H21 |  |  |  | 14.2 | 29.4 | 14.5 | FALSE | FALSE |  | 12000 | 11000 | 2.41 | 14600 | 2.26
217958925 |  | Live | Midea Electric Trading | CANAIR | Singlezone Non-Ducted, Wall Placement | 217958925 |  | HRCU-A-CB-O | 4C35SCH09H21 | Mini-Splits | 4C35SEH09H21 |  |  |  | 17 | 33.3 | 22 | FALSE | FALSE |  | 9000 | 11000 | 2.41 | 14600 | 2.26
217958924 |  | Live | Midea Electric Trading | CANAIR | Singlezone Non-Ducted, Wall Placement | 217958924 |  | HRCU-A-CB-O | 4C25SCH24H21 | Mini-Splits | 4C25SEH24H21 |  |  |  | 13 | 23.5 | 10 | FALSE | FALSE |  | 24000 | 19500 | 2.5 | 21300 | 2.42
217958923 |  | Live | Midea Electric Trading | CANAIR | Singlezone Non-Ducted, Wall Placement | 217958923 |  | HRCU-A-CB-O | 4C25SCH18H21 | Mini-Splits | 4C25SEH18H21 |  |  |  | 13.5 | 24 | 11.1 | FALSE | FALSE |  | 18000 | 13000 | 2.59 | 15000 | 2.43
217958922 |  | Live | Midea Electric Trading | CANAIR | Singlezone Non-Ducted, Wall Placement | 217958922 |  | HRCU-A-CB-O | 4C25SCH12H21 | Mini-Splits | 4C25SEH12H21 |  |  |  | 12.2 | 23.1 | 11.5 | FALSE | FALSE |  | 12000 | 9600 | 2.84 | 9900 | 2.57
217958921 |  | Live | Midea Electric Trading | CANAIR | Singlezone Non-Ducted, Wall Placement | 217958921 |  | HRCU-A-CB-O | 4C25SCH09H21 | Mini-Splits | 4C25SEH09H21 |  |  |  | 14.7 | 24.6 | 13 | FALSE | FALSE |  | 9000 | 8600 | 2.8 | 10200 | 2.47
217958920 |  | Live | Midea Electric Trading | CANAIR | Singlezone Non-Ducted, Wall Placement | 217958920 |  | HRCU-A-CB-O | 4C25SCH12H11 | Mini-Splits | 4C25SEH12H11 |  |  |  | 12.5 | 23.2 | 10.4 | FALSE | FALSE |  | 12000 | 8800 | 2.77 | 8800 | 2.77
217958919 |  | Live | Midea Electric Trading | CANAIR | Singlezone Non-Ducted, Wall Placement | 217958919 |  | HRCU-A-CB-O | 4C25SCH09H11 | Mini-Splits | 4C25SEH09H11 |  |  |  | 15 | 24.5 | 10.7 | FALSE | FALSE |  | 9000 | 8800 | 2.77 | 8800 | 2.77
217958961 |  | Live | Midea Electric Trading | CANAIR | Singlezone Ducted, Compact Ducted | 217958961 |  | HRCU-A-CB | 4C25SCH18H21 | Mini-Splits | 4C28SEDL18H21 |  |  |  | 12.5 | 20 | 10.5 | FALSE | FALSE |  | 17000 | 14000 | 2.6 | 14100 | 2.4
217958960 |  | Live | Midea Electric Trading | CANAIR | Singlezone Ducted, Compact Ducted | 217958960 |  | HRCU-A-CB | 4C25SCH12H21 | Mini-Splits | 4C28SEDL12H21 |  |  |  | 11.7 | 19 | 10.2 | FALSE | FALSE |  | 11500 | 9500 | 2.58 | 10300 | 2.58
217958959 |  | Live | Midea Electric Trading | CANAIR | Singlezone Ducted, Compact Ducted | 217958959 |  | HRCU-A-CB | 4C25SCH09H21 | Mini-Splits | 4C28SEDL09H21 |  |  |  | 12.8 | 19.5 | 11 | FALSE | FALSE |  | 9000 | 8900 | 2.61 | 9600 | 2.45
217958962 |  | Live | Midea Electric Trading | CANAIR | Singlezone Ducted, Compact Ducted | 217958962 |  | HRCU-A-CB | 4C28SCH09H21 | Mini-Splits | 4C28SEDL09H21 |  |  |  | 13.4 | 21.4 | 12.5 | FALSE | FALSE |  | 9000 | 9600 | 2.49 | 12600 | 1.99
217958956 |  | Live | Midea Electric Trading | CANAIR | Singlezone Non-Ducted, Wall Placement | 217958956 |  | HRCU-A-CB-O | 4C28SCH24H21 | Mini-Splits | 4C28SEQ24H21 |  |  |  | 12 | 20.7 | 11.6 | FALSE | FALSE |  | 23400 | 20400 | 2.78 | 23900 | 2.48
217958955 |  | Live | Midea Electric Trading | CANAIR | Singlezone Non-Ducted, Ceiling Placement | 217958955 |  | HRCU-A-CB-O | 4C28SCH18H21 | Mini-Splits | 4C28SEQ18H21 |  |  |  | 12.5 | 20 | 12.3 | FALSE | FALSE |  | 16000 | 14900 | 2.7 | 18000 | 2.1
217958946 |  | Live | Midea Electric Trading | CANAIR | Singlezone Non-Ducted, Ceiling Placement | 217958946 |  | HRCU-A-CB-O | 4C28SCH18H21 | Mini-Splits | 4C28SEOC18H21 |  |  |  | 12.5 | 20.6 | 12.2 | FALSE | FALSE |  | 16700 | 14500 | 2.5 | 18800 | 2.05
217958954 |  | Live | Midea Electric Trading | CANAIR | Singlezone Non-Ducted, Ceiling Placement | 217958954 |  | HRCU-A-CB-O | 4C28SCH12H21 | Mini-Splits | 4C28SEQ12H21 |  |  |  | 12.5 | 22.2 | 11.6 | FALSE | FALSE |  | 12000 | 10000 | 2.74 | 12900 | 2.14
217958945 |  | Live | Midea Electric Trading | CANAIR | Singlezone Non-Ducted, Ceiling Placement | 217958945 |  | HRCU-A-CB-O | 4C28SCH12H21 | Mini-Splits | 4C28SEOC12H21 |  |  |  | 13 | 23 | 10 | FALSE | FALSE |  | 12000 | 9600 | 2.65 | 11900 | 1.95
217958944 |  | Live | Midea Electric Trading | CANAIR | Singlezone Non-Ducted, Ceiling Placement | 217958944 |  | HRCU-A-CB-O | 4C28SCH09H21 | Mini-Splits | 4C28SEOC12H21 |  |  |  | 14.6 | 24 | 12.1 | FALSE | FALSE |  | 9000 | 9000 | 2.44 | 11900 | 2
217958952 |  | Live | Midea Electric Trading | CANAIR | Singlezone Non-Ducted, Wall Placement | 217958952 |  | HRCU-A-CB-O | 4C25LCH48H21 | Mini-Splits | 4C28LEQ48H21 |  |  |  | 9.5 | 19 | 9.9 | FALSE | FALSE |  | 48000 | 36600 | 2.24 | 44600 | 2.12
217958951 |  | Live | Midea Electric Trading | CANAIR | Singlezone Non-Ducted, Wall Placement | 217958951 |  | HRCU-A-CB-O | 4C25LCH36H21 | Mini-Splits | 4C28LEQ36H21 |  |  |  | 9.6 | 20 | 10.3 | FALSE | FALSE |  | 36000 | 26800 | 2.68 | 28100 | 2.22
217958958 |  | Live | Midea Electric Trading | CANAIR | Singlezone Non-Ducted, Wall Placement | 217958958 |  | HRCU-A-CB-O | 4C28LCH48H21 | Mini-Splits | 4C28LEQ48H21 |  |  |  | 10 | 18 | 11 | FALSE | FALSE |  | 48000 | 44000 | 2.44 | 48000 | 2.17
217958957 |  | Live | Midea Electric Trading | CANAIR | Singlezone Non-Ducted, Wall Placement | 217958957 |  | HRCU-A-CB-O | 4C28LCH36H21 | Mini-Splits | 4C28LEQ36H21 |  |  |  | 12 | 21.2 | 10.6 | FALSE | FALSE |  | 36600 | 30600 | 2.56 | 46200 | 2.17
217958950 |  | Live | Midea Electric Trading | CANAIR | Singlezone Non-Ducted, Wall Placement | 217958950 |  | HRCU-A-CB-O | 4C25SCH24H21 | Mini-Splits | 4C28SEQ24H21 |  |  |  | 12 | 22 | 10.5 | FALSE | FALSE |  | 24000 | 20400 | 2.73 | 20500 | 2.55
217958949 |  | Live | Midea Electric Trading | CANAIR | Singlezone Non-Ducted, Ceiling Placement | 217958949 |  | HRCU-A-CB-O | 4C25SCH18H21 | Mini-Splits | 4C28SEQ18H21 |  |  |  | 12.5 | 20.7 | 11.4 | FALSE | FALSE |  | 16800 | 13900 | 2.66 | 14800 | 2.36
217958942 |  | Live | Midea Electric Trading | CANAIR | Singlezone Non-Ducted, Ceiling Placement | 217958942 |  | HRCU-A-CB-O | 4C25SCH18H21 | Mini-Splits | 4C28SEOC18H21 |  |  |  | 12.5 | 22.2 | 12.2 | FALSE | FALSE |  | 18000 | 14000 | 2.77 | 15200 | 2.47
217958948 |  | Live | Midea Electric Trading | CANAIR | Singlezone Non-Ducted, Ceiling Placement | 217958948 |  | HRCU-A-CB-O | 4C25SCH12H21 | Mini-Splits | 4C28SEQ12H21 |  |  |  | 12.5 | 21.1 | 10.4 | FALSE | FALSE |  | 12000 | 8500 | 2.8 | 9300 | 2.55
217958941 |  | Live | Midea Electric Trading | CANAIR | Singlezone Non-Ducted, Ceiling Placement | 217958941 |  | HRCU-A-CB-O | 4C25SCH12H21 | Mini-Splits | 4C28SEOC12H21 |  |  |  | 12.3 | 22.1 | 10 | FALSE | FALSE |  | 12000 | 8600 | 2.77 | 10000 | 2.59
217958947 |  | Live | Midea Electric Trading | CANAIR | Singlezone Non-Ducted, Ceiling Placement | 217958947 |  | HRCU-A-CB-O | 4C25SCH09H21 | Mini-Splits | 4C28SEQ09H21 |  |  |  | 14.3 | 21.6 | 11.3 | FALSE | FALSE |  | 9000 | 8500 | 2.8 | 9300 | 2.55
217958940 |  | Live | Midea Electric Trading | CANAIR | Singlezone Non-Ducted, Ceiling Placement | 217958940 |  | HRCU-A-CB-O | 4C25SCH09H21 | Mini-Splits | 4C28SEOC12H21 |  |  |  | 14.4 | 22.1 | 11.8 | FALSE | FALSE |  | 9000 | 7900 | 2.69 | 9900 | 2.59
217958953 |  | Live | Midea Electric Trading | CANAIR | Singlezone Non-Ducted, Ceiling Placement | 217958953 |  | HRCU-A-CB-O | 4C28SCH09H21 | Mini-Splits | 4C28SEQ09H21 |  |  |  | 14 | 22.6 | 12.1 | FALSE | FALSE |  | 9000 | 9700 | 2.63 | 12600 | 2.1
217958943 |  | Live | Midea Electric Trading | CANAIR | Singlezone Non-Ducted, Ceiling Placement | 217958943 |  | HRCU-A-CB-O | 4C28SCH06H21 | Mini-Splits | 4C28SEOC12H21 |  |  |  | 15 | 22 | 12 | FALSE | FALSE |  | 6500 | 7000 | 2.66 | 9500 | 2.53
217958971 |  | Live | Midea Electric Trading | CANAIR | Singlezone Ducted, Compact Ducted | 217958971 |  | HRCU-A-CB | 4C25LCH60H21 | Mini-Splits | 4C28LEDH60H21 |  |  |  | 10 | 17 | 9.7 | FALSE | FALSE |  | 58000 | 40000 | 2.66 | 41500 | 2.45
217958978 |  | Live | Midea Electric Trading | CANAIR | Singlezone Ducted, Compact Ducted | 217958978 |  | HRCU-A-CB | 4C28LCH60H21 | Mini-Splits | 4C28LEDH60H21 |  |  |  | 10.2 | 15.8 | 10.4 | FALSE | FALSE |  | 55000 | 45000 | 2.72 | 52000 | 2.41
217958970 |  | Live | Midea Electric Trading | CANAIR | Singlezone Ducted, Compact Ducted | 217958970 |  | HRCU-A-CB | 4C25LCH48H21 | Mini-Splits | 4C28LEDH48H21 |  |  |  | 10 | 17.1 | 9.8 | FALSE | FALSE |  | 48000 | 39000 | 2.48 | 46500 | 2.35
217958969 |  | Live | Midea Electric Trading | CANAIR | Singlezone Ducted, Compact Ducted | 217958969 |  | HRCU-A-CB | 4C25LCH36H21 | Mini-Splits | 4C28LEDH36H21 |  |  |  | 10.1 | 18.7 | 10.2 | FALSE | FALSE |  | 36000 | 27400 | 2.73 | 31000 | 2.39
217958977 |  | Live | Midea Electric Trading | CANAIR | Singlezone Ducted, Compact Ducted | 217958977 |  | HRCU-A-CB | 4C28LCH48H21 | Mini-Splits | 4C28LEDH48H21 |  |  |  | 10.4 | 16.7 | 10.8 | FALSE | FALSE |  | 48000 | 45000 | 2.61 | 45500 | 2.4
217958976 |  | Live | Midea Electric Trading | CANAIR | Singlezone Ducted, Compact Ducted | 217958976 |  | HRCU-A-CB | 4C28LCH36H21 | Mini-Splits | 4C28LEDH36H21 |  |  |  | 12 | 17.7 | 11.1 | FALSE | FALSE |  | 36000 | 31600 | 2.73 | 40000 | 2.29
217958968 |  | Live | Midea Electric Trading | CANAIR | Singlezone Ducted, Compact Ducted | 217958968 |  | HRCU-A-CB | 4C25SCH24H21 | Mini-Splits | 4C28SEDH24H21 |  |  |  | 12.5 | 19 | 11 | FALSE | FALSE |  | 24000 | 21200 | 2.6 | 21600 | 2.56
217958967 |  | Live | Midea Electric Trading | CANAIR | Singlezone Ducted, Compact Ducted | 217958967 |  | HRCU-A-CB | 4C25SCH18H21 | Mini-Splits | 4C28SEDH18H21 |  |  |  | 13.3 | 20 | 11.3 | FALSE | FALSE |  | 17500 | 14900 | 2.89 | 15900 | 2.65
217958966 |  | Live | Midea Electric Trading | CANAIR | Singlezone Ducted, Compact Ducted | 217958966 |  | HRCU-A-CB | 4C25SCH12H21 | Mini-Splits | 4C28SEDH12H21 |  |  |  | 12 | 19.5 | 10.5 | FALSE | FALSE |  | 12000 | 9100 | 2.78 | 9800 | 2.52
217958965 |  | Live | Midea Electric Trading | CANAIR | Singlezone Ducted, Compact Ducted | 217958965 |  | HRCU-A-CB | 4C25SCH09H21 | Mini-Splits | 4C28SEDH09H21 |  |  |  | 13 | 19.7 | 11.5 | FALSE | FALSE |  | 9000 | 9300 | 2.9 | 9800 | 2.56
217958975 |  | Live | Midea Electric Trading | CANAIR | Singlezone Ducted, Compact Ducted | 217958975 |  | HRCU-A-CB | 4C28SCH24H21 | Mini-Splits | 4C28SEDH24H21 |  |  |  | 12 | 19 | 11.7 | FALSE | FALSE |  | 24000 | 21600 | 2.71 | 23600 | 2.48
217958974 |  | Live | Midea Electric Trading | CANAIR | Singlezone Ducted, Compact Ducted | 217958974 |  | HRCU-A-CB | 4C28SCH18H21 | Mini-Splits | 4C28SEDH18H21 |  |  |  | 12 | 18.4 | 11.1 | FALSE | FALSE |  | 17500 | 15000 | 2.89 | 20000 | 2.5
217958964 |  | Live | Midea Electric Trading | CANAIR | Singlezone Ducted, Compact Ducted | 217958964 |  | HRCU-A-CB | 4C28SCH18H21 | Mini-Splits | 4C28SEDL18H21 |  |  |  | 12 | 18 | 10.5 | FALSE | FALSE |  | 17000 | 15000 | 2.7 | 19000 | 2.23
217958973 |  | Live | Midea Electric Trading | CANAIR | Singlezone Ducted, Compact Ducted | 217958973 |  | HRCU-A-CB | 4C28SCH12H21 | Mini-Splits | 4C28SEDH12H21 |  |  |  | 12 | 20 | 10.6 | FALSE | FALSE |  | 12000 | 10200 | 2.6 | 14000 | 2.31
217958963 |  | Live | Midea Electric Trading | CANAIR | Singlezone Ducted, Compact Ducted | 217958963 |  | HRCU-A-CB | 4C28SCH12H21 | Mini-Splits | 4C28SEDL12H21 |  |  |  | 12 | 20 | 10 | FALSE | FALSE |  | 12000 | 9600 | 2.49 | 13100 | 1.99
217958972 |  | Live | Midea Electric Trading | CANAIR | Singlezone Ducted, Compact Ducted | 217958972 |  | HRCU-A-CB | 4C28SCH09H21 | Mini-Splits | 4C28SEDH09H21 |  |  |  | 14 | 20.5 | 13.8 | FALSE | FALSE |  | 9000 | 10200 | 2.45 | 12600 | 1.94
217958984 |  | Live | Midea Electric Trading | CANAIR | Multizone All Ducted | 217958984 |  | HMSV-A-CB | 4C25MC318H21 | Ducted Indoor Units |  |  |  |  | 12 | 20 | 10 | FALSE | FALSE |  | 18000 | 14600 | 2.8 | 14600 | 2.3
217958983 |  | Live | Midea Electric Trading | CANAIR | Multizone All Non-Ducted | 217958983 |  | HMSR-A-CB-O | 4C25MC318H21 | Non-Ducted Indoor Units |  |  |  |  | 14 | 25.1 | 9.8 | FALSE | FALSE |  | 18000 | 13600 | 2.81 | 14000 | 2.5
217958982 |  | Live | Midea Electric Trading | CANAIR | Singlezone Non-Ducted, Wall Placement | 217958982 |  | HRCU-A-CB-O | 4C28SCH18H21 | Mini-Splits | 4C28SEC16H21 |  |  |  | 12.5 | 20 | 10.3 | FALSE | FALSE |  | 16000 | 14200 | 2.6 | 18800 | 2.13
217958981 |  | Live | Midea Electric Trading | CANAIR | Singlezone Non-Ducted, Wall Placement | 217958981 |  | HRCU-A-CB-O | 4C28SCH12H21 | Mini-Splits | 4C28SEC12H21 |  |  |  | 12.5 | 25 | 10.5 | FALSE | FALSE |  | 12000 | 9800 | 2.71 | 12400 | 2.14
217958980 |  | Live | Midea Electric Trading | CANAIR | Singlezone Non-Ducted, Wall Placement | 217958980 |  | HRCU-A-CB-O | 4C25SCH18H21 | Mini-Splits | 4C28SEC16H21 |  |  |  | 12.5 | 23.8 | 13.5 | FALSE | FALSE |  | 16000 | 14100 | 2.75 | 14600 | 2.58
217958979 |  | Live | Midea Electric Trading | CANAIR | Singlezone Non-Ducted, Wall Placement | 217958979 |  | HRCU-A-CB-O | 4C25SCH12H21 | Mini-Splits | 4C28SEC12H21 |  |  |  | 12.7 | 24.6 | 11 | FALSE | FALSE |  | 12000 | 9000 | 2.87 | 9600 | 2.49
217958991 |  | Live | Midea Electric Trading | CANAIR | Multizone Mix of Ducted and Non-Ducted | 217958991 |  | HMSV-A-CB | 4C25MC536H21 | Mixed Ducted and Non-Ducted Indoor Units |  |  |  |  | 11.85 | 21.55 | 9.6 | FALSE | FALSE |  | 35000 | 26600 | 2.35 | 29000 | 2.19
217958990 |  | Live | Midea Electric Trading | CANAIR | Multizone All Ducted | 217958990 |  | HMSV-A-CB | 4C25MC536H21 | Ducted Indoor Units |  |  |  |  | 11.7 | 20 | 9.2 | FALSE | FALSE |  | 35000 | 26400 | 2.3 | 28000 | 2.2
217958989 |  | Live | Midea Electric Trading | CANAIR | Multizone All Non-Ducted | 217958989 |  | HMSR-A-CB-O | 4C25MC536H21 | Non-Ducted Indoor Units |  |  |  |  | 12 | 23.1 | 10 | FALSE | FALSE |  | 35000 | 27000 | 2.4 | 30000 | 2.18
217958994 |  | Live | Midea Electric Trading | CANAIR | Multizone Mix of Ducted and Non-Ducted | 217958994 |  | HMSV-A-CB | 4C25MC548H21 | Mixed Ducted and Non-Ducted Indoor Units |  |  |  |  | 12.25 | 22.2 | 10.45 | FALSE | FALSE |  | 46000 | 37400 | 2.5 | 39750 | 2.19
217958993 |  | Live | Midea Electric Trading | CANAIR | Multizone All Ducted | 217958993 |  | HMSV-A-CB | 4C25MC548H21 | Ducted Indoor Units |  |  |  |  | 12 | 20.4 | 10.6 | FALSE | FALSE |  | 45000 | 37000 | 2.5 | 41000 | 2.4
217958992 |  | Live | Midea Electric Trading | CANAIR | Multizone All Non-Ducted | 217958992 |  | HMSR-A-CB-O | 4C25MC548H21 | Non-Ducted Indoor Units |  |  |  |  | 12.5 | 24 | 10.3 | FALSE | FALSE |  | 47000 | 38000 | 2.5 | 38500 | 2
217958988 |  | Live | Midea Electric Trading | CANAIR | Multizone Mix of Ducted and Non-Ducted | 217958988 |  | HMSV-A-CB | 4C25MC428H21 | Mixed Ducted and Non-Ducted Indoor Units |  |  |  |  | 12.5 | 23 | 9.25 | FALSE | FALSE |  | 26800 | 18400 | 2.56 | 18800 | 2.3
217958987 |  | Live | Midea Electric Trading | CANAIR | Multizone All Ducted | 217958987 |  | HMSV-A-CB | 4C25MC428H21 | Ducted Indoor Units |  |  |  |  | 12 | 21 | 9 | FALSE | FALSE |  | 26600 | 18400 | 2.5 | 18600 | 2.3
217958986 |  | Live | Midea Electric Trading | CANAIR | Multizone All Non-Ducted | 217958986 |  | HMSR-A-CB-O | 4C25MC428H21 | Non-Ducted Indoor Units |  |  |  |  | 13 | 25 | 9.5 | FALSE | FALSE |  | 27000 | 18400 | 2.61 | 19000 | 2.3
217958985 |  | Live | Midea Electric Trading | CANAIR | Multizone Mix of Ducted and Non-Ducted | 217958985 |  | HMSV-A-CB | 4C25MC318H21 | Mixed Ducted and Non-Ducted Indoor Units |  |  |  |  | 13 | 22.55 | 9.9 | FALSE | FALSE |  | 18000 | 14100 | 2.79 | 14300 | 2.39
217968405 |  | Live | Midea Electric Trading | CUSTOM COMFORT | Multizone Mix of Ducted and Non-Ducted | 217968405 |  | HMSV-A-CB | CCOESBMZ318HP | Mixed Ducted and Non-Ducted Indoor Units |  |  |  |  | 13 | 22.55 | 9.9 | FALSE | FALSE |  | 18000 | 14100 | 2.79 | 14300 | 2.39
217968404 |  | Live | Midea Electric Trading | CUSTOM COMFORT | Multizone All Ducted | 217968404 |  | HMSV-A-CB | CCOESBMZ318HP | Ducted Indoor Units |  |  |  |  | 12 | 20 | 10 | FALSE | FALSE |  | 18000 | 14600 | 2.8 | 14600 | 2.3
217968403 |  | Live | Midea Electric Trading | CUSTOM COMFORT | Multizone All Non-Ducted | 217968403 |  | HMSR-A-CB-O | CCOESBMZ318HP | Non-Ducted Indoor Units |  |  |  |  | 14 | 25.1 | 9.8 | FALSE | FALSE |  | 18000 | 13600 | 2.81 | 14000 | 2.5
217968402 |  | Live | Midea Electric Trading | CUSTOM COMFORT | Singlezone Non-Ducted, Wall Placement | 217968402 |  | HRCU-A-CB-O | CCOESBSZ24HP | Mini-Splits | CCOXHBWM24 |  |  |  | 14 | 23 | 11.7 | FALSE | FALSE |  | 24000 | 18800 | 2.65 | 19300 | 2.33
217968401 |  | Live | Midea Electric Trading | CUSTOM COMFORT | Singlezone Non-Ducted, Wall Placement | 217968401 |  | HRCU-A-CB-O | CCOESBSZ17HP | Mini-Splits | CCOXHBWM18 |  |  |  | 12.7 | 23.5 | 10.8 | FALSE | FALSE |  | 18000 | 13600 | 2.73 | 14900 | 2.43
217968400 |  | Live | Midea Electric Trading | CUSTOM COMFORT | Singlezone Non-Ducted, Wall Placement | 217968400 |  | HRCU-A-CB-O | CCOESBZ12HP | Mini-Splits | CCOXHBWM12 |  |  |  | 13 | 25.5 | 10.6 | FALSE | FALSE |  | 12000 | 9300 | 2.84 | 9600 | 2.38
217968399 |  | Live | Midea Electric Trading | CUSTOM COMFORT | Singlezone Non-Ducted, Wall Placement | 217968399 |  | HRCU-A-CB-O | CCOESBSZ09HP | Mini-Splits | CCOXHBWM09 |  |  |  | 14.9 | 25.8 | 12.5 | FALSE | FALSE |  | 9000 | 8100 | 2.83 | 9400 | 2.37
217968411 |  | Live | Midea Electric Trading | CUSTOM COMFORT | Multizone Mix of Ducted and Non-Ducted | 217968411 |  | HMSV-A-CB | CCOESBMZ536HP | Mixed Ducted and Non-Ducted Indoor Units |  |  |  |  | 11.85 | 22 | 9.35 | FALSE | FALSE |  | 35400 | 26400 | 2.35 | 27300 | 2.15
217968410 |  | Live | Midea Electric Trading | CUSTOM COMFORT | Multizone All Ducted | 217968410 |  | HMSV-A-CB | CCOESBMZ536HP | Ducted Indoor Units |  |  |  |  | 11.7 | 20 | 9.2 | FALSE | FALSE |  | 35000 | 26400 | 2.3 | 28000 | 2.2
217968409 |  | Live | Midea Electric Trading | CUSTOM COMFORT | Multizone All Non-Ducted | 217968409 |  | HMSR-A-CB-O | CCOESBMZ536HP | Non-Ducted Indoor Units |  |  |  |  | 12 | 24 | 9.5 | FALSE | FALSE |  | 36000 | 26600 | 2.4 | 26600 | 2.4
217968408 |  | Live | Midea Electric Trading | CUSTOM COMFORT | Multizone Mix of Ducted and Non-Ducted | 217968408 |  | HMSV-A-CB | CCOESBMZ427HP | Mixed Ducted and Non-Ducted Indoor Units |  |  |  |  | 12.5 | 23 | 9.25 | FALSE | FALSE |  | 26800 | 18400 | 2.56 | 18800 | 2.3
217968407 |  | Live | Midea Electric Trading | CUSTOM COMFORT | Multizone All Ducted | 217968407 |  | HMSV-A-CB | CCOESBMZ427HP | Ducted Indoor Units |  |  |  |  | 12 | 21 | 9 | FALSE | FALSE |  | 26600 | 18400 | 2.5 | 18600 | 2.3
217968406 |  | Live | Midea Electric Trading | CUSTOM COMFORT | Multizone All Non-Ducted | 217968406 |  | HMSR-A-CB-O | CCOESBMZ427HP | Non-Ducted Indoor Units |  |  |  |  | 13 | 25 | 9.5 | FALSE | FALSE |  | 27000 | 18400 | 2.61 | 19000 | 2.3
217969270 |  | Live | Midea Electric Trading | DUCTLESSAIRE | Singlezone Non-Ducted, Wall Placement | 217969270 |  | HRCU-A-CB-O | 454-09-O-DA | Mini-Splits | 454-09-I-DA |  |  |  | 14.4 | 24.6 | 13 | FALSE | FALSE |  | 9000 | 8600 | 2.83 | 9300 | 2.2
217970308 |  | Live | Midea Electric Trading | MAINLINE | Singlezone Non-Ducted, Wall Placement | 217970308 |  | HRCU-A-CB-O | ML12HP230GEN-O | Mini-Splits | ML12HP230GEN-I* |  |  |  | 10.8 | 21.3 | 9.1 | FALSE | FALSE |  | 12000 | 8700 | 2.41 | 9200 | 2.16
217970307 |  | Live | Midea Electric Trading | MAINLINE | Singlezone Non-Ducted, Wall Placement | 217970307 |  | HRCU-A-CB-O | ML09HP115GEN-O | Mini-Splits | ML09HP115GEN-I** |  |  |  | 12.5 | 21.5 | 9 | FALSE | FALSE |  | 9000 | 6500 | 2.3 | 8000 | 2.13
217970310 |  | Live | Midea Electric Trading | MAINLINE | Singlezone Non-Ducted, Wall Placement | 217970310 |  | HRCU-A-CB-O | ML30HP230GEN-O | Mini-Splits | ML30HP230GEN-I** |  |  |  | 11 | 20 | 9.2 | FALSE | FALSE |  | 30000 | 19000 | 2.26 | 19800 | 1.99
217970309 |  | Live | Midea Electric Trading | MAINLINE | Singlezone Non-Ducted, Wall Placement | 217970309 |  | HRCU-A-CB-O | ML18HP230GEN-O | Mini-Splits | ML18HP230GEN-I* |  |  |  | 10.8 | 19.2 | 9.6 | FALSE | FALSE |  | 18000 | 12300 | 2.63 | 14800 | 2.58
217970333 |  | Live | Midea Electric Trading | MAINLINE | Singlezone Non-Ducted, Wall Placement | 217970333 |  | HRCU-A-CB-O | ML30HP230GEN-O | Mini-Splits | ML30HP230GEN-I*** |  |  |  | 11 | 20 | 9.2 | FALSE | FALSE |  | 30000 | 19000 | 2.26 | 19800 | 1.99
217970332 |  | Live | Midea Electric Trading | MAINLINE | Singlezone Non-Ducted, Wall Placement | 217970332 |  | HRCU-A-CB-O | ML18HP230GEN-O | Mini-Splits | ML18HP230GEN-I** |  |  |  | 10.8 | 19.2 | 9.6 | FALSE | FALSE |  | 18000 | 12300 | 2.63 | 14800 | 2.58
217970331 |  | Live | Midea Electric Trading | MAINLINE | Singlezone Non-Ducted, Wall Placement | 217970331 |  | HRCU-A-CB-O | ML12HP230GEN-O | Mini-Splits | ML12HP230GEN-I** |  |  |  | 10.8 | 21.3 | 9.1 | FALSE | FALSE |  | 12000 | 8700 | 2.41 | 9200 | 2.16
217970330 |  | Live | Midea Electric Trading | MAINLINE | Singlezone Non-Ducted, Wall Placement | 217970330 |  | HRCU-A-CB-O | ML09HP115GEN-O | Mini-Splits | ML09HP115GEN-I*** |  |  |  | 12.5 | 21.5 | 9 | FALSE | FALSE |  | 9000 | 6500 | 2.3 | 8000 | 2.13
217905259 |  | Live | Midea Electric Trading | CTMORLEY | Multizone Mix of Ducted and Non-Ducted | 217905259 |  | HMSV-A-CB | MOU-3B18G-2 | Mixed Ducted and Non-Ducted Indoor Units |  |  |  |  | 12.25 | 21.5 | 10 | FALSE | FALSE |  | 18000 | 14000 | 2.7 | 14300 | 2.25
217905258 |  | Live | Midea Electric Trading | CTMORLEY | Multizone All Ducted | 217905258 |  | HMSV-A-CB | MOU-3B18G-2 | Ducted Indoor Units |  |  |  |  | 12 | 20 | 10 | FALSE | FALSE |  | 18000 | 14600 | 2.8 | 14600 | 2.8
217905257 |  | Live | Midea Electric Trading | CTMORLEY | Multizone All Non-Ducted | 217905257 |  | HMSR-A-CB-O | MOU-3B18G-2 | Non-Ducted Indoor Units |  |  |  |  | 12.5 | 23 | 10 | FALSE | FALSE |  | 18000 | 13500 | 2.6 | 14000 | 2.21
217905256 |  | Live | Midea Electric Trading | CTMORLEY | Singlezone Non-Ducted, Wall Placement | 217905256 |  | HRCU-A-CB-O | MOU-B33H-2 | Mini-Splits | MIU-B33WH-2 |  |  |  | 11.7 | 20 | 10.5 | FALSE | FALSE |  | 33000 | 29600 | 2.61 | 30200 | 2
217905271 |  | Live | Midea Electric Trading | CTMORLEY | Multizone Mix of Ducted and Non-Ducted | 217905271 |  | HMSV-A-CB | MOU-6B60G-2 | Mixed Ducted and Non-Ducted Indoor Units |  |  |  |  | 10 | 18.6 | 9.4 | FALSE | FALSE |  | 60000 | 39000 | 2.65 | 40500 | 2.3
217905270 |  | Live | Midea Electric Trading | CTMORLEY | Multizone All Ducted | 217905270 |  | HMSV-A-CB | MOU-6B60G-2 | Ducted Indoor Units |  |  |  |  | 10 | 18 | 9.2 | FALSE | FALSE |  | 60000 | 39000 | 2.6 | 41000 | 2.3
217905269 |  | Live | Midea Electric Trading | CTMORLEY | Multizone All Non-Ducted | 217905269 |  | HMSR-A-CB-O | MOU-6B60G-2 | Non-Ducted Indoor Units |  |  |  |  | 10 | 19.2 | 9.6 | FALSE | FALSE |  | 60000 | 39000 | 2.7 | 40000 | 2.3
217905268 |  | Live | Midea Electric Trading | CTMORLEY | Multizone Mix of Ducted and Non-Ducted | 217905268 |  | HMSV-A-CB | MOU-6B48G-2 | Mixed Ducted and Non-Ducted Indoor Units |  |  |  |  | 11.85 | 20.85 | 10.3 | FALSE | FALSE |  | 45000 | 35400 | 2.45 | 37500 | 2.15
217905267 |  | Live | Midea Electric Trading | CTMORLEY | Multizone All Ducted | 217905267 |  | HMSV-A-CB | MOU-6B48G-2 | Ducted Indoor Units |  |  |  |  | 12 | 20.4 | 10.6 | FALSE | FALSE |  | 45000 | 37000 | 2.5 | 41000 | 2.4
217905266 |  | Live | Midea Electric Trading | CTMORLEY | Multizone All Non-Ducted | 217905266 |  | HMSR-A-CB-O | MOU-6B48G-2 | Non-Ducted Indoor Units |  |  |  |  | 11.7 | 21.3 | 10 | FALSE | FALSE |  | 45000 | 34000 | 2.4 | 34000 | 2.4
217905265 |  | Live | Midea Electric Trading | CTMORLEY | Multizone Mix of Ducted and Non-Ducted | 217905265 |  | HMSV-A-CB | MOU-5B36G-2 | Mixed Ducted and Non-Ducted Indoor Units |  |  |  |  | 11.85 | 21.55 | 9.6 | FALSE | FALSE |  | 35000 | 26600 | 2.35 | 29000 | 2.19
217905264 |  | Live | Midea Electric Trading | CTMORLEY | Multizone All Ducted | 217905264 |  | HMSV-A-CB | MOU-5B36G-2 | Ducted Indoor Units |  |  |  |  | 11.7 | 20 | 9.2 | FALSE | FALSE |  | 35000 | 26400 | 2.3 | 28000 | 2.2
217905263 |  | Live | Midea Electric Trading | CTMORLEY | Multizone All Non-Ducted | 217905263 |  | HMSR-A-CB-O | MOU-5B36G-2 | Non-Ducted Indoor Units |  |  |  |  | 12 | 23.1 | 10 | FALSE | FALSE |  | 35000 | 27000 | 2.4 | 30000 | 2.18
217905262 |  | Live | Midea Electric Trading | CTMORLEY | Multizone Mix of Ducted and Non-Ducted | 217905262 |  | HMSV-A-CB | MOU-4B27G-2 | Mixed Ducted and Non-Ducted Indoor Units |  |  |  |  | 12.1 | 22 | 9.25 | FALSE | FALSE |  | 26200 | 18200 | 2.5 | 18300 | 2.09
217905261 |  | Live | Midea Electric Trading | CTMORLEY | Multizone All Ducted | 217905261 |  | HMSV-A-CB | MOU-4B27G-2 | Ducted Indoor Units |  |  |  |  | 12 | 21 | 9 | FALSE | FALSE |  | 26600 | 18400 | 2.5 | 18600 | 2.3
217905260 |  | Live | Midea Electric Trading | CTMORLEY | Multizone All Non-Ducted | 217905260 |  | HMSR-A-CB-O | MOU-4B27G-2 | Non-Ducted Indoor Units |  |  |  |  | 12.2 | 23 | 9.5 | FALSE | FALSE |  | 26000 | 18000 | 2.5 | 18000 | 2.5
217905286 |  | Live | Midea Electric Trading | CTMORLEY | Multizone Mix of Ducted and Non-Ducted | 217905286 |  | HMSV-A-CB | MOU-6B55H-2 | Mixed Ducted and Non-Ducted Indoor Units |  |  |  |  | 11.85 | 20.7 | 10.65 | FALSE | FALSE |  | 52000 | 45000 | 2.65 | 50500 | 2.25
217905285 |  | Live | Midea Electric Trading | CTMORLEY | Multizone All Ducted | 217905285 |  | HMSV-A-CB | MOU-6B55H-2 | Ducted Indoor Units |  |  |  |  | 11.7 | 20 | 10.7 | FALSE | FALSE |  | 53000 | 45000 | 2.7 | 52000 | 2.3
217905284 |  | Live | Midea Electric Trading | CTMORLEY | Multizone All Non-Ducted | 217905284 |  | HMSR-A-CB-O | MOU-6B55H-2 | Non-Ducted Indoor Units |  |  |  |  | 12 | 21.4 | 10.6 | FALSE | FALSE |  | 51000 | 45000 | 2.6 | 49000 | 2.2
217905283 |  | Live | Midea Electric Trading | CTMORLEY | Multizone Mix of Ducted and Non-Ducted | 217905283 |  | HMSV-A-CB | MOU-6B48H-2 | Mixed Ducted and Non-Ducted Indoor Units |  |  |  |  | 11.85 | 20.8 | 10.6 | FALSE | FALSE |  | 46000 | 42500 | 2.5 | 44000 | 2.1
217905282 |  | Live | Midea Electric Trading | CTMORLEY | Multizone All Ducted | 217905282 |  | HMSV-A-CB | MOU-6B48H-2 | Ducted Indoor Units |  |  |  |  | 11.7 | 20.4 | 11 | FALSE | FALSE |  | 47000 | 44500 | 2.6 | 46000 | 2.2
217905281 |  | Live | Midea Electric Trading | CTMORLEY | Multizone All Non-Ducted | 217905281 |  | HMSR-A-CB-O | MOU-6B48H-2 | Non-Ducted Indoor Units |  |  |  |  | 12 | 21.2 | 10.2 | FALSE | FALSE |  | 45000 | 40500 | 2.4 | 42000 | 2
217905280 |  | Live | Midea Electric Trading | CTMORLEY | Multizone Mix of Ducted and Non-Ducted | 217905280 |  | HMSV-A-CB | MOU-5B36H-2 | Mixed Ducted and Non-Ducted Indoor Units |  |  |  |  | 12.1 | 20.45 | 10.85 | FALSE | FALSE |  | 36000 | 34800 | 2.39 | 38500 | 2.26
217905279 |  | Live | Midea Electric Trading | CTMORLEY | Multizone All Ducted | 217905279 |  | HMSV-A-CB | MOU-5B36H-2 | Ducted Indoor Units |  |  |  |  | 12 | 19.4 | 10.4 | FALSE | FALSE |  | 36000 | 33000 | 2.4 | 34000 | 2.2
217905278 |  | Live | Midea Electric Trading | CTMORLEY | Multizone All Non-Ducted | 217905278 |  | HMSR-A-CB-O | MOU-5B36H-2 | Non-Ducted Indoor Units |  |  |  |  | 12.2 | 21.5 | 11.3 | FALSE | FALSE |  | 36000 | 36600 | 2.37 | 43000 | 2.3
217905277 |  | Live | Midea Electric Trading | CTMORLEY | Multizone Mix of Ducted and Non-Ducted | 217905277 |  | HMSV-A-CB | MOU-4B27H-2 | Mixed Ducted and Non-Ducted Indoor Units |  |  |  |  | 12 | 20 | 9.75 | FALSE | FALSE |  | 27400 | 23200 | 2.4 | 27000 | 1.99
217905276 |  | Live | Midea Electric Trading | CTMORLEY | Multizone All Ducted | 217905276 |  | HMSV-A-CB | MOU-4B27H-2 | Ducted Indoor Units |  |  |  |  | 12 | 19 | 9.5 | FALSE | FALSE |  | 28000 | 23000 | 2.4 | 27000 | 2.1
217905275 |  | Live | Midea Electric Trading | CTMORLEY | Multizone All Non-Ducted | 217905275 |  | HMSR-A-CB-O | MOU-4B27H-2 | Non-Ducted Indoor Units |  |  |  |  | 12 | 21 | 10 | FALSE | FALSE |  | 27000 | 23600 | 2.4 | 27000 | 1.9
217905274 |  | Live | Midea Electric Trading | CTMORLEY | Multizone Mix of Ducted and Non-Ducted | 217905274 |  | HMSV-A-CB | MOU-3B18H-2 | Mixed Ducted and Non-Ducted Indoor Units |  |  |  |  | 13 | 20.5 | 10 | FALSE | FALSE |  | 19000 | 16700 | 2.55 | 20000 | 2.3
217905273 |  | Live | Midea Electric Trading | CTMORLEY | Multizone All Ducted | 217905273 |  | HMSV-A-CB | MOU-3B18H-2 | Ducted Indoor Units |  |  |  |  | 13 | 20 | 10 | FALSE | FALSE |  | 19000 | 17000 | 2.59 | 22000 | 2.5
217905272 |  | Live | Midea Electric Trading | CTMORLEY | Multizone All Non-Ducted | 217905272 |  | HMSR-A-CB-O | MOU-3B18H-2 | Non-Ducted Indoor Units |  |  |  |  | 13 | 21 | 10 | FALSE | FALSE |  | 19000 | 16400 | 2.5 | 18000 | 2.1
217956237 |  | Live | Midea Electric Trading | IFLOW | Singlezone Ducted, Centrally Ducted | 217956237 |  | HRCU-A-C | 70HIPC36S |  | 70C3036CA |  |  |  | 10 | 15.2 | 8.5 | FALSE | FALSE |  | 35000 | 27000 | 2.06 | 27000 | 2.06
217956238 |  | Live | Midea Electric Trading | IFLOW | Singlezone Ducted, Centrally Ducted | 217956238 |  | HRCU-A-C | 70HIPC36S |  | 70C3036BA |  |  |  | 10 | 15.2 | 8.5 | FALSE | FALSE |  | 35000 | 27000 | 2.06 | 27000 | 2.06
217958914 |  | Live | Midea Electric Trading | CANAIR | Singlezone Ducted, Centrally Ducted | 217958914 |  | HRCU-A-CB | 4C28SCH36H21 |  | 4C28SEF36H21 |  |  |  | 8.5 | 16 | 7.7 | FALSE | FALSE |  | 36000 | 17900 | 2.04 | 22400 | 2.04
217958916 |  | Live | Midea Electric Trading | CANAIR | Singlezone Ducted, Centrally Ducted | 217958916 |  | HRCU-A-CB | 4C25SCH24H21 |  | 4C28SEF24H21 |  |  |  | 11.7 | 19.7 | 9 | FALSE | FALSE |  | 24000 | 17600 | 2.4 | 23200 | 2.55
217958915 |  | Live | Midea Electric Trading | CANAIR | Singlezone Ducted, Centrally Ducted | 217958915 |  | HRCU-A-CB | 4C25SCH18H21 |  | 4C28SEF18H21 |  |  |  | 12.1 | 18.5 | 9.8 | FALSE | FALSE |  | 18000 | 13200 | 2.6 | 14800 | 2.48
217958917 |  | Live | Midea Electric Trading | CANAIR | Singlezone Ducted, Centrally Ducted | 217958917 |  | HRCU-A-CB | 4C28SCH18H21 |  | 4C28SEF18H21 |  |  |  | 12 | 18 | 10 | FALSE | FALSE |  | 18000 | 14000 | 2.6 | 19800 | 2.38
217958918 |  | Live | Midea Electric Trading | CANAIR | Singlezone Ducted, Centrally Ducted | 217958918 |  | HRCU-A-CB | 4C28SCH24H21 |  | 4C28SEF24H21 |  |  |  | 12 | 18.7 | 10 | FALSE | FALSE |  | 23000 | 16900 | 2.4 | 24000 | 2.39
217958995 |  | Live | Midea Electric Trading | CANAIR | Singlezone Ducted, Centrally Ducted | 217958995 |  | HRCU-A-CB | 4C28SCH30H21 |  | 4C28SEF30H21 |  |  |  | 11 | 17 | 8.7 | FALSE | FALSE |  | 30000 | 19400 | 2.4 | 23600 | 2.23
217895406 |  | Live | Bosch | BOSCH | Singlezone Ducted, Centrally Ducted | 217895406 |  | HRCU-A-CB | BOVB-60RTB-M20S |  | BMAC4860DBTA+BMXFDCTA |  |  |  | 11.7 | 18 | 8.5 | TRUE | TRUE |  | 51500 | 38500 | 2.1 | 38500 | 2.1
217895405 |  | Live | Bosch | BOSCH | Singlezone Ducted, Centrally Ducted | 217895405 |  | HRCU-A-CB | BOVB-60RTB-M20S |  | BMAC4860CBTA+BMXFCCTA |  |  |  | 11.4 | 17.5 | 8.5 | FALSE | TRUE |  | 51500 | 38000 | 2.1 | 38000 | 2.1
217895404 |  | Live | Bosch | BOSCH | Singlezone Ducted, Centrally Ducted | 217895404 |  | HRCU-A-CB | BOVB-60RTB-M20S |  | BMAC4248DBTA+BMXFDCTA |  |  |  | 11.7 | 16.5 | 9 | TRUE | TRUE |  | 44500 | 35600 | 2.1 | 35600 | 2.1
217895403 |  | Live | Bosch | BOSCH | Singlezone Ducted, Centrally Ducted | 217895403 |  | HRCU-A-CB | BOVB-60RTB-M20S |  | BMAC4248CBTA+BMXFCCTA |  |  |  | 11.7 | 16.5 | 8.8 | TRUE | TRUE |  | 44000 | 35600 | 2.1 | 35600 | 2.1
217895402 |  | Live | Bosch | BOSCH | Singlezone Ducted, Centrally Ducted | 217895402 |  | HRCU-A-CB | BOVB-60RTB-M20S |  | BMAC4248BBTA+BMXFBCTA |  |  |  | 11.7 | 16 | 8.8 | TRUE | TRUE |  | 42500 | 35000 | 2.1 | 35000 | 2.1
217895401 |  | Live | Bosch | BOSCH | Singlezone Ducted, Centrally Ducted | 217895401 |  | HRCU-A-CB | BOVB-36RTB-M20S |  | BMAC4248CBTA+BMXFCCTA |  |  |  | 11.7 | 17.5 | 9 | TRUE | TRUE |  | 33000 | 25600 | 2.4 | 25600 | 2.4
217895400 |  | Live | Bosch | BOSCH | Singlezone Ducted, Centrally Ducted | 217895400 |  | HRCU-A-CB | BOVB-36RTB-M20S |  | BMAC4248BBTA+BMXFBCTA |  |  |  | 11 | 17.5 | 9 | FALSE | TRUE |  | 33000 | 25200 | 2.41 | 25200 | 2.41
217895399 |  | Live | Bosch | BOSCH | Singlezone Ducted, Centrally Ducted | 217895399 |  | HRCU-A-CB | BOVB-36RTB-M20S |  | BMAC3036CBTA+BMXFCCTA |  |  |  | 11 | 16.5 | 9 | FALSE | TRUE |  | 33600 | 25000 | 2.4 | 25000 | 2.4
217895398 |  | Live | Bosch | BOSCH | Singlezone Ducted, Centrally Ducted | 217895398 |  | HRCU-A-CB | BOVB-36RTB-M20S |  | BMAC3036BBTA+BMXFBCTA |  |  |  | 11 | 16.5 | 9 | FALSE | TRUE |  | 33600 | 25000 | 2.3 | 25000 | 2.3
217895397 |  | Live | Bosch | BOSCH | Singlezone Ducted, Centrally Ducted | 217895397 |  | HRCU-A-CB | BOVB-36RTB-M20S |  | BMAC3036ABTA+BMXFACTA |  |  |  | 10.6 | 16 | 9 | FALSE | TRUE |  | 32800 | 25000 | 2.3 | 25000 | 2.3
217895396 |  | Live | Bosch | BOSCH | Singlezone Ducted, Centrally Ducted | 217895396 |  | HRCU-A-CB | BOVB-36RTB-M20S |  | BMAC2430BBTA+BMXFBCTA |  |  |  | 12 | 18.5 | 9 | TRUE | TRUE |  | 24000 | 20000 | 2.31 | 20000 | 2.31
217895395 |  | Live | Bosch | BOSCH | Singlezone Ducted, Centrally Ducted | 217895395 |  | HRCU-A-CB | BOVB-36RTB-M20S |  | BMAC2430ABTA+BMXFACTA |  |  |  | 12 | 18 | 9 | TRUE | TRUE |  | 23800 | 19600 | 2.2 | 19600 | 2.2
217895666 |  | Live | Bosch | BOSCH | Singlezone Ducted, Centrally Ducted | 217895666 |  | HRCU-A-CB | BOVB-60RTB-M15S |  | BMAC4860DBTA+BMXFDCTA |  |  |  | 10 | 16 | 8.5 | FALSE | FALSE |  | 53500 | 37600 | 2.2 | 37600 | 2.2
217895665 |  | Live | Bosch | BOSCH | Singlezone Ducted, Centrally Ducted | 217895665 |  | HRCU-A-CB | BOVB-60RTB-M15S |  | BMAC4860CBTA+BMXFCCTA |  |  |  | 10 | 16 | 8.5 | FALSE | FALSE |  | 53000 | 37600 | 2.24 | 37600 | 2.24
217895412 |  | Live | Bosch | BOSCH | Singlezone Ducted, Centrally Ducted | 217895412 |  | HRCU-A-CB | BOVB-60RTB-M15S |  | BMAC4248DBTA+BMXFDCTA |  |  |  | 10.5 | 16 | 8.5 | FALSE | TRUE |  | 45500 | 34200 | 2.28 | 34200 | 2.28
217895411 |  | Live | Bosch | BOSCH | Singlezone Ducted, Centrally Ducted | 217895411 |  | HRCU-A-CB | BOVB-60RTB-M15S |  | BMAC4248CBTA+BMXFCCTA |  |  |  | 10.5 | 16 | 8.5 | FALSE | TRUE |  | 44500 | 34000 | 2.28 | 34000 | 2.28
217895410 |  | Live | Bosch | BOSCH | Singlezone Ducted, Centrally Ducted | 217895410 |  | HRCU-A-CB | BOVB-60RTB-M15S |  | BMAC4248BBTA+BMXFBCTA |  |  |  | 10.5 | 16 | 8.5 | FALSE | TRUE |  | 42000 | 33000 | 2.26 | 33000 | 2.26
217895664 |  | Live | Bosch | BOSCH | Singlezone Ducted, Centrally Ducted | 217895664 |  | HRCU-A-CB | BOVB-36RTB-M15S |  | BMAC4248CBTA+BMXFCCTA |  |  |  | 10.2 | 15.2 | 8.5 | FALSE | FALSE |  | 33000 | 23000 | 2.28 | 23000 | 2.28
217895663 |  | Live | Bosch | BOSCH | Singlezone Ducted, Centrally Ducted | 217895663 |  | HRCU-A-CB | BOVB-36RTB-M15S |  | BMAC4248BBTA+BMXFBCTA |  |  |  | 10.2 | 16 | 8.5 | FALSE | FALSE |  | 32600 | 23000 | 2.28 | 23000 | 2.28
217895662 |  | Live | Bosch | BOSCH | Singlezone Ducted, Centrally Ducted | 217895662 |  | HRCU-A-CB | BOVB-36RTB-M15S |  | BMAC3036CBTA+BMXFCCTA |  |  |  | 10.5 | 15.2 | 8.5 | FALSE | FALSE |  | 32800 | 23000 | 2.28 | 23000 | 2.28
217895661 |  | Live | Bosch | BOSCH | Singlezone Ducted, Centrally Ducted | 217895661 |  | HRCU-A-CB | BOVB-36RTB-M15S |  | BMAC3036BBTA+BMXFBCTA |  |  |  | 10.5 | 16 | 8.5 | FALSE | FALSE |  | 32000 | 23000 | 2.28 | 23000 | 2.28
217895660 |  | Live | Bosch | BOSCH | Singlezone Ducted, Centrally Ducted | 217895660 |  | HRCU-A-CB | BOVB-36RTB-M15S |  | BMAC3036ABTA+BMXFACTA |  |  |  | 10 | 16 | 8.5 | FALSE | FALSE |  | 32000 | 22800 | 2.28 | 22800 | 2.28
217895409 |  | Live | Bosch | BOSCH | Singlezone Ducted, Centrally Ducted | 217895409 |  | HRCU-A-CB | BOVB-24RTB-M15S |  | BMAC3036BBTA+BMXFBCTA |  |  |  | 10.6 | 16 | 8.5 | FALSE | TRUE |  | 24000 | 17600 | 2.3 | 17600 | 2.3
217895408 |  | Live | Bosch | BOSCH | Singlezone Ducted, Centrally Ducted | 217895408 |  | HRCU-A-CB | BOVB-24RTB-M15S |  | BMAC2430BBTA+BMXFBCTA |  |  |  | 10.6 | 16 | 8.5 | FALSE | TRUE |  | 24000 | 17600 | 2.3 | 17600 | 2.3
217895407 |  | Live | Bosch | BOSCH | Singlezone Ducted, Centrally Ducted | 217895407 |  | HRCU-A-CB | BOVB-24RTB-M15S |  | BMAC2430ABTA+BMXFACTA |  |  |  | 10.6 | 16 | 8.5 | FALSE | TRUE |  | 23600 | 17600 | 2.3 | 17600 | 2.3
216091613 |  | Live | Carrier | CARRIER | Singlezone Ducted, Compact Ducted | 216091613 |  | HRCU-A-CB | DLCSRBH18AAK | Mini-Splits | 40MBDAQ18XH3 |  |  |  | 12.1 | 18 | 10.8 | TRUE | TRUE |  | 17500 | 15800 | 2.63 | 20000 | 2.34
216091621 |  | Live | Carrier | BRYANT | Singlezone Ducted, Compact Ducted | 216091621 |  | HRCU-A-CB | DLCSRBH18AAK | Mini-Splits | 40MBDAQ18XH3 |  |  |  | 12.1 | 18 | 10.8 | TRUE | TRUE |  | 17500 | 15800 | 2.63 | 20000 | 2.34
216091676 |  | Live | Carrier | AIRQUEST | Singlezone Ducted, Compact Ducted | 216091676 |  | HRCU-A-CB | DLCSRBH18AAK | Mini-Splits | 40MBDAQ18XH3 |  |  |  | 12.1 | 18 | 10.8 | TRUE | TRUE |  | 17500 | 15800 | 2.63 | 20000 | 2.34
216091675 |  | Live | Carrier | SMART COMFORT | Singlezone Ducted, Compact Ducted | 216091675 |  | HRCU-A-CB | DLCSRBH18AAK | Mini-Splits | 40MBDAQ18XH3 |  |  |  | 12.1 | 18 | 10.8 | TRUE | TRUE |  | 17500 | 15800 | 2.63 | 20000 | 2.34
216091674 |  | Live | Carrier | TEMPSTAR | Singlezone Ducted, Compact Ducted | 216091674 |  | HRCU-A-CB | DLCSRBH18AAK | Mini-Splits | 40MBDAQ18XH3 |  |  |  | 12.1 | 18 | 10.8 | TRUE | TRUE |  | 17500 | 15800 | 2.63 | 20000 | 2.34
216091673 |  | Live | Carrier | MIDEA | Singlezone Ducted, Compact Ducted | 216091673 |  | HRCU-A-CB | DLCSRBH18AAK | Mini-Splits | 40MBDAQ18XH3 |  |  |  | 12.1 | 18 | 10.8 | TRUE | TRUE |  | 17500 | 15800 | 2.63 | 20000 | 2.34
216091672 |  | Live | Carrier | KEEPRITE | Singlezone Ducted, Compact Ducted | 216091672 |  | HRCU-A-CB | DLCSRBH18AAK | Mini-Splits | 40MBDAQ18XH3 |  |  |  | 12.1 | 18 | 10.8 | TRUE | TRUE |  | 17500 | 15800 | 2.63 | 20000 | 2.34
216091671 |  | Live | Carrier | HEIL | Singlezone Ducted, Compact Ducted | 216091671 |  | HRCU-A-CB | DLCSRBH18AAK | Mini-Splits | 40MBDAQ18XH3 |  |  |  | 12.1 | 18 | 10.8 | TRUE | TRUE |  | 17500 | 15800 | 2.63 | 20000 | 2.34
216091670 |  | Live | Carrier | DAY & NIGHT | Singlezone Ducted, Compact Ducted | 216091670 |  | HRCU-A-CB | DLCSRBH18AAK | Mini-Splits | 40MBDAQ18XH3 |  |  |  | 12.1 | 18 | 10.8 | TRUE | TRUE |  | 17500 | 15800 | 2.63 | 20000 | 2.34
216091669 |  | Live | Carrier | COMFORTMAKER | Singlezone Ducted, Compact Ducted | 216091669 |  | HRCU-A-CB | DLCSRBH18AAK | Mini-Splits | 40MBDAQ18XH3 |  |  |  | 12.1 | 18 | 10.8 | TRUE | TRUE |  | 17500 | 15800 | 2.63 | 20000 | 2.34
216091668 |  | Live | Carrier | ARCOAIRE | Singlezone Ducted, Compact Ducted | 216091668 |  | HRCU-A-CB | DLCSRBH18AAK | Mini-Splits | 40MBDAQ18XH3 |  |  |  | 12.1 | 18 | 10.8 | TRUE | TRUE |  | 17500 | 15800 | 2.63 | 20000 | 2.34
216091693 |  | Live | Carrier | BRYANT | Singlezone Ducted, Compact Ducted | 216091693 |  | HRCU-A-CB | DLCSRBH24AAK | Mini-Splits | 40MBDAQ24XH3 |  |  |  | 12 | 19.2 | 11.1 | TRUE | TRUE |  | 24000 | 21000 | 2.75 | 24000 | 2.3
216091689 |  | Live | Carrier | CARRIER | Singlezone Ducted, Compact Ducted | 216091689 |  | HRCU-A-CB | DLCSRBH24AAK | Mini-Splits | 40MBDAQ24XH3 |  |  |  | 12 | 19.2 | 11.1 | TRUE | TRUE |  | 24000 | 21000 | 2.75 | 24000 | 2.3
216091729 |  | Live | Carrier | AIRQUEST | Singlezone Ducted, Compact Ducted | 216091729 |  | HRCU-A-CB | DLCSRBH24AAK | Mini-Splits | 40MBDAQ24XH3 |  |  |  | 12 | 19.2 | 11.1 | TRUE | TRUE |  | 24000 | 21000 | 2.75 | 24000 | 2.3
216091728 |  | Live | Carrier | SMART COMFORT | Singlezone Ducted, Compact Ducted | 216091728 |  | HRCU-A-CB | DLCSRBH24AAK | Mini-Splits | 40MBDAQ24XH3 |  |  |  | 12 | 19.2 | 11.1 | TRUE | TRUE |  | 24000 | 21000 | 2.75 | 24000 | 2.3
216091727 |  | Live | Carrier | TEMPSTAR | Singlezone Ducted, Compact Ducted | 216091727 |  | HRCU-A-CB | DLCSRBH24AAK | Mini-Splits | 40MBDAQ24XH3 |  |  |  | 12 | 19.2 | 11.1 | TRUE | TRUE |  | 24000 | 21000 | 2.75 | 24000 | 2.3
216091726 |  | Live | Carrier | MIDEA | Singlezone Ducted, Compact Ducted | 216091726 |  | HRCU-A-CB | DLCSRBH24AAK | Mini-Splits | 40MBDAQ24XH3 |  |  |  | 12 | 19.2 | 11.1 | TRUE | TRUE |  | 24000 | 21000 | 2.75 | 24000 | 2.3
216091725 |  | Live | Carrier | KEEPRITE | Singlezone Ducted, Compact Ducted | 216091725 |  | HRCU-A-CB | DLCSRBH24AAK | Mini-Splits | 40MBDAQ24XH3 |  |  |  | 12 | 19.2 | 11.1 | TRUE | TRUE |  | 24000 | 21000 | 2.75 | 24000 | 2.3
216091724 |  | Live | Carrier | HEIL | Singlezone Ducted, Compact Ducted | 216091724 |  | HRCU-A-CB | DLCSRBH24AAK | Mini-Splits | 40MBDAQ24XH3 |  |  |  | 12 | 19.2 | 11.1 | TRUE | TRUE |  | 24000 | 21000 | 2.75 | 24000 | 2.3
216091723 |  | Live | Carrier | DAY & NIGHT | Singlezone Ducted, Compact Ducted | 216091723 |  | HRCU-A-CB | DLCSRBH24AAK | Mini-Splits | 40MBDAQ24XH3 |  |  |  | 12 | 19.2 | 11.1 | TRUE | TRUE |  | 24000 | 21000 | 2.75 | 24000 | 2.3
216091722 |  | Live | Carrier | COMFORTMAKER | Singlezone Ducted, Compact Ducted | 216091722 |  | HRCU-A-CB | DLCSRBH24AAK | Mini-Splits | 40MBDAQ24XH3 |  |  |  | 12 | 19.2 | 11.1 | TRUE | TRUE |  | 24000 | 21000 | 2.75 | 24000 | 2.3
216091721 |  | Live | Carrier | ARCOAIRE | Singlezone Ducted, Compact Ducted | 216091721 |  | HRCU-A-CB | DLCSRBH24AAK | Mini-Splits | 40MBDAQ24XH3 |  |  |  | 12 | 19.2 | 11.1 | TRUE | TRUE |  | 24000 | 21000 | 2.75 | 24000 | 2.3
216091685 |  | Live | Carrier | AIRQUEST | Singlezone Non-Ducted, Ceiling Placement | 216091685 |  | HRCU-A-CB-O | DLCSRBH18AAK | Mini-Splits | 40MCCAQ18XA3 | 12.5 | 19.8 | 11.8 | 12.5 | 19.8 | 11.2 | TRUE | TRUE |  | 16700 | 14500 | 2.4 | 18800 | 2.04
216091684 |  | Live | Carrier | SMART COMFORT | Singlezone Non-Ducted, Ceiling Placement | 216091684 |  | HRCU-A-CB-O | DLCSRBH18AAK | Mini-Splits | 40MCCAQ18XA3 | 12.5 | 19.8 | 11.8 | 12.5 | 19.8 | 11.2 | TRUE | TRUE |  | 16700 | 14500 | 2.4 | 18800 | 2.04
216091683 |  | Live | Carrier | TEMPSTAR | Singlezone Non-Ducted, Ceiling Placement | 216091683 |  | HRCU-A-CB-O | DLCSRBH18AAK | Mini-Splits | 40MCCAQ18XA3 | 12.5 | 19.8 | 11.8 | 12.5 | 19.8 | 11.2 | TRUE | TRUE |  | 16700 | 14500 | 2.4 | 18800 | 2.04
216091682 |  | Live | Carrier | MIDEA | Singlezone Non-Ducted, Ceiling Placement | 216091682 |  | HRCU-A-CB-O | DLCSRBH18AAK | Mini-Splits | 40MCCAQ18XA3 | 12.5 | 19.8 | 11.8 | 12.5 | 19.8 | 11.2 | TRUE | TRUE |  | 16700 | 14500 | 2.4 | 18800 | 2.04
216091681 |  | Live | Carrier | KEEPRITE | Singlezone Non-Ducted, Ceiling Placement | 216091681 |  | HRCU-A-CB-O | DLCSRBH18AAK | Mini-Splits | 40MCCAQ18XA3 | 12.5 | 19.8 | 11.8 | 12.5 | 19.8 | 11.2 | TRUE | TRUE |  | 16700 | 14500 | 2.4 | 18800 | 2.04
216091680 |  | Live | Carrier | HEIL | Singlezone Non-Ducted, Ceiling Placement | 216091680 |  | HRCU-A-CB-O | DLCSRBH18AAK | Mini-Splits | 40MCCAQ18XA3 | 12.5 | 19.8 | 11.8 | 12.5 | 19.8 | 11.2 | TRUE | TRUE |  | 16700 | 14500 | 2.4 | 18800 | 2.04
216091679 |  | Live | Carrier | DAY & NIGHT | Singlezone Non-Ducted, Ceiling Placement | 216091679 |  | HRCU-A-CB-O | DLCSRBH18AAK | Mini-Splits | 40MCCAQ18XA3 | 12.5 | 19.8 | 11.8 | 12.5 | 19.8 | 11.2 | TRUE | TRUE |  | 16700 | 14500 | 2.4 | 18800 | 2.04
216091678 |  | Live | Carrier | COMFORTMAKER | Singlezone Non-Ducted, Ceiling Placement | 216091678 |  | HRCU-A-CB-O | DLCSRBH18AAK | Mini-Splits | 40MCCAQ18XA3 | 12.5 | 19.8 | 11.8 | 12.5 | 19.8 | 11.2 | TRUE | TRUE |  | 16700 | 14500 | 2.4 | 18800 | 2.04
216091677 |  | Live | Carrier | ARCOAIRE | Singlezone Non-Ducted, Ceiling Placement | 216091677 |  | HRCU-A-CB-O | DLCSRBH18AAK | Mini-Splits | 40MCCAQ18XA3 | 12.5 | 19.8 | 11.8 | 12.5 | 19.8 | 11.2 | TRUE | TRUE |  | 16700 | 14500 | 2.4 | 18800 | 2.04
216091622 |  | Live | Carrier | BRYANT | Singlezone Non-Ducted, Ceiling Placement | 216091622 |  | HRCU-A-CB-O | DLCSRBH18AAK | Mini-Splits | 40MCCAQ18XA3 | 12.5 | 19.8 | 11.8 | 12.5 | 19.8 | 11.2 | TRUE | TRUE |  | 16700 | 14500 | 2.4 | 18800 | 2.04
216091614 |  | Live | Carrier | CARRIER | Singlezone Non-Ducted, Ceiling Placement | 216091614 |  | HRCU-A-CB-O | DLCSRBH18AAK | Mini-Splits | 40MCCAQ18XA3 | 12.5 | 19.8 | 11.8 | 12.5 | 19.8 | 11.2 | TRUE | TRUE |  | 16700 | 14500 | 2.4 | 18800 | 2.04
216091600 |  | Live | Carrier | BRYANT | Singlezone Non-Ducted, Wall Placement | 216091600 |  | HRCU-A-CB-O | DLCSRBH30AAK | Mini-Splits | DHMAHBQ30XA3 | 11.5 | 20.1 | 10.8 | 11.5 | 20.1 | 9 | TRUE | FALSE |  | 30000 | 19000 | 2.3 | 21100 | 1.68
216091599 |  | Live | Carrier | CARRIER | Singlezone Non-Ducted, Wall Placement | 216091599 |  | HRCU-A-CB-O | DLCSRBH30AAK | Mini-Splits | DHMAHBQ30XA3 | 11.5 | 20.1 | 10.8 | 11.5 | 20.1 | 9 | TRUE | FALSE |  | 30000 | 19000 | 2.3 | 21100 | 1.68
216091557 |  | Live | Carrier | AIRQUEST | Singlezone Non-Ducted, Wall Placement | 216091557 |  | HRCU-A-CB-O | DLCSRBH30AAK | Mini-Splits | DHMAHBQ30XA3 | 11.5 | 20.1 | 10.8 | 11.5 | 20.1 | 9 | TRUE | FALSE |  | 30000 | 19000 | 2.3 | 21100 | 1.68
216091556 |  | Live | Carrier | SMART COMFORT | Singlezone Non-Ducted, Wall Placement | 216091556 |  | HRCU-A-CB-O | DLCSRBH30AAK | Mini-Splits | DHMAHBQ30XA3 | 11.5 | 20.1 | 10.8 | 11.5 | 20.1 | 9 | TRUE | FALSE |  | 30000 | 19000 | 2.3 | 21100 | 1.68
216091554 |  | Live | Carrier | TEMPSTAR | Singlezone Non-Ducted, Wall Placement | 216091554 |  | HRCU-A-CB-O | DLCSRBH30AAK | Mini-Splits | DHMAHBQ30XA3 | 11.5 | 20.1 | 10.8 | 11.5 | 20.1 | 9 | TRUE | FALSE |  | 30000 | 19000 | 2.3 | 21100 | 1.68
216091553 |  | Live | Carrier | MIDEA | Singlezone Non-Ducted, Wall Placement | 216091553 |  | HRCU-A-CB-O | DLCSRBH30AAK | Mini-Splits | DHMAHBQ30XA3 | 11.5 | 20.1 | 10.8 | 11.5 | 20.1 | 9 | TRUE | FALSE |  | 30000 | 19000 | 2.3 | 21100 | 1.68
216091549 |  | Live | Carrier | KEEPRITE | Singlezone Non-Ducted, Wall Placement | 216091549 |  | HRCU-A-CB-O | DLCSRBH30AAK | Mini-Splits | DHMAHBQ30XA3 | 11.5 | 20.1 | 10.8 | 11.5 | 20.1 | 9 | TRUE | FALSE |  | 30000 | 19000 | 2.3 | 21100 | 1.68
216091548 |  | Live | Carrier | HEIL | Singlezone Non-Ducted, Wall Placement | 216091548 |  | HRCU-A-CB-O | DLCSRBH30AAK | Mini-Splits | DHMAHBQ30XA3 | 11.5 | 20.1 | 10.8 | 11.5 | 20.1 | 9 | TRUE | FALSE |  | 30000 | 19000 | 2.3 | 21100 | 1.68
216091546 |  | Live | Carrier | DAY & NIGHT | Singlezone Non-Ducted, Wall Placement | 216091546 |  | HRCU-A-CB-O | DLCSRBH30AAK | Mini-Splits | DHMAHBQ30XA3 | 11.5 | 20.1 | 10.8 | 11.5 | 20.1 | 9 | TRUE | FALSE |  | 30000 | 19000 | 2.3 | 21100 | 1.68
216091545 |  | Live | Carrier | COMFORTMAKER | Singlezone Non-Ducted, Wall Placement | 216091545 |  | HRCU-A-CB-O | DLCSRBH30AAK | Mini-Splits | DHMAHBQ30XA3 | 11.5 | 20.1 | 10.8 | 11.5 | 20.1 | 9 | TRUE | FALSE |  | 30000 | 19000 | 2.3 | 21100 | 1.68
216091543 |  | Live | Carrier | ARCOAIRE | Singlezone Non-Ducted, Wall Placement | 216091543 |  | HRCU-A-CB-O | DLCSRBH30AAK | Mini-Splits | DHMAHBQ30XA3 | 11.5 | 20.1 | 10.8 | 11.5 | 20.1 | 9 | TRUE | FALSE |  | 30000 | 19000 | 2.3 | 21100 | 1.68
216091740 |  | Live | Carrier | AIRQUEST | Singlezone Non-Ducted, Wall Placement | 216091740 |  | HRCU-A-CB-O | DLCSRBH30AAK11 | Mini-Splits | DHMAHBQ30XA3 | 11.5 | 20.1 | 10.8 | 11.5 | 20.1 | 9 | TRUE | FALSE |  | 30000 | 19000 | 2.3 | 21100 | 1.68
216091739 |  | Live | Carrier | SMART COMFORT | Singlezone Non-Ducted, Wall Placement | 216091739 |  | HRCU-A-CB-O | DLCSRBH30AAK11 | Mini-Splits | DHMAHBQ30XA3 | 11.5 | 20.1 | 10.8 | 11.5 | 20.1 | 9 | TRUE | FALSE |  | 30000 | 19000 | 2.3 | 21100 | 1.68
216091738 |  | Live | Carrier | TEMPSTAR | Singlezone Non-Ducted, Wall Placement | 216091738 |  | HRCU-A-CB-O | DLCSRBH30AAK11 | Mini-Splits | DHMAHBQ30XA3 | 11.5 | 20.1 | 10.8 | 11.5 | 20.1 | 9 | TRUE | FALSE |  | 30000 | 19000 | 2.3 | 21100 | 1.68
216091737 |  | Live | Carrier | MIDEA | Singlezone Non-Ducted, Wall Placement | 216091737 |  | HRCU-A-CB-O | DLCSRBH30AAK11 | Mini-Splits | DHMAHBQ30XA3 | 11.5 | 20.1 | 10.8 | 11.5 | 20.1 | 9 | TRUE | FALSE |  | 30000 | 19000 | 2.3 | 21100 | 1.68
216091736 |  | Live | Carrier | KEEPRITE | Singlezone Non-Ducted, Wall Placement | 216091736 |  | HRCU-A-CB-O | DLCSRBH30AAK11 | Mini-Splits | DHMAHBQ30XA3 | 11.5 | 20.1 | 10.8 | 11.5 | 20.1 | 9 | TRUE | FALSE |  | 30000 | 19000 | 2.3 | 21100 | 1.68
216091735 |  | Live | Carrier | HEIL | Singlezone Non-Ducted, Wall Placement | 216091735 |  | HRCU-A-CB-O | DLCSRBH30AAK11 | Mini-Splits | DHMAHBQ30XA3 | 11.5 | 20.1 | 10.8 | 11.5 | 20.1 | 9 | TRUE | FALSE |  | 30000 | 19000 | 2.3 | 21100 | 1.68
216091734 |  | Live | Carrier | DAY & NIGHT | Singlezone Non-Ducted, Wall Placement | 216091734 |  | HRCU-A-CB-O | DLCSRBH30AAK11 | Mini-Splits | DHMAHBQ30XA3 | 11.5 | 20.1 | 10.8 | 11.5 | 20.1 | 9 | TRUE | FALSE |  | 30000 | 19000 | 2.3 | 21100 | 1.68
216091733 |  | Live | Carrier | COMFORTMAKER | Singlezone Non-Ducted, Wall Placement | 216091733 |  | HRCU-A-CB-O | DLCSRBH30AAK11 | Mini-Splits | DHMAHBQ30XA3 | 11.5 | 20.1 | 10.8 | 11.5 | 20.1 | 9 | TRUE | FALSE |  | 30000 | 19000 | 2.3 | 21100 | 1.68
216091732 |  | Live | Carrier | ARCOAIRE | Singlezone Non-Ducted, Wall Placement | 216091732 |  | HRCU-A-CB-O | DLCSRBH30AAK11 | Mini-Splits | DHMAHBQ30XA3 | 11.5 | 20.1 | 10.8 | 11.5 | 20.1 | 9 | TRUE | FALSE |  | 30000 | 19000 | 2.3 | 21100 | 1.68
216091731 |  | Live | Carrier | BRYANT | Singlezone Non-Ducted, Wall Placement | 216091731 |  | HRCU-A-CB-O | DLCSRBH30AAK11 | Mini-Splits | DHMAHBQ30XA3 | 11.5 | 20.1 | 10.8 | 11.5 | 20.1 | 9 | TRUE | FALSE |  | 30000 | 19000 | 2.3 | 21100 | 1.68
216091730 |  | Live | Carrier | CARRIER | Singlezone Non-Ducted, Wall Placement | 216091730 |  | HRCU-A-CB-O | DLCSRBH30AAK11 | Mini-Splits | DHMAHBQ30XA3 | 11.5 | 20.1 | 10.8 | 11.5 | 20.1 | 9 | TRUE | FALSE |  | 30000 | 19000 | 2.3 | 21100 | 1.68
216091742 |  | Live | Carrier | BRYANT | Singlezone Non-Ducted, Wall Placement | 216091742 |  | HRCU-A-CB-O | 38MPRBQ09AA3 | Mini-Splits | DLFPHBH09XAK | 13.8 | 32 | 14 | 14 | 27 | 12 | TRUE | TRUE |  | 12000 | 10400 | 2.27 | 17087 | 2.21
216091741 |  | Live | Carrier | CARRIER | Singlezone Non-Ducted, Wall Placement | 216091741 |  | HRCU-A-CB-O | 38MPRBQ09AA3 | Mini-Splits | DLFPHBH09XAK | 13.8 | 32 | 14 | 14 | 27 | 12 | TRUE | TRUE |  | 12000 | 10400 | 2.27 | 17087 | 2.21
216091690 |  | Live | Carrier | BRYANT | Singlezone Non-Ducted, Wall Placement | 216091690 |  | HRCU-A-CB-O | DLCSRBH24AAK | Mini-Splits | 40MBCAQ24XA3 | 11 | 20.2 | 11.6 | 11 | 20.5 | 11.5 | TRUE | TRUE |  | 24000 | 21000 | 2.64 | 24000 | 2.17
216091686 |  | Live | Carrier | CARRIER | Singlezone Non-Ducted, Wall Placement | 216091686 |  | HRCU-A-CB-O | DLCSRBH24AAK | Mini-Splits | 40MBCAQ24XA3 | 11 | 20.2 | 11.6 | 11 | 20.5 | 11.5 | TRUE | TRUE |  | 24000 | 21000 | 2.64 | 24000 | 2.17
216091702 |  | Live | Carrier | AIRQUEST | Singlezone Non-Ducted, Wall Placement | 216091702 |  | HRCU-A-CB-O | DLCSRBH24AAK | Mini-Splits | 40MBCAQ24XA3 | 11 | 20.2 | 11.6 | 11 | 20.5 | 11.5 | TRUE | TRUE |  | 24000 | 21000 | 2.64 | 24000 | 2.17
216091701 |  | Live | Carrier | SMART COMFORT | Singlezone Non-Ducted, Wall Placement | 216091701 |  | HRCU-A-CB-O | DLCSRBH24AAK | Mini-Splits | 40MBCAQ24XA3 | 11 | 20.2 | 11.6 | 11 | 20.5 | 11.5 | TRUE | TRUE |  | 24000 | 21000 | 2.64 | 24000 | 2.17
216091700 |  | Live | Carrier | TEMPSTAR | Singlezone Non-Ducted, Wall Placement | 216091700 |  | HRCU-A-CB-O | DLCSRBH24AAK | Mini-Splits | 40MBCAQ24XA3 | 11 | 20.2 | 11.6 | 11 | 20.5 | 11.5 | TRUE | TRUE |  | 24000 | 21000 | 2.64 | 24000 | 2.17
216091699 |  | Live | Carrier | MIDEA | Singlezone Non-Ducted, Wall Placement | 216091699 |  | HRCU-A-CB-O | DLCSRBH24AAK | Mini-Splits | 40MBCAQ24XA3 | 11 | 20.2 | 11.6 | 11 | 20.5 | 11.5 | TRUE | TRUE |  | 24000 | 21000 | 2.64 | 24000 | 2.17
216091698 |  | Live | Carrier | KEEPRITE | Singlezone Non-Ducted, Wall Placement | 216091698 |  | HRCU-A-CB-O | DLCSRBH24AAK | Mini-Splits | 40MBCAQ24XA3 | 11 | 20.2 | 11.6 | 11 | 20.5 | 11.5 | TRUE | TRUE |  | 24000 | 21000 | 2.64 | 24000 | 2.17
216091697 |  | Live | Carrier | HEIL | Singlezone Non-Ducted, Wall Placement | 216091697 |  | HRCU-A-CB-O | DLCSRBH24AAK | Mini-Splits | 40MBCAQ24XA3 | 11 | 20.2 | 11.6 | 11 | 20.5 | 11.5 | TRUE | TRUE |  | 24000 | 21000 | 2.64 | 24000 | 2.17
216091696 |  | Live | Carrier | DAY & NIGHT | Singlezone Non-Ducted, Wall Placement | 216091696 |  | HRCU-A-CB-O | DLCSRBH24AAK | Mini-Splits | 40MBCAQ24XA3 | 11 | 20.2 | 11.6 | 11 | 20.5 | 11.5 | TRUE | TRUE |  | 24000 | 21000 | 2.64 | 24000 | 2.17
216091695 |  | Live | Carrier | COMFORTMAKER | Singlezone Non-Ducted, Wall Placement | 216091695 |  | HRCU-A-CB-O | DLCSRBH24AAK | Mini-Splits | 40MBCAQ24XA3 | 11 | 20.2 | 11.6 | 11 | 20.5 | 11.5 | TRUE | TRUE |  | 24000 | 21000 | 2.64 | 24000 | 2.17
216091694 |  | Live | Carrier | ARCOAIRE | Singlezone Non-Ducted, Wall Placement | 216091694 |  | HRCU-A-CB-O | DLCSRBH24AAK | Mini-Splits | 40MBCAQ24XA3 | 11 | 20.2 | 11.6 | 11 | 20.5 | 11.5 | TRUE | TRUE |  | 24000 | 21000 | 2.64 | 24000 | 2.17
216091460 |  | Live | Carrier | AIRQUEST | Singlezone Non-Ducted, Wall Placement | 216091460 |  | HRCU-A-CB-O | DLCSRBH06AAK | Mini-Splits | DHMAHBQ06XA3 | 15.8 | 26.5 | 14 | 15.8 | 26.5 | 13.6 | TRUE | TRUE |  | 6000 | 8500 | 2.9 | 10041 | 2.45
216091458 |  | Live | Carrier | SMART COMFORT | Singlezone Non-Ducted, Wall Placement | 216091458 |  | HRCU-A-CB-O | DLCSRBH06AAK | Mini-Splits | DHMAHBQ06XA3 | 15.8 | 26.5 | 14 | 15.8 | 26.5 | 13.6 | TRUE | TRUE |  | 6000 | 8500 | 2.9 | 10041 | 2.45
216091456 |  | Live | Carrier | TEMPSTAR | Singlezone Non-Ducted, Wall Placement | 216091456 |  | HRCU-A-CB-O | DLCSRBH06AAK | Mini-Splits | DHMAHBQ06XA3 | 15.8 | 26.5 | 14 | 15.8 | 26.5 | 13.6 | TRUE | TRUE |  | 6000 | 8500 | 2.9 | 10041 | 2.45
216091455 |  | Live | Carrier | MIDEA | Singlezone Non-Ducted, Wall Placement | 216091455 |  | HRCU-A-CB-O | DLCSRBH06AAK | Mini-Splits | DHMAHBQ06XA3 | 15.8 | 26.5 | 14 | 15.8 | 26.5 | 13.6 | TRUE | TRUE |  | 6000 | 8500 | 2.9 | 10041 | 2.45
216091452 |  | Live | Carrier | KEEPRITE | Singlezone Non-Ducted, Wall Placement | 216091452 |  | HRCU-A-CB-O | DLCSRBH06AAK | Mini-Splits | DHMAHBQ06XA3 | 15.8 | 26.5 | 14 | 15.8 | 26.5 | 13.6 | TRUE | TRUE |  | 6000 | 8500 | 2.9 | 10041 | 2.45
216091451 |  | Live | Carrier | HEIL | Singlezone Non-Ducted, Wall Placement | 216091451 |  | HRCU-A-CB-O | DLCSRBH06AAK | Mini-Splits | DHMAHBQ06XA3 | 15.8 | 26.5 | 14 | 15.8 | 26.5 | 13.6 | TRUE | TRUE |  | 6000 | 8500 | 2.9 | 10041 | 2.45
216091449 |  | Live | Carrier | DAY & NIGHT | Singlezone Non-Ducted, Wall Placement | 216091449 |  | HRCU-A-CB-O | DLCSRBH06AAK | Mini-Splits | DHMAHBQ06XA3 | 15.8 | 26.5 | 14 | 15.8 | 26.5 | 13.6 | TRUE | TRUE |  | 6000 | 8500 | 2.9 | 10041 | 2.45
216091447 |  | Live | Carrier | COMFORTMAKER | Singlezone Non-Ducted, Wall Placement | 216091447 |  | HRCU-A-CB-O | DLCSRBH06AAK | Mini-Splits | DHMAHBQ06XA3 | 15.8 | 26.5 | 14 | 15.8 | 26.5 | 13.6 | TRUE | TRUE |  | 6000 | 8500 | 2.9 | 10041 | 2.45
216091445 |  | Live | Carrier | ARCOAIRE | Singlezone Non-Ducted, Wall Placement | 216091445 |  | HRCU-A-CB-O | DLCSRBH06AAK | Mini-Splits | DHMAHBQ06XA3 | 15.8 | 26.5 | 14 | 15.8 | 26.5 | 13.6 | TRUE | TRUE |  | 6000 | 8500 | 2.9 | 10041 | 2.45
216091576 |  | Live | Carrier | BRYANT | Singlezone Non-Ducted, Wall Placement | 216091576 |  | HRCU-A-CB-O | DLCSRBH06AAK | Mini-Splits | DHMAHBQ06XA3 | 15.8 | 26.5 | 14 | 15.8 | 26.5 | 13.6 | TRUE | TRUE |  | 6000 | 8500 | 2.9 | 10041 | 2.45
216091574 |  | Live | Carrier | CARRIER | Singlezone Non-Ducted, Wall Placement | 216091574 |  | HRCU-A-CB-O | DLCSRBH06AAK | Mini-Splits | DHMAHBQ06XA3 | 15.8 | 26.5 | 14 | 15.8 | 26.5 | 13.6 | TRUE | TRUE |  | 6000 | 8500 | 2.9 | 10041 | 2.45
216091720 |  | Live | Carrier | AIRQUEST | Singlezone Ducted, Compact Ducted | 216091720 |  | HRCU-A-CB | DLCSRBH24AAK | Mini-Splits | 40MBDQ24---3 | 12.5 | 20.6 | 12.6 | 12 | 19.2 | 10.5 | TRUE | TRUE |  | 24000 | 21000 | 2.64 | 24000 | 2.4
216091719 |  | Live | Carrier | SMART COMFORT | Singlezone Ducted, Compact Ducted | 216091719 |  | HRCU-A-CB | DLCSRBH24AAK | Mini-Splits | 40MBDQ24---3 | 12.5 | 20.6 | 12.6 | 12 | 19.2 | 10.5 | TRUE | TRUE |  | 24000 | 21000 | 2.64 | 24000 | 2.4
216091718 |  | Live | Carrier | TEMPSTAR | Singlezone Ducted, Compact Ducted | 216091718 |  | HRCU-A-CB | DLCSRBH24AAK | Mini-Splits | 40MBDQ24---3 | 12.5 | 20.6 | 12.6 | 12 | 19.2 | 10.5 | TRUE | TRUE |  | 24000 | 21000 | 2.64 | 24000 | 2.4
216091717 |  | Live | Carrier | MIDEA | Singlezone Ducted, Compact Ducted | 216091717 |  | HRCU-A-CB | DLCSRBH24AAK | Mini-Splits | 40MBDQ24---3 | 12.5 | 20.6 | 12.6 | 12 | 19.2 | 10.5 | TRUE | TRUE |  | 24000 | 21000 | 2.64 | 24000 | 2.4
216091716 |  | Live | Carrier | KEEPRITE | Singlezone Ducted, Compact Ducted | 216091716 |  | HRCU-A-CB | DLCSRBH24AAK | Mini-Splits | 40MBDQ24---3 | 12.5 | 20.6 | 12.6 | 12 | 19.2 | 10.5 | TRUE | TRUE |  | 24000 | 21000 | 2.64 | 24000 | 2.4
216091715 |  | Live | Carrier | HEIL | Singlezone Ducted, Compact Ducted | 216091715 |  | HRCU-A-CB | DLCSRBH24AAK | Mini-Splits | 40MBDQ24---3 | 12.5 | 20.6 | 12.6 | 12 | 19.2 | 10.5 | TRUE | TRUE |  | 24000 | 21000 | 2.64 | 24000 | 2.4
216091714 |  | Live | Carrier | DAY & NIGHT | Singlezone Ducted, Compact Ducted | 216091714 |  | HRCU-A-CB | DLCSRBH24AAK | Mini-Splits | 40MBDQ24---3 | 12.5 | 20.6 | 12.6 | 12 | 19.2 | 10.5 | TRUE | TRUE |  | 24000 | 21000 | 2.64 | 24000 | 2.4
216091713 |  | Live | Carrier | COMFORTMAKER | Singlezone Ducted, Compact Ducted | 216091713 |  | HRCU-A-CB | DLCSRBH24AAK | Mini-Splits | 40MBDQ24---3 | 12.5 | 20.6 | 12.6 | 12 | 19.2 | 10.5 | TRUE | TRUE |  | 24000 | 21000 | 2.64 | 24000 | 2.4
216091712 |  | Live | Carrier | ARCOAIRE | Singlezone Ducted, Compact Ducted | 216091712 |  | HRCU-A-CB | DLCSRBH24AAK | Mini-Splits | 40MBDQ24---3 | 12.5 | 20.6 | 12.6 | 12 | 19.2 | 10.5 | TRUE | TRUE |  | 24000 | 21000 | 2.64 | 24000 | 2.4
216091688 |  | Live | Carrier | CARRIER | Singlezone Ducted, Compact Ducted | 216091688 |  | HRCU-A-CB | DLCSRBH24AAK | Mini-Splits | 40MBDQ24---3 | 12.5 | 20.6 | 12.6 | 12 | 19.2 | 10.5 | TRUE | TRUE |  | 24000 | 21000 | 2.64 | 24000 | 2.4
216091692 |  | Live | Carrier | BRYANT | Singlezone Ducted, Compact Ducted | 216091692 |  | HRCU-A-CB | DLCSRBH24AAK | Mini-Splits | 40MBDQ24---3 | 12.5 | 20.6 | 12.6 | 12 | 19.2 | 10.5 | TRUE | TRUE |  | 24000 | 21000 | 2.64 | 24000 | 2.4
216091691 |  | Live | Carrier | BRYANT | Singlezone Non-Ducted, Floor Placement | 216091691 |  | HRCU-A-CB-O | DLCSRBH24AAK | Mini-Splits | 40MBFQ24---3 | 11.5 | 20.2 | 11.6 | 11.7 | 20.5 | 11 | TRUE | TRUE |  | 24000 | 19000 | 2.64 | 28000 | 2.1
216091687 |  | Live | Carrier | CARRIER | Singlezone Non-Ducted, Floor Placement | 216091687 |  | HRCU-A-CB-O | DLCSRBH24AAK | Mini-Splits | 40MBFQ24---3 | 11.5 | 20.2 | 11.6 | 11.7 | 20.5 | 11 | TRUE | TRUE |  | 24000 | 19000 | 2.64 | 28000 | 2.1
216091711 |  | Live | Carrier | AIRQUEST | Singlezone Non-Ducted, Floor Placement | 216091711 |  | HRCU-A-CB-O | DLCSRBH24AAK | Mini-Splits | 40MBFQ24---3 | 11.5 | 20.2 | 11.6 | 11.7 | 20.5 | 11 | TRUE | TRUE |  | 24000 | 19000 | 2.64 | 28000 | 2.1
216091710 |  | Live | Carrier | SMART COMFORT | Singlezone Non-Ducted, Floor Placement | 216091710 |  | HRCU-A-CB-O | DLCSRBH24AAK | Mini-Splits | 40MBFQ24---3 | 11.5 | 20.2 | 11.6 | 11.7 | 20.5 | 11 | TRUE | TRUE |  | 24000 | 19000 | 2.64 | 28000 | 2.1
216091709 |  | Live | Carrier | TEMPSTAR | Singlezone Non-Ducted, Floor Placement | 216091709 |  | HRCU-A-CB-O | DLCSRBH24AAK | Mini-Splits | 40MBFQ24---3 | 11.5 | 20.2 | 11.6 | 11.7 | 20.5 | 11 | TRUE | TRUE |  | 24000 | 19000 | 2.64 | 28000 | 2.1
216091708 |  | Live | Carrier | MIDEA | Singlezone Non-Ducted, Floor Placement | 216091708 |  | HRCU-A-CB-O | DLCSRBH24AAK | Mini-Splits | 40MBFQ24---3 | 11.5 | 20.2 | 11.6 | 11.7 | 20.5 | 11 | TRUE | TRUE |  | 24000 | 19000 | 2.64 | 28000 | 2.1
216091707 |  | Live | Carrier | KEEPRITE | Singlezone Non-Ducted, Floor Placement | 216091707 |  | HRCU-A-CB-O | DLCSRBH24AAK | Mini-Splits | 40MBFQ24---3 | 11.5 | 20.2 | 11.6 | 11.7 | 20.5 | 11 | TRUE | TRUE |  | 24000 | 19000 | 2.64 | 28000 | 2.1
216091706 |  | Live | Carrier | HEIL | Singlezone Non-Ducted, Floor Placement | 216091706 |  | HRCU-A-CB-O | DLCSRBH24AAK | Mini-Splits | 40MBFQ24---3 | 11.5 | 20.2 | 11.6 | 11.7 | 20.5 | 11 | TRUE | TRUE |  | 24000 | 19000 | 2.64 | 28000 | 2.1
216091705 |  | Live | Carrier | DAY & NIGHT | Singlezone Non-Ducted, Floor Placement | 216091705 |  | HRCU-A-CB-O | DLCSRBH24AAK | Mini-Splits | 40MBFQ24---3 | 11.5 | 20.2 | 11.6 | 11.7 | 20.5 | 11 | TRUE | TRUE |  | 24000 | 19000 | 2.64 | 28000 | 2.1
216091704 |  | Live | Carrier | COMFORTMAKER | Singlezone Non-Ducted, Floor Placement | 216091704 |  | HRCU-A-CB-O | DLCSRBH24AAK | Mini-Splits | 40MBFQ24---3 | 11.5 | 20.2 | 11.6 | 11.7 | 20.5 | 11 | TRUE | TRUE |  | 24000 | 19000 | 2.64 | 28000 | 2.1
216091703 |  | Live | Carrier | ARCOAIRE | Singlezone Non-Ducted, Floor Placement | 216091703 |  | HRCU-A-CB-O | DLCSRBH24AAK | Mini-Splits | 40MBFQ24---3 | 11.5 | 20.2 | 11.6 | 11.7 | 20.5 | 11 | TRUE | TRUE |  | 24000 | 19000 | 2.64 | 28000 | 2.1
216091637 |  | Live | Carrier | AIRQUEST | Singlezone Non-Ducted, Ceiling Placement | 216091637 |  | HRCU-A-CB-O | DLCSRBH18AAK | Mini-Splits | 40MBCQ18---3 | 12.5 | 20 | 10.3 | 12.5 | 20 | 9.5 | TRUE | TRUE |  | 16000 | 15600 | 2.24 | 20000 | 1.78
216091636 |  | Live | Carrier | SMART COMFORT | Singlezone Non-Ducted, Ceiling Placement | 216091636 |  | HRCU-A-CB-O | DLCSRBH18AAK | Mini-Splits | 40MBCQ18---3 | 12.5 | 20 | 10.3 | 12.5 | 20 | 9.5 | TRUE | TRUE |  | 16000 | 15600 | 2.24 | 20000 | 1.78
216091634 |  | Live | Carrier | TEMPSTAR | Singlezone Non-Ducted, Ceiling Placement | 216091634 |  | HRCU-A-CB-O | DLCSRBH18AAK | Mini-Splits | 40MBCQ18---3 | 12.5 | 20 | 10.3 | 12.5 | 20 | 9.5 | TRUE | TRUE |  | 16000 | 15600 | 2.24 | 20000 | 1.78
216091633 |  | Live | Carrier | MIDEA | Singlezone Non-Ducted, Ceiling Placement | 216091633 |  | HRCU-A-CB-O | DLCSRBH18AAK | Mini-Splits | 40MBCQ18---3 | 12.5 | 20 | 10.3 | 12.5 | 20 | 9.5 | TRUE | TRUE |  | 16000 | 15600 | 2.24 | 20000 | 1.78
216091630 |  | Live | Carrier | KEEPRITE | Singlezone Non-Ducted, Ceiling Placement | 216091630 |  | HRCU-A-CB-O | DLCSRBH18AAK | Mini-Splits | 40MBCQ18---3 | 12.5 | 20 | 10.3 | 12.5 | 20 | 9.5 | TRUE | TRUE |  | 16000 | 15600 | 2.24 | 20000 | 1.78
216091629 |  | Live | Carrier | HEIL | Singlezone Non-Ducted, Ceiling Placement | 216091629 |  | HRCU-A-CB-O | DLCSRBH18AAK | Mini-Splits | 40MBCQ18---3 | 12.5 | 20 | 10.3 | 12.5 | 20 | 9.5 | TRUE | TRUE |  | 16000 | 15600 | 2.24 | 20000 | 1.78
216091627 |  | Live | Carrier | DAY & NIGHT | Singlezone Non-Ducted, Ceiling Placement | 216091627 |  | HRCU-A-CB-O | DLCSRBH18AAK | Mini-Splits | 40MBCQ18---3 | 12.5 | 20 | 10.3 | 12.5 | 20 | 9.5 | TRUE | TRUE |  | 16000 | 15600 | 2.24 | 20000 | 1.78
216091625 |  | Live | Carrier | COMFORTMAKER | Singlezone Non-Ducted, Ceiling Placement | 216091625 |  | HRCU-A-CB-O | DLCSRBH18AAK | Mini-Splits | 40MBCQ18---3 | 12.5 | 20 | 10.3 | 12.5 | 20 | 9.5 | TRUE | TRUE |  | 16000 | 15600 | 2.24 | 20000 | 1.78
216091624 |  | Live | Carrier | ARCOAIRE | Singlezone Non-Ducted, Ceiling Placement | 216091624 |  | HRCU-A-CB-O | DLCSRBH18AAK | Mini-Splits | 40MBCQ18---3 | 12.5 | 20 | 10.3 | 12.5 | 20 | 9.5 | TRUE | TRUE |  | 16000 | 15600 | 2.24 | 20000 | 1.78
216091616 |  | Live | Carrier | BRYANT | Singlezone Non-Ducted, Ceiling Placement | 216091616 |  | HRCU-A-CB-O | DLCSRBH18AAK | Mini-Splits | 40MBCQ18---3 | 12.5 | 20 | 10.3 | 12.5 | 20 | 9.5 | TRUE | TRUE |  | 16000 | 15600 | 2.24 | 20000 | 1.78
216091606 |  | Live | Carrier | CARRIER | Singlezone Non-Ducted, Ceiling Placement | 216091606 |  | HRCU-A-CB-O | DLCSRBH18AAK | Mini-Splits | 40MBCQ18---3 | 12.5 | 20 | 10.3 | 12.5 | 20 | 9.5 | TRUE | TRUE |  | 16000 | 15600 | 2.24 | 20000 | 1.78
216091609 |  | Live | Carrier | CARRIER | Singlezone Non-Ducted, Floor Placement | 216091609 |  | HRCU-A-CB-O | DLCSRBH18AAK | Mini-Splits | 40MBFQ18---3 | 12.5 | 20.2 | 10.6 | 12.5 | 20.5 | 9.8 | TRUE | TRUE |  | 17000 | 12000 | 2.3 | 17000 | 1.9
216091618 |  | Live | Carrier | BRYANT | Singlezone Non-Ducted, Floor Placement | 216091618 |  | HRCU-A-CB-O | DLCSRBH18AAK | Mini-Splits | 40MBFQ18---3 | 12.5 | 20.2 | 10.6 | 12.5 | 20.5 | 9.8 | TRUE | TRUE |  | 17000 | 12000 | 2.3 | 17000 | 1.9
216091652 |  | Live | Carrier | AIRQUEST | Singlezone Non-Ducted, Floor Placement | 216091652 |  | HRCU-A-CB-O | DLCSRBH18AAK | Mini-Splits | 40MBFQ18---3 | 12.5 | 20.2 | 10.6 | 12.5 | 20.5 | 9.8 | TRUE | TRUE |  | 17000 | 12000 | 2.3 | 17000 | 1.9
216091651 |  | Live | Carrier | SMART COMFORT | Singlezone Non-Ducted, Floor Placement | 216091651 |  | HRCU-A-CB-O | DLCSRBH18AAK | Mini-Splits | 40MBFQ18---3 | 12.5 | 20.2 | 10.6 | 12.5 | 20.5 | 9.8 | TRUE | TRUE |  | 17000 | 12000 | 2.3 | 17000 | 1.9
216091649 |  | Live | Carrier | TEMPSTAR | Singlezone Non-Ducted, Floor Placement | 216091649 |  | HRCU-A-CB-O | DLCSRBH18AAK | Mini-Splits | 40MBFQ18---3 | 12.5 | 20.2 | 10.6 | 12.5 | 20.5 | 9.8 | TRUE | TRUE |  | 17000 | 12000 | 2.3 | 17000 | 1.9
216091648 |  | Live | Carrier | MIDEA | Singlezone Non-Ducted, Floor Placement | 216091648 |  | HRCU-A-CB-O | DLCSRBH18AAK | Mini-Splits | 40MBFQ18---3 | 12.5 | 20.2 | 10.6 | 12.5 | 20.5 | 9.8 | TRUE | TRUE |  | 17000 | 12000 | 2.3 | 17000 | 1.9
216091645 |  | Live | Carrier | KEEPRITE | Singlezone Non-Ducted, Floor Placement | 216091645 |  | HRCU-A-CB-O | DLCSRBH18AAK | Mini-Splits | 40MBFQ18---3 | 12.5 | 20.2 | 10.6 | 12.5 | 20.5 | 9.8 | TRUE | TRUE |  | 17000 | 12000 | 2.3 | 17000 | 1.9
216091644 |  | Live | Carrier | HEIL | Singlezone Non-Ducted, Floor Placement | 216091644 |  | HRCU-A-CB-O | DLCSRBH18AAK | Mini-Splits | 40MBFQ18---3 | 12.5 | 20.2 | 10.6 | 12.5 | 20.5 | 9.8 | TRUE | TRUE |  | 17000 | 12000 | 2.3 | 17000 | 1.9
216091642 |  | Live | Carrier | DAY & NIGHT | Singlezone Non-Ducted, Floor Placement | 216091642 |  | HRCU-A-CB-O | DLCSRBH18AAK | Mini-Splits | 40MBFQ18---3 | 12.5 | 20.2 | 10.6 | 12.5 | 20.5 | 9.8 | TRUE | TRUE |  | 17000 | 12000 | 2.3 | 17000 | 1.9
216091640 |  | Live | Carrier | COMFORTMAKER | Singlezone Non-Ducted, Floor Placement | 216091640 |  | HRCU-A-CB-O | DLCSRBH18AAK | Mini-Splits | 40MBFQ18---3 | 12.5 | 20.2 | 10.6 | 12.5 | 20.5 | 9.8 | TRUE | TRUE |  | 17000 | 12000 | 2.3 | 17000 | 1.9
216091639 |  | Live | Carrier | ARCOAIRE | Singlezone Non-Ducted, Floor Placement | 216091639 |  | HRCU-A-CB-O | DLCSRBH18AAK | Mini-Splits | 40MBFQ18---3 | 12.5 | 20.2 | 10.6 | 12.5 | 20.5 | 9.8 | TRUE | TRUE |  | 17000 | 12000 | 2.3 | 17000 | 1.9
216091666 |  | Live | Carrier | AIRQUEST | Singlezone Ducted, Compact Ducted | 216091666 |  | HRCU-A-CB | DLCSRBH18AAK | Mini-Splits | 40MBDQ18---3 | 12.5 | 19.6 | 11 | 11.7 | 18 | 9.5 | TRUE | TRUE |  | 17000 | 15000 | 2.27 | 19000 | 2.02
216091665 |  | Live | Carrier | SMART COMFORT | Singlezone Ducted, Compact Ducted | 216091665 |  | HRCU-A-CB | DLCSRBH18AAK | Mini-Splits | 40MBDQ18---3 | 12.5 | 19.6 | 11 | 11.7 | 18 | 9.5 | TRUE | TRUE |  | 17000 | 15000 | 2.27 | 19000 | 2.02
216091663 |  | Live | Carrier | TEMPSTAR | Singlezone Ducted, Compact Ducted | 216091663 |  | HRCU-A-CB | DLCSRBH18AAK | Mini-Splits | 40MBDQ18---3 | 12.5 | 19.6 | 11 | 11.7 | 18 | 9.5 | TRUE | TRUE |  | 17000 | 15000 | 2.27 | 19000 | 2.02
216091662 |  | Live | Carrier | MIDEA | Singlezone Ducted, Compact Ducted | 216091662 |  | HRCU-A-CB | DLCSRBH18AAK | Mini-Splits | 40MBDQ18---3 | 12.5 | 19.6 | 11 | 11.7 | 18 | 9.5 | TRUE | TRUE |  | 17000 | 15000 | 2.27 | 19000 | 2.02
216091661 |  | Live | Carrier | KEEPRITE | Singlezone Ducted, Compact Ducted | 216091661 |  | HRCU-A-CB | DLCSRBH18AAK | Mini-Splits | 40MBDQ18---3 | 12.5 | 19.6 | 11 | 11.7 | 18 | 9.5 | TRUE | TRUE |  | 17000 | 15000 | 2.27 | 19000 | 2.02
216091659 |  | Live | Carrier | HEIL | Singlezone Ducted, Compact Ducted | 216091659 |  | HRCU-A-CB | DLCSRBH18AAK | Mini-Splits | 40MBDQ18---3 | 12.5 | 19.6 | 11 | 11.7 | 18 | 9.5 | TRUE | TRUE |  | 17000 | 15000 | 2.27 | 19000 | 2.02
216091657 |  | Live | Carrier | DAY & NIGHT | Singlezone Ducted, Compact Ducted | 216091657 |  | HRCU-A-CB | DLCSRBH18AAK | Mini-Splits | 40MBDQ18---3 | 12.5 | 19.6 | 11 | 11.7 | 18 | 9.5 | TRUE | TRUE |  | 17000 | 15000 | 2.27 | 19000 | 2.02
216091656 |  | Live | Carrier | COMFORTMAKER | Singlezone Ducted, Compact Ducted | 216091656 |  | HRCU-A-CB | DLCSRBH18AAK | Mini-Splits | 40MBDQ18---3 | 12.5 | 19.6 | 11 | 11.7 | 18 | 9.5 | TRUE | TRUE |  | 17000 | 15000 | 2.27 | 19000 | 2.02
216091654 |  | Live | Carrier | ARCOAIRE | Singlezone Ducted, Compact Ducted | 216091654 |  | HRCU-A-CB | DLCSRBH18AAK | Mini-Splits | 40MBDQ18---3 | 12.5 | 19.6 | 11 | 11.7 | 18 | 9.5 | TRUE | TRUE |  | 17000 | 15000 | 2.27 | 19000 | 2.02
216091619 |  | Live | Carrier | BRYANT | Singlezone Ducted, Compact Ducted | 216091619 |  | HRCU-A-CB | DLCSRBH18AAK | Mini-Splits | 40MBDQ18---3 | 12.5 | 19.6 | 11 | 11.7 | 18 | 9.5 | TRUE | TRUE |  | 17000 | 15000 | 2.27 | 19000 | 2.02
216091611 |  | Live | Carrier | CARRIER | Singlezone Ducted, Compact Ducted | 216091611 |  | HRCU-A-CB | DLCSRBH18AAK | Mini-Splits | 40MBDQ18---3 | 12.5 | 19.6 | 11 | 11.7 | 18 | 9.5 | TRUE | TRUE |  | 17000 | 15000 | 2.27 | 19000 | 2.02
216091542 |  | Live | Carrier | AIRQUEST | Singlezone Non-Ducted, Wall Placement | 216091542 |  | HRCU-A-CB-O | DLCSRBH24AAK | Mini-Splits | DHMAHBQ24XA3 | 13 | 21.5 | 12 | 13 | 21.5 | 11.4 | TRUE | TRUE |  | 24000 | 21200 | 2.88 | 24485 | 1.98
216091540 |  | Live | Carrier | SMART COMFORT | Singlezone Non-Ducted, Wall Placement | 216091540 |  | HRCU-A-CB-O | DLCSRBH24AAK | Mini-Splits | DHMAHBQ24XA3 | 13 | 21.5 | 12 | 13 | 21.5 | 11.4 | TRUE | TRUE |  | 24000 | 21200 | 2.88 | 24485 | 1.98
216091539 |  | Live | Carrier | TEMPSTAR | Singlezone Non-Ducted, Wall Placement | 216091539 |  | HRCU-A-CB-O | DLCSRBH24AAK | Mini-Splits | DHMAHBQ24XA3 | 13 | 21.5 | 12 | 13 | 21.5 | 11.4 | TRUE | TRUE |  | 24000 | 21200 | 2.88 | 24485 | 1.98
216091537 |  | Live | Carrier | MIDEA | Singlezone Non-Ducted, Wall Placement | 216091537 |  | HRCU-A-CB-O | DLCSRBH24AAK | Mini-Splits | DHMAHBQ24XA3 | 13 | 21.5 | 12 | 13 | 21.5 | 11.4 | TRUE | TRUE |  | 24000 | 21200 | 2.88 | 24485 | 1.98
216091535 |  | Live | Carrier | KEEPRITE | Singlezone Non-Ducted, Wall Placement | 216091535 |  | HRCU-A-CB-O | DLCSRBH24AAK | Mini-Splits | DHMAHBQ24XA3 | 13 | 21.5 | 12 | 13 | 21.5 | 11.4 | TRUE | TRUE |  | 24000 | 21200 | 2.88 | 24485 | 1.98
216091533 |  | Live | Carrier | HEIL | Singlezone Non-Ducted, Wall Placement | 216091533 |  | HRCU-A-CB-O | DLCSRBH24AAK | Mini-Splits | DHMAHBQ24XA3 | 13 | 21.5 | 12 | 13 | 21.5 | 11.4 | TRUE | TRUE |  | 24000 | 21200 | 2.88 | 24485 | 1.98
216091531 |  | Live | Carrier | DAY & NIGHT | Singlezone Non-Ducted, Wall Placement | 216091531 |  | HRCU-A-CB-O | DLCSRBH24AAK | Mini-Splits | DHMAHBQ24XA3 | 13 | 21.5 | 12 | 13 | 21.5 | 11.4 | TRUE | TRUE |  | 24000 | 21200 | 2.88 | 24485 | 1.98
216091527 |  | Live | Carrier | COMFORTMAKER | Singlezone Non-Ducted, Wall Placement | 216091527 |  | HRCU-A-CB-O | DLCSRBH24AAK | Mini-Splits | DHMAHBQ24XA3 | 13 | 21.5 | 12 | 13 | 21.5 | 11.4 | TRUE | TRUE |  | 24000 | 21200 | 2.88 | 24485 | 1.98
216091524 |  | Live | Carrier | ARCOAIRE | Singlezone Non-Ducted, Wall Placement | 216091524 |  | HRCU-A-CB-O | DLCSRBH24AAK | Mini-Splits | DHMAHBQ24XA3 | 13 | 21.5 | 12 | 13 | 21.5 | 11.4 | TRUE | TRUE |  | 24000 | 21200 | 2.88 | 24485 | 1.98
216091596 |  | Live | Carrier | BRYANT | Singlezone Non-Ducted, Wall Placement | 216091596 |  | HRCU-A-CB-O | DLCSRBH24AAK | Mini-Splits | DHMAHBQ24XA3 | 13 | 21.5 | 12 | 13 | 21.5 | 11.4 | TRUE | TRUE |  | 24000 | 21200 | 2.88 | 24485 | 1.98
216091594 |  | Live | Carrier | CARRIER | Singlezone Non-Ducted, Wall Placement | 216091594 |  | HRCU-A-CB-O | DLCSRBH24AAK | Mini-Splits | DHMAHBQ24XA3 | 13 | 21.5 | 12 | 13 | 21.5 | 11.4 | TRUE | TRUE |  | 24000 | 21200 | 2.88 | 24485 | 1.98
216091592 |  | Live | Carrier | BRYANT | Singlezone Non-Ducted, Wall Placement | 216091592 |  | HRCU-A-CB-O | DLCSRBH18AAK | Mini-Splits | DHMAHBQ18XA3 | 12.5 | 21.5 | 13 | 12.5 | 21.5 | 11.3 | TRUE | TRUE |  | 18000 | 15000 | 2.35 | 19200 | 1.99
216091591 |  | Live | Carrier | CARRIER | Singlezone Non-Ducted, Wall Placement | 216091591 |  | HRCU-A-CB-O | DLCSRBH18AAK | Mini-Splits | DHMAHBQ18XA3 | 12.5 | 21.5 | 13 | 12.5 | 21.5 | 11.3 | TRUE | TRUE |  | 18000 | 15000 | 2.35 | 19200 | 1.99
216091523 |  | Live | Carrier | AIRQUEST | Singlezone Non-Ducted, Wall Placement | 216091523 |  | HRCU-A-CB-O | DLCSRBH18AAK | Mini-Splits | DHMAHBQ18XA3 | 12.5 | 21.5 | 13 | 12.5 | 21.5 | 11.3 | TRUE | TRUE |  | 18000 | 15000 | 2.35 | 19200 | 1.99
216091521 |  | Live | Carrier | SMART COMFORT | Singlezone Non-Ducted, Wall Placement | 216091521 |  | HRCU-A-CB-O | DLCSRBH18AAK | Mini-Splits | DHMAHBQ18XA3 | 12.5 | 21.5 | 13 | 12.5 | 21.5 | 11.3 | TRUE | TRUE |  | 18000 | 15000 | 2.35 | 19200 | 1.99
216091519 |  | Live | Carrier | TEMPSTAR | Singlezone Non-Ducted, Wall Placement | 216091519 |  | HRCU-A-CB-O | DLCSRBH18AAK | Mini-Splits | DHMAHBQ18XA3 | 12.5 | 21.5 | 13 | 12.5 | 21.5 | 11.3 | TRUE | TRUE |  | 18000 | 15000 | 2.35 | 19200 | 1.99
216091518 |  | Live | Carrier | MIDEA | Singlezone Non-Ducted, Wall Placement | 216091518 |  | HRCU-A-CB-O | DLCSRBH18AAK | Mini-Splits | DHMAHBQ18XA3 | 12.5 | 21.5 | 13 | 12.5 | 21.5 | 11.3 | TRUE | TRUE |  | 18000 | 15000 | 2.35 | 19200 | 1.99
216091515 |  | Live | Carrier | KEEPRITE | Singlezone Non-Ducted, Wall Placement | 216091515 |  | HRCU-A-CB-O | DLCSRBH18AAK | Mini-Splits | DHMAHBQ18XA3 | 12.5 | 21.5 | 13 | 12.5 | 21.5 | 11.3 | TRUE | TRUE |  | 18000 | 15000 | 2.35 | 19200 | 1.99
216091513 |  | Live | Carrier | HEIL | Singlezone Non-Ducted, Wall Placement | 216091513 |  | HRCU-A-CB-O | DLCSRBH18AAK | Mini-Splits | DHMAHBQ18XA3 | 12.5 | 21.5 | 13 | 12.5 | 21.5 | 11.3 | TRUE | TRUE |  | 18000 | 15000 | 2.35 | 19200 | 1.99
216091512 |  | Live | Carrier | DAY & NIGHT | Singlezone Non-Ducted, Wall Placement | 216091512 |  | HRCU-A-CB-O | DLCSRBH18AAK | Mini-Splits | DHMAHBQ18XA3 | 12.5 | 21.5 | 13 | 12.5 | 21.5 | 11.3 | TRUE | TRUE |  | 18000 | 15000 | 2.35 | 19200 | 1.99
216091510 |  | Live | Carrier | COMFORTMAKER | Singlezone Non-Ducted, Wall Placement | 216091510 |  | HRCU-A-CB-O | DLCSRBH18AAK | Mini-Splits | DHMAHBQ18XA3 | 12.5 | 21.5 | 13 | 12.5 | 21.5 | 11.3 | TRUE | TRUE |  | 18000 | 15000 | 2.35 | 19200 | 1.99
216091508 |  | Live | Carrier | ARCOAIRE | Singlezone Non-Ducted, Wall Placement | 216091508 |  | HRCU-A-CB-O | DLCSRBH18AAK | Mini-Splits | DHMAHBQ18XA3 | 12.5 | 21.5 | 13 | 12.5 | 21.5 | 11.3 | TRUE | TRUE |  | 18000 | 15000 | 2.35 | 19200 | 1.99
216091588 |  | Live | Carrier | BRYANT | Singlezone Non-Ducted, Wall Placement | 216091588 |  | HRCU-A-CB-O | DLCSRBH12AAK | Mini-Splits | DHMAHBQ12XA3 | 14 | 25.5 | 13 | 14 | 25.5 | 10.4 | TRUE | TRUE |  | 12000 | 10000 | 2.4 | 13112 | 2.11
216091587 |  | Live | Carrier | CARRIER | Singlezone Non-Ducted, Wall Placement | 216091587 |  | HRCU-A-CB-O | DLCSRBH12AAK | Mini-Splits | DHMAHBQ12XA3 | 14 | 25.5 | 13 | 14 | 25.5 | 10.4 | TRUE | TRUE |  | 12000 | 10000 | 2.4 | 13112 | 2.11
216091507 |  | Live | Carrier | AIRQUEST | Singlezone Non-Ducted, Wall Placement | 216091507 |  | HRCU-A-CB-O | DLCSRBH12AAK | Mini-Splits | DHMAHBQ12XA3 | 14 | 25.5 | 13 | 14 | 25.5 | 10.4 | TRUE | TRUE |  | 12000 | 10000 | 2.4 | 13112 | 2.11
216091505 |  | Live | Carrier | SMART COMFORT | Singlezone Non-Ducted, Wall Placement | 216091505 |  | HRCU-A-CB-O | DLCSRBH12AAK | Mini-Splits | DHMAHBQ12XA3 | 14 | 25.5 | 13 | 14 | 25.5 | 10.4 | TRUE | TRUE |  | 12000 | 10000 | 2.4 | 13112 | 2.11
216091503 |  | Live | Carrier | TEMPSTAR | Singlezone Non-Ducted, Wall Placement | 216091503 |  | HRCU-A-CB-O | DLCSRBH12AAK | Mini-Splits | DHMAHBQ12XA3 | 14 | 25.5 | 13 | 14 | 25.5 | 10.4 | TRUE | TRUE |  | 12000 | 10000 | 2.4 | 13112 | 2.11
216091502 |  | Live | Carrier | MIDEA | Singlezone Non-Ducted, Wall Placement | 216091502 |  | HRCU-A-CB-O | DLCSRBH12AAK | Mini-Splits | DHMAHBQ12XA3 | 14 | 25.5 | 13 | 14 | 25.5 | 10.4 | TRUE | TRUE |  | 12000 | 10000 | 2.4 | 13112 | 2.11
216091499 |  | Live | Carrier | KEEPRITE | Singlezone Non-Ducted, Wall Placement | 216091499 |  | HRCU-A-CB-O | DLCSRBH12AAK | Mini-Splits | DHMAHBQ12XA3 | 14 | 25.5 | 13 | 14 | 25.5 | 10.4 | TRUE | TRUE |  | 12000 | 10000 | 2.4 | 13112 | 2.11
216091497 |  | Live | Carrier | HEIL | Singlezone Non-Ducted, Wall Placement | 216091497 |  | HRCU-A-CB-O | DLCSRBH12AAK | Mini-Splits | DHMAHBQ12XA3 | 14 | 25.5 | 13 | 14 | 25.5 | 10.4 | TRUE | TRUE |  | 12000 | 10000 | 2.4 | 13112 | 2.11
216091496 |  | Live | Carrier | DAY & NIGHT | Singlezone Non-Ducted, Wall Placement | 216091496 |  | HRCU-A-CB-O | DLCSRBH12AAK | Mini-Splits | DHMAHBQ12XA3 | 14 | 25.5 | 13 | 14 | 25.5 | 10.4 | TRUE | TRUE |  | 12000 | 10000 | 2.4 | 13112 | 2.11
216091494 |  | Live | Carrier | COMFORTMAKER | Singlezone Non-Ducted, Wall Placement | 216091494 |  | HRCU-A-CB-O | DLCSRBH12AAK | Mini-Splits | DHMAHBQ12XA3 | 14 | 25.5 | 13 | 14 | 25.5 | 10.4 | TRUE | TRUE |  | 12000 | 10000 | 2.4 | 13112 | 2.11
216091493 |  | Live | Carrier | ARCOAIRE | Singlezone Non-Ducted, Wall Placement | 216091493 |  | HRCU-A-CB-O | DLCSRBH12AAK | Mini-Splits | DHMAHBQ12XA3 | 14 | 25.5 | 13 | 14 | 25.5 | 10.4 | TRUE | TRUE |  | 12000 | 10000 | 2.4 | 13112 | 2.11
216091475 |  | Live | Carrier | AIRQUEST | Singlezone Non-Ducted, Wall Placement | 216091475 |  | HRCU-A-CB-O | DLCSRBH09AAK | Mini-Splits | DHMAHBQ09XA3 | 16.2 | 28.1 | 13 | 16.2 | 28.1 | 11.5 | TRUE | TRUE |  | 9000 | 9500 | 2.53 | 12371 | 2.04
216091474 |  | Live | Carrier | SMART COMFORT | Singlezone Non-Ducted, Wall Placement | 216091474 |  | HRCU-A-CB-O | DLCSRBH09AAK | Mini-Splits | DHMAHBQ09XA3 | 16.2 | 28.1 | 13 | 16.2 | 28.1 | 11.5 | TRUE | TRUE |  | 9000 | 9500 | 2.53 | 12371 | 2.04
216091473 |  | Live | Carrier | TEMPSTAR | Singlezone Non-Ducted, Wall Placement | 216091473 |  | HRCU-A-CB-O | DLCSRBH09AAK | Mini-Splits | DHMAHBQ09XA3 | 16.2 | 28.1 | 13 | 16.2 | 28.1 | 11.5 | TRUE | TRUE |  | 9000 | 9500 | 2.53 | 12371 | 2.04
216091471 |  | Live | Carrier | MIDEA | Singlezone Non-Ducted, Wall Placement | 216091471 |  | HRCU-A-CB-O | DLCSRBH09AAK | Mini-Splits | DHMAHBQ09XA3 | 16.2 | 28.1 | 13 | 16.2 | 28.1 | 11.5 | TRUE | TRUE |  | 9000 | 9500 | 2.53 | 12371 | 2.04
216091468 |  | Live | Carrier | KEEPRITE | Singlezone Non-Ducted, Wall Placement | 216091468 |  | HRCU-A-CB-O | DLCSRBH09AAK | Mini-Splits | DHMAHBQ09XA3 | 16.2 | 28.1 | 13 | 16.2 | 28.1 | 11.5 | TRUE | TRUE |  | 9000 | 9500 | 2.53 | 12371 | 2.04
216091466 |  | Live | Carrier | HEIL | Singlezone Non-Ducted, Wall Placement | 216091466 |  | HRCU-A-CB-O | DLCSRBH09AAK | Mini-Splits | DHMAHBQ09XA3 | 16.2 | 28.1 | 13 | 16.2 | 28.1 | 11.5 | TRUE | TRUE |  | 9000 | 9500 | 2.53 | 12371 | 2.04
216091464 |  | Live | Carrier | DAY & NIGHT | Singlezone Non-Ducted, Wall Placement | 216091464 |  | HRCU-A-CB-O | DLCSRBH09AAK | Mini-Splits | DHMAHBQ09XA3 | 16.2 | 28.1 | 13 | 16.2 | 28.1 | 11.5 | TRUE | TRUE |  | 9000 | 9500 | 2.53 | 12371 | 2.04
216091463 |  | Live | Carrier | COMFORTMAKER | Singlezone Non-Ducted, Wall Placement | 216091463 |  | HRCU-A-CB-O | DLCSRBH09AAK | Mini-Splits | DHMAHBQ09XA3 | 16.2 | 28.1 | 13 | 16.2 | 28.1 | 11.5 | TRUE | TRUE |  | 9000 | 9500 | 2.53 | 12371 | 2.04
216091461 |  | Live | Carrier | ARCOAIRE | Singlezone Non-Ducted, Wall Placement | 216091461 |  | HRCU-A-CB-O | DLCSRBH09AAK | Mini-Splits | DHMAHBQ09XA3 | 16.2 | 28.1 | 13 | 16.2 | 28.1 | 11.5 | TRUE | TRUE |  | 9000 | 9500 | 2.53 | 12371 | 2.04
216091580 |  | Live | Carrier | BRYANT | Singlezone Non-Ducted, Wall Placement | 216091580 |  | HRCU-A-CB-O | DLCSRBH09AAK | Mini-Splits | DHMAHBQ09XA3 | 16.2 | 28.1 | 13 | 16.2 | 28.1 | 11.5 | TRUE | TRUE |  | 9000 | 9500 | 2.53 | 12371 | 2.04
216091579 |  | Live | Carrier | CARRIER | Singlezone Non-Ducted, Wall Placement | 216091579 |  | HRCU-A-CB-O | DLCSRBH09AAK | Mini-Splits | DHMAHBQ09XA3 | 16.2 | 28.1 | 13 | 16.2 | 28.1 | 11.5 | TRUE | TRUE |  | 9000 | 9500 | 2.53 | 12371 | 2.04
216091584 |  | Live | Carrier | BRYANT | Singlezone Non-Ducted, Wall Placement | 216091584 |  | HRCU-A-CB-O | DLCSRBH12AAJ | Mini-Splits | DHMAHBQ12XA1 | 13 | 23 | 11.6 | 13 | 23.5 | 10 | TRUE | FALSE |  | 12000 | 8400 | 2.8 | 9250 | 2.56
216091583 |  | Live | Carrier | CARRIER | Singlezone Non-Ducted, Wall Placement | 216091583 |  | HRCU-A-CB-O | DLCSRBH12AAJ | Mini-Splits | DHMAHBQ12XA1 | 13 | 23 | 11.6 | 13 | 23.5 | 10 | TRUE | FALSE |  | 12000 | 8400 | 2.8 | 9250 | 2.56
216091491 |  | Live | Carrier | AIRQUEST | Singlezone Non-Ducted, Wall Placement | 216091491 |  | HRCU-A-CB-O | DLCSRBH12AAJ | Mini-Splits | DHMAHBQ12XA1 | 13 | 23 | 11.6 | 13 | 23.5 | 10 | TRUE | FALSE |  | 12000 | 8400 | 2.8 | 9250 | 2.56
216091490 |  | Live | Carrier | SMART COMFORT | Singlezone Non-Ducted, Wall Placement | 216091490 |  | HRCU-A-CB-O | DLCSRBH12AAJ | Mini-Splits | DHMAHBQ12XA1 | 13 | 23 | 11.6 | 13 | 23.5 | 10 | TRUE | FALSE |  | 12000 | 8400 | 2.8 | 9250 | 2.56
216091488 |  | Live | Carrier | TEMPSTAR | Singlezone Non-Ducted, Wall Placement | 216091488 |  | HRCU-A-CB-O | DLCSRBH12AAJ | Mini-Splits | DHMAHBQ12XA1 | 13 | 23 | 11.6 | 13 | 23.5 | 10 | TRUE | FALSE |  | 12000 | 8400 | 2.8 | 9250 | 2.56
216091487 |  | Live | Carrier | MIDEA | Singlezone Non-Ducted, Wall Placement | 216091487 |  | HRCU-A-CB-O | DLCSRBH12AAJ | Mini-Splits | DHMAHBQ12XA1 | 13 | 23 | 11.6 | 13 | 23.5 | 10 | TRUE | FALSE |  | 12000 | 8400 | 2.8 | 9250 | 2.56
216091483 |  | Live | Carrier | KEEPRITE | Singlezone Non-Ducted, Wall Placement | 216091483 |  | HRCU-A-CB-O | DLCSRBH12AAJ | Mini-Splits | DHMAHBQ12XA1 | 13 | 23 | 11.6 | 13 | 23.5 | 10 | TRUE | FALSE |  | 12000 | 8400 | 2.8 | 9250 | 2.56
216091482 |  | Live | Carrier | HEIL | Singlezone Non-Ducted, Wall Placement | 216091482 |  | HRCU-A-CB-O | DLCSRBH12AAJ | Mini-Splits | DHMAHBQ12XA1 | 13 | 23 | 11.6 | 13 | 23.5 | 10 | TRUE | FALSE |  | 12000 | 8400 | 2.8 | 9250 | 2.56
216091480 |  | Live | Carrier | DAY & NIGHT | Singlezone Non-Ducted, Wall Placement | 216091480 |  | HRCU-A-CB-O | DLCSRBH12AAJ | Mini-Splits | DHMAHBQ12XA1 | 13 | 23 | 11.6 | 13 | 23.5 | 10 | TRUE | FALSE |  | 12000 | 8400 | 2.8 | 9250 | 2.56
216091478 |  | Live | Carrier | COMFORTMAKER | Singlezone Non-Ducted, Wall Placement | 216091478 |  | HRCU-A-CB-O | DLCSRBH12AAJ | Mini-Splits | DHMAHBQ12XA1 | 13 | 23 | 11.6 | 13 | 23.5 | 10 | TRUE | FALSE |  | 12000 | 8400 | 2.8 | 9250 | 2.56
216091477 |  | Live | Carrier | ARCOAIRE | Singlezone Non-Ducted, Wall Placement | 216091477 |  | HRCU-A-CB-O | DLCSRBH12AAJ | Mini-Splits | DHMAHBQ12XA1 | 13 | 23 | 11.6 | 13 | 23.5 | 10 | TRUE | FALSE |  | 12000 | 8400 | 2.8 | 9250 | 2.56
212521294 |  | Live | Carrier | LPS LEGACY | Singlezone Non-Ducted, Wall Placement | 212521294 |  | HRCU-A-CB-O | DLCPRAH18AAK | Mini-Splits | DLFPHBH18XAK | 13.1 | 25.4 | 12.6 | 12.4 | 24.1 | 12 | TRUE | TRUE |  | 18000 | 12300 | 3.19 | 24485 | 1.98
212521293 |  | Live | Carrier | AIRQUEST | Singlezone Non-Ducted, Wall Placement | 212521293 |  | HRCU-A-CB-O | DLCPRAH18AAK | Mini-Splits | DLFPHBH18XAK | 13.1 | 25.4 | 12.6 | 12.4 | 24.1 | 12 | TRUE | TRUE |  | 18000 | 12300 | 3.19 | 24485 | 1.98
212521292 |  | Live | Carrier | SMART COMFORT | Singlezone Non-Ducted, Wall Placement | 212521292 |  | HRCU-A-CB-O | DLCPRAH18AAK | Mini-Splits | DLFPHBH18XAK | 13.1 | 25.4 | 12.6 | 12.4 | 24.1 | 12 | TRUE | TRUE |  | 18000 | 12300 | 3.19 | 24485 | 1.98
212521291 |  | Live | Carrier | TEMPSTAR | Singlezone Non-Ducted, Wall Placement | 212521291 |  | HRCU-A-CB-O | DLCPRAH18AAK | Mini-Splits | DLFPHBH18XAK | 13.1 | 25.4 | 12.6 | 12.4 | 24.1 | 12 | TRUE | TRUE |  | 18000 | 12300 | 3.19 | 24485 | 1.98
212521290 |  | Live | Carrier | MIDEA | Singlezone Non-Ducted, Wall Placement | 212521290 |  | HRCU-A-CB-O | DLCPRAH18AAK | Mini-Splits | DLFPHBH18XAK | 13.1 | 25.4 | 12.6 | 12.4 | 24.1 | 12 | TRUE | TRUE |  | 18000 | 12300 | 3.19 | 24485 | 1.98
212521289 |  | Live | Carrier | KENMORE | Singlezone Non-Ducted, Wall Placement | 212521289 |  | HRCU-A-CB-O | DLCPRAH18AAK | Mini-Splits | DLFPHBH18XAK | 13.1 | 25.4 | 12.6 | 12.4 | 24.1 | 12 | TRUE | TRUE |  | 18000 | 12300 | 3.19 | 24485 | 1.98
212521288 |  | Live | Carrier | KEEPRITE | Singlezone Non-Ducted, Wall Placement | 212521288 |  | HRCU-A-CB-O | DLCPRAH18AAK | Mini-Splits | DLFPHBH18XAK | 13.1 | 25.4 | 12.6 | 12.4 | 24.1 | 12 | TRUE | TRUE |  | 18000 | 12300 | 3.19 | 24485 | 1.98
212521287 |  | Live | Carrier | HEIL | Singlezone Non-Ducted, Wall Placement | 212521287 |  | HRCU-A-CB-O | DLCPRAH18AAK | Mini-Splits | DLFPHBH18XAK | 13.1 | 25.4 | 12.6 | 12.4 | 24.1 | 12 | TRUE | TRUE |  | 18000 | 12300 | 3.19 | 24485 | 1.98
212521286 |  | Live | Carrier | DAY & NIGHT | Singlezone Non-Ducted, Wall Placement | 212521286 |  | HRCU-A-CB-O | DLCPRAH18AAK | Mini-Splits | DLFPHBH18XAK | 13.1 | 25.4 | 12.6 | 12.4 | 24.1 | 12 | TRUE | TRUE |  | 18000 | 12300 | 3.19 | 24485 | 1.98
212521285 |  | Live | Carrier | COMFORTMAKER | Singlezone Non-Ducted, Wall Placement | 212521285 |  | HRCU-A-CB-O | DLCPRAH18AAK | Mini-Splits | DLFPHBH18XAK | 13.1 | 25.4 | 12.6 | 12.4 | 24.1 | 12 | TRUE | TRUE |  | 18000 | 12300 | 3.19 | 24485 | 1.98
212521284 |  | Live | Carrier | ARCOAIRE | Singlezone Non-Ducted, Wall Placement | 212521284 |  | HRCU-A-CB-O | DLCPRAH18AAK | Mini-Splits | DLFPHBH18XAK | 13.1 | 25.4 | 12.6 | 12.4 | 24.1 | 12 | TRUE | TRUE |  | 18000 | 12300 | 3.19 | 24485 | 1.98
212521283 |  | Live | Carrier | MIDEA | Singlezone Non-Ducted, Wall Placement | 212521283 |  | HRCU-A-CB-O | 38MPRAQ18AA3 | Mini-Splits | DHMPHBQ18XA3 | 13.1 | 25.4 | 12.6 | 12.4 | 24.1 | 12 | TRUE | TRUE |  | 18000 | 12300 | 3.19 | 24485 | 1.98
212521282 |  | Live | Carrier | WEATHERMAKER | Singlezone Non-Ducted, Wall Placement | 212521282 |  | HRCU-A-CB-O | 38MPRAQ18AA3 | Mini-Splits | DHMPHBQ18XA3 | 13.1 | 25.4 | 12.6 | 12.4 | 24.1 | 12 | TRUE | TRUE |  | 18000 | 12300 | 3.19 | 24485 | 1.98
212521281 |  | Live | Carrier | PAYNE | Singlezone Non-Ducted, Wall Placement | 212521281 |  | HRCU-A-CB-O | 38MPRAQ18AA3 | Mini-Splits | DHMPHBQ18XA3 | 13.1 | 25.4 | 12.6 | 12.4 | 24.1 | 12 | TRUE | TRUE |  | 18000 | 12300 | 3.19 | 24485 | 1.98
212521280 |  | Live | Carrier | BRYANT | Singlezone Non-Ducted, Wall Placement | 212521280 |  | HRCU-A-CB-O | 38MPRAQ18AA3 | Mini-Splits | 619PHBQ18XA3 | 13.1 | 25.4 | 12.6 | 12.4 | 24.1 | 12 | TRUE | TRUE |  | 18000 | 12300 | 3.19 | 24485 | 1.98
212521279 |  | Live | Carrier | CARRIER | Singlezone Non-Ducted, Wall Placement | 212521279 |  | HRCU-A-CB-O | 38MPRAQ18AA3 | Mini-Splits | 40MPHBQ18XA3 | 13.1 | 25.4 | 12.6 | 12.4 | 24.1 | 12 | TRUE | TRUE |  | 18000 | 12300 | 3.19 | 24485 | 1.98
211756594 |  | Live | Carrier | LPS LEGACY | Singlezone Non-Ducted, Ceiling Placement | 211756594 |  | HRCU-A-CB-O | DLCSRBH18AAK | Mini-Splits | DLFSOAH18XAK | 12.5 | 19.8 | 11.8 | 12.5 | 19.8 | 11.2 | TRUE | TRUE | TRUE | 16700 | 14500 | 2.4 | 18800 | 2.04
210857447 |  | Live | Carrier | KENMORE | Singlezone Non-Ducted, Ceiling Placement | 210857447 |  | HRCU-A-CB-O | DLCSRBH18AAK | Mini-Splits | DLFSOAH18XAK | 12.5 | 19.8 | 11.8 | 12.5 | 19.8 | 11.2 | TRUE | TRUE | TRUE | 16700 | 14500 | 2.4 | 18800 | 2.04
210857455 |  | Live | Carrier | TEMPSTAR | Singlezone Non-Ducted, Ceiling Placement | 210857455 |  | HRCU-A-CB-O | DLCSRBH18AAK | Mini-Splits | DLFSOAH18XAK | 12.5 | 19.8 | 11.8 | 12.5 | 19.8 | 11.2 | TRUE | TRUE | TRUE | 16700 | 14500 | 2.4 | 18800 | 2.04
210857451 |  | Live | Carrier | MIDEA | Singlezone Non-Ducted, Ceiling Placement | 210857451 |  | HRCU-A-CB-O | DLCSRBH18AAK | Mini-Splits | DLFSOAH18XAK | 12.5 | 19.8 | 11.8 | 12.5 | 19.8 | 11.2 | TRUE | TRUE | TRUE | 16700 | 14500 | 2.4 | 18800 | 2.04
210857459 |  | Live | Carrier | SMART COMFORT | Singlezone Non-Ducted, Ceiling Placement | 210857459 |  | HRCU-A-CB-O | DLCSRBH18AAK | Mini-Splits | DLFSOAH18XAK | 12.5 | 19.8 | 11.8 | 12.5 | 19.8 | 11.2 | TRUE | TRUE | TRUE | 16700 | 14500 | 2.4 | 18800 | 2.04
210857463 |  | Live | Carrier | AIRQUEST | Singlezone Non-Ducted, Ceiling Placement | 210857463 |  | HRCU-A-CB-O | DLCSRBH18AAK | Mini-Splits | DLFSOAH18XAK | 12.5 | 19.8 | 11.8 | 12.5 | 19.8 | 11.2 | TRUE | TRUE | TRUE | 16700 | 14500 | 2.4 | 18800 | 2.04
210857431 |  | Live | Carrier | COMFORTMAKER | Singlezone Non-Ducted, Ceiling Placement | 210857431 |  | HRCU-A-CB-O | DLCSRBH18AAK | Mini-Splits | DLFSOAH18XAK | 12.5 | 19.8 | 11.8 | 12.5 | 19.8 | 11.2 | TRUE | TRUE | TRUE | 16700 | 14500 | 2.4 | 18800 | 2.04
210857427 |  | Live | Carrier | ARCOAIRE | Singlezone Non-Ducted, Ceiling Placement | 210857427 |  | HRCU-A-CB-O | DLCSRBH18AAK | Mini-Splits | DLFSOAH18XAK | 12.5 | 19.8 | 11.8 | 12.5 | 19.8 | 11.2 | TRUE | TRUE | TRUE | 16700 | 14500 | 2.4 | 18800 | 2.04
210857443 |  | Live | Carrier | KEEPRITE | Singlezone Non-Ducted, Ceiling Placement | 210857443 |  | HRCU-A-CB-O | DLCSRBH18AAK | Mini-Splits | DLFSOAH18XAK | 12.5 | 19.8 | 11.8 | 12.5 | 19.8 | 11.2 | TRUE | TRUE | TRUE | 16700 | 14500 | 2.4 | 18800 | 2.04
210857439 |  | Live | Carrier | HEIL | Singlezone Non-Ducted, Ceiling Placement | 210857439 |  | HRCU-A-CB-O | DLCSRBH18AAK | Mini-Splits | DLFSOAH18XAK | 12.5 | 19.8 | 11.8 | 12.5 | 19.8 | 11.2 | TRUE | TRUE | TRUE | 16700 | 14500 | 2.4 | 18800 | 2.04
210857435 |  | Live | Carrier | DAY & NIGHT | Singlezone Non-Ducted, Ceiling Placement | 210857435 |  | HRCU-A-CB-O | DLCSRBH18AAK | Mini-Splits | DLFSOAH18XAK | 12.5 | 19.8 | 11.8 | 12.5 | 19.8 | 11.2 | TRUE | TRUE | TRUE | 16700 | 14500 | 2.4 | 18800 | 2.04
210857434 |  | Live | Carrier | DAY & NIGHT | Singlezone Non-Ducted, Ceiling Placement | 210857434 |  | HRCU-A-CB-O | DLCSRBH06AAK | Mini-Splits | DLFSOAH09XAK | 14.5 | 22 | 10.6 | 14.5 | 22 | 10.8 | TRUE | TRUE | TRUE | 6500 | 5700 | 2.61 | 10000 | 2.4
210857438 |  | Live | Carrier | HEIL | Singlezone Non-Ducted, Ceiling Placement | 210857438 |  | HRCU-A-CB-O | DLCSRBH06AAK | Mini-Splits | DLFSOAH09XAK | 14.5 | 22 | 10.6 | 14.5 | 22 | 10.8 | TRUE | TRUE | TRUE | 6500 | 5700 | 2.61 | 10000 | 2.4
210857442 |  | Live | Carrier | KEEPRITE | Singlezone Non-Ducted, Ceiling Placement | 210857442 |  | HRCU-A-CB-O | DLCSRBH06AAK | Mini-Splits | DLFSOAH09XAK | 14.5 | 22 | 10.6 | 14.5 | 22 | 10.8 | TRUE | TRUE | TRUE | 6500 | 5700 | 2.61 | 10000 | 2.4
210857426 |  | Live | Carrier | ARCOAIRE | Singlezone Non-Ducted, Ceiling Placement | 210857426 |  | HRCU-A-CB-O | DLCSRBH06AAK | Mini-Splits | DLFSOAH09XAK | 14.5 | 22 | 10.6 | 14.5 | 22 | 10.8 | TRUE | TRUE | TRUE | 6500 | 5700 | 2.61 | 10000 | 2.4
210857430 |  | Live | Carrier | COMFORTMAKER | Singlezone Non-Ducted, Ceiling Placement | 210857430 |  | HRCU-A-CB-O | DLCSRBH06AAK | Mini-Splits | DLFSOAH09XAK | 14.5 | 22 | 10.6 | 14.5 | 22 | 10.8 | TRUE | TRUE | TRUE | 6500 | 5700 | 2.61 | 10000 | 2.4
210857462 |  | Live | Carrier | AIRQUEST | Singlezone Non-Ducted, Ceiling Placement | 210857462 |  | HRCU-A-CB-O | DLCSRBH06AAK | Mini-Splits | DLFSOAH09XAK | 14.5 | 22 | 10.6 | 14.5 | 22 | 10.8 | TRUE | TRUE | TRUE | 6500 | 5700 | 2.61 | 10000 | 2.4
210857465 |  | Live | Carrier | CARRIER | Singlezone Non-Ducted, Ceiling Placement | 210857465 |  | HRCU-A-CB-O | 38MARBQ06AA3 | Mini-Splits | 40MCCAQ09XA3 | 14.5 | 22 | 10.6 | 14.5 | 22 | 10.8 | TRUE | TRUE |  | 6500 | 5700 | 2.61 | 10000 | 2.4
210857458 |  | Live | Carrier | SMART COMFORT | Singlezone Non-Ducted, Ceiling Placement | 210857458 |  | HRCU-A-CB-O | DLCSRBH06AAK | Mini-Splits | DLFSOAH09XAK | 14.5 | 22 | 10.6 | 14.5 | 22 | 10.8 | TRUE | TRUE | TRUE | 6500 | 5700 | 2.61 | 10000 | 2.4
210857450 |  | Live | Carrier | MIDEA | Singlezone Non-Ducted, Ceiling Placement | 210857450 |  | HRCU-A-CB-O | DLCSRBH06AAK | Mini-Splits | DLFSOAH09XAK | 14.5 | 22 | 10.6 | 14.5 | 22 | 10.8 | TRUE | TRUE | TRUE | 6500 | 5700 | 2.61 | 10000 | 2.4
210857454 |  | Live | Carrier | TEMPSTAR | Singlezone Non-Ducted, Ceiling Placement | 210857454 |  | HRCU-A-CB-O | DLCSRBH06AAK | Mini-Splits | DLFSOAH09XAK | 14.5 | 22 | 10.6 | 14.5 | 22 | 10.8 | TRUE | TRUE | TRUE | 6500 | 5700 | 2.61 | 10000 | 2.4
210857446 |  | Live | Carrier | KENMORE | Singlezone Non-Ducted, Ceiling Placement | 210857446 |  | HRCU-A-CB-O | DLCSRBH06AAK | Mini-Splits | DLFSOAH09XAK | 14.5 | 22 | 10.6 | 14.5 | 22 | 10.8 | TRUE | TRUE | TRUE | 6500 | 5700 | 2.61 | 10000 | 2.4
210857467 |  | Live | Carrier | BRYANT | Singlezone Non-Ducted, Ceiling Placement | 210857467 |  | HRCU-A-CB-O | 38MARBQ06AA3 | Mini-Splits | 40MCCAQ09XA3 | 14.5 | 22 | 10.6 | 14.5 | 22 | 10.8 | TRUE | TRUE |  | 6500 | 5700 | 2.61 | 10000 | 2.4
210857469 |  | Live | Carrier | PAYNE | Singlezone Non-Ducted, Ceiling Placement | 210857469 |  | HRCU-A-CB-O | 38MARBQ06AA3 | Mini-Splits | 40MCCAQ09XA3 | 14.5 | 22 | 10.6 | 14.5 | 22 | 10.8 | TRUE | TRUE |  | 6500 | 5700 | 2.61 | 10000 | 2.4
210857471 |  | Live | Carrier | WEATHERMAKER | Singlezone Non-Ducted, Ceiling Placement | 210857471 |  | HRCU-A-CB-O | 38MARBQ06AA3 | Mini-Splits | 40MCCAQ09XA3 | 14.5 | 22 | 10.6 | 14.5 | 22 | 10.8 | TRUE | TRUE |  | 6500 | 5700 | 2.61 | 10000 | 2.4
210857473 |  | Live | Carrier | MIDEA | Singlezone Non-Ducted, Ceiling Placement | 210857473 |  | HRCU-A-CB-O | 38MARBQ06AA3 | Mini-Splits | 40MCCAQ09XA3 | 14.5 | 22 | 10.6 | 14.5 | 22 | 10.8 | TRUE | TRUE |  | 6500 | 5700 | 2.61 | 10000 | 2.4
211756593 |  | Live | Carrier | LPS LEGACY | Singlezone Non-Ducted, Ceiling Placement | 211756593 |  | HRCU-A-CB-O | DLCSRBH06AAK | Mini-Splits | DLFSOAH09XAK | 14.5 | 22 | 10.6 | 14.5 | 22 | 10.8 | TRUE | TRUE | TRUE | 6500 | 5700 | 2.61 | 10000 | 2.4
211756595 |  | Live | Carrier | LPS LEGACY | Singlezone Non-Ducted, Ceiling Placement | 211756595 |  | HRCU-A-CB-O | DLCSRBH12AAK | Mini-Splits | DLFSOAH18XAK | 13 | 22 | 11.3 | 13 | 23 | 10 | TRUE | TRUE | TRUE | 12000 | 9500 | 2.49 | 11500 | 2.07
210857472 |  | Live | Carrier | WEATHERMAKER | Singlezone Non-Ducted, Ceiling Placement | 210857472 |  | HRCU-A-CB-O | 38MARBQ12AA3 | Mini-Splits | 40MCCAQ18XA3 | 13 | 22 | 11.3 | 13 | 23 | 10 | TRUE | TRUE |  | 12000 | 9500 | 2.49 | 11500 | 2.07
210857470 |  | Live | Carrier | PAYNE | Singlezone Non-Ducted, Ceiling Placement | 210857470 |  | HRCU-A-CB-O | 38MARBQ12AA3 | Mini-Splits | 40MCCAQ18XA3 | 13 | 22 | 11.3 | 13 | 23 | 10 | TRUE | TRUE |  | 12000 | 9500 | 2.49 | 11500 | 2.07
210857468 |  | Live | Carrier | BRYANT | Singlezone Non-Ducted, Ceiling Placement | 210857468 |  | HRCU-A-CB-O | 38MARBQ12AA3 | Mini-Splits | 40MCCAQ18XA3 | 13 | 22 | 11.3 | 13 | 23 | 10 | TRUE | TRUE |  | 12000 | 9500 | 2.49 | 11500 | 2.07
210857466 |  | Live | Carrier | CARRIER | Singlezone Non-Ducted, Ceiling Placement | 210857466 |  | HRCU-A-CB-O | 38MARBQ12AA3 | Mini-Splits | 40MCCAQ18XA3 | 13 | 22 | 11.3 | 13 | 23 | 10 | TRUE | TRUE |  | 12000 | 9500 | 2.49 | 11500 | 2.07
210857474 |  | Live | Carrier | MIDEA | Singlezone Non-Ducted, Ceiling Placement | 210857474 |  | HRCU-A-CB-O | 38MARBQ12AA3 | Mini-Splits | 40MCCAQ18XA3 | 13 | 22 | 11.3 | 13 | 23 | 10 | TRUE | TRUE |  | 12000 | 9500 | 2.49 | 11500 | 2.07
210857460 |  | Live | Carrier | SMART COMFORT | Singlezone Non-Ducted, Ceiling Placement | 210857460 |  | HRCU-A-CB-O | DLCSRBH12AAK | Mini-Splits | DLFSOAH18XAK | 13 | 22 | 11.3 | 13 | 23 | 10 | TRUE | TRUE | TRUE | 12000 | 9500 | 2.49 | 11500 | 2.07
210857448 |  | Live | Carrier | KENMORE | Singlezone Non-Ducted, Ceiling Placement | 210857448 |  | HRCU-A-CB-O | DLCSRBH12AAK | Mini-Splits | DLFSOAH18XAK | 13 | 22 | 11.3 | 13 | 23 | 10 | TRUE | TRUE | TRUE | 12000 | 9500 | 2.49 | 11500 | 2.07
210857444 |  | Live | Carrier | KEEPRITE | Singlezone Non-Ducted, Ceiling Placement | 210857444 |  | HRCU-A-CB-O | DLCSRBH12AAK | Mini-Splits | DLFSOAH18XAK | 13 | 22 | 11.3 | 13 | 23 | 10 | TRUE | TRUE | TRUE | 12000 | 9500 | 2.49 | 11500 | 2.07
210857456 |  | Live | Carrier | TEMPSTAR | Singlezone Non-Ducted, Ceiling Placement | 210857456 |  | HRCU-A-CB-O | DLCSRBH12AAK | Mini-Splits | DLFSOAH18XAK | 13 | 22 | 11.3 | 13 | 23 | 10 | TRUE | TRUE | TRUE | 12000 | 9500 | 2.49 | 11500 | 2.07
210857452 |  | Live | Carrier | MIDEA | Singlezone Non-Ducted, Ceiling Placement | 210857452 |  | HRCU-A-CB-O | DLCSRBH12AAK | Mini-Splits | DLFSOAH18XAK | 13 | 22 | 11.3 | 13 | 23 | 10 | TRUE | TRUE | TRUE | 12000 | 9500 | 2.49 | 11500 | 2.07
210857464 |  | Live | Carrier | AIRQUEST | Singlezone Non-Ducted, Ceiling Placement | 210857464 |  | HRCU-A-CB-O | DLCSRBH12AAK | Mini-Splits | DLFSOAH18XAK | 13 | 22 | 11.3 | 13 | 23 | 10 | TRUE | TRUE | TRUE | 12000 | 9500 | 2.49 | 11500 | 2.07
210857432 |  | Live | Carrier | COMFORTMAKER | Singlezone Non-Ducted, Ceiling Placement | 210857432 |  | HRCU-A-CB-O | DLCSRBH12AAK | Mini-Splits | DLFSOAH18XAK | 13 | 22 | 11.3 | 13 | 23 | 10 | TRUE | TRUE | TRUE | 12000 | 9500 | 2.49 | 11500 | 2.07
210857428 |  | Live | Carrier | ARCOAIRE | Singlezone Non-Ducted, Ceiling Placement | 210857428 |  | HRCU-A-CB-O | DLCSRBH12AAK | Mini-Splits | DLFSOAH18XAK | 13 | 22 | 11.3 | 13 | 23 | 10 | TRUE | TRUE | TRUE | 12000 | 9500 | 2.49 | 11500 | 2.07
210857440 |  | Live | Carrier | HEIL | Singlezone Non-Ducted, Ceiling Placement | 210857440 |  | HRCU-A-CB-O | DLCSRBH12AAK | Mini-Splits | DLFSOAH18XAK | 13 | 22 | 11.3 | 13 | 23 | 10 | TRUE | TRUE | TRUE | 12000 | 9500 | 2.49 | 11500 | 2.07
210857436 |  | Live | Carrier | DAY & NIGHT | Singlezone Non-Ducted, Ceiling Placement | 210857436 |  | HRCU-A-CB-O | DLCSRBH12AAK | Mini-Splits | DLFSOAH18XAK | 13 | 22 | 11.3 | 13 | 23 | 10 | TRUE | TRUE | TRUE | 12000 | 9500 | 2.49 | 11500 | 2.07
210857441 |  | Live | Carrier | KEEPRITE | Singlezone Non-Ducted, Ceiling Placement | 210857441 |  | HRCU-A-CB-O | DLCSRBH09AAK | Mini-Splits | DLFSOAH09XAK | 13 | 23 | 13.6 | 13 | 24 | 12.4 | TRUE | TRUE | TRUE | 9000 | 9800 | 2.35 | 11400 | 1.83
210857437 |  | Live | Carrier | HEIL | Singlezone Non-Ducted, Ceiling Placement | 210857437 |  | HRCU-A-CB-O | DLCSRBH09AAK | Mini-Splits | DLFSOAH09XAK | 13 | 23 | 13.6 | 13 | 24 | 12.4 | TRUE | TRUE | TRUE | 9000 | 9800 | 2.35 | 11400 | 1.83
210857433 |  | Live | Carrier | DAY & NIGHT | Singlezone Non-Ducted, Ceiling Placement | 210857433 |  | HRCU-A-CB-O | DLCSRBH09AAK | Mini-Splits | DLFSOAH09XAK | 13 | 23 | 13.6 | 13 | 24 | 12.4 | TRUE | TRUE | TRUE | 9000 | 9800 | 2.35 | 11400 | 1.83
210857429 |  | Live | Carrier | COMFORTMAKER | Singlezone Non-Ducted, Ceiling Placement | 210857429 |  | HRCU-A-CB-O | DLCSRBH09AAK | Mini-Splits | DLFSOAH09XAK | 13 | 23 | 13.6 | 13 | 24 | 12.4 | TRUE | TRUE | TRUE | 9000 | 9800 | 2.35 | 11400 | 1.83
210857425 |  | Live | Carrier | ARCOAIRE | Singlezone Non-Ducted, Ceiling Placement | 210857425 |  | HRCU-A-CB-O | DLCSRBH09AAK | Mini-Splits | DLFSOAH09XAK | 13 | 23 | 13.6 | 13 | 24 | 12.4 | TRUE | TRUE | TRUE | 9000 | 9800 | 2.35 | 11400 | 1.83
210857461 |  | Live | Carrier | AIRQUEST | Singlezone Non-Ducted, Ceiling Placement | 210857461 |  | HRCU-A-CB-O | DLCSRBH09AAK | Mini-Splits | DLFSOAH09XAK | 13 | 23 | 13.6 | 13 | 24 | 12.4 | TRUE | TRUE | TRUE | 9000 | 9800 | 2.35 | 11400 | 1.83
210857457 |  | Live | Carrier | SMART COMFORT | Singlezone Non-Ducted, Ceiling Placement | 210857457 |  | HRCU-A-CB-O | DLCSRBH09AAK | Mini-Splits | DLFSOAH09XAK | 13 | 23 | 13.6 | 13 | 24 | 12.4 | TRUE | TRUE | TRUE | 9000 | 9800 | 2.35 | 11400 | 1.83
210857453 |  | Live | Carrier | TEMPSTAR | Singlezone Non-Ducted, Ceiling Placement | 210857453 |  | HRCU-A-CB-O | DLCSRBH09AAK | Mini-Splits | DLFSOAH09XAK | 13 | 23 | 13.6 | 13 | 24 | 12.4 | TRUE | TRUE | TRUE | 9000 | 9800 | 2.35 | 11400 | 1.83
210857449 |  | Live | Carrier | MIDEA | Singlezone Non-Ducted, Ceiling Placement | 210857449 |  | HRCU-A-CB-O | DLCSRBH09AAK | Mini-Splits | DLFSOAH09XAK | 13 | 23 | 13.6 | 13 | 24 | 12.4 | TRUE | TRUE | TRUE | 9000 | 9800 | 2.35 | 11400 | 1.83
210857445 |  | Live | Carrier | KENMORE | Singlezone Non-Ducted, Ceiling Placement | 210857445 |  | HRCU-A-CB-O | DLCSRBH09AAK | Mini-Splits | DLFSOAH09XAK | 13 | 23 | 13.6 | 13 | 24 | 12.4 | TRUE | TRUE | TRUE | 9000 | 9800 | 2.35 | 11400 | 1.83
211756592 |  | Live | Carrier | LPS LEGACY | Singlezone Non-Ducted, Ceiling Placement | 211756592 |  | HRCU-A-CB-O | DLCSRBH09AAK | Mini-Splits | DLFSOAH09XAK | 13 | 23 | 13.6 | 13 | 24 | 12.4 | TRUE | TRUE | TRUE | 9000 | 9800 | 2.35 | 11400 | 1.83
211756586 |  | Live | Carrier | LPS LEGACY | Singlezone Ducted, Compact Ducted | 211756586 |  | HRCU-A-CB | DLCSRBH18AAK | Mini-Splits | DLFSDAH18XHK |  |  |  | 12.1 | 18 | 10.8 | TRUE | TRUE | TRUE | 17500 | 15800 | 2.63 | 20000 | 2.34
211132688 |  | Live | Carrier | HEIL | Singlezone Ducted, Compact Ducted | 211132688 |  | HRCU-A-CB | DLCSRBH18AAK | Mini-Splits | DLFSDAH18XHK |  |  |  | 12.1 | 18 | 10.8 | TRUE | TRUE | TRUE | 17500 | 15800 | 2.63 | 20000 | 2.34
211132685 |  | Live | Carrier | DAY & NIGHT | Singlezone Ducted, Compact Ducted | 211132685 |  | HRCU-A-CB | DLCSRBH18AAK | Mini-Splits | DLFSDAH18XHK |  |  |  | 12.1 | 18 | 10.8 | TRUE | TRUE | TRUE | 17500 | 15800 | 2.63 | 20000 | 2.34
211132682 |  | Live | Carrier | COMFORTMAKER | Singlezone Ducted, Compact Ducted | 211132682 |  | HRCU-A-CB | DLCSRBH18AAK | Mini-Splits | DLFSDAH18XHK |  |  |  | 12.1 | 18 | 10.8 | TRUE | TRUE | TRUE | 17500 | 15800 | 2.63 | 20000 | 2.34
211132930 |  | Live | Carrier | BRYANT | Singlezone Ducted, Compact Ducted | 211132930 |  | HRCU-A-CB | 38MARBQ18AA3 | Mini-Splits | 40MBDAQ18XH3 |  |  |  | 12.1 | 18 | 10.8 | TRUE | TRUE |  | 17500 | 15800 | 2.63 | 20000 | 2.34
211132941 |  | Live | Carrier | PAYNE | Singlezone Ducted, Compact Ducted | 211132941 |  | HRCU-A-CB | 38MARBQ18AA3 | Mini-Splits | 40MBDAQ18XH3 |  |  |  | 12.1 | 18 | 10.8 | TRUE | TRUE |  | 17500 | 15800 | 2.63 | 20000 | 2.34
211132918 |  | Live | Carrier | CARRIER | Singlezone Ducted, Compact Ducted | 211132918 |  | HRCU-A-CB | 38MARBQ18AA3 | Mini-Splits | 40MBDAQ18XH3 |  |  |  | 12.1 | 18 | 10.8 | TRUE | TRUE |  | 17500 | 15800 | 2.63 | 20000 | 2.34
211132700 |  | Live | Carrier | TEMPSTAR | Singlezone Ducted, Compact Ducted | 211132700 |  | HRCU-A-CB | DLCSRBH18AAK | Mini-Splits | DLFSDAH18XHK |  |  |  | 12.1 | 18 | 10.8 | TRUE | TRUE | TRUE | 17500 | 15800 | 2.63 | 20000 | 2.34
211132697 |  | Live | Carrier | MIDEA | Singlezone Ducted, Compact Ducted | 211132697 |  | HRCU-A-CB | DLCSRBH18AAK | Mini-Splits | DLFSDAH18XHK |  |  |  | 12.1 | 18 | 10.8 | TRUE | TRUE | TRUE | 17500 | 15800 | 2.63 | 20000 | 2.34
211132694 |  | Live | Carrier | KENMORE | Singlezone Ducted, Compact Ducted | 211132694 |  | HRCU-A-CB | DLCSRBH18AAK | Mini-Splits | DLFSDAH18XHK |  |  |  | 12.1 | 18 | 10.8 | TRUE | TRUE | TRUE | 17500 | 15800 | 2.63 | 20000 | 2.34
211132691 |  | Live | Carrier | KEEPRITE | Singlezone Ducted, Compact Ducted | 211132691 |  | HRCU-A-CB | DLCSRBH18AAK | Mini-Splits | DLFSDAH18XHK |  |  |  | 12.1 | 18 | 10.8 | TRUE | TRUE | TRUE | 17500 | 15800 | 2.63 | 20000 | 2.34
211132706 |  | Live | Carrier | AIRQUEST | Singlezone Ducted, Compact Ducted | 211132706 |  | HRCU-A-CB | DLCSRBH18AAK | Mini-Splits | DLFSDAH18XHK |  |  |  | 12.1 | 18 | 10.8 | TRUE | TRUE | TRUE | 17500 | 15800 | 2.63 | 20000 | 2.34
211132703 |  | Live | Carrier | SMART COMFORT | Singlezone Ducted, Compact Ducted | 211132703 |  | HRCU-A-CB | DLCSRBH18AAK | Mini-Splits | DLFSDAH18XHK |  |  |  | 12.1 | 18 | 10.8 | TRUE | TRUE | TRUE | 17500 | 15800 | 2.63 | 20000 | 2.34
211132679 |  | Live | Carrier | ARCOAIRE | Singlezone Ducted, Compact Ducted | 211132679 |  | HRCU-A-CB | DLCSRBH18AAK | Mini-Splits | DLFSDAH18XHK |  |  |  | 12.1 | 18 | 10.8 | TRUE | TRUE | TRUE | 17500 | 15800 | 2.63 | 20000 | 2.34
211132964 |  | Live | Carrier | MIDEA | Singlezone Ducted, Compact Ducted | 211132964 |  | HRCU-A-CB | 38MARBQ18AA3 | Mini-Splits | 40MBDAQ18XH3 |  |  |  | 12.1 | 18 | 10.8 | TRUE | TRUE |  | 17500 | 15800 | 2.63 | 20000 | 2.34
211132952 |  | Live | Carrier | WEATHERMAKER | Singlezone Ducted, Compact Ducted | 211132952 |  | HRCU-A-CB | 38MARBQ18AA3 | Mini-Splits | 40MBDAQ18XH3 |  |  |  | 12.1 | 18 | 10.8 | TRUE | TRUE |  | 17500 | 15800 | 2.63 | 20000 | 2.34
211132957 |  | Live | Carrier | WEATHERMAKER | Singlezone Ducted, Compact Ducted | 211132957 |  | HRCU-A-CB | 38MARBQ24AA3 | Mini-Splits | 40MBDAQ24XH3 |  |  |  | 12 | 19.2 | 11.1 | TRUE | TRUE |  | 24000 | 21000 | 2.75 | 24000 | 2.3
211132968 |  | Live | Carrier | MIDEA | Singlezone Ducted, Compact Ducted | 211132968 |  | HRCU-A-CB | 38MARBQ24AA3 | Mini-Splits | 40MBDAQ24XH3 |  |  |  | 12 | 19.2 | 11.1 | TRUE | TRUE |  | 24000 | 21000 | 2.75 | 24000 | 2.3
211132720 |  | Live | Carrier | DAY & NIGHT | Singlezone Ducted, Compact Ducted | 211132720 |  | HRCU-A-CB | DLCSRBH24AAK | Mini-Splits | DLFSDAH24XHK |  |  |  | 12 | 19.2 | 11.1 | TRUE | TRUE | TRUE | 24000 | 21000 | 2.75 | 24000 | 2.3
211132716 |  | Live | Carrier | COMFORTMAKER | Singlezone Ducted, Compact Ducted | 211132716 |  | HRCU-A-CB | DLCSRBH24AAK | Mini-Splits | DLFSDAH24XHK |  |  |  | 12 | 19.2 | 11.1 | TRUE | TRUE | TRUE | 24000 | 21000 | 2.75 | 24000 | 2.3
211132712 |  | Live | Carrier | ARCOAIRE | Singlezone Ducted, Compact Ducted | 211132712 |  | HRCU-A-CB | DLCSRBH24AAK | Mini-Splits | DLFSDAH24XHK |  |  |  | 12 | 19.2 | 11.1 | TRUE | TRUE | TRUE | 24000 | 21000 | 2.75 | 24000 | 2.3
211132724 |  | Live | Carrier | HEIL | Singlezone Ducted, Compact Ducted | 211132724 |  | HRCU-A-CB | DLCSRBH24AAK | Mini-Splits | DLFSDAH24XHK |  |  |  | 12 | 19.2 | 11.1 | TRUE | TRUE | TRUE | 24000 | 21000 | 2.75 | 24000 | 2.3
211132732 |  | Live | Carrier | KENMORE | Singlezone Ducted, Compact Ducted | 211132732 |  | HRCU-A-CB | DLCSRBH24AAK | Mini-Splits | DLFSDAH24XHK |  |  |  | 12 | 19.2 | 11.1 | TRUE | TRUE | TRUE | 24000 | 21000 | 2.75 | 24000 | 2.3
211132728 |  | Live | Carrier | KEEPRITE | Singlezone Ducted, Compact Ducted | 211132728 |  | HRCU-A-CB | DLCSRBH24AAK | Mini-Splits | DLFSDAH24XHK |  |  |  | 12 | 19.2 | 11.1 | TRUE | TRUE | TRUE | 24000 | 21000 | 2.75 | 24000 | 2.3
211132736 |  | Live | Carrier | MIDEA | Singlezone Ducted, Compact Ducted | 211132736 |  | HRCU-A-CB | DLCSRBH24AAK | Mini-Splits | DLFSDAH24XHK |  |  |  | 12 | 19.2 | 11.1 | TRUE | TRUE | TRUE | 24000 | 21000 | 2.75 | 24000 | 2.3
211132740 |  | Live | Carrier | TEMPSTAR | Singlezone Ducted, Compact Ducted | 211132740 |  | HRCU-A-CB | DLCSRBH24AAK | Mini-Splits | DLFSDAH24XHK |  |  |  | 12 | 19.2 | 11.1 | TRUE | TRUE | TRUE | 24000 | 21000 | 2.75 | 24000 | 2.3
211132748 |  | Live | Carrier | AIRQUEST | Singlezone Ducted, Compact Ducted | 211132748 |  | HRCU-A-CB | DLCSRBH24AAK | Mini-Splits | DLFSDAH24XHK |  |  |  | 12 | 19.2 | 11.1 | TRUE | TRUE | TRUE | 24000 | 21000 | 2.75 | 24000 | 2.3
211132744 |  | Live | Carrier | SMART COMFORT | Singlezone Ducted, Compact Ducted | 211132744 |  | HRCU-A-CB | DLCSRBH24AAK | Mini-Splits | DLFSDAH24XHK |  |  |  | 12 | 19.2 | 11.1 | TRUE | TRUE | TRUE | 24000 | 21000 | 2.75 | 24000 | 2.3
211132946 |  | Live | Carrier | PAYNE | Singlezone Ducted, Compact Ducted | 211132946 |  | HRCU-A-CB | 38MARBQ24AA3 | Mini-Splits | 40MBDAQ24XH3 |  |  |  | 12 | 19.2 | 11.1 | TRUE | TRUE |  | 24000 | 21000 | 2.75 | 24000 | 2.3
211132935 |  | Live | Carrier | BRYANT | Singlezone Ducted, Compact Ducted | 211132935 |  | HRCU-A-CB | 38MARBQ24AA3 | Mini-Splits | 40MBDAQ24XH3 |  |  |  | 12 | 19.2 | 11.1 | TRUE | TRUE |  | 24000 | 21000 | 2.75 | 24000 | 2.3
211132923 |  | Live | Carrier | CARRIER | Singlezone Ducted, Compact Ducted | 211132923 |  | HRCU-A-CB | 38MARBQ24AA3 | Mini-Splits | 40MBDAQ24XH3 |  |  |  | 12 | 19.2 | 11.1 | TRUE | TRUE |  | 24000 | 21000 | 2.75 | 24000 | 2.3
211756590 |  | Live | Carrier | LPS LEGACY | Singlezone Ducted, Compact Ducted | 211756590 |  | HRCU-A-CB | DLCSRBH24AAK | Mini-Splits | DLFSDAH24XHK |  |  |  | 12 | 19.2 | 11.1 | TRUE | TRUE | TRUE | 24000 | 21000 | 2.75 | 24000 | 2.3
211756588 |  | Live | Carrier | LPS LEGACY | Singlezone Ducted, Compact Ducted | 211756588 |  | HRCU-A-CB | DLCSRBH12AAK | Mini-Splits | DLFSDAH12XHK |  |  |  | 12 | 20 | 9.5 | TRUE | TRUE | TRUE | 12000 | 9700 | 2.58 | 12200 | 2.22
211132925 |  | Live | Carrier | CARRIER | Singlezone Ducted, Compact Ducted | 211132925 |  | HRCU-A-CB | 38MARBQ12AA3 | Mini-Splits | 40MBDAQ12XH3 |  |  |  | 12 | 20 | 9.5 | TRUE | TRUE |  | 12000 | 9700 | 2.58 | 12200 | 2.22
211132937 |  | Live | Carrier | BRYANT | Singlezone Ducted, Compact Ducted | 211132937 |  | HRCU-A-CB | 38MARBQ12AA3 | Mini-Splits | 40MBDAQ12XH3 |  |  |  | 12 | 20 | 9.5 | TRUE | TRUE |  | 12000 | 9700 | 2.58 | 12200 | 2.22
211132708 |  | Live | Carrier | AIRQUEST | Singlezone Ducted, Compact Ducted | 211132708 |  | HRCU-A-CB | DLCSRBH12AAK | Mini-Splits | DLFSDAH12XHK |  |  |  | 12 | 20 | 9.5 | TRUE | TRUE | TRUE | 12000 | 9700 | 2.58 | 12200 | 2.22
211132702 |  | Live | Carrier | TEMPSTAR | Singlezone Ducted, Compact Ducted | 211132702 |  | HRCU-A-CB | DLCSRBH12AAK | Mini-Splits | DLFSDAH12XHK |  |  |  | 12 | 20 | 9.5 | TRUE | TRUE | TRUE | 12000 | 9700 | 2.58 | 12200 | 2.22
211132705 |  | Live | Carrier | SMART COMFORT | Singlezone Ducted, Compact Ducted | 211132705 |  | HRCU-A-CB | DLCSRBH12AAK | Mini-Splits | DLFSDAH12XHK |  |  |  | 12 | 20 | 9.5 | TRUE | TRUE | TRUE | 12000 | 9700 | 2.58 | 12200 | 2.22
211132690 |  | Live | Carrier | HEIL | Singlezone Ducted, Compact Ducted | 211132690 |  | HRCU-A-CB | DLCSRBH12AAK | Mini-Splits | DLFSDAH12XHK |  |  |  | 12 | 20 | 9.5 | TRUE | TRUE | TRUE | 12000 | 9700 | 2.58 | 12200 | 2.22
211132693 |  | Live | Carrier | KEEPRITE | Singlezone Ducted, Compact Ducted | 211132693 |  | HRCU-A-CB | DLCSRBH12AAK | Mini-Splits | DLFSDAH12XHK |  |  |  | 12 | 20 | 9.5 | TRUE | TRUE | TRUE | 12000 | 9700 | 2.58 | 12200 | 2.22
211132696 |  | Live | Carrier | KENMORE | Singlezone Ducted, Compact Ducted | 211132696 |  | HRCU-A-CB | DLCSRBH12AAK | Mini-Splits | DLFSDAH12XHK |  |  |  | 12 | 20 | 9.5 | TRUE | TRUE | TRUE | 12000 | 9700 | 2.58 | 12200 | 2.22
211132699 |  | Live | Carrier | MIDEA | Singlezone Ducted, Compact Ducted | 211132699 |  | HRCU-A-CB | DLCSRBH12AAK | Mini-Splits | DLFSDAH12XHK |  |  |  | 12 | 20 | 9.5 | TRUE | TRUE | TRUE | 12000 | 9700 | 2.58 | 12200 | 2.22
211132970 |  | Live | Carrier | MIDEA | Singlezone Ducted, Compact Ducted | 211132970 |  | HRCU-A-CB | 38MARBQ12AA3 | Mini-Splits | 40MBDAQ12XH3 |  |  |  | 12 | 20 | 9.5 | TRUE | TRUE |  | 12000 | 9700 | 2.58 | 12200 | 2.22
211132948 |  | Live | Carrier | PAYNE | Singlezone Ducted, Compact Ducted | 211132948 |  | HRCU-A-CB | 38MARBQ12AA3 | Mini-Splits | 40MBDAQ12XH3 |  |  |  | 12 | 20 | 9.5 | TRUE | TRUE |  | 12000 | 9700 | 2.58 | 12200 | 2.22
211132959 |  | Live | Carrier | WEATHERMAKER | Singlezone Ducted, Compact Ducted | 211132959 |  | HRCU-A-CB | 38MARBQ12AA3 | Mini-Splits | 40MBDAQ12XH3 |  |  |  | 12 | 20 | 9.5 | TRUE | TRUE |  | 12000 | 9700 | 2.58 | 12200 | 2.22
211132681 |  | Live | Carrier | ARCOAIRE | Singlezone Ducted, Compact Ducted | 211132681 |  | HRCU-A-CB | DLCSRBH12AAK | Mini-Splits | DLFSDAH12XHK |  |  |  | 12 | 20 | 9.5 | TRUE | TRUE | TRUE | 12000 | 9700 | 2.58 | 12200 | 2.22
211132684 |  | Live | Carrier | COMFORTMAKER | Singlezone Ducted, Compact Ducted | 211132684 |  | HRCU-A-CB | DLCSRBH12AAK | Mini-Splits | DLFSDAH12XHK |  |  |  | 12 | 20 | 9.5 | TRUE | TRUE | TRUE | 12000 | 9700 | 2.58 | 12200 | 2.22
211132687 |  | Live | Carrier | DAY & NIGHT | Singlezone Ducted, Compact Ducted | 211132687 |  | HRCU-A-CB | DLCSRBH12AAK | Mini-Splits | DLFSDAH12XHK |  |  |  | 12 | 20 | 9.5 | TRUE | TRUE | TRUE | 12000 | 9700 | 2.58 | 12200 | 2.22
211132686 |  | Live | Carrier | DAY & NIGHT | Singlezone Ducted, Compact Ducted | 211132686 |  | HRCU-A-CB | DLCSRBH09AAK | Mini-Splits | DLFSDAH09XHK |  |  |  | 13.6 | 20.5 | 10 | TRUE | TRUE | TRUE | 9000 | 8600 | 2.29 | 12000 | 2.24
211132683 |  | Live | Carrier | COMFORTMAKER | Singlezone Ducted, Compact Ducted | 211132683 |  | HRCU-A-CB | DLCSRBH09AAK | Mini-Splits | DLFSDAH09XHK |  |  |  | 13.6 | 20.5 | 10 | TRUE | TRUE | TRUE | 9000 | 8600 | 2.29 | 12000 | 2.24
211132680 |  | Live | Carrier | ARCOAIRE | Singlezone Ducted, Compact Ducted | 211132680 |  | HRCU-A-CB | DLCSRBH09AAK | Mini-Splits | DLFSDAH09XHK |  |  |  | 13.6 | 20.5 | 10 | TRUE | TRUE | TRUE | 9000 | 8600 | 2.29 | 12000 | 2.24
211132954 |  | Live | Carrier | WEATHERMAKER | Singlezone Ducted, Compact Ducted | 211132954 |  | HRCU-A-CB | 38MARBQ09AA3 | Mini-Splits | 40MBDAQ09XH3 |  |  |  | 13.6 | 20.5 | 10 | TRUE | TRUE |  | 9000 | 8600 | 2.29 | 12000 | 2.24
211132965 |  | Live | Carrier | MIDEA | Singlezone Ducted, Compact Ducted | 211132965 |  | HRCU-A-CB | 38MARBQ09AA3 | Mini-Splits | 40MBDAQ09XH3 |  |  |  | 13.6 | 20.5 | 10 | TRUE | TRUE |  | 9000 | 8600 | 2.29 | 12000 | 2.24
211132698 |  | Live | Carrier | MIDEA | Singlezone Ducted, Compact Ducted | 211132698 |  | HRCU-A-CB | DLCSRBH09AAK | Mini-Splits | DLFSDAH09XHK |  |  |  | 13.6 | 20.5 | 10 | TRUE | TRUE | TRUE | 9000 | 8600 | 2.29 | 12000 | 2.24
211132695 |  | Live | Carrier | KENMORE | Singlezone Ducted, Compact Ducted | 211132695 |  | HRCU-A-CB | DLCSRBH09AAK | Mini-Splits | DLFSDAH09XHK |  |  |  | 13.6 | 20.5 | 10 | TRUE | TRUE | TRUE | 9000 | 8600 | 2.29 | 12000 | 2.24
211132692 |  | Live | Carrier | KEEPRITE | Singlezone Ducted, Compact Ducted | 211132692 |  | HRCU-A-CB | DLCSRBH09AAK | Mini-Splits | DLFSDAH09XHK |  |  |  | 13.6 | 20.5 | 10 | TRUE | TRUE | TRUE | 9000 | 8600 | 2.29 | 12000 | 2.24
211132689 |  | Live | Carrier | HEIL | Singlezone Ducted, Compact Ducted | 211132689 |  | HRCU-A-CB | DLCSRBH09AAK | Mini-Splits | DLFSDAH09XHK |  |  |  | 13.6 | 20.5 | 10 | TRUE | TRUE | TRUE | 9000 | 8600 | 2.29 | 12000 | 2.24
211132704 |  | Live | Carrier | SMART COMFORT | Singlezone Ducted, Compact Ducted | 211132704 |  | HRCU-A-CB | DLCSRBH09AAK | Mini-Splits | DLFSDAH09XHK |  |  |  | 13.6 | 20.5 | 10 | TRUE | TRUE | TRUE | 9000 | 8600 | 2.29 | 12000 | 2.24
211132701 |  | Live | Carrier | TEMPSTAR | Singlezone Ducted, Compact Ducted | 211132701 |  | HRCU-A-CB | DLCSRBH09AAK | Mini-Splits | DLFSDAH09XHK |  |  |  | 13.6 | 20.5 | 10 | TRUE | TRUE | TRUE | 9000 | 8600 | 2.29 | 12000 | 2.24
211132707 |  | Live | Carrier | AIRQUEST | Singlezone Ducted, Compact Ducted | 211132707 |  | HRCU-A-CB | DLCSRBH09AAK | Mini-Splits | DLFSDAH09XHK |  |  |  | 13.6 | 20.5 | 10 | TRUE | TRUE | TRUE | 9000 | 8600 | 2.29 | 12000 | 2.24
211132920 |  | Live | Carrier | CARRIER | Singlezone Ducted, Compact Ducted | 211132920 |  | HRCU-A-CB | 38MARBQ09AA3 | Mini-Splits | 40MBDAQ09XH3 |  |  |  | 13.6 | 20.5 | 10 | TRUE | TRUE |  | 9000 | 8600 | 2.29 | 12000 | 2.24
211132932 |  | Live | Carrier | BRYANT | Singlezone Ducted, Compact Ducted | 211132932 |  | HRCU-A-CB | 38MARBQ09AA3 | Mini-Splits | 40MBDAQ09XH3 |  |  |  | 13.6 | 20.5 | 10 | TRUE | TRUE |  | 9000 | 8600 | 2.29 | 12000 | 2.24
211132943 |  | Live | Carrier | PAYNE | Singlezone Ducted, Compact Ducted | 211132943 |  | HRCU-A-CB | 38MARBQ09AA3 | Mini-Splits | 40MBDAQ09XH3 |  |  |  | 13.6 | 20.5 | 10 | TRUE | TRUE |  | 9000 | 8600 | 2.29 | 12000 | 2.24
211756587 |  | Live | Carrier | LPS LEGACY | Singlezone Ducted, Compact Ducted | 211756587 |  | HRCU-A-CB | DLCSRBH09AAK | Mini-Splits | DLFSDAH09XHK |  |  |  | 13.6 | 20.5 | 10 | TRUE | TRUE | TRUE | 9000 | 8600 | 2.29 | 12000 | 2.24
211756589 |  | Live | Carrier | LPS LEGACY | Singlezone Ducted, Compact Ducted | 211756589 |  | HRCU-A-CB | DLCLRCH48AAK | Mini-Splits | DLFLDAH48XHK |  |  |  | 8.8 | 15.2 | 9.7 | FALSE | TRUE | FALSE | 48000 | 35000 | 2.36 | 40000 | 2.14
211132944 |  | Live | Carrier | PAYNE | Singlezone Ducted, Compact Ducted | 211132944 |  | HRCU-A-CB | 38MBRCQ48AA3 | Mini-Splits | 40MBDAQ48XH3 |  |  |  | 8.8 | 15.2 | 9.7 | FALSE | TRUE |  | 48000 | 35000 | 2.36 | 40000 | 2.14
211132933 |  | Live | Carrier | BRYANT | Singlezone Ducted, Compact Ducted | 211132933 |  | HRCU-A-CB | 38MBRCQ48AA3 | Mini-Splits | 40MBDAQ48XH3 |  |  |  | 8.8 | 15.2 | 9.7 | FALSE | TRUE |  | 48000 | 35000 | 2.36 | 40000 | 2.14
211132922 |  | Live | Carrier | CARRIER | Singlezone Ducted, Compact Ducted | 211132922 |  | HRCU-A-CB | 38MBRCQ48AA3 | Mini-Splits | 40MBDAQ48XH3 |  |  |  | 8.8 | 15.2 | 9.7 | FALSE | TRUE |  | 48000 | 35000 | 2.36 | 40000 | 2.14
211132747 |  | Live | Carrier | AIRQUEST | Singlezone Ducted, Compact Ducted | 211132747 |  | HRCU-A-CB | DLCLRCH48AAK | Mini-Splits | DLFLDAH48XHK |  |  |  | 8.8 | 15.2 | 9.7 | FALSE | TRUE | FALSE | 48000 | 35000 | 2.36 | 40000 | 2.14
211132743 |  | Live | Carrier | SMART COMFORT | Singlezone Ducted, Compact Ducted | 211132743 |  | HRCU-A-CB | DLCLRCH48AAK | Mini-Splits | DLFLDAH48XHK |  |  |  | 8.8 | 15.2 | 9.7 | FALSE | TRUE | FALSE | 48000 | 35000 | 2.36 | 40000 | 2.14
211132739 |  | Live | Carrier | TEMPSTAR | Singlezone Ducted, Compact Ducted | 211132739 |  | HRCU-A-CB | DLCLRCH48AAK | Mini-Splits | DLFLDAH48XHK |  |  |  | 8.8 | 15.2 | 9.7 | FALSE | TRUE | FALSE | 48000 | 35000 | 2.36 | 40000 | 2.14
211132735 |  | Live | Carrier | MIDEA | Singlezone Ducted, Compact Ducted | 211132735 |  | HRCU-A-CB | DLCLRCH48AAK | Mini-Splits | DLFLDAH48XHK |  |  |  | 8.8 | 15.2 | 9.7 | FALSE | TRUE | FALSE | 48000 | 35000 | 2.36 | 40000 | 2.14
211132727 |  | Live | Carrier | KEEPRITE | Singlezone Ducted, Compact Ducted | 211132727 |  | HRCU-A-CB | DLCLRCH48AAK | Mini-Splits | DLFLDAH48XHK |  |  |  | 8.8 | 15.2 | 9.7 | FALSE | TRUE | FALSE | 48000 | 35000 | 2.36 | 40000 | 2.14
211132731 |  | Live | Carrier | KENMORE | Singlezone Ducted, Compact Ducted | 211132731 |  | HRCU-A-CB | DLCLRCH48AAK | Mini-Splits | DLFLDAH48XHK |  |  |  | 8.8 | 15.2 | 9.7 | FALSE | TRUE | FALSE | 48000 | 35000 | 2.36 | 40000 | 2.14
211132723 |  | Live | Carrier | HEIL | Singlezone Ducted, Compact Ducted | 211132723 |  | HRCU-A-CB | DLCLRCH48AAK | Mini-Splits | DLFLDAH48XHK |  |  |  | 8.8 | 15.2 | 9.7 | FALSE | TRUE | FALSE | 48000 | 35000 | 2.36 | 40000 | 2.14
211132711 |  | Live | Carrier | ARCOAIRE | Singlezone Ducted, Compact Ducted | 211132711 |  | HRCU-A-CB | DLCLRCH48AAK | Mini-Splits | DLFLDAH48XHK |  |  |  | 8.8 | 15.2 | 9.7 | FALSE | TRUE | FALSE | 48000 | 35000 | 2.36 | 40000 | 2.14
211132715 |  | Live | Carrier | COMFORTMAKER | Singlezone Ducted, Compact Ducted | 211132715 |  | HRCU-A-CB | DLCLRCH48AAK | Mini-Splits | DLFLDAH48XHK |  |  |  | 8.8 | 15.2 | 9.7 | FALSE | TRUE | FALSE | 48000 | 35000 | 2.36 | 40000 | 2.14
211132719 |  | Live | Carrier | DAY & NIGHT | Singlezone Ducted, Compact Ducted | 211132719 |  | HRCU-A-CB | DLCLRCH48AAK | Mini-Splits | DLFLDAH48XHK |  |  |  | 8.8 | 15.2 | 9.7 | FALSE | TRUE | FALSE | 48000 | 35000 | 2.36 | 40000 | 2.14
211132966 |  | Live | Carrier | MIDEA | Singlezone Ducted, Compact Ducted | 211132966 |  | HRCU-A-CB | 38MBRCQ48AA3 | Mini-Splits | 40MBDAQ48XH3 |  |  |  | 8.8 | 15.2 | 9.7 | FALSE | TRUE |  | 48000 | 35000 | 2.36 | 40000 | 2.14
211132956 |  | Live | Carrier | WEATHERMAKER | Singlezone Ducted, Compact Ducted | 211132956 |  | HRCU-A-CB | 38MBRCQ48AA3 | Mini-Splits | 40MBDAQ48XH3 |  |  |  | 8.8 | 15.2 | 9.7 | FALSE | TRUE |  | 48000 | 35000 | 2.36 | 40000 | 2.14
211756476 |  | Live | Carrier | LPS LEGACY | Singlezone Ducted, Compact Ducted | 211756476 |  | HRCU-A-CB | DLCLRCH36AAK | Mini-Splits | DLFLDAH36XHK |  |  |  | 9.2 | 16 | 10.2 | FALSE | FALSE | FALSE | 36000 | 26200 | 2.68 | 26400 | 2.24
211132949 |  | Live | Carrier | PAYNE | Singlezone Ducted, Compact Ducted | 211132949 |  | HRCU-A-CB | 38MBRCQ36AA3 | Mini-Splits | 40MBDAQ36XH3 |  |  |  | 9.2 | 16 | 10.2 | FALSE | FALSE |  | 36000 | 26200 | 2.68 | 26400 | 2.24
211132971 |  | Live | Carrier | MIDEA | Singlezone Ducted, Compact Ducted | 211132971 |  | HRCU-A-CB | 38MBRCQ36AA3 | Mini-Splits | 40MBDAQ36XH3 |  |  |  | 9.2 | 16 | 10.2 | FALSE | FALSE |  | 36000 | 26200 | 2.68 | 26400 | 2.24
211132960 |  | Live | Carrier | WEATHERMAKER | Singlezone Ducted, Compact Ducted | 211132960 |  | HRCU-A-CB | 38MBRCQ36AA3 | Mini-Splits | 40MBDAQ36XH3 |  |  |  | 9.2 | 16 | 10.2 | FALSE | FALSE |  | 36000 | 26200 | 2.68 | 26400 | 2.24
211132709 |  | Live | Carrier | ARCOAIRE | Singlezone Ducted, Compact Ducted | 211132709 |  | HRCU-A-CB | DLCLRCH36AAK | Mini-Splits | DLFLDAH36XHK |  |  |  | 9.2 | 16 | 10.2 | FALSE | FALSE | FALSE | 36000 | 26200 | 2.68 | 26400 | 2.24
211132717 |  | Live | Carrier | DAY & NIGHT | Singlezone Ducted, Compact Ducted | 211132717 |  | HRCU-A-CB | DLCLRCH36AAK | Mini-Splits | DLFLDAH36XHK |  |  |  | 9.2 | 16 | 10.2 | FALSE | FALSE | FALSE | 36000 | 26200 | 2.68 | 26400 | 2.24
211132713 |  | Live | Carrier | COMFORTMAKER | Singlezone Ducted, Compact Ducted | 211132713 |  | HRCU-A-CB | DLCLRCH36AAK | Mini-Splits | DLFLDAH36XHK |  |  |  | 9.2 | 16 | 10.2 | FALSE | FALSE | FALSE | 36000 | 26200 | 2.68 | 26400 | 2.24
211132725 |  | Live | Carrier | KEEPRITE | Singlezone Ducted, Compact Ducted | 211132725 |  | HRCU-A-CB | DLCLRCH36AAK | Mini-Splits | DLFLDAH36XHK |  |  |  | 9.2 | 16 | 10.2 | FALSE | FALSE | FALSE | 36000 | 26200 | 2.68 | 26400 | 2.24
211132721 |  | Live | Carrier | HEIL | Singlezone Ducted, Compact Ducted | 211132721 |  | HRCU-A-CB | DLCLRCH36AAK | Mini-Splits | DLFLDAH36XHK |  |  |  | 9.2 | 16 | 10.2 | FALSE | FALSE | FALSE | 36000 | 26200 | 2.68 | 26400 | 2.24
211132733 |  | Live | Carrier | MIDEA | Singlezone Ducted, Compact Ducted | 211132733 |  | HRCU-A-CB | DLCLRCH36AAK | Mini-Splits | DLFLDAH36XHK |  |  |  | 9.2 | 16 | 10.2 | FALSE | FALSE | FALSE | 36000 | 26200 | 2.68 | 26400 | 2.24
211132729 |  | Live | Carrier | KENMORE | Singlezone Ducted, Compact Ducted | 211132729 |  | HRCU-A-CB | DLCLRCH36AAK | Mini-Splits | DLFLDAH36XHK |  |  |  | 9.2 | 16 | 10.2 | FALSE | FALSE | FALSE | 36000 | 26200 | 2.68 | 26400 | 2.24
211132741 |  | Live | Carrier | SMART COMFORT | Singlezone Ducted, Compact Ducted | 211132741 |  | HRCU-A-CB | DLCLRCH36AAK | Mini-Splits | DLFLDAH36XHK |  |  |  | 9.2 | 16 | 10.2 | FALSE | FALSE | FALSE | 36000 | 26200 | 2.68 | 26400 | 2.24
211132737 |  | Live | Carrier | TEMPSTAR | Singlezone Ducted, Compact Ducted | 211132737 |  | HRCU-A-CB | DLCLRCH36AAK | Mini-Splits | DLFLDAH36XHK |  |  |  | 9.2 | 16 | 10.2 | FALSE | FALSE | FALSE | 36000 | 26200 | 2.68 | 26400 | 2.24
211132745 |  | Live | Carrier | AIRQUEST | Singlezone Ducted, Compact Ducted | 211132745 |  | HRCU-A-CB | DLCLRCH36AAK | Mini-Splits | DLFLDAH36XHK |  |  |  | 9.2 | 16 | 10.2 | FALSE | FALSE | FALSE | 36000 | 26200 | 2.68 | 26400 | 2.24
211132927 |  | Live | Carrier | CARRIER | Singlezone Ducted, Compact Ducted | 211132927 |  | HRCU-A-CB | 38MBRCQ36AA3 | Mini-Splits | 40MBDAQ36XH3 |  |  |  | 9.2 | 16 | 10.2 | FALSE | FALSE |  | 36000 | 26200 | 2.68 | 26400 | 2.24
211132938 |  | Live | Carrier | BRYANT | Singlezone Ducted, Compact Ducted | 211132938 |  | HRCU-A-CB | 38MBRCQ36AA3 | Mini-Splits | 40MBDAQ36XH3 |  |  |  | 9.2 | 16 | 10.2 | FALSE | FALSE |  | 36000 | 26200 | 2.68 | 26400 | 2.24
209270290 |  | Live | Carrier | CARRIER | Singlezone Non-Ducted, Ceiling Placement | 209270290 |  | HRCU-A-CB-O | 38MARBQ18AA3 | Mini-Splits | 40MCCAQ18XA3 | 12.5 | 19.8 | 11.8 | 12.5 | 19.8 | 11.2 | TRUE | TRUE |  | 16700 | 14500 | 2.4 | 18800 | 2.04
209270294 |  | Live | Carrier | BRYANT | Singlezone Non-Ducted, Ceiling Placement | 209270294 |  | HRCU-A-CB-O | 38MARBQ18AA3 | Mini-Splits | 40MCCAQ18XA3 | 12.5 | 19.8 | 11.8 | 12.5 | 19.8 | 11.2 | TRUE | TRUE |  | 16700 | 14500 | 2.4 | 18800 | 2.04
209270298 |  | Live | Carrier | PAYNE | Singlezone Non-Ducted, Ceiling Placement | 209270298 |  | HRCU-A-CB-O | 38MARBQ18AA3 | Mini-Splits | 40MCCAQ18XA3 | 12.5 | 19.8 | 11.8 | 12.5 | 19.8 | 11.2 | TRUE | TRUE |  | 16700 | 14500 | 2.4 | 18800 | 2.04
209270302 |  | Live | Carrier | WEATHERMAKER | Singlezone Non-Ducted, Ceiling Placement | 209270302 |  | HRCU-A-CB-O | 38MARBQ18AA3 | Mini-Splits | 40MCCAQ18XA3 | 12.5 | 19.8 | 11.8 | 12.5 | 19.8 | 11.2 | TRUE | TRUE |  | 16700 | 14500 | 2.4 | 18800 | 2.04
209270256 |  | Live | Carrier | DAY & NIGHT | Singlezone Non-Ducted, Ceiling Placement | 209270256 |  | HRCU-A-CB-O | DLCSRBH18AAK | Mini-Splits | DLFCCAH18XAK | 12.5 | 19.8 | 11.8 | 12.5 | 19.8 | 11.2 | TRUE | TRUE |  | 16700 | 14500 | 2.4 | 18800 | 2.04
209270260 |  | Live | Carrier | HEIL | Singlezone Non-Ducted, Ceiling Placement | 209270260 |  | HRCU-A-CB-O | DLCSRBH18AAK | Mini-Splits | DLFCCAH18XAK | 12.5 | 19.8 | 11.8 | 12.5 | 19.8 | 11.2 | TRUE | TRUE |  | 16700 | 14500 | 2.4 | 18800 | 2.04
209270264 |  | Live | Carrier | KEEPRITE | Singlezone Non-Ducted, Ceiling Placement | 209270264 |  | HRCU-A-CB-O | DLCSRBH18AAK | Mini-Splits | DLFCCAH18XAK | 12.5 | 19.8 | 11.8 | 12.5 | 19.8 | 11.2 | TRUE | TRUE |  | 16700 | 14500 | 2.4 | 18800 | 2.04
209270268 |  | Live | Carrier | KENMORE | Singlezone Non-Ducted, Ceiling Placement | 209270268 |  | HRCU-A-CB-O | DLCSRBH18AAK | Mini-Splits | DLFCCAH18XAK | 12.5 | 19.8 | 11.8 | 12.5 | 19.8 | 11.2 | TRUE | TRUE |  | 16700 | 14500 | 2.4 | 18800 | 2.04
209270272 |  | Live | Carrier | MIDEA | Singlezone Non-Ducted, Ceiling Placement | 209270272 |  | HRCU-A-CB-O | DLCSRBH18AAK | Mini-Splits | DLFCCAH18XAK | 12.5 | 19.8 | 11.8 | 12.5 | 19.8 | 11.2 | TRUE | TRUE |  | 16700 | 14500 | 2.4 | 18800 | 2.04
209270276 |  | Live | Carrier | TEMPSTAR | Singlezone Non-Ducted, Ceiling Placement | 209270276 |  | HRCU-A-CB-O | DLCSRBH18AAK | Mini-Splits | DLFCCAH18XAK | 12.5 | 19.8 | 11.8 | 12.5 | 19.8 | 11.2 | TRUE | TRUE |  | 16700 | 14500 | 2.4 | 18800 | 2.04
209270280 |  | Live | Carrier | SMART COMFORT | Singlezone Non-Ducted, Ceiling Placement | 209270280 |  | HRCU-A-CB-O | DLCSRBH18AAK | Mini-Splits | DLFCCAH18XAK | 12.5 | 19.8 | 11.8 | 12.5 | 19.8 | 11.2 | TRUE | TRUE |  | 16700 | 14500 | 2.4 | 18800 | 2.04
209270284 |  | Live | Carrier | AIRQUEST | Singlezone Non-Ducted, Ceiling Placement | 209270284 |  | HRCU-A-CB-O | DLCSRBH18AAK | Mini-Splits | DLFCCAH18XAK | 12.5 | 19.8 | 11.8 | 12.5 | 19.8 | 11.2 | TRUE | TRUE |  | 16700 | 14500 | 2.4 | 18800 | 2.04
209270306 |  | Live | Carrier | MIDEA | Singlezone Non-Ducted, Ceiling Placement | 209270306 |  | HRCU-A-CB-O | 38MARBQ18AA3 | Mini-Splits | 40MCCAQ18XA3 | 12.5 | 19.8 | 11.8 | 12.5 | 19.8 | 11.2 | TRUE | TRUE |  | 16700 | 14500 | 2.4 | 18800 | 2.04
211756597 |  | Live | Carrier | LPS LEGACY | Singlezone Non-Ducted, Ceiling Placement | 211756597 |  | HRCU-A-CB-O | DLCSRBH18AAK | Mini-Splits | DLFCCAH18XAK | 12.5 | 19.8 | 11.8 | 12.5 | 19.8 | 11.2 | TRUE | TRUE |  | 16700 | 14500 | 2.4 | 18800 | 2.04
209270248 |  | Live | Carrier | ARCOAIRE | Singlezone Non-Ducted, Ceiling Placement | 209270248 |  | HRCU-A-CB-O | DLCSRBH18AAK | Mini-Splits | DLFCCAH18XAK | 12.5 | 19.8 | 11.8 | 12.5 | 19.8 | 11.2 | TRUE | TRUE |  | 16700 | 14500 | 2.4 | 18800 | 2.04
209270252 |  | Live | Carrier | COMFORTMAKER | Singlezone Non-Ducted, Ceiling Placement | 209270252 |  | HRCU-A-CB-O | DLCSRBH18AAK | Mini-Splits | DLFCCAH18XAK | 12.5 | 19.8 | 11.8 | 12.5 | 19.8 | 11.2 | TRUE | TRUE |  | 16700 | 14500 | 2.4 | 18800 | 2.04
211756598 |  | Live | Carrier | LPS LEGACY | Singlezone Non-Ducted, Ceiling Placement | 211756598 |  | HRCU-A-CB-O | DLCSRBH06AAK | Mini-Splits | DLFCCAH06XAK | 14.5 | 22 | 10.6 | 14.5 | 22 | 10.8 | TRUE | TRUE |  | 6500 | 5700 | 2.61 | 10000 | 2.4
211756599 |  | Live | Carrier | LPS LEGACY | Singlezone Non-Ducted, Ceiling Placement | 211756599 |  | HRCU-A-CB-O | DLCSRBH12AAK | Mini-Splits | DLFCCAH12XAK | 13 | 22 | 11.3 | 13 | 23 | 10 | TRUE | TRUE |  | 12000 | 9500 | 2.49 | 11500 | 2.07
209270247 |  | Live | Carrier | ARCOAIRE | Singlezone Non-Ducted, Ceiling Placement | 209270247 |  | HRCU-A-CB-O | DLCSRBH09AAK | Mini-Splits | DLFCCAH09XAK | 13 | 23 | 13.6 | 13 | 24 | 12.4 | TRUE | TRUE |  | 9000 | 9800 | 2.35 | 11400 | 1.83
209270251 |  | Live | Carrier | COMFORTMAKER | Singlezone Non-Ducted, Ceiling Placement | 209270251 |  | HRCU-A-CB-O | DLCSRBH09AAK | Mini-Splits | DLFCCAH09XAK | 13 | 23 | 13.6 | 13 | 24 | 12.4 | TRUE | TRUE |  | 9000 | 9800 | 2.35 | 11400 | 1.83
211756596 |  | Live | Carrier | LPS LEGACY | Singlezone Non-Ducted, Ceiling Placement | 211756596 |  | HRCU-A-CB-O | DLCSRBH09AAK | Mini-Splits | DLFCCAH09XAK | 13 | 23 | 13.6 | 13 | 24 | 12.4 | TRUE | TRUE |  | 9000 | 9800 | 2.35 | 11400 | 1.83
209270305 |  | Live | Carrier | MIDEA | Singlezone Non-Ducted, Ceiling Placement | 209270305 |  | HRCU-A-CB-O | 38MARBQ09AA3 | Mini-Splits | 40MCCAQ09XA3 | 13 | 23 | 13.6 | 13 | 24 | 12.4 | TRUE | TRUE |  | 9000 | 9800 | 2.35 | 11400 | 1.83
209270283 |  | Live | Carrier | AIRQUEST | Singlezone Non-Ducted, Ceiling Placement | 209270283 |  | HRCU-A-CB-O | DLCSRBH09AAK | Mini-Splits | DLFCCAH09XAK | 13 | 23 | 13.6 | 13 | 24 | 12.4 | TRUE | TRUE |  | 9000 | 9800 | 2.35 | 11400 | 1.83
209270279 |  | Live | Carrier | SMART COMFORT | Singlezone Non-Ducted, Ceiling Placement | 209270279 |  | HRCU-A-CB-O | DLCSRBH09AAK | Mini-Splits | DLFCCAH09XAK | 13 | 23 | 13.6 | 13 | 24 | 12.4 | TRUE | TRUE |  | 9000 | 9800 | 2.35 | 11400 | 1.83
209270275 |  | Live | Carrier | TEMPSTAR | Singlezone Non-Ducted, Ceiling Placement | 209270275 |  | HRCU-A-CB-O | DLCSRBH09AAK | Mini-Splits | DLFCCAH09XAK | 13 | 23 | 13.6 | 13 | 24 | 12.4 | TRUE | TRUE |  | 9000 | 9800 | 2.35 | 11400 | 1.83
209270271 |  | Live | Carrier | MIDEA | Singlezone Non-Ducted, Ceiling Placement | 209270271 |  | HRCU-A-CB-O | DLCSRBH09AAK | Mini-Splits | DLFCCAH09XAK | 13 | 23 | 13.6 | 13 | 24 | 12.4 | TRUE | TRUE |  | 9000 | 9800 | 2.35 | 11400 | 1.83
209270267 |  | Live | Carrier | KENMORE | Singlezone Non-Ducted, Ceiling Placement | 209270267 |  | HRCU-A-CB-O | DLCSRBH09AAK | Mini-Splits | DLFCCAH09XAK | 13 | 23 | 13.6 | 13 | 24 | 12.4 | TRUE | TRUE |  | 9000 | 9800 | 2.35 | 11400 | 1.83
209270263 |  | Live | Carrier | KEEPRITE | Singlezone Non-Ducted, Ceiling Placement | 209270263 |  | HRCU-A-CB-O | DLCSRBH09AAK | Mini-Splits | DLFCCAH09XAK | 13 | 23 | 13.6 | 13 | 24 | 12.4 | TRUE | TRUE |  | 9000 | 9800 | 2.35 | 11400 | 1.83
209270259 |  | Live | Carrier | HEIL | Singlezone Non-Ducted, Ceiling Placement | 209270259 |  | HRCU-A-CB-O | DLCSRBH09AAK | Mini-Splits | DLFCCAH09XAK | 13 | 23 | 13.6 | 13 | 24 | 12.4 | TRUE | TRUE |  | 9000 | 9800 | 2.35 | 11400 | 1.83
209270255 |  | Live | Carrier | DAY & NIGHT | Singlezone Non-Ducted, Ceiling Placement | 209270255 |  | HRCU-A-CB-O | DLCSRBH09AAK | Mini-Splits | DLFCCAH09XAK | 13 | 23 | 13.6 | 13 | 24 | 12.4 | TRUE | TRUE |  | 9000 | 9800 | 2.35 | 11400 | 1.83
209270301 |  | Live | Carrier | WEATHERMAKER | Singlezone Non-Ducted, Ceiling Placement | 209270301 |  | HRCU-A-CB-O | 38MARBQ09AA3 | Mini-Splits | 40MCCAQ09XA3 | 13 | 23 | 13.6 | 13 | 24 | 12.4 | TRUE | TRUE |  | 9000 | 9800 | 2.35 | 11400 | 1.83
209270297 |  | Live | Carrier | PAYNE | Singlezone Non-Ducted, Ceiling Placement | 209270297 |  | HRCU-A-CB-O | 38MARBQ09AA3 | Mini-Splits | 40MCCAQ09XA3 | 13 | 23 | 13.6 | 13 | 24 | 12.4 | TRUE | TRUE |  | 9000 | 9800 | 2.35 | 11400 | 1.83
209270293 |  | Live | Carrier | BRYANT | Singlezone Non-Ducted, Ceiling Placement | 209270293 |  | HRCU-A-CB-O | 38MARBQ09AA3 | Mini-Splits | 40MCCAQ09XA3 | 13 | 23 | 13.6 | 13 | 24 | 12.4 | TRUE | TRUE |  | 9000 | 9800 | 2.35 | 11400 | 1.83
209270289 |  | Live | Carrier | CARRIER | Singlezone Non-Ducted, Ceiling Placement | 209270289 |  | HRCU-A-CB-O | 38MARBQ09AA3 | Mini-Splits | 40MCCAQ09XA3 | 13 | 23 | 13.6 | 13 | 24 | 12.4 | TRUE | TRUE |  | 9000 | 9800 | 2.35 | 11400 | 1.83
209948200 |  | Live | Carrier | AIRQUEST | Singlezone Non-Ducted, Wall Placement | 209948200 |  | HRCU-A-CB-O | DLCSRBH12AAK | Mini-Splits | DLFSFBH12XAK | 13.3 | 23 | 11.8 | 13.3 | 24.2 | 10.7 | TRUE | TRUE | TRUE | 12000 | 10200 | 2.72 | 12800 | 2.33
209948199 |  | Live | Carrier | SMART COMFORT | Singlezone Non-Ducted, Wall Placement | 209948199 |  | HRCU-A-CB-O | DLCSRBH12AAK | Mini-Splits | DLFSFBH12XAK | 13.3 | 23 | 11.8 | 13.3 | 24.2 | 10.7 | TRUE | TRUE | TRUE | 12000 | 10200 | 2.72 | 12800 | 2.33
209948198 |  | Live | Carrier | TEMPSTAR | Singlezone Non-Ducted, Wall Placement | 209948198 |  | HRCU-A-CB-O | DLCSRBH12AAK | Mini-Splits | DLFSFBH12XAK | 13.3 | 23 | 11.8 | 13.3 | 24.2 | 10.7 | TRUE | TRUE | TRUE | 12000 | 10200 | 2.72 | 12800 | 2.33
209948197 |  | Live | Carrier | MIDEA | Singlezone Non-Ducted, Wall Placement | 209948197 |  | HRCU-A-CB-O | DLCSRBH12AAK | Mini-Splits | DLFSFBH12XAK | 13.3 | 23 | 11.8 | 13.3 | 24.2 | 10.7 | TRUE | TRUE | TRUE | 12000 | 10200 | 2.72 | 12800 | 2.33
209948196 |  | Live | Carrier | KENMORE | Singlezone Non-Ducted, Wall Placement | 209948196 |  | HRCU-A-CB-O | DLCSRBH12AAK | Mini-Splits | DLFSFBH12XAK | 13.3 | 23 | 11.8 | 13.3 | 24.2 | 10.7 | TRUE | TRUE | TRUE | 12000 | 10200 | 2.72 | 12800 | 2.33
209948195 |  | Live | Carrier | KEEPRITE | Singlezone Non-Ducted, Wall Placement | 209948195 |  | HRCU-A-CB-O | DLCSRBH12AAK | Mini-Splits | DLFSFBH12XAK | 13.3 | 23 | 11.8 | 13.3 | 24.2 | 10.7 | TRUE | TRUE | TRUE | 12000 | 10200 | 2.72 | 12800 | 2.33
209948194 |  | Live | Carrier | HEIL | Singlezone Non-Ducted, Wall Placement | 209948194 |  | HRCU-A-CB-O | DLCSRBH12AAK | Mini-Splits | DLFSFBH12XAK | 13.3 | 23 | 11.8 | 13.3 | 24.2 | 10.7 | TRUE | TRUE | TRUE | 12000 | 10200 | 2.72 | 12800 | 2.33
209948193 |  | Live | Carrier | DAY & NIGHT | Singlezone Non-Ducted, Wall Placement | 209948193 |  | HRCU-A-CB-O | DLCSRBH12AAK | Mini-Splits | DLFSFBH12XAK | 13.3 | 23 | 11.8 | 13.3 | 24.2 | 10.7 | TRUE | TRUE | TRUE | 12000 | 10200 | 2.72 | 12800 | 2.33
209948192 |  | Live | Carrier | COMFORTMAKER | Singlezone Non-Ducted, Wall Placement | 209948192 |  | HRCU-A-CB-O | DLCSRBH12AAK | Mini-Splits | DLFSFBH12XAK | 13.3 | 23 | 11.8 | 13.3 | 24.2 | 10.7 | TRUE | TRUE | TRUE | 12000 | 10200 | 2.72 | 12800 | 2.33
209948191 |  | Live | Carrier | ARCOAIRE | Singlezone Non-Ducted, Wall Placement | 209948191 |  | HRCU-A-CB-O | DLCSRBH12AAK | Mini-Splits | DLFSFBH12XAK | 13.3 | 23 | 11.8 | 13.3 | 24.2 | 10.7 | TRUE | TRUE | TRUE | 12000 | 10200 | 2.72 | 12800 | 2.33
209948190 |  | Live | Carrier | MIDEA | Singlezone Non-Ducted, Wall Placement | 209948190 |  | HRCU-A-CB-O | 38MARBQ12AA3 | Mini-Splits | 40MBFAQ12XA3 | 13.3 | 23 | 11.8 | 13.3 | 24.2 | 10.7 | TRUE | TRUE |  | 12000 | 10200 | 2.72 | 12800 | 2.33
209948189 |  | Live | Carrier | WEATHERMAKER | Singlezone Non-Ducted, Wall Placement | 209948189 |  | HRCU-A-CB-O | 38MARBQ12AA3 | Mini-Splits | 40MBFAQ12XA3 | 13.3 | 23 | 11.8 | 13.3 | 24.2 | 10.7 | TRUE | TRUE |  | 12000 | 10200 | 2.72 | 12800 | 2.33
209948188 |  | Live | Carrier | PAYNE | Singlezone Non-Ducted, Wall Placement | 209948188 |  | HRCU-A-CB-O | 38MARBQ12AA3 | Mini-Splits | 40MBFAQ12XA3 | 13.3 | 23 | 11.8 | 13.3 | 24.2 | 10.7 | TRUE | TRUE |  | 12000 | 10200 | 2.72 | 12800 | 2.33
209948187 |  | Live | Carrier | BRYANT | Singlezone Non-Ducted, Wall Placement | 209948187 |  | HRCU-A-CB-O | 38MARBQ12AA3 | Mini-Splits | 40MBFAQ12XA3 | 13.3 | 23 | 11.8 | 13.3 | 24.2 | 10.7 | TRUE | TRUE |  | 12000 | 10200 | 2.72 | 12800 | 2.33
209948186 |  | Live | Carrier | CARRIER | Singlezone Non-Ducted, Wall Placement | 209948186 |  | HRCU-A-CB-O | 38MARBQ12AA3 | Mini-Splits | 40MBFAQ12XA3 | 13.3 | 23 | 11.8 | 13.3 | 24.2 | 10.7 | TRUE | TRUE |  | 12000 | 10200 | 2.72 | 12800 | 2.33
211756591 |  | Live | Carrier | LPS LEGACY | Singlezone Non-Ducted, Wall Placement | 211756591 |  | HRCU-A-CB-O | DLCSRBH12AAK | Mini-Splits | DLFSFBH12XAK | 13.3 | 23 | 11.8 | 13.3 | 24.2 | 10.7 | TRUE | TRUE | TRUE | 12000 | 10200 | 2.72 | 12800 | 2.33
208101301 |  | Live | Carrier | AIRQUEST | Singlezone Ducted, Compact Ducted | 208101301 |  | HRCU-A-CB | DLCLRCH58AAK | Mini-Splits | DLFLDAH58XAK | 10.6 | 19.2 | 10.2 | 10.3 | 17 | 8.4 | FALSE | FALSE |  | 59000 | 34800 | 2.37 | 36000 | 2.29
208101285 |  | Live | Carrier | COMFORTMAKER | Singlezone Ducted, Compact Ducted | 208101285 |  | HRCU-A-CB | DLCLRCH58AAK | Mini-Splits | DLFLDAH58XAK | 10.6 | 19.2 | 10.2 | 10.3 | 17 | 8.4 | FALSE | FALSE |  | 59000 | 34800 | 2.37 | 36000 | 2.29
208101287 |  | Live | Carrier | DAY & NIGHT | Singlezone Ducted, Compact Ducted | 208101287 |  | HRCU-A-CB | DLCLRCH58AAK | Mini-Splits | DLFLDAH58XAK | 10.6 | 19.2 | 10.2 | 10.3 | 17 | 8.4 | FALSE | FALSE |  | 59000 | 34800 | 2.37 | 36000 | 2.29
208101289 |  | Live | Carrier | HEIL | Singlezone Ducted, Compact Ducted | 208101289 |  | HRCU-A-CB | DLCLRCH58AAK | Mini-Splits | DLFLDAH58XAK | 10.6 | 19.2 | 10.2 | 10.3 | 17 | 8.4 | FALSE | FALSE |  | 59000 | 34800 | 2.37 | 36000 | 2.29
208101291 |  | Live | Carrier | KEEPRITE | Singlezone Ducted, Compact Ducted | 208101291 |  | HRCU-A-CB | DLCLRCH58AAK | Mini-Splits | DLFLDAH58XAK | 10.6 | 19.2 | 10.2 | 10.3 | 17 | 8.4 | FALSE | FALSE |  | 59000 | 34800 | 2.37 | 36000 | 2.29
208101293 |  | Live | Carrier | KENMORE | Singlezone Ducted, Compact Ducted | 208101293 |  | HRCU-A-CB | DLCLRCH58AAK | Mini-Splits | DLFLDAH58XAK | 10.6 | 19.2 | 10.2 | 10.3 | 17 | 8.4 | FALSE | FALSE |  | 59000 | 34800 | 2.37 | 36000 | 2.29
208101295 |  | Live | Carrier | MIDEA | Singlezone Ducted, Compact Ducted | 208101295 |  | HRCU-A-CB | DLCLRCH58AAK | Mini-Splits | DLFLDAH58XAK | 10.6 | 19.2 | 10.2 | 10.3 | 17 | 8.4 | FALSE | FALSE |  | 59000 | 34800 | 2.37 | 36000 | 2.29
208101297 |  | Live | Carrier | TEMPSTAR | Singlezone Ducted, Compact Ducted | 208101297 |  | HRCU-A-CB | DLCLRCH58AAK | Mini-Splits | DLFLDAH58XAK | 10.6 | 19.2 | 10.2 | 10.3 | 17 | 8.4 | FALSE | FALSE |  | 59000 | 34800 | 2.37 | 36000 | 2.29
208101299 |  | Live | Carrier | SMART COMFORT | Singlezone Ducted, Compact Ducted | 208101299 |  | HRCU-A-CB | DLCLRCH58AAK | Mini-Splits | DLFLDAH58XAK | 10.6 | 19.2 | 10.2 | 10.3 | 17 | 8.4 | FALSE | FALSE |  | 59000 | 34800 | 2.37 | 36000 | 2.29
208101273 |  | Live | Carrier | CARRIER | Singlezone Ducted, Compact Ducted | 208101273 |  | HRCU-A-CB | 38MBRCQ58AA3 | Mini-Splits | 40MBDQ58---3 | 10.6 | 19.2 | 10.2 | 10.3 | 17 | 8.4 | FALSE | FALSE |  | 59000 | 34800 | 2.37 | 36000 | 2.29
208101275 |  | Live | Carrier | BRYANT | Singlezone Ducted, Compact Ducted | 208101275 |  | HRCU-A-CB | 38MBRCQ58AA3 | Mini-Splits | 40MBDQ58---3 | 10.6 | 19.2 | 10.2 | 10.3 | 17 | 8.4 | FALSE | FALSE |  | 59000 | 34800 | 2.37 | 36000 | 2.29
208101277 |  | Live | Carrier | PAYNE | Singlezone Ducted, Compact Ducted | 208101277 |  | HRCU-A-CB | 38MBRCQ58AA3 | Mini-Splits | 40MBDQ58---3 | 10.6 | 19.2 | 10.2 | 10.3 | 17 | 8.4 | FALSE | FALSE |  | 59000 | 34800 | 2.37 | 36000 | 2.29
208101279 |  | Live | Carrier | WEATHERMAKER | Singlezone Ducted, Compact Ducted | 208101279 |  | HRCU-A-CB | 38MBRCQ58AA3 | Mini-Splits | 40MBDQ58---3 | 10.6 | 19.2 | 10.2 | 10.3 | 17 | 8.4 | FALSE | FALSE |  | 59000 | 34800 | 2.37 | 36000 | 2.29
208101281 |  | Live | Carrier | MIDEA | Singlezone Ducted, Compact Ducted | 208101281 |  | HRCU-A-CB | 38MBRCQ58AA3 | Mini-Splits | 40MBDQ58---3 | 10.6 | 19.2 | 10.2 | 10.3 | 17 | 8.4 | FALSE | FALSE |  | 59000 | 34800 | 2.37 | 36000 | 2.29
208101283 |  | Live | Carrier | ARCOAIRE | Singlezone Ducted, Compact Ducted | 208101283 |  | HRCU-A-CB | DLCLRCH58AAK | Mini-Splits | DLFLDAH58XAK | 10.6 | 19.2 | 10.2 | 10.3 | 17 | 8.4 | FALSE | FALSE |  | 59000 | 34800 | 2.37 | 36000 | 2.29
211132940 |  | Live | Carrier | BRYANT | Singlezone Ducted, Compact Ducted | 211132940 |  | HRCU-A-CB | 38MBRCQ58AA3 | Mini-Splits | 40MBDAQ58XH3 | 10.6 | 19.2 | 10.2 | 10.3 | 17 | 8.4 | FALSE | FALSE |  | 59000 | 34800 | 2.37 | 36000 | 2.29
211132929 |  | Live | Carrier | CARRIER | Singlezone Ducted, Compact Ducted | 211132929 |  | HRCU-A-CB | 38MBRCQ58AA3 | Mini-Splits | 40MBDAQ58XH3 | 10.6 | 19.2 | 10.2 | 10.3 | 17 | 8.4 | FALSE | FALSE |  | 59000 | 34800 | 2.37 | 36000 | 2.29
211132742 |  | Live | Carrier | SMART COMFORT | Singlezone Ducted, Compact Ducted | 211132742 |  | HRCU-A-CB | DLCLRCH58AAK | Mini-Splits | DLFLDAH58XHK | 10.6 | 19.2 | 10.2 | 10.3 | 17 | 8.4 | FALSE | FALSE | FALSE | 59000 | 34800 | 2.37 | 36000 | 2.29
211132746 |  | Live | Carrier | AIRQUEST | Singlezone Ducted, Compact Ducted | 211132746 |  | HRCU-A-CB | DLCLRCH58AAK | Mini-Splits | DLFLDAH58XHK | 10.6 | 19.2 | 10.2 | 10.3 | 17 | 8.4 | FALSE | FALSE | FALSE | 59000 | 34800 | 2.37 | 36000 | 2.29
211132738 |  | Live | Carrier | TEMPSTAR | Singlezone Ducted, Compact Ducted | 211132738 |  | HRCU-A-CB | DLCLRCH58AAK | Mini-Splits | DLFLDAH58XHK | 10.6 | 19.2 | 10.2 | 10.3 | 17 | 8.4 | FALSE | FALSE | FALSE | 59000 | 34800 | 2.37 | 36000 | 2.29
211132734 |  | Live | Carrier | MIDEA | Singlezone Ducted, Compact Ducted | 211132734 |  | HRCU-A-CB | DLCLRCH58AAK | Mini-Splits | DLFLDAH58XHK | 10.6 | 19.2 | 10.2 | 10.3 | 17 | 8.4 | FALSE | FALSE | FALSE | 59000 | 34800 | 2.37 | 36000 | 2.29
211132730 |  | Live | Carrier | KENMORE | Singlezone Ducted, Compact Ducted | 211132730 |  | HRCU-A-CB | DLCLRCH58AAK | Mini-Splits | DLFLDAH58XHK | 10.6 | 19.2 | 10.2 | 10.3 | 17 | 8.4 | FALSE | FALSE | FALSE | 59000 | 34800 | 2.37 | 36000 | 2.29
211132726 |  | Live | Carrier | KEEPRITE | Singlezone Ducted, Compact Ducted | 211132726 |  | HRCU-A-CB | DLCLRCH58AAK | Mini-Splits | DLFLDAH58XHK | 10.6 | 19.2 | 10.2 | 10.3 | 17 | 8.4 | FALSE | FALSE | FALSE | 59000 | 34800 | 2.37 | 36000 | 2.29
211132722 |  | Live | Carrier | HEIL | Singlezone Ducted, Compact Ducted | 211132722 |  | HRCU-A-CB | DLCLRCH58AAK | Mini-Splits | DLFLDAH58XHK | 10.6 | 19.2 | 10.2 | 10.3 | 17 | 8.4 | FALSE | FALSE | FALSE | 59000 | 34800 | 2.37 | 36000 | 2.29
211132718 |  | Live | Carrier | DAY & NIGHT | Singlezone Ducted, Compact Ducted | 211132718 |  | HRCU-A-CB | DLCLRCH58AAK | Mini-Splits | DLFLDAH58XHK | 10.6 | 19.2 | 10.2 | 10.3 | 17 | 8.4 | FALSE | FALSE | FALSE | 59000 | 34800 | 2.37 | 36000 | 2.29
211132714 |  | Live | Carrier | COMFORTMAKER | Singlezone Ducted, Compact Ducted | 211132714 |  | HRCU-A-CB | DLCLRCH58AAK | Mini-Splits | DLFLDAH58XHK | 10.6 | 19.2 | 10.2 | 10.3 | 17 | 8.4 | FALSE | FALSE | FALSE | 59000 | 34800 | 2.37 | 36000 | 2.29
211132710 |  | Live | Carrier | ARCOAIRE | Singlezone Ducted, Compact Ducted | 211132710 |  | HRCU-A-CB | DLCLRCH58AAK | Mini-Splits | DLFLDAH58XHK | 10.6 | 19.2 | 10.2 | 10.3 | 17 | 8.4 | FALSE | FALSE | FALSE | 59000 | 34800 | 2.37 | 36000 | 2.29
211132962 |  | Live | Carrier | WEATHERMAKER | Singlezone Ducted, Compact Ducted | 211132962 |  | HRCU-A-CB | 38MBRCQ58AA3 | Mini-Splits | 40MBDAQ58XH3 | 10.6 | 19.2 | 10.2 | 10.3 | 17 | 8.4 | FALSE | FALSE |  | 59000 | 34800 | 2.37 | 36000 | 2.29
211132951 |  | Live | Carrier | PAYNE | Singlezone Ducted, Compact Ducted | 211132951 |  | HRCU-A-CB | 38MBRCQ58AA3 | Mini-Splits | 40MBDAQ58XH3 | 10.6 | 19.2 | 10.2 | 10.3 | 17 | 8.4 | FALSE | FALSE |  | 59000 | 34800 | 2.37 | 36000 | 2.29
211132973 |  | Live | Carrier | MIDEA | Singlezone Ducted, Compact Ducted | 211132973 |  | HRCU-A-CB | 38MBRCQ58AA3 | Mini-Splits | 40MBDAQ58XH3 | 10.6 | 19.2 | 10.2 | 10.3 | 17 | 8.4 | FALSE | FALSE |  | 59000 | 34800 | 2.37 | 36000 | 2.29
211756477 |  | Live | Carrier | LPS LEGACY | Singlezone Ducted, Compact Ducted | 211756477 |  | HRCU-A-CB | DLCLRCH58AAK | Mini-Splits | DLFLDAH58XHK | 10.6 | 19.2 | 10.2 | 10.3 | 17 | 8.4 | FALSE | FALSE | FALSE | 59000 | 34800 | 2.37 | 36000 | 2.29
211756495 |  | Live | Carrier | LPS LEGACY | Singlezone Ducted, Compact Ducted | 211756495 |  | HRCU-A-CB | DLCLRCH58AAK | Mini-Splits | DLFLDAH58XAK | 10.6 | 19.2 | 10.2 | 10.3 | 17 | 8.4 | FALSE | FALSE |  | 59000 | 34800 | 2.37 | 36000 | 2.29
211756496 |  | Live | Carrier | LPS LEGACY | Singlezone Non-Ducted, Floor Placement | 211756496 |  | HRCU-A-CB-O | DLCLRCH58AAK | Mini-Splits | DLFLFAH58XAK | 9.8 | 18.7 | 10.5 | 9.8 | 19.8 | 9 | FALSE | FALSE | FALSE | 54000 | 35000 | 2.34 | 35200 | 1.98
208101282 |  | Live | Carrier | MIDEA | Singlezone Non-Ducted, Floor Placement | 208101282 |  | HRCU-A-CB-O | 38MBRCQ58AA3 | Mini-Splits | 40MBFQ58---3 | 9.8 | 18.7 | 10.5 | 9.8 | 19.8 | 9 | FALSE | FALSE |  | 54000 | 35000 | 2.34 | 35200 | 1.98
208101280 |  | Live | Carrier | WEATHERMAKER | Singlezone Non-Ducted, Floor Placement | 208101280 |  | HRCU-A-CB-O | 38MBRCQ58AA3 | Mini-Splits | 40MBFQ58---3 | 9.8 | 18.7 | 10.5 | 9.8 | 19.8 | 9 | FALSE | FALSE |  | 54000 | 35000 | 2.34 | 35200 | 1.98
208101278 |  | Live | Carrier | PAYNE | Singlezone Non-Ducted, Floor Placement | 208101278 |  | HRCU-A-CB-O | 38MBRCQ58AA3 | Mini-Splits | 40MBFQ58---3 | 9.8 | 18.7 | 10.5 | 9.8 | 19.8 | 9 | FALSE | FALSE |  | 54000 | 35000 | 2.34 | 35200 | 1.98
208101276 |  | Live | Carrier | BRYANT | Singlezone Non-Ducted, Floor Placement | 208101276 |  | HRCU-A-CB-O | 38MBRCQ58AA3 | Mini-Splits | 40MBFQ58---3 | 9.8 | 18.7 | 10.5 | 9.8 | 19.8 | 9 | FALSE | FALSE |  | 54000 | 35000 | 2.34 | 35200 | 1.98
208101274 |  | Live | Carrier | CARRIER | Singlezone Non-Ducted, Floor Placement | 208101274 |  | HRCU-A-CB-O | 38MBRCQ58AA3 | Mini-Splits | 40MBFQ58---3 | 9.8 | 18.7 | 10.5 | 9.8 | 19.8 | 9 | FALSE | FALSE |  | 54000 | 35000 | 2.34 | 35200 | 1.98
208101298 |  | Live | Carrier | TEMPSTAR | Singlezone Non-Ducted, Floor Placement | 208101298 |  | HRCU-A-CB-O | DLCLRCH58AAK | Mini-Splits | DLFLFAH58XAK | 9.8 | 18.7 | 10.5 | 9.8 | 19.8 | 9 | FALSE | FALSE | FALSE | 54000 | 35000 | 2.34 | 35200 | 1.98
208101296 |  | Live | Carrier | MIDEA | Singlezone Non-Ducted, Floor Placement | 208101296 |  | HRCU-A-CB-O | DLCLRCH58AAK | Mini-Splits | DLFLFAH58XAK | 9.8 | 18.7 | 10.5 | 9.8 | 19.8 | 9 | FALSE | FALSE | FALSE | 54000 | 35000 | 2.34 | 35200 | 1.98
208101294 |  | Live | Carrier | KENMORE | Singlezone Non-Ducted, Floor Placement | 208101294 |  | HRCU-A-CB-O | DLCLRCH58AAK | Mini-Splits | DLFLFAH58XAK | 9.8 | 18.7 | 10.5 | 9.8 | 19.8 | 9 | FALSE | FALSE | FALSE | 54000 | 35000 | 2.34 | 35200 | 1.98
208101292 |  | Live | Carrier | KEEPRITE | Singlezone Non-Ducted, Floor Placement | 208101292 |  | HRCU-A-CB-O | DLCLRCH58AAK | Mini-Splits | DLFLFAH58XAK | 9.8 | 18.7 | 10.5 | 9.8 | 19.8 | 9 | FALSE | FALSE | FALSE | 54000 | 35000 | 2.34 | 35200 | 1.98
208101290 |  | Live | Carrier | HEIL | Singlezone Non-Ducted, Floor Placement | 208101290 |  | HRCU-A-CB-O | DLCLRCH58AAK | Mini-Splits | DLFLFAH58XAK | 9.8 | 18.7 | 10.5 | 9.8 | 19.8 | 9 | FALSE | FALSE | FALSE | 54000 | 35000 | 2.34 | 35200 | 1.98
208101288 |  | Live | Carrier | DAY & NIGHT | Singlezone Non-Ducted, Floor Placement | 208101288 |  | HRCU-A-CB-O | DLCLRCH58AAK | Mini-Splits | DLFLFAH58XAK | 9.8 | 18.7 | 10.5 | 9.8 | 19.8 | 9 | FALSE | FALSE | FALSE | 54000 | 35000 | 2.34 | 35200 | 1.98
208101286 |  | Live | Carrier | COMFORTMAKER | Singlezone Non-Ducted, Floor Placement | 208101286 |  | HRCU-A-CB-O | DLCLRCH58AAK | Mini-Splits | DLFLFAH58XAK | 9.8 | 18.7 | 10.5 | 9.8 | 19.8 | 9 | FALSE | FALSE | FALSE | 54000 | 35000 | 2.34 | 35200 | 1.98
208101284 |  | Live | Carrier | ARCOAIRE | Singlezone Non-Ducted, Floor Placement | 208101284 |  | HRCU-A-CB-O | DLCLRCH58AAK | Mini-Splits | DLFLFAH58XAK | 9.8 | 18.7 | 10.5 | 9.8 | 19.8 | 9 | FALSE | FALSE | FALSE | 54000 | 35000 | 2.34 | 35200 | 1.98
208101300 |  | Live | Carrier | SMART COMFORT | Singlezone Non-Ducted, Floor Placement | 208101300 |  | HRCU-A-CB-O | DLCLRCH58AAK | Mini-Splits | DLFLFAH58XAK | 9.8 | 18.7 | 10.5 | 9.8 | 19.8 | 9 | FALSE | FALSE | FALSE | 54000 | 35000 | 2.34 | 35200 | 1.98
208101302 |  | Live | Carrier | AIRQUEST | Singlezone Non-Ducted, Floor Placement | 208101302 |  | HRCU-A-CB-O | DLCLRCH58AAK | Mini-Splits | DLFLFAH58XAK | 9.8 | 18.7 | 10.5 | 9.8 | 19.8 | 9 | FALSE | FALSE | FALSE | 54000 | 35000 | 2.34 | 35200 | 1.98
208447626 |  | Live | Carrier | COMFORTMAKER | Singlezone Non-Ducted, Wall Placement | 208447626 |  | HRCU-A-CB-O | DLCSRBH30AAK | Mini-Splits | DLFSHCH30XAK | 11.5 | 20.1 | 10.8 | 11.5 | 20.1 | 9 | TRUE | FALSE | FALSE | 30000 | 19000 | 2.3 | 21100 | 1.68
208447634 |  | Live | Carrier | DAY & NIGHT | Singlezone Non-Ducted, Wall Placement | 208447634 |  | HRCU-A-CB-O | DLCSRBH30AAK | Mini-Splits | DLFSHCH30XAK | 11.5 | 20.1 | 10.8 | 11.5 | 20.1 | 9 | TRUE | FALSE | FALSE | 30000 | 19000 | 2.3 | 21100 | 1.68
208447642 |  | Live | Carrier | HEIL | Singlezone Non-Ducted, Wall Placement | 208447642 |  | HRCU-A-CB-O | DLCSRBH30AAK | Mini-Splits | DLFSHCH30XAK | 11.5 | 20.1 | 10.8 | 11.5 | 20.1 | 9 | TRUE | FALSE | FALSE | 30000 | 19000 | 2.3 | 21100 | 1.68
208447650 |  | Live | Carrier | KEEPRITE | Singlezone Non-Ducted, Wall Placement | 208447650 |  | HRCU-A-CB-O | DLCSRBH30AAK | Mini-Splits | DLFSHCH30XAK | 11.5 | 20.1 | 10.8 | 11.5 | 20.1 | 9 | TRUE | FALSE | FALSE | 30000 | 19000 | 2.3 | 21100 | 1.68
208447658 |  | Live | Carrier | KENMORE | Singlezone Non-Ducted, Wall Placement | 208447658 |  | HRCU-A-CB-O | DLCSRBH30AAK | Mini-Splits | DLFSHCH30XAK | 11.5 | 20.1 | 10.8 | 11.5 | 20.1 | 9 | TRUE | FALSE | FALSE | 30000 | 19000 | 2.3 | 21100 | 1.68
208447666 |  | Live | Carrier | MIDEA | Singlezone Non-Ducted, Wall Placement | 208447666 |  | HRCU-A-CB-O | DLCSRBH30AAK | Mini-Splits | DLFSHCH30XAK | 11.5 | 20.1 | 10.8 | 11.5 | 20.1 | 9 | TRUE | FALSE | FALSE | 30000 | 19000 | 2.3 | 21100 | 1.68
208447674 |  | Live | Carrier | TEMPSTAR | Singlezone Non-Ducted, Wall Placement | 208447674 |  | HRCU-A-CB-O | DLCSRBH30AAK | Mini-Splits | DLFSHCH30XAK | 11.5 | 20.1 | 10.8 | 11.5 | 20.1 | 9 | TRUE | FALSE | FALSE | 30000 | 19000 | 2.3 | 21100 | 1.68
208447682 |  | Live | Carrier | SMART COMFORT | Singlezone Non-Ducted, Wall Placement | 208447682 |  | HRCU-A-CB-O | DLCSRBH30AAK | Mini-Splits | DLFSHCH30XAK | 11.5 | 20.1 | 10.8 | 11.5 | 20.1 | 9 | TRUE | FALSE | FALSE | 30000 | 19000 | 2.3 | 21100 | 1.68
208447618 |  | Live | Carrier | ARCOAIRE | Singlezone Non-Ducted, Wall Placement | 208447618 |  | HRCU-A-CB-O | DLCSRBH30AAK | Mini-Splits | DLFSHCH30XAK | 11.5 | 20.1 | 10.8 | 11.5 | 20.1 | 9 | TRUE | FALSE | FALSE | 30000 | 19000 | 2.3 | 21100 | 1.68
208102137 |  | Live | Carrier | CARRIER | Singlezone Non-Ducted, Wall Placement | 208102137 |  | HRCU-A-CB-O | 38MARBQ30AA311 | Mini-Splits | 40MAHBQ30XA3 | 11.5 | 20.1 | 10.8 | 11.5 | 20.1 | 9 | TRUE | FALSE | FALSE | 30000 | 19000 | 2.3 | 21100 | 1.68
208102136 |  | Live | Carrier | MIDEA | Singlezone Non-Ducted, Wall Placement | 208102136 |  | HRCU-A-CB-O | 38MARBQ30AA311 | Mini-Splits | DHMAHBQ30XA3 | 11.5 | 20.1 | 10.8 | 11.5 | 20.1 | 9 | TRUE | FALSE | FALSE | 30000 | 19000 | 2.3 | 21100 | 1.68
208102135 |  | Live | Carrier | WEATHERMAKER | Singlezone Non-Ducted, Wall Placement | 208102135 |  | HRCU-A-CB-O | 38MARBQ30AA311 | Mini-Splits | DHMAHBQ30XA3 | 11.5 | 20.1 | 10.8 | 11.5 | 20.1 | 9 | TRUE | FALSE | FALSE | 30000 | 19000 | 2.3 | 21100 | 1.68
208102134 |  | Live | Carrier | PAYNE | Singlezone Non-Ducted, Wall Placement | 208102134 |  | HRCU-A-CB-O | 38MARBQ30AA311 | Mini-Splits | DHMAHBQ30XA3 | 11.5 | 20.1 | 10.8 | 11.5 | 20.1 | 9 | TRUE | FALSE | FALSE | 30000 | 19000 | 2.3 | 21100 | 1.68
208102133 |  | Live | Carrier | BRYANT | Singlezone Non-Ducted, Wall Placement | 208102133 |  | HRCU-A-CB-O | 38MARBQ30AA311 | Mini-Splits | 619AHBQ30XA3 | 11.5 | 20.1 | 10.8 | 11.5 | 20.1 | 9 | TRUE | FALSE | FALSE | 30000 | 19000 | 2.3 | 21100 | 1.68
208447690 |  | Live | Carrier | AIRQUEST | Singlezone Non-Ducted, Wall Placement | 208447690 |  | HRCU-A-CB-O | DLCSRBH30AAK | Mini-Splits | DLFSHCH30XAK | 11.5 | 20.1 | 10.8 | 11.5 | 20.1 | 9 | TRUE | FALSE | FALSE | 30000 | 19000 | 2.3 | 21100 | 1.68
211756492 |  | Live | Carrier | LPS LEGACY | Singlezone Non-Ducted, Wall Placement | 211756492 |  | HRCU-A-CB-O | DLCSRBH30AAK | Mini-Splits | DLFSHCH30XAK | 11.5 | 20.1 | 10.8 | 11.5 | 20.1 | 9 | TRUE | FALSE | FALSE | 30000 | 19000 | 2.3 | 21100 | 1.68
210605770 |  | Live | Carrier | CARRIER | Singlezone Non-Ducted, Wall Placement | 210605770 |  | HRCU-A-CB-O | 38MHRCQ30AA3 | Mini-Splits | 40MHHAQ30XA3 | 12.2 | 21 | 10.5 | 12.2 | 21 | 8.7 | TRUE | FALSE | FALSE | 30000 | 20000 | 1.87 | 23000 | 2.1
210605772 |  | Live | Carrier | BRYANT | Singlezone Non-Ducted, Wall Placement | 210605772 |  | HRCU-A-CB-O | 38MHRCQ30AA3 | Mini-Splits | 40MHHAQ30XA3 | 12.2 | 21 | 10.5 | 12.2 | 21 | 8.7 | TRUE | FALSE | FALSE | 30000 | 20000 | 1.87 | 23000 | 2.1
210605774 |  | Live | Carrier | PAYNE | Singlezone Non-Ducted, Wall Placement | 210605774 |  | HRCU-A-CB-O | 38MHRCQ30AA3 | Mini-Splits | 40MHHAQ30XA3 | 12.2 | 21 | 10.5 | 12.2 | 21 | 8.7 | TRUE | FALSE | FALSE | 30000 | 20000 | 1.87 | 23000 | 2.1
210605776 |  | Live | Carrier | WEATHERMAKER | Singlezone Non-Ducted, Wall Placement | 210605776 |  | HRCU-A-CB-O | 38MHRCQ30AA3 | Mini-Splits | 40MHHAQ30XA3 | 12.2 | 21 | 10.5 | 12.2 | 21 | 8.7 | TRUE | FALSE |  | 30000 | 20000 | 1.87 | 23000 | 2.1
210605778 |  | Live | Carrier | MIDEA | Singlezone Non-Ducted, Wall Placement | 210605778 |  | HRCU-A-CB-O | 38MHRCQ30AA3 | Mini-Splits | 40MHHAQ30XA3 | 12.2 | 21 | 10.5 | 12.2 | 21 | 8.7 | TRUE | FALSE |  | 30000 | 20000 | 1.87 | 23000 | 2.1
211756516 |  | Live | Carrier | LPS LEGACY | Singlezone Non-Ducted, Wall Placement | 211756516 |  | HRCU-A-CB-O | DLCSRBH30AAK11 | Mini-Splits | DLFSHBH30XAK | 12.2 | 21 | 10.5 | 12.2 | 21 | 8.7 | TRUE | FALSE | FALSE | 30000 | 20000 | 1.87 | 23000 | 2.1
211756515 |  | Live | Carrier | LPS LEGACY | Singlezone Non-Ducted, Wall Placement | 211756515 |  | HRCU-A-CB-O | DLCERBH30AAK | Mini-Splits | DLFEHBH30XAK | 12.2 | 21 | 10.5 | 12.2 | 21 | 8.7 | TRUE | FALSE | FALSE | 30000 | 20000 | 1.87 | 23000 | 2.1
208447698 |  | Live | Carrier | ARCOAIRE | Singlezone Non-Ducted, Wall Placement | 208447698 |  | HRCU-A-CB-O | DLCERBH30AAK | Mini-Splits | DLFEHBH30XAK | 12.2 | 21 | 10.5 | 12.2 | 21 | 8.7 | TRUE | FALSE | FALSE | 30000 | 20000 | 1.87 | 23000 | 2.1
208447706 |  | Live | Carrier | COMFORTMAKER | Singlezone Non-Ducted, Wall Placement | 208447706 |  | HRCU-A-CB-O | DLCERBH30AAK | Mini-Splits | DLFEHBH30XAK | 12.2 | 21 | 10.5 | 12.2 | 21 | 8.7 | TRUE | FALSE | FALSE | 30000 | 20000 | 1.87 | 23000 | 2.1
208447714 |  | Live | Carrier | DAY & NIGHT | Singlezone Non-Ducted, Wall Placement | 208447714 |  | HRCU-A-CB-O | DLCERBH30AAK | Mini-Splits | DLFEHBH30XAK | 12.2 | 21 | 10.5 | 12.2 | 21 | 8.7 | TRUE | FALSE | FALSE | 30000 | 20000 | 1.87 | 23000 | 2.1
208447722 |  | Live | Carrier | HEIL | Singlezone Non-Ducted, Wall Placement | 208447722 |  | HRCU-A-CB-O | DLCERBH30AAK | Mini-Splits | DLFEHBH30XAK | 12.2 | 21 | 10.5 | 12.2 | 21 | 8.7 | TRUE | FALSE | FALSE | 30000 | 20000 | 1.87 | 23000 | 2.1
208447730 |  | Live | Carrier | KEEPRITE | Singlezone Non-Ducted, Wall Placement | 208447730 |  | HRCU-A-CB-O | DLCERBH30AAK | Mini-Splits | DLFEHBH30XAK | 12.2 | 21 | 10.5 | 12.2 | 21 | 8.7 | TRUE | FALSE | FALSE | 30000 | 20000 | 1.87 | 23000 | 2.1
208447738 |  | Live | Carrier | KENMORE | Singlezone Non-Ducted, Wall Placement | 208447738 |  | HRCU-A-CB-O | DLCERBH30AAK | Mini-Splits | DLFEHBH30XAK | 12.2 | 21 | 10.5 | 12.2 | 21 | 8.7 | TRUE | FALSE | FALSE | 30000 | 20000 | 1.87 | 23000 | 2.1
208447746 |  | Live | Carrier | MIDEA | Singlezone Non-Ducted, Wall Placement | 208447746 |  | HRCU-A-CB-O | DLCERBH30AAK | Mini-Splits | DLFEHBH30XAK | 12.2 | 21 | 10.5 | 12.2 | 21 | 8.7 | TRUE | FALSE | FALSE | 30000 | 20000 | 1.87 | 23000 | 2.1
208447754 |  | Live | Carrier | TEMPSTAR | Singlezone Non-Ducted, Wall Placement | 208447754 |  | HRCU-A-CB-O | DLCERBH30AAK | Mini-Splits | DLFEHBH30XAK | 12.2 | 21 | 10.5 | 12.2 | 21 | 8.7 | TRUE | FALSE | FALSE | 30000 | 20000 | 1.87 | 23000 | 2.1
208447762 |  | Live | Carrier | SMART COMFORT | Singlezone Non-Ducted, Wall Placement | 208447762 |  | HRCU-A-CB-O | DLCERBH30AAK | Mini-Splits | DLFEHBH30XAK | 12.2 | 21 | 10.5 | 12.2 | 21 | 8.7 | TRUE | FALSE | FALSE | 30000 | 20000 | 1.87 | 23000 | 2.1
208447770 |  | Live | Carrier | AIRQUEST | Singlezone Non-Ducted, Wall Placement | 208447770 |  | HRCU-A-CB-O | DLCERBH30AAK | Mini-Splits | DLFEHBH30XAK | 12.2 | 21 | 10.5 | 12.2 | 21 | 8.7 | TRUE | FALSE | FALSE | 30000 | 20000 | 1.87 | 23000 | 2.1
208102132 |  | Live | Carrier | AIRQUEST | Singlezone Non-Ducted, Wall Placement | 208102132 |  | HRCU-A-CB-O | DLCSRBH30AAK11 | Mini-Splits | DLFSHBH30XAK | 12.2 | 21 | 10.5 | 12.2 | 21 | 8.7 | TRUE | FALSE | FALSE | 30000 | 20000 | 1.87 | 23000 | 2.1
208102131 |  | Live | Carrier | SMART COMFORT | Singlezone Non-Ducted, Wall Placement | 208102131 |  | HRCU-A-CB-O | DLCSRBH30AAK11 | Mini-Splits | DLFSHBH30XAK | 12.2 | 21 | 10.5 | 12.2 | 21 | 8.7 | TRUE | FALSE | FALSE | 30000 | 20000 | 1.87 | 23000 | 2.1
208102130 |  | Live | Carrier | TEMPSTAR | Singlezone Non-Ducted, Wall Placement | 208102130 |  | HRCU-A-CB-O | DLCSRBH30AAK11 | Mini-Splits | DLFSHBH30XAK | 12.2 | 21 | 10.5 | 12.2 | 21 | 8.7 | TRUE | FALSE | FALSE | 30000 | 20000 | 1.87 | 23000 | 2.1
208102129 |  | Live | Carrier | MIDEA | Singlezone Non-Ducted, Wall Placement | 208102129 |  | HRCU-A-CB-O | DLCSRBH30AAK11 | Mini-Splits | DLFSHBH30XAK | 12.2 | 21 | 10.5 | 12.2 | 21 | 8.7 | TRUE | FALSE | FALSE | 30000 | 20000 | 1.87 | 23000 | 2.1
208102128 |  | Live | Carrier | KENMORE | Singlezone Non-Ducted, Wall Placement | 208102128 |  | HRCU-A-CB-O | DLCSRBH30AAK11 | Mini-Splits | DLFSHBH30XAK | 12.2 | 21 | 10.5 | 12.2 | 21 | 8.7 | TRUE | FALSE | FALSE | 30000 | 20000 | 1.87 | 23000 | 2.1
208102127 |  | Live | Carrier | KEEPRITE | Singlezone Non-Ducted, Wall Placement | 208102127 |  | HRCU-A-CB-O | DLCSRBH30AAK11 | Mini-Splits | DLFSHBH30XAK | 12.2 | 21 | 10.5 | 12.2 | 21 | 8.7 | TRUE | FALSE | FALSE | 30000 | 20000 | 1.87 | 23000 | 2.1
208102126 |  | Live | Carrier | HEIL | Singlezone Non-Ducted, Wall Placement | 208102126 |  | HRCU-A-CB-O | DLCSRBH30AAK11 | Mini-Splits | DLFSHBH30XAK | 12.2 | 21 | 10.5 | 12.2 | 21 | 8.7 | TRUE | FALSE | FALSE | 30000 | 20000 | 1.87 | 23000 | 2.1
208102125 |  | Live | Carrier | DAY & NIGHT | Singlezone Non-Ducted, Wall Placement | 208102125 |  | HRCU-A-CB-O | DLCSRBH30AAK11 | Mini-Splits | DLFSHBH30XAK | 12.2 | 21 | 10.5 | 12.2 | 21 | 8.7 | TRUE | FALSE | FALSE | 30000 | 20000 | 1.87 | 23000 | 2.1
208102124 |  | Live | Carrier | COMFORTMAKER | Singlezone Non-Ducted, Wall Placement | 208102124 |  | HRCU-A-CB-O | DLCSRBH30AAK11 | Mini-Splits | DLFSHBH30XAK | 12.2 | 21 | 10.5 | 12.2 | 21 | 8.7 | TRUE | FALSE | FALSE | 30000 | 20000 | 1.87 | 23000 | 2.1
208102123 |  | Live | Carrier | ARCOAIRE | Singlezone Non-Ducted, Wall Placement | 208102123 |  | HRCU-A-CB-O | DLCSRBH30AAK11 | Mini-Splits | DLFSHBH30XAK | 12.2 | 21 | 10.5 | 12.2 | 21 | 8.7 | TRUE | FALSE | FALSE | 30000 | 20000 | 1.87 | 23000 | 2.1
211756613 |  | Live | Carrier | LPS LEGACY | Multizone Mix of Ducted and Non-Ducted | 211756613 |  | HMSV-A-CB | DLCMRBH48EAK | Mixed Ducted and Non-Ducted Indoor Units |  | 10.55 | 20.75 | 11 | 10.9 | 20.8 | 9.6 | FALSE | FALSE |  | 48000 | 36000 | 2.6 | 37000 | 2.17
207643154 |  | Live | Carrier | TEMPSTAR | Multizone Mix of Ducted and Non-Ducted | 207643154 |  | HMSV-A-CB | DLCMRBH48EAK | Mixed Ducted and Non-Ducted Indoor Units |  | 10.55 | 20.75 | 11 | 10.9 | 20.8 | 9.6 | FALSE | FALSE | TRUE | 48000 | 36000 | 2.6 | 37000 | 2.17
207643133 |  | Live | Carrier | MIDEA | Multizone Mix of Ducted and Non-Ducted | 207643133 |  | HMSV-A-CB | DLCMRBH48EAK | Mixed Ducted and Non-Ducted Indoor Units |  | 10.55 | 20.75 | 11 | 10.9 | 20.8 | 9.6 | FALSE | FALSE | TRUE | 48000 | 36000 | 2.6 | 37000 | 2.17
207643091 |  | Live | Carrier | KEEPRITE | Multizone Mix of Ducted and Non-Ducted | 207643091 |  | HMSV-A-CB | DLCMRBH48EAK | Mixed Ducted and Non-Ducted Indoor Units |  | 10.55 | 20.75 | 11 | 10.9 | 20.8 | 9.6 | FALSE | FALSE | TRUE | 48000 | 36000 | 2.6 | 37000 | 2.17
207643112 |  | Live | Carrier | KENMORE | Multizone Mix of Ducted and Non-Ducted | 207643112 |  | HMSV-A-CB | DLCMRBH48EAK | Mixed Ducted and Non-Ducted Indoor Units |  | 10.55 | 20.75 | 11 | 10.9 | 20.8 | 9.6 | FALSE | FALSE | TRUE | 48000 | 36000 | 2.6 | 37000 | 2.17
207643070 |  | Live | Carrier | HEIL | Multizone Mix of Ducted and Non-Ducted | 207643070 |  | HMSV-A-CB | DLCMRBH48EAK | Mixed Ducted and Non-Ducted Indoor Units |  | 10.55 | 20.75 | 11 | 10.9 | 20.8 | 9.6 | FALSE | FALSE | TRUE | 48000 | 36000 | 2.6 | 37000 | 2.17
207643175 |  | Live | Carrier | SMART COMFORT | Multizone Mix of Ducted and Non-Ducted | 207643175 |  | HMSV-A-CB | DLCMRBH48EAK | Mixed Ducted and Non-Ducted Indoor Units |  | 10.55 | 20.75 | 11 | 10.9 | 20.8 | 9.6 | FALSE | FALSE | TRUE | 48000 | 36000 | 2.6 | 37000 | 2.17
207643196 |  | Live | Carrier | AIRQUEST | Multizone Mix of Ducted and Non-Ducted | 207643196 |  | HMSV-A-CB | DLCMRBH48EAK | Mixed Ducted and Non-Ducted Indoor Units |  | 10.55 | 20.75 | 11 | 10.9 | 20.8 | 9.6 | FALSE | FALSE | TRUE | 48000 | 36000 | 2.6 | 37000 | 2.17
207643186 |  | Live | Carrier | AIRQUEST | Multizone All Non-Ducted | 207643186 |  | HMSR-A-CB-O | DLCMRBH36DAK | Non-Ducted Indoor Units |  | 10.5 | 21.8 | 11.5 | 10.6 | 23.1 | 9.6 | FALSE | FALSE | TRUE | 36000 | 26400 | 2.3 | 29600 | 2.09
207643165 |  | Live | Carrier | SMART COMFORT | Multizone All Non-Ducted | 207643165 |  | HMSR-A-CB-O | DLCMRBH36DAK | Non-Ducted Indoor Units |  | 10.5 | 21.8 | 11.5 | 10.6 | 23.1 | 9.6 | FALSE | FALSE | TRUE | 36000 | 26400 | 2.3 | 29600 | 2.09
207643081 |  | Live | Carrier | KEEPRITE | Multizone All Non-Ducted | 207643081 |  | HMSR-A-CB-O | DLCMRBH36DAK | Non-Ducted Indoor Units |  | 10.5 | 21.8 | 11.5 | 10.6 | 23.1 | 9.6 | FALSE | FALSE | TRUE | 36000 | 26400 | 2.3 | 29600 | 2.09
207643102 |  | Live | Carrier | KENMORE | Multizone All Non-Ducted | 207643102 |  | HMSR-A-CB-O | DLCMRBH36DAK | Non-Ducted Indoor Units |  | 10.5 | 21.8 | 11.5 | 10.6 | 23.1 | 9.6 | FALSE | FALSE | TRUE | 36000 | 26400 | 2.3 | 29600 | 2.09
207643123 |  | Live | Carrier | MIDEA | Multizone All Non-Ducted | 207643123 |  | HMSR-A-CB-O | DLCMRBH36DAK | Non-Ducted Indoor Units |  | 10.5 | 21.8 | 11.5 | 10.6 | 23.1 | 9.6 | FALSE | FALSE | TRUE | 36000 | 26400 | 2.3 | 29600 | 2.09
207643144 |  | Live | Carrier | TEMPSTAR | Multizone All Non-Ducted | 207643144 |  | HMSR-A-CB-O | DLCMRBH36DAK | Non-Ducted Indoor Units |  | 10.5 | 21.8 | 11.5 | 10.6 | 23.1 | 9.6 | FALSE | FALSE | TRUE | 36000 | 26400 | 2.3 | 29600 | 2.09
211756502 |  | Live | Carrier | LPS LEGACY | Multizone All Non-Ducted | 211756502 |  | HMSR-A-CB-O | DLCMRBH36DAK | Non-Ducted Indoor Units |  | 10.5 | 21.8 | 11.5 | 10.6 | 23.1 | 9.6 | FALSE | FALSE |  | 36000 | 26400 | 2.3 | 29600 | 2.09
211756611 |  | Live | Carrier | LPS LEGACY | Multizone Mix of Ducted and Non-Ducted | 211756611 |  | HMSV-A-CB | DLCMHBH48EAK | Mixed Ducted and Non-Ducted Indoor Units |  | 11.2 | 20.6 | 11 | 11.35 | 21.05 | 9.4 | TRUE | TRUE |  | 47500 | 37400 | 2.4 | 45000 | 2.2
207643148 |  | Live | Carrier | TEMPSTAR | Multizone Mix of Ducted and Non-Ducted | 207643148 |  | HMSV-A-CB | DLCMHBH48EAK | Mixed Ducted and Non-Ducted Indoor Units |  | 11.2 | 20.6 | 11 | 11.35 | 21.05 | 9.4 | TRUE | TRUE | TRUE | 47500 | 37400 | 2.4 | 45000 | 2.2
207643127 |  | Live | Carrier | MIDEA | Multizone Mix of Ducted and Non-Ducted | 207643127 |  | HMSV-A-CB | DLCMHBH48EAK | Mixed Ducted and Non-Ducted Indoor Units |  | 11.2 | 20.6 | 11 | 11.35 | 21.05 | 9.4 | TRUE | TRUE | TRUE | 47500 | 37400 | 2.4 | 45000 | 2.2
207643106 |  | Live | Carrier | KENMORE | Multizone Mix of Ducted and Non-Ducted | 207643106 |  | HMSV-A-CB | DLCMHBH48EAK | Mixed Ducted and Non-Ducted Indoor Units |  | 11.2 | 20.6 | 11 | 11.35 | 21.05 | 9.4 | TRUE | TRUE | TRUE | 47500 | 37400 | 2.4 | 45000 | 2.2
207643085 |  | Live | Carrier | KEEPRITE | Multizone Mix of Ducted and Non-Ducted | 207643085 |  | HMSV-A-CB | DLCMHBH48EAK | Mixed Ducted and Non-Ducted Indoor Units |  | 11.2 | 20.6 | 11 | 11.35 | 21.05 | 9.4 | TRUE | TRUE | TRUE | 47500 | 37400 | 2.4 | 45000 | 2.2
207643169 |  | Live | Carrier | SMART COMFORT | Multizone Mix of Ducted and Non-Ducted | 207643169 |  | HMSV-A-CB | DLCMHBH48EAK | Mixed Ducted and Non-Ducted Indoor Units |  | 11.2 | 20.6 | 11 | 11.35 | 21.05 | 9.4 | TRUE | TRUE | TRUE | 47500 | 37400 | 2.4 | 45000 | 2.2
207643190 |  | Live | Carrier | AIRQUEST | Multizone Mix of Ducted and Non-Ducted | 207643190 |  | HMSV-A-CB | DLCMHBH48EAK | Mixed Ducted and Non-Ducted Indoor Units |  | 11.2 | 20.6 | 11 | 11.35 | 21.05 | 9.4 | TRUE | TRUE | TRUE | 47500 | 37400 | 2.4 | 45000 | 2.2
207643189 |  | Live | Carrier | AIRQUEST | Multizone All Ducted | 207643189 |  | HMSV-A-CB | DLCMHBH48EAK | Ducted Indoor Units |  | 11.4 | 20.2 | 10.5 | 11.7 | 20.9 | 9 | TRUE | TRUE | TRUE | 47000 | 36000 | 2.3 | 45000 | 2.2
207643168 |  | Live | Carrier | SMART COMFORT | Multizone All Ducted | 207643168 |  | HMSV-A-CB | DLCMHBH48EAK | Ducted Indoor Units |  | 11.4 | 20.2 | 10.5 | 11.7 | 20.9 | 9 | TRUE | TRUE | TRUE | 47000 | 36000 | 2.3 | 45000 | 2.2
207643084 |  | Live | Carrier | KEEPRITE | Multizone All Ducted | 207643084 |  | HMSV-A-CB | DLCMHBH48EAK | Ducted Indoor Units |  | 11.4 | 20.2 | 10.5 | 11.7 | 20.9 | 9 | TRUE | TRUE | TRUE | 47000 | 36000 | 2.3 | 45000 | 2.2
207643105 |  | Live | Carrier | KENMORE | Multizone All Ducted | 207643105 |  | HMSV-A-CB | DLCMHBH48EAK | Ducted Indoor Units |  | 11.4 | 20.2 | 10.5 | 11.7 | 20.9 | 9 | TRUE | TRUE | TRUE | 47000 | 36000 | 2.3 | 45000 | 2.2
207643126 |  | Live | Carrier | MIDEA | Multizone All Ducted | 207643126 |  | HMSV-A-CB | DLCMHBH48EAK | Ducted Indoor Units |  | 11.4 | 20.2 | 10.5 | 11.7 | 20.9 | 9 | TRUE | TRUE | TRUE | 47000 | 36000 | 2.3 | 45000 | 2.2
207643147 |  | Live | Carrier | TEMPSTAR | Multizone All Ducted | 207643147 |  | HMSV-A-CB | DLCMHBH48EAK | Ducted Indoor Units |  | 11.4 | 20.2 | 10.5 | 11.7 | 20.9 | 9 | TRUE | TRUE | TRUE | 47000 | 36000 | 2.3 | 45000 | 2.2
211756576 |  | Live | Carrier | LPS LEGACY | Multizone All Ducted | 211756576 |  | HMSV-A-CB | DLCMHBH48EAK | Ducted Indoor Units |  | 11.4 | 20.2 | 10.5 | 11.7 | 20.9 | 9 | TRUE | TRUE |  | 47000 | 36000 | 2.3 | 45000 | 2.2
211756610 |  | Live | Carrier | LPS LEGACY | Multizone Mix of Ducted and Non-Ducted | 211756610 |  | HMSV-A-CB | DLCMHBH36DAK | Mixed Ducted and Non-Ducted Indoor Units |  | 11.9 | 19.5 | 10.9 | 12.1 | 19.5 | 9.85 | TRUE | TRUE |  | 36000 | 35000 | 2.43 | 35200 | 1.88
207643151 |  | Live | Carrier | TEMPSTAR | Multizone Mix of Ducted and Non-Ducted | 207643151 |  | HMSV-A-CB | DLCMHBH36DAK | Mixed Ducted and Non-Ducted Indoor Units |  | 11.9 | 19.5 | 10.9 | 12.1 | 19.5 | 9.85 | TRUE | TRUE | TRUE | 36000 | 35000 | 2.43 | 35200 | 1.88
207643130 |  | Live | Carrier | MIDEA | Multizone Mix of Ducted and Non-Ducted | 207643130 |  | HMSV-A-CB | DLCMHBH36DAK | Mixed Ducted and Non-Ducted Indoor Units |  | 11.9 | 19.5 | 10.9 | 12.1 | 19.5 | 9.85 | TRUE | TRUE | TRUE | 36000 | 35000 | 2.43 | 35200 | 1.88
207643109 |  | Live | Carrier | KENMORE | Multizone Mix of Ducted and Non-Ducted | 207643109 |  | HMSV-A-CB | DLCMHBH36DAK | Mixed Ducted and Non-Ducted Indoor Units |  | 11.9 | 19.5 | 10.9 | 12.1 | 19.5 | 9.85 | TRUE | TRUE | TRUE | 36000 | 35000 | 2.43 | 35200 | 1.88
207643088 |  | Live | Carrier | KEEPRITE | Multizone Mix of Ducted and Non-Ducted | 207643088 |  | HMSV-A-CB | DLCMHBH36DAK | Mixed Ducted and Non-Ducted Indoor Units |  | 11.9 | 19.5 | 10.9 | 12.1 | 19.5 | 9.85 | TRUE | TRUE | TRUE | 36000 | 35000 | 2.43 | 35200 | 1.88
207643067 |  | Live | Carrier | HEIL | Multizone Mix of Ducted and Non-Ducted | 207643067 |  | HMSV-A-CB | DLCMHBH36DAK | Mixed Ducted and Non-Ducted Indoor Units |  | 11.9 | 19.5 | 10.9 | 12.1 | 19.5 | 9.85 | TRUE | TRUE | TRUE | 36000 | 35000 | 2.43 | 35200 | 1.88
207643172 |  | Live | Carrier | SMART COMFORT | Multizone Mix of Ducted and Non-Ducted | 207643172 |  | HMSV-A-CB | DLCMHBH36DAK | Mixed Ducted and Non-Ducted Indoor Units |  | 11.9 | 19.5 | 10.9 | 12.1 | 19.5 | 9.85 | TRUE | TRUE | TRUE | 36000 | 35000 | 2.43 | 35200 | 1.88
207643193 |  | Live | Carrier | AIRQUEST | Multizone Mix of Ducted and Non-Ducted | 207643193 |  | HMSV-A-CB | DLCMHBH36DAK | Mixed Ducted and Non-Ducted Indoor Units |  | 11.9 | 19.5 | 10.9 | 12.1 | 19.5 | 9.85 | TRUE | TRUE | TRUE | 36000 | 35000 | 2.43 | 35200 | 1.88
207643178 |  | Live | Carrier | AIRQUEST | Multizone Mix of Ducted and Non-Ducted | 207643178 |  | HMSV-A-CB | DLCMRBH18BAK | Mixed Ducted and Non-Ducted Indoor Units |  | 12.25 | 20.25 | 10.7 | 12.25 | 20 | 10 | TRUE | FALSE | TRUE | 18000 | 14600 | 2.5 | 16000 | 2.23
207643073 |  | Live | Carrier | KEEPRITE | Multizone Mix of Ducted and Non-Ducted | 207643073 |  | HMSV-A-CB | DLCMRBH18BAK | Mixed Ducted and Non-Ducted Indoor Units |  | 12.25 | 20.25 | 10.7 | 12.25 | 20 | 10 | TRUE | FALSE | TRUE | 18000 | 14600 | 2.5 | 16000 | 2.23
207643094 |  | Live | Carrier | KENMORE | Multizone Mix of Ducted and Non-Ducted | 207643094 |  | HMSV-A-CB | DLCMRBH18BAK | Mixed Ducted and Non-Ducted Indoor Units |  | 12.25 | 20.25 | 10.7 | 12.25 | 20 | 10 | TRUE | FALSE | TRUE | 18000 | 14600 | 2.5 | 16000 | 2.23
207643136 |  | Live | Carrier | TEMPSTAR | Multizone Mix of Ducted and Non-Ducted | 207643136 |  | HMSV-A-CB | DLCMRBH18BAK | Mixed Ducted and Non-Ducted Indoor Units |  | 12.25 | 20.25 | 10.7 | 12.25 | 20 | 10 | TRUE | FALSE | TRUE | 18000 | 14600 | 2.5 | 16000 | 2.23
207643115 |  | Live | Carrier | MIDEA | Multizone Mix of Ducted and Non-Ducted | 207643115 |  | HMSV-A-CB | DLCMRBH18BAK | Mixed Ducted and Non-Ducted Indoor Units |  | 12.25 | 20.25 | 10.7 | 12.25 | 20 | 10 | TRUE | FALSE | TRUE | 18000 | 14600 | 2.5 | 16000 | 2.23
207643157 |  | Live | Carrier | SMART COMFORT | Multizone Mix of Ducted and Non-Ducted | 207643157 |  | HMSV-A-CB | DLCMRBH18BAK | Mixed Ducted and Non-Ducted Indoor Units |  | 12.25 | 20.25 | 10.7 | 12.25 | 20 | 10 | TRUE | FALSE | TRUE | 18000 | 14600 | 2.5 | 16000 | 2.23
211756521 |  | Live | Carrier | LPS LEGACY | Multizone Mix of Ducted and Non-Ducted | 211756521 |  | HMSV-A-CB | DLCMRBH18BAK | Mixed Ducted and Non-Ducted Indoor Units |  | 12.25 | 20.25 | 10.7 | 12.25 | 20 | 10 | TRUE | FALSE |  | 18000 | 14600 | 2.5 | 16000 | 2.23
211756557 |  | Live | Carrier | LPS LEGACY | Multizone All Ducted | 211756557 |  | HMSV-A-CB | DLCMRBH18BAK | Ducted Indoor Units |  | 12 | 19 | 10.8 | 12 | 19 | 9.8 | TRUE | TRUE |  | 18000 | 14800 | 2.49 | 16000 | 2.23
207643156 |  | Live | Carrier | SMART COMFORT | Multizone All Ducted | 207643156 |  | HMSV-A-CB | DLCMRBH18BAK | Ducted Indoor Units |  | 12 | 19 | 10.8 | 12 | 19 | 9.8 | TRUE | TRUE | TRUE | 18000 | 14800 | 2.49 | 16000 | 2.23
207643114 |  | Live | Carrier | MIDEA | Multizone All Ducted | 207643114 |  | HMSV-A-CB | DLCMRBH18BAK | Ducted Indoor Units |  | 12 | 19 | 10.8 | 12 | 19 | 9.8 | TRUE | TRUE | TRUE | 18000 | 14800 | 2.49 | 16000 | 2.23
207643135 |  | Live | Carrier | TEMPSTAR | Multizone All Ducted | 207643135 |  | HMSV-A-CB | DLCMRBH18BAK | Ducted Indoor Units |  | 12 | 19 | 10.8 | 12 | 19 | 9.8 | TRUE | TRUE | TRUE | 18000 | 14800 | 2.49 | 16000 | 2.23
207643093 |  | Live | Carrier | KENMORE | Multizone All Ducted | 207643093 |  | HMSV-A-CB | DLCMRBH18BAK | Ducted Indoor Units |  | 12 | 19 | 10.8 | 12 | 19 | 9.8 | TRUE | TRUE | TRUE | 18000 | 14800 | 2.49 | 16000 | 2.23
207643072 |  | Live | Carrier | KEEPRITE | Multizone All Ducted | 207643072 |  | HMSV-A-CB | DLCMRBH18BAK | Ducted Indoor Units |  | 12 | 19 | 10.8 | 12 | 19 | 9.8 | TRUE | TRUE | TRUE | 18000 | 14800 | 2.49 | 16000 | 2.23
207643177 |  | Live | Carrier | AIRQUEST | Multizone All Ducted | 207643177 |  | HMSV-A-CB | DLCMRBH18BAK | Ducted Indoor Units |  | 12 | 19 | 10.8 | 12 | 19 | 9.8 | TRUE | TRUE | TRUE | 18000 | 14800 | 2.49 | 16000 | 2.23
207643188 |  | Live | Carrier | AIRQUEST | Multizone All Non-Ducted | 207643188 |  | HMSR-A-CB-O | DLCMHBH48EAK | Non-Ducted Indoor Units |  | 11 | 21 | 11.5 | 11 | 21.2 | 10 | TRUE | TRUE | TRUE | 48000 | 39000 | 2.5 | 45000 | 2.2
207643167 |  | Live | Carrier | SMART COMFORT | Multizone All Non-Ducted | 207643167 |  | HMSR-A-CB-O | DLCMHBH48EAK | Non-Ducted Indoor Units |  | 11 | 21 | 11.5 | 11 | 21.2 | 10 | TRUE | TRUE | TRUE | 48000 | 39000 | 2.5 | 45000 | 2.2
207643083 |  | Live | Carrier | KEEPRITE | Multizone All Non-Ducted | 207643083 |  | HMSR-A-CB-O | DLCMHBH48EAK | Non-Ducted Indoor Units |  | 11 | 21 | 11.5 | 11 | 21.2 | 10 | TRUE | TRUE | TRUE | 48000 | 39000 | 2.5 | 45000 | 2.2
207643104 |  | Live | Carrier | KENMORE | Multizone All Non-Ducted | 207643104 |  | HMSR-A-CB-O | DLCMHBH48EAK | Non-Ducted Indoor Units |  | 11 | 21 | 11.5 | 11 | 21.2 | 10 | TRUE | TRUE | TRUE | 48000 | 39000 | 2.5 | 45000 | 2.2
207643125 |  | Live | Carrier | MIDEA | Multizone All Non-Ducted | 207643125 |  | HMSR-A-CB-O | DLCMHBH48EAK | Non-Ducted Indoor Units |  | 11 | 21 | 11.5 | 11 | 21.2 | 10 | TRUE | TRUE | TRUE | 48000 | 39000 | 2.5 | 45000 | 2.2
207643146 |  | Live | Carrier | TEMPSTAR | Multizone All Non-Ducted | 207643146 |  | HMSR-A-CB-O | DLCMHBH48EAK | Non-Ducted Indoor Units |  | 11 | 21 | 11.5 | 11 | 21.2 | 10 | TRUE | TRUE | TRUE | 48000 | 39000 | 2.5 | 45000 | 2.2
211756575 |  | Live | Carrier | LPS LEGACY | Multizone All Non-Ducted | 211756575 |  | HMSR-A-CB-O | DLCMHBH48EAK | Non-Ducted Indoor Units |  | 11 | 21 | 11.5 | 11 | 21.2 | 10 | TRUE | TRUE |  | 48000 | 39000 | 2.5 | 45000 | 2.2
211756577 |  | Live | Carrier | LPS LEGACY | Multizone All Non-Ducted | 211756577 |  | HMSR-A-CB-O | DLCMHBH36DAK | Non-Ducted Indoor Units |  | 12.5 | 20 | 10.8 | 12.5 | 20 | 9.7 | TRUE | TRUE |  | 36000 | 35000 | 2.35 | 35200 | 1.88
207643149 |  | Live | Carrier | TEMPSTAR | Multizone All Non-Ducted | 207643149 |  | HMSR-A-CB-O | DLCMHBH36DAK | Non-Ducted Indoor Units |  | 12.5 | 20 | 10.8 | 12.5 | 20 | 9.7 | TRUE | TRUE | TRUE | 36000 | 35000 | 2.35 | 35200 | 1.88
207643128 |  | Live | Carrier | MIDEA | Multizone All Non-Ducted | 207643128 |  | HMSR-A-CB-O | DLCMHBH36DAK | Non-Ducted Indoor Units |  | 12.5 | 20 | 10.8 | 12.5 | 20 | 9.7 | TRUE | TRUE | TRUE | 36000 | 35000 | 2.35 | 35200 | 1.88
207643107 |  | Live | Carrier | KENMORE | Multizone All Non-Ducted | 207643107 |  | HMSR-A-CB-O | DLCMHBH36DAK | Non-Ducted Indoor Units |  | 12.5 | 20 | 10.8 | 12.5 | 20 | 9.7 | TRUE | TRUE | TRUE | 36000 | 35000 | 2.35 | 35200 | 1.88
207643086 |  | Live | Carrier | KEEPRITE | Multizone All Non-Ducted | 207643086 |  | HMSR-A-CB-O | DLCMHBH36DAK | Non-Ducted Indoor Units |  | 12.5 | 20 | 10.8 | 12.5 | 20 | 9.7 | TRUE | TRUE | TRUE | 36000 | 35000 | 2.35 | 35200 | 1.88
207643065 |  | Live | Carrier | HEIL | Multizone All Non-Ducted | 207643065 |  | HMSR-A-CB-O | DLCMHBH36DAK | Non-Ducted Indoor Units |  | 12.5 | 20 | 10.8 | 12.5 | 20 | 9.7 | TRUE | TRUE | TRUE | 36000 | 35000 | 2.35 | 35200 | 1.88
207643170 |  | Live | Carrier | SMART COMFORT | Multizone All Non-Ducted | 207643170 |  | HMSR-A-CB-O | DLCMHBH36DAK | Non-Ducted Indoor Units |  | 12.5 | 20 | 10.8 | 12.5 | 20 | 9.7 | TRUE | TRUE | TRUE | 36000 | 35000 | 2.35 | 35200 | 1.88
207643191 |  | Live | Carrier | AIRQUEST | Multizone All Non-Ducted | 207643191 |  | HMSR-A-CB-O | DLCMHBH36DAK | Non-Ducted Indoor Units |  | 12.5 | 20 | 10.8 | 12.5 | 20 | 9.7 | TRUE | TRUE | TRUE | 36000 | 35000 | 2.35 | 35200 | 1.88
207643194 |  | Live | Carrier | AIRQUEST | Multizone All Non-Ducted | 207643194 |  | HMSR-A-CB-O | DLCMRBH48EAK | Non-Ducted Indoor Units |  | 11 | 21 | 10.5 | 11 | 21.1 | 9.5 | TRUE | FALSE | TRUE | 48000 | 36000 | 2.5 | 37000 | 2.17
207643173 |  | Live | Carrier | SMART COMFORT | Multizone All Non-Ducted | 207643173 |  | HMSR-A-CB-O | DLCMRBH48EAK | Non-Ducted Indoor Units |  | 11 | 21 | 10.5 | 11 | 21.1 | 9.5 | TRUE | FALSE | TRUE | 48000 | 36000 | 2.5 | 37000 | 2.17
207643068 |  | Live | Carrier | HEIL | Multizone All Non-Ducted | 207643068 |  | HMSR-A-CB-O | DLCMRBH48EAK | Non-Ducted Indoor Units |  | 11 | 21 | 10.5 | 11 | 21.1 | 9.5 | TRUE | FALSE | TRUE | 48000 | 36000 | 2.5 | 37000 | 2.17
207643110 |  | Live | Carrier | KENMORE | Multizone All Non-Ducted | 207643110 |  | HMSR-A-CB-O | DLCMRBH48EAK | Non-Ducted Indoor Units |  | 11 | 21 | 10.5 | 11 | 21.1 | 9.5 | TRUE | FALSE | TRUE | 48000 | 36000 | 2.5 | 37000 | 2.17
207643089 |  | Live | Carrier | KEEPRITE | Multizone All Non-Ducted | 207643089 |  | HMSR-A-CB-O | DLCMRBH48EAK | Non-Ducted Indoor Units |  | 11 | 21 | 10.5 | 11 | 21.1 | 9.5 | TRUE | FALSE | TRUE | 48000 | 36000 | 2.5 | 37000 | 2.17
207643131 |  | Live | Carrier | MIDEA | Multizone All Non-Ducted | 207643131 |  | HMSR-A-CB-O | DLCMRBH48EAK | Non-Ducted Indoor Units |  | 11 | 21 | 10.5 | 11 | 21.1 | 9.5 | TRUE | FALSE | TRUE | 48000 | 36000 | 2.5 | 37000 | 2.17
207643152 |  | Live | Carrier | TEMPSTAR | Multizone All Non-Ducted | 207643152 |  | HMSR-A-CB-O | DLCMRBH48EAK | Non-Ducted Indoor Units |  | 11 | 21 | 10.5 | 11 | 21.1 | 9.5 | TRUE | FALSE | TRUE | 48000 | 36000 | 2.5 | 37000 | 2.17
211756503 |  | Live | Carrier | LPS LEGACY | Multizone All Non-Ducted | 211756503 |  | HMSR-A-CB-O | DLCMRBH48EAK | Non-Ducted Indoor Units |  | 11 | 21 | 10.5 | 11 | 21.1 | 9.5 | TRUE | FALSE |  | 48000 | 36000 | 2.5 | 37000 | 2.17
211756520 |  | Live | Carrier | LPS LEGACY | Multizone All Non-Ducted | 211756520 |  | HMSR-A-CB-O | DLCMRBH18BAK | Non-Ducted Indoor Units |  | 12.5 | 21.5 | 10.6 | 12.5 | 21 | 10.2 | TRUE | FALSE |  | 18000 | 14400 | 2.5 | 16000 | 2.23
207643155 |  | Live | Carrier | SMART COMFORT | Multizone All Non-Ducted | 207643155 |  | HMSR-A-CB-O | DLCMRBH18BAK | Non-Ducted Indoor Units |  | 12.5 | 21.5 | 10.6 | 12.5 | 21 | 10.2 | TRUE | FALSE | TRUE | 18000 | 14400 | 2.5 | 16000 | 2.23
207643134 |  | Live | Carrier | TEMPSTAR | Multizone All Non-Ducted | 207643134 |  | HMSR-A-CB-O | DLCMRBH18BAK | Non-Ducted Indoor Units |  | 12.5 | 21.5 | 10.6 | 12.5 | 21 | 10.2 | TRUE | FALSE | TRUE | 18000 | 14400 | 2.5 | 16000 | 2.23
207643113 |  | Live | Carrier | MIDEA | Multizone All Non-Ducted | 207643113 |  | HMSR-A-CB-O | DLCMRBH18BAK | Non-Ducted Indoor Units |  | 12.5 | 21.5 | 10.6 | 12.5 | 21 | 10.2 | TRUE | FALSE | TRUE | 18000 | 14400 | 2.5 | 16000 | 2.23
207643092 |  | Live | Carrier | KENMORE | Multizone All Non-Ducted | 207643092 |  | HMSR-A-CB-O | DLCMRBH18BAK | Non-Ducted Indoor Units |  | 12.5 | 21.5 | 10.6 | 12.5 | 21 | 10.2 | TRUE | FALSE | TRUE | 18000 | 14400 | 2.5 | 16000 | 2.23
207643071 |  | Live | Carrier | KEEPRITE | Multizone All Non-Ducted | 207643071 |  | HMSR-A-CB-O | DLCMRBH18BAK | Non-Ducted Indoor Units |  | 12.5 | 21.5 | 10.6 | 12.5 | 21 | 10.2 | TRUE | FALSE | TRUE | 18000 | 14400 | 2.5 | 16000 | 2.23
207643176 |  | Live | Carrier | AIRQUEST | Multizone All Non-Ducted | 207643176 |  | HMSR-A-CB-O | DLCMRBH18BAK | Non-Ducted Indoor Units |  | 12.5 | 21.5 | 10.6 | 12.5 | 21 | 10.2 | TRUE | FALSE | TRUE | 18000 | 14400 | 2.5 | 16000 | 2.23
207683495 |  | Live | Carrier | MIDEA | Multizone Mix of Ducted and Non-Ducted | 207683495 |  | HMSV-A-CB | MMCMHAQ36DA3 | Mixed Ducted and Non-Ducted Indoor Units |  | 12.45 | 20.4 | 11 | 12.65 | 20.6 | 10.15 | TRUE | TRUE |  | 36000 | 34000 | 2.45 | 35200 | 1.88
207683490 |  | Live | Carrier | MIDEA | Multizone Mix of Ducted and Non-Ducted | 207683490 |  | HMSV-A-CB | MMCMRAQ48EA3 | Mixed Ducted and Non-Ducted Indoor Units |  | 11.3 | 21.45 | 11.25 | 11.65 | 21.95 | 9.2 | TRUE | FALSE |  | 48000 | 35000 | 2.55 | 37000 | 2.17
207683486 |  | Live | Carrier | MIDEA | Multizone All Non-Ducted | 207683486 |  | HMSR-A-CB-O | MMCMHAQ36DA3 | Non-Ducted Indoor Units |  | 13.6 | 21.8 | 11 | 13.6 | 22.2 | 10.3 | TRUE | TRUE |  | 36000 | 33000 | 2.4 | 35200 | 1.88
207683488 |  | Live | Carrier | MIDEA | Multizone All Non-Ducted | 207683488 |  | HMSR-A-CB-O | MMCMRAQ48EA3 | Non-Ducted Indoor Units |  | 12.5 | 22.4 | 11 | 12.5 | 23.4 | 8.7 | TRUE | FALSE |  | 48000 | 34000 | 2.4 | 37000 | 2.17
207683476 |  | Live | Carrier | MIDEA | Multizone Mix of Ducted and Non-Ducted | 207683476 |  | HMSV-A-CB | MMCMHAQ24CA3 | Mixed Ducted and Non-Ducted Indoor Units |  | 12.8 | 22.6 | 10.75 | 12.95 | 22.95 | 9.85 | TRUE | TRUE |  | 24000 | 21000 | 2.55 | 22600 | 2.25
207683477 |  | Live | Carrier | MIDEA | Multizone All Non-Ducted | 207683477 |  | HMSR-A-CB-O | MMCMHAQ30DA3 | Non-Ducted Indoor Units |  | 12.5 | 25 | 11.3 | 13 | 26 | 9.8 | TRUE | TRUE |  | 30000 | 29000 | 2.5 | 29600 | 2.09
207683475 |  | Live | Carrier | MIDEA | Multizone All Ducted | 207683475 |  | HMSV-A-CB | MMCMHAQ24CA3 | Ducted Indoor Units |  | 12.5 | 21.1 | 10.5 | 12.5 | 21.3 | 9.7 | TRUE | TRUE |  | 24000 | 21600 | 2.61 | 22600 | 2.25
207683474 |  | Live | Carrier | MIDEA | Multizone All Non-Ducted | 207683474 |  | HMSR-A-CB-O | MMCMHAQ24CA3 | Non-Ducted Indoor Units |  | 13.1 | 24.1 | 11 | 13.4 | 24.6 | 10 | TRUE | TRUE |  | 24000 | 20400 | 2.5 | 22600 | 2.25
207826658 |  | Live | Carrier | CARRIER | Singlezone Non-Ducted, Wall Placement | 207826658 |  | HRCU-A-CB-O | 38MPRBQ18AA3 | Mini-Splits | 40MPHBQ18XA3 | 14.5 | 28.2 | 13.7 | 15.3 | 26.3 | 15.5 | TRUE | TRUE | TRUE | 18000 | 20200 | 2.89 | 24485 | 1.98
207826657 |  | Live | Carrier | BRYANT | Singlezone Non-Ducted, Wall Placement | 207826657 |  | HRCU-A-CB-O | 38MPRBQ18AA3 | Mini-Splits | 619PHBQ18XA3 | 14.5 | 28.2 | 13.7 | 15.3 | 26.3 | 15.5 | TRUE | TRUE | TRUE | 18000 | 20200 | 2.89 | 24485 | 1.98
207826656 |  | Live | Carrier | MIDEA | Singlezone Non-Ducted, Wall Placement | 207826656 |  | HRCU-A-CB-O | 38MPRBQ18AA3 | Mini-Splits | DHMPHBQ18XA3 | 14.5 | 28.2 | 13.7 | 15.3 | 26.3 | 15.5 | TRUE | TRUE |  | 18000 | 20200 | 2.89 | 24485 | 1.98
207826655 |  | Live | Carrier | WEATHERMAKER | Singlezone Non-Ducted, Wall Placement | 207826655 |  | HRCU-A-CB-O | 38MPRBQ18AA3 | Mini-Splits | DHMPHBQ18XA3 | 14.5 | 28.2 | 13.7 | 15.3 | 26.3 | 15.5 | TRUE | TRUE | TRUE | 18000 | 20200 | 2.89 | 24485 | 1.98
207826654 |  | Live | Carrier | PAYNE | Singlezone Non-Ducted, Wall Placement | 207826654 |  | HRCU-A-CB-O | 38MPRBQ18AA3 | Mini-Splits | DHMPHBQ18XA3 | 14.5 | 28.2 | 13.7 | 15.3 | 26.3 | 15.5 | TRUE | TRUE | TRUE | 18000 | 20200 | 2.89 | 24485 | 1.98
207826653 |  | Live | Carrier | AIRQUEST | Singlezone Non-Ducted, Wall Placement | 207826653 |  | HRCU-A-CB-O | DLCPRBH18AAK | Mini-Splits | DLFPHBH18XAK | 14.5 | 28.2 | 13.7 | 15.3 | 26.3 | 15.5 | TRUE | TRUE | TRUE | 18000 | 20200 | 2.89 | 24485 | 1.98
207826652 |  | Live | Carrier | SMART COMFORT | Singlezone Non-Ducted, Wall Placement | 207826652 |  | HRCU-A-CB-O | DLCPRBH18AAK | Mini-Splits | DLFPHBH18XAK | 14.5 | 28.2 | 13.7 | 15.3 | 26.3 | 15.5 | TRUE | TRUE |  | 18000 | 20200 | 2.89 | 24485 | 1.98
207826651 |  | Live | Carrier | TEMPSTAR | Singlezone Non-Ducted, Wall Placement | 207826651 |  | HRCU-A-CB-O | DLCPRBH18AAK | Mini-Splits | DLFPHBH18XAK | 14.5 | 28.2 | 13.7 | 15.3 | 26.3 | 15.5 | TRUE | TRUE | TRUE | 18000 | 20200 | 2.89 | 24485 | 1.98
207826650 |  | Live | Carrier | MIDEA | Singlezone Non-Ducted, Wall Placement | 207826650 |  | HRCU-A-CB-O | DLCPRBH18AAK | Mini-Splits | DLFPHBH18XAK | 14.5 | 28.2 | 13.7 | 15.3 | 26.3 | 15.5 | TRUE | TRUE | TRUE | 18000 | 20200 | 2.89 | 24485 | 1.98
207826649 |  | Live | Carrier | KENMORE | Singlezone Non-Ducted, Wall Placement | 207826649 |  | HRCU-A-CB-O | DLCPRBH18AAK | Mini-Splits | DLFPHBH18XAK | 14.5 | 28.2 | 13.7 | 15.3 | 26.3 | 15.5 | TRUE | TRUE |  | 18000 | 20200 | 2.89 | 24485 | 1.98
207826648 |  | Live | Carrier | KEEPRITE | Singlezone Non-Ducted, Wall Placement | 207826648 |  | HRCU-A-CB-O | DLCPRBH18AAK | Mini-Splits | DLFPHBH18XAK | 14.5 | 28.2 | 13.7 | 15.3 | 26.3 | 15.5 | TRUE | TRUE | TRUE | 18000 | 20200 | 2.89 | 24485 | 1.98
207826647 |  | Live | Carrier | HEIL | Singlezone Non-Ducted, Wall Placement | 207826647 |  | HRCU-A-CB-O | DLCPRBH18AAK | Mini-Splits | DLFPHBH18XAK | 14.5 | 28.2 | 13.7 | 15.3 | 26.3 | 15.5 | TRUE | TRUE | TRUE | 18000 | 20200 | 2.89 | 24485 | 1.98
207826646 |  | Live | Carrier | DAY & NIGHT | Singlezone Non-Ducted, Wall Placement | 207826646 |  | HRCU-A-CB-O | DLCPRBH18AAK | Mini-Splits | DLFPHBH18XAK | 14.5 | 28.2 | 13.7 | 15.3 | 26.3 | 15.5 | TRUE | TRUE | TRUE | 18000 | 20200 | 2.89 | 24485 | 1.98
207826645 |  | Live | Carrier | COMFORTMAKER | Singlezone Non-Ducted, Wall Placement | 207826645 |  | HRCU-A-CB-O | DLCPRBH18AAK | Mini-Splits | DLFPHBH18XAK | 14.5 | 28.2 | 13.7 | 15.3 | 26.3 | 15.5 | TRUE | TRUE | TRUE | 18000 | 20200 | 2.89 | 24485 | 1.98
207826644 |  | Live | Carrier | ARCOAIRE | Singlezone Non-Ducted, Wall Placement | 207826644 |  | HRCU-A-CB-O | DLCPRBH18AAK | Mini-Splits | DLFPHBH18XAK | 14.5 | 28.2 | 13.7 | 15.3 | 26.3 | 15.5 | TRUE | TRUE | TRUE | 18000 | 20200 | 2.89 | 24485 | 1.98
211756581 |  | Live | Carrier | LPS LEGACY | Singlezone Non-Ducted, Wall Placement | 211756581 |  | HRCU-A-CB-O | DLCPRBH18AAK | Mini-Splits | DLFPHBH18XAK | 14.5 | 28.2 | 13.7 | 15.3 | 26.3 | 15.5 | TRUE | TRUE |  | 18000 | 20200 | 2.89 | 24485 | 1.98
211756560 |  | Live | Carrier | LPS LEGACY | Singlezone Non-Ducted, Wall Placement | 211756560 |  | HRCU-A-CB-O | DLCSRBH24AAK | Mini-Splits | DLFSCBH24XAK | 11 | 20.2 | 11.6 | 11 | 20.5 | 11.5 | TRUE | TRUE | TRUE | 24000 | 21000 | 2.64 | 24000 | 2.17
207683327 |  | Live | Carrier | ARCOAIRE | Singlezone Non-Ducted, Wall Placement | 207683327 |  | HRCU-A-CB-O | DLCSRBH24AAK | Mini-Splits | DLFSCBH24XAK | 11 | 20.2 | 11.6 | 11 | 20.5 | 11.5 | TRUE | TRUE | TRUE | 24000 | 21000 | 2.64 | 24000 | 2.17
207683320 |  | Live | Carrier | MIDEA | Singlezone Non-Ducted, Wall Placement | 207683320 |  | HRCU-A-CB-O | 38MARBQ24AA3 | Mini-Splits | 40MBCAQ24XA3 | 11 | 20.2 | 11.6 | 11 | 20.5 | 11.5 | TRUE | TRUE |  | 24000 | 21000 | 2.64 | 24000 | 2.17
207683306 |  | Live | Carrier | PAYNE | Singlezone Non-Ducted, Wall Placement | 207683306 |  | HRCU-A-CB-O | 38MARBQ24AA3 | Mini-Splits | 40MBCAQ24XA3 | 11 | 20.2 | 11.6 | 11 | 20.5 | 11.5 | TRUE | TRUE | TRUE | 24000 | 21000 | 2.64 | 24000 | 2.17
207683313 |  | Live | Carrier | WEATHERMAKER | Singlezone Non-Ducted, Wall Placement | 207683313 |  | HRCU-A-CB-O | 38MARBQ24AA3 | Mini-Splits | 40MBCAQ24XA3 | 11 | 20.2 | 11.6 | 11 | 20.5 | 11.5 | TRUE | TRUE | TRUE | 24000 | 21000 | 2.64 | 24000 | 2.17
207683299 |  | Live | Carrier | BRYANT | Singlezone Non-Ducted, Wall Placement | 207683299 |  | HRCU-A-CB-O | 38MARBQ24AA3 | Mini-Splits | 40MBCAQ24XA3 | 11 | 20.2 | 11.6 | 11 | 20.5 | 11.5 | TRUE | TRUE | TRUE | 24000 | 21000 | 2.64 | 24000 | 2.17
207683292 |  | Live | Carrier | CARRIER | Singlezone Non-Ducted, Wall Placement | 207683292 |  | HRCU-A-CB-O | 38MARBQ24AA3 | Mini-Splits | 40MBCAQ24XA3 | 11 | 20.2 | 11.6 | 11 | 20.5 | 11.5 | TRUE | TRUE | TRUE | 24000 | 21000 | 2.64 | 24000 | 2.17
207683362 |  | Live | Carrier | KENMORE | Singlezone Non-Ducted, Wall Placement | 207683362 |  | HRCU-A-CB-O | DLCSRBH24AAK | Mini-Splits | DLFSCBH24XAK | 11 | 20.2 | 11.6 | 11 | 20.5 | 11.5 | TRUE | TRUE | TRUE | 24000 | 21000 | 2.64 | 24000 | 2.17
207683369 |  | Live | Carrier | MIDEA | Singlezone Non-Ducted, Wall Placement | 207683369 |  | HRCU-A-CB-O | DLCSRBH24AAK | Mini-Splits | DLFSCBH24XAK | 11 | 20.2 | 11.6 | 11 | 20.5 | 11.5 | TRUE | TRUE | TRUE | 24000 | 21000 | 2.64 | 24000 | 2.17
207683355 |  | Live | Carrier | KEEPRITE | Singlezone Non-Ducted, Wall Placement | 207683355 |  | HRCU-A-CB-O | DLCSRBH24AAK | Mini-Splits | DLFSCBH24XAK | 11 | 20.2 | 11.6 | 11 | 20.5 | 11.5 | TRUE | TRUE | TRUE | 24000 | 21000 | 2.64 | 24000 | 2.17
207683348 |  | Live | Carrier | HEIL | Singlezone Non-Ducted, Wall Placement | 207683348 |  | HRCU-A-CB-O | DLCSRBH24AAK | Mini-Splits | DLFSCBH24XAK | 11 | 20.2 | 11.6 | 11 | 20.5 | 11.5 | TRUE | TRUE | TRUE | 24000 | 21000 | 2.64 | 24000 | 2.17
207683334 |  | Live | Carrier | COMFORTMAKER | Singlezone Non-Ducted, Wall Placement | 207683334 |  | HRCU-A-CB-O | DLCSRBH24AAK | Mini-Splits | DLFSCBH24XAK | 11 | 20.2 | 11.6 | 11 | 20.5 | 11.5 | TRUE | TRUE | TRUE | 24000 | 21000 | 2.64 | 24000 | 2.17
207683341 |  | Live | Carrier | DAY & NIGHT | Singlezone Non-Ducted, Wall Placement | 207683341 |  | HRCU-A-CB-O | DLCSRBH24AAK | Mini-Splits | DLFSCBH24XAK | 11 | 20.2 | 11.6 | 11 | 20.5 | 11.5 | TRUE | TRUE | TRUE | 24000 | 21000 | 2.64 | 24000 | 2.17
207683390 |  | Live | Carrier | AIRQUEST | Singlezone Non-Ducted, Wall Placement | 207683390 |  | HRCU-A-CB-O | DLCSRBH24AAK | Mini-Splits | DLFSCBH24XAK | 11 | 20.2 | 11.6 | 11 | 20.5 | 11.5 | TRUE | TRUE | TRUE | 24000 | 21000 | 2.64 | 24000 | 2.17
207683383 |  | Live | Carrier | SMART COMFORT | Singlezone Non-Ducted, Wall Placement | 207683383 |  | HRCU-A-CB-O | DLCSRBH24AAK | Mini-Splits | DLFSCBH24XAK | 11 | 20.2 | 11.6 | 11 | 20.5 | 11.5 | TRUE | TRUE | TRUE | 24000 | 21000 | 2.64 | 24000 | 2.17
207683376 |  | Live | Carrier | TEMPSTAR | Singlezone Non-Ducted, Wall Placement | 207683376 |  | HRCU-A-CB-O | DLCSRBH24AAK | Mini-Splits | DLFSCBH24XAK | 11 | 20.2 | 11.6 | 11 | 20.5 | 11.5 | TRUE | TRUE | TRUE | 24000 | 21000 | 2.64 | 24000 | 2.17
207683374 |  | Live | Carrier | TEMPSTAR | Singlezone Ducted, Compact Ducted | 207683374 |  | HRCU-A-CB | DLCLRCH48AAK | Mini-Splits | DLFLDAH48XAK | 9.2 | 17.4 | 10.3 | 8.5 | 15.1 | 9.3 | FALSE | FALSE | FALSE | 48000 | 34000 | 2.32 | 41000 | 2.32
207683381 |  | Live | Carrier | SMART COMFORT | Singlezone Ducted, Compact Ducted | 207683381 |  | HRCU-A-CB | DLCLRCH48AAK | Mini-Splits | DLFLDAH48XAK | 9.2 | 17.4 | 10.3 | 8.5 | 15.1 | 9.3 | FALSE | FALSE | FALSE | 48000 | 34000 | 2.32 | 41000 | 2.32
207683388 |  | Live | Carrier | AIRQUEST | Singlezone Ducted, Compact Ducted | 207683388 |  | HRCU-A-CB | DLCLRCH48AAK | Mini-Splits | DLFLDAH48XAK | 9.2 | 17.4 | 10.3 | 8.5 | 15.1 | 9.3 | FALSE | FALSE | FALSE | 48000 | 34000 | 2.32 | 41000 | 2.32
207683339 |  | Live | Carrier | DAY & NIGHT | Singlezone Ducted, Compact Ducted | 207683339 |  | HRCU-A-CB | DLCLRCH48AAK | Mini-Splits | DLFLDAH48XAK | 9.2 | 17.4 | 10.3 | 8.5 | 15.1 | 9.3 | FALSE | FALSE | FALSE | 48000 | 34000 | 2.32 | 41000 | 2.32
207683346 |  | Live | Carrier | HEIL | Singlezone Ducted, Compact Ducted | 207683346 |  | HRCU-A-CB | DLCLRCH48AAK | Mini-Splits | DLFLDAH48XAK | 9.2 | 17.4 | 10.3 | 8.5 | 15.1 | 9.3 | FALSE | FALSE | FALSE | 48000 | 34000 | 2.32 | 41000 | 2.32
207683353 |  | Live | Carrier | KEEPRITE | Singlezone Ducted, Compact Ducted | 207683353 |  | HRCU-A-CB | DLCLRCH48AAK | Mini-Splits | DLFLDAH48XAK | 9.2 | 17.4 | 10.3 | 8.5 | 15.1 | 9.3 | FALSE | FALSE | FALSE | 48000 | 34000 | 2.32 | 41000 | 2.32
207683360 |  | Live | Carrier | KENMORE | Singlezone Ducted, Compact Ducted | 207683360 |  | HRCU-A-CB | DLCLRCH48AAK | Mini-Splits | DLFLDAH48XAK | 9.2 | 17.4 | 10.3 | 8.5 | 15.1 | 9.3 | FALSE | FALSE | FALSE | 48000 | 34000 | 2.32 | 41000 | 2.32
207683367 |  | Live | Carrier | MIDEA | Singlezone Ducted, Compact Ducted | 207683367 |  | HRCU-A-CB | DLCLRCH48AAK | Mini-Splits | DLFLDAH48XAK | 9.2 | 17.4 | 10.3 | 8.5 | 15.1 | 9.3 | FALSE | FALSE | FALSE | 48000 | 34000 | 2.32 | 41000 | 2.32
207683290 |  | Live | Carrier | CARRIER | Singlezone Ducted, Compact Ducted | 207683290 |  | HRCU-A-CB | 38MBRCQ48AA3 | Mini-Splits | 40MBDQ48---3 | 9.2 | 17.4 | 10.3 | 8.5 | 15.1 | 9.3 | FALSE | FALSE |  | 48000 | 34000 | 2.32 | 41000 | 2.32
207683297 |  | Live | Carrier | BRYANT | Singlezone Ducted, Compact Ducted | 207683297 |  | HRCU-A-CB | 38MBRCQ48AA3 | Mini-Splits | 40MBDQ48---3 | 9.2 | 17.4 | 10.3 | 8.5 | 15.1 | 9.3 | FALSE | FALSE |  | 48000 | 34000 | 2.32 | 41000 | 2.32
207683304 |  | Live | Carrier | PAYNE | Singlezone Ducted, Compact Ducted | 207683304 |  | HRCU-A-CB | 38MBRCQ48AA3 | Mini-Splits | 40MBDQ48---3 | 9.2 | 17.4 | 10.3 | 8.5 | 15.1 | 9.3 | FALSE | FALSE |  | 48000 | 34000 | 2.32 | 41000 | 2.32
207683311 |  | Live | Carrier | WEATHERMAKER | Singlezone Ducted, Compact Ducted | 207683311 |  | HRCU-A-CB | 38MBRCQ48AA3 | Mini-Splits | 40MBDQ48---3 | 9.2 | 17.4 | 10.3 | 8.5 | 15.1 | 9.3 | FALSE | FALSE |  | 48000 | 34000 | 2.32 | 41000 | 2.32
207683318 |  | Live | Carrier | MIDEA | Singlezone Ducted, Compact Ducted | 207683318 |  | HRCU-A-CB | 38MBRCQ48AA3 | Mini-Splits | 40MBDQ48---3 | 9.2 | 17.4 | 10.3 | 8.5 | 15.1 | 9.3 | FALSE | FALSE |  | 48000 | 34000 | 2.32 | 41000 | 2.32
207683325 |  | Live | Carrier | ARCOAIRE | Singlezone Ducted, Compact Ducted | 207683325 |  | HRCU-A-CB | DLCLRCH48AAK | Mini-Splits | DLFLDAH48XAK | 9.2 | 17.4 | 10.3 | 8.5 | 15.1 | 9.3 | FALSE | FALSE | FALSE | 48000 | 34000 | 2.32 | 41000 | 2.32
207683332 |  | Live | Carrier | COMFORTMAKER | Singlezone Ducted, Compact Ducted | 207683332 |  | HRCU-A-CB | DLCLRCH48AAK | Mini-Splits | DLFLDAH48XAK | 9.2 | 17.4 | 10.3 | 8.5 | 15.1 | 9.3 | FALSE | FALSE | FALSE | 48000 | 34000 | 2.32 | 41000 | 2.32
211756474 |  | Live | Carrier | LPS LEGACY | Singlezone Ducted, Compact Ducted | 211756474 |  | HRCU-A-CB | DLCLRCH48AAK | Mini-Splits | DLFLDAH48XAK | 9.2 | 17.4 | 10.3 | 8.5 | 15.1 | 9.3 | FALSE | FALSE | FALSE | 48000 | 34000 | 2.32 | 41000 | 2.32
211756556 |  | Live | Carrier | LPS LEGACY | Singlezone Non-Ducted, Wall Placement | 211756556 |  | HRCU-A-CB-O | DLCLRCH48AAK | Mini-Splits | DLFLCBH48XAK | 9.5 | 17.8 | 11.5 | 9.5 | 18.5 | 9.8 | FALSE | FALSE | TRUE | 48000 | 30000 | 2.34 | 39000 | 2.05
207683331 |  | Live | Carrier | COMFORTMAKER | Singlezone Non-Ducted, Wall Placement | 207683331 |  | HRCU-A-CB-O | DLCLRCH48AAK | Mini-Splits | DLFLCBH48XAK | 9.5 | 17.8 | 11.5 | 9.5 | 18.5 | 9.8 | FALSE | FALSE | TRUE | 48000 | 30000 | 2.34 | 39000 | 2.05
207683324 |  | Live | Carrier | ARCOAIRE | Singlezone Non-Ducted, Wall Placement | 207683324 |  | HRCU-A-CB-O | DLCLRCH48AAK | Mini-Splits | DLFLCBH48XAK | 9.5 | 17.8 | 11.5 | 9.5 | 18.5 | 9.8 | FALSE | FALSE | TRUE | 48000 | 30000 | 2.34 | 39000 | 2.05
207683317 |  | Live | Carrier | MIDEA | Singlezone Non-Ducted, Wall Placement | 207683317 |  | HRCU-A-CB-O | 38MBRCQ48AA3 | Mini-Splits | 40MBCAQ48XA3 | 9.5 | 17.8 | 11.5 | 9.5 | 18.5 | 9.8 | FALSE | FALSE |  | 48000 | 30000 | 2.34 | 39000 | 2.05
207683310 |  | Live | Carrier | WEATHERMAKER | Singlezone Non-Ducted, Wall Placement | 207683310 |  | HRCU-A-CB-O | 38MBRCQ48AA3 | Mini-Splits | 40MBCAQ48XA3 | 9.5 | 17.8 | 11.5 | 9.5 | 18.5 | 9.8 | FALSE | FALSE | TRUE | 48000 | 30000 | 2.34 | 39000 | 2.05
207683303 |  | Live | Carrier | PAYNE | Singlezone Non-Ducted, Wall Placement | 207683303 |  | HRCU-A-CB-O | 38MBRCQ48AA3 | Mini-Splits | 40MBCAQ48XA3 | 9.5 | 17.8 | 11.5 | 9.5 | 18.5 | 9.8 | FALSE | FALSE | TRUE | 48000 | 30000 | 2.34 | 39000 | 2.05
207683296 |  | Live | Carrier | BRYANT | Singlezone Non-Ducted, Wall Placement | 207683296 |  | HRCU-A-CB-O | 38MBRCQ48AA3 | Mini-Splits | 40MBCAQ48XA3 | 9.5 | 17.8 | 11.5 | 9.5 | 18.5 | 9.8 | FALSE | FALSE | TRUE | 48000 | 30000 | 2.34 | 39000 | 2.05
207683289 |  | Live | Carrier | CARRIER | Singlezone Non-Ducted, Wall Placement | 207683289 |  | HRCU-A-CB-O | 38MBRCQ48AA3 | Mini-Splits | 40MBCAQ48XA3 | 9.5 | 17.8 | 11.5 | 9.5 | 18.5 | 9.8 | FALSE | FALSE | TRUE | 48000 | 30000 | 2.34 | 39000 | 2.05
207683366 |  | Live | Carrier | MIDEA | Singlezone Non-Ducted, Wall Placement | 207683366 |  | HRCU-A-CB-O | DLCLRCH48AAK | Mini-Splits | DLFLCBH48XAK | 9.5 | 17.8 | 11.5 | 9.5 | 18.5 | 9.8 | FALSE | FALSE | TRUE | 48000 | 30000 | 2.34 | 39000 | 2.05
207683359 |  | Live | Carrier | KENMORE | Singlezone Non-Ducted, Wall Placement | 207683359 |  | HRCU-A-CB-O | DLCLRCH48AAK | Mini-Splits | DLFLCBH48XAK | 9.5 | 17.8 | 11.5 | 9.5 | 18.5 | 9.8 | FALSE | FALSE | TRUE | 48000 | 30000 | 2.34 | 39000 | 2.05
207683352 |  | Live | Carrier | KEEPRITE | Singlezone Non-Ducted, Wall Placement | 207683352 |  | HRCU-A-CB-O | DLCLRCH48AAK | Mini-Splits | DLFLCBH48XAK | 9.5 | 17.8 | 11.5 | 9.5 | 18.5 | 9.8 | FALSE | FALSE | TRUE | 48000 | 30000 | 2.34 | 39000 | 2.05
207683345 |  | Live | Carrier | HEIL | Singlezone Non-Ducted, Wall Placement | 207683345 |  | HRCU-A-CB-O | DLCLRCH48AAK | Mini-Splits | DLFLCBH48XAK | 9.5 | 17.8 | 11.5 | 9.5 | 18.5 | 9.8 | FALSE | FALSE | TRUE | 48000 | 30000 | 2.34 | 39000 | 2.05
207683338 |  | Live | Carrier | DAY & NIGHT | Singlezone Non-Ducted, Wall Placement | 207683338 |  | HRCU-A-CB-O | DLCLRCH48AAK | Mini-Splits | DLFLCBH48XAK | 9.5 | 17.8 | 11.5 | 9.5 | 18.5 | 9.8 | FALSE | FALSE | TRUE | 48000 | 30000 | 2.34 | 39000 | 2.05
207683387 |  | Live | Carrier | AIRQUEST | Singlezone Non-Ducted, Wall Placement | 207683387 |  | HRCU-A-CB-O | DLCLRCH48AAK | Mini-Splits | DLFLCBH48XAK | 9.5 | 17.8 | 11.5 | 9.5 | 18.5 | 9.8 | FALSE | FALSE | TRUE | 48000 | 30000 | 2.34 | 39000 | 2.05
207683380 |  | Live | Carrier | SMART COMFORT | Singlezone Non-Ducted, Wall Placement | 207683380 |  | HRCU-A-CB-O | DLCLRCH48AAK | Mini-Splits | DLFLCBH48XAK | 9.5 | 17.8 | 11.5 | 9.5 | 18.5 | 9.8 | FALSE | FALSE | TRUE | 48000 | 30000 | 2.34 | 39000 | 2.05
207683373 |  | Live | Carrier | TEMPSTAR | Singlezone Non-Ducted, Wall Placement | 207683373 |  | HRCU-A-CB-O | DLCLRCH48AAK | Mini-Splits | DLFLCBH48XAK | 9.5 | 17.8 | 11.5 | 9.5 | 18.5 | 9.8 | FALSE | FALSE | TRUE | 48000 | 30000 | 2.34 | 39000 | 2.05
207683389 |  | Live | Carrier | AIRQUEST | Singlezone Non-Ducted, Wall Placement | 207683389 |  | HRCU-A-CB-O | DLCLRCH48AAK | Mini-Splits | DLFLFAH48XAK | 9.3 | 18 | 11 | 9.3 | 18.9 | 10 | FALSE | TRUE | TRUE | 48000 | 29000 | 2.37 | 36000 | 2.26
207683375 |  | Live | Carrier | TEMPSTAR | Singlezone Non-Ducted, Wall Placement | 207683375 |  | HRCU-A-CB-O | DLCLRCH48AAK | Mini-Splits | DLFLFAH48XAK | 9.3 | 18 | 11 | 9.3 | 18.9 | 10 | FALSE | TRUE | TRUE | 48000 | 29000 | 2.37 | 36000 | 2.26
207683382 |  | Live | Carrier | SMART COMFORT | Singlezone Non-Ducted, Wall Placement | 207683382 |  | HRCU-A-CB-O | DLCLRCH48AAK | Mini-Splits | DLFLFAH48XAK | 9.3 | 18 | 11 | 9.3 | 18.9 | 10 | FALSE | TRUE | TRUE | 48000 | 29000 | 2.37 | 36000 | 2.26
207683340 |  | Live | Carrier | DAY & NIGHT | Singlezone Non-Ducted, Wall Placement | 207683340 |  | HRCU-A-CB-O | DLCLRCH48AAK | Mini-Splits | DLFLFAH48XAK | 9.3 | 18 | 11 | 9.3 | 18.9 | 10 | FALSE | TRUE | TRUE | 48000 | 29000 | 2.37 | 36000 | 2.26
207683333 |  | Live | Carrier | COMFORTMAKER | Singlezone Non-Ducted, Wall Placement | 207683333 |  | HRCU-A-CB-O | DLCLRCH48AAK | Mini-Splits | DLFLFAH48XAK | 9.3 | 18 | 11 | 9.3 | 18.9 | 10 | FALSE | TRUE | TRUE | 48000 | 29000 | 2.37 | 36000 | 2.26
207683347 |  | Live | Carrier | HEIL | Singlezone Non-Ducted, Wall Placement | 207683347 |  | HRCU-A-CB-O | DLCLRCH48AAK | Mini-Splits | DLFLFAH48XAK | 9.3 | 18 | 11 | 9.3 | 18.9 | 10 | FALSE | TRUE | TRUE | 48000 | 29000 | 2.37 | 36000 | 2.26
207683354 |  | Live | Carrier | KEEPRITE | Singlezone Non-Ducted, Wall Placement | 207683354 |  | HRCU-A-CB-O | DLCLRCH48AAK | Mini-Splits | DLFLFAH48XAK | 9.3 | 18 | 11 | 9.3 | 18.9 | 10 | FALSE | TRUE | TRUE | 48000 | 29000 | 2.37 | 36000 | 2.26
207683368 |  | Live | Carrier | MIDEA | Singlezone Non-Ducted, Wall Placement | 207683368 |  | HRCU-A-CB-O | DLCLRCH48AAK | Mini-Splits | DLFLFAH48XAK | 9.3 | 18 | 11 | 9.3 | 18.9 | 10 | FALSE | TRUE | TRUE | 48000 | 29000 | 2.37 | 36000 | 2.26
207683361 |  | Live | Carrier | KENMORE | Singlezone Non-Ducted, Wall Placement | 207683361 |  | HRCU-A-CB-O | DLCLRCH48AAK | Mini-Splits | DLFLFAH48XAK | 9.3 | 18 | 11 | 9.3 | 18.9 | 10 | FALSE | TRUE | TRUE | 48000 | 29000 | 2.37 | 36000 | 2.26
207683291 |  | Live | Carrier | CARRIER | Singlezone Non-Ducted, Wall Placement | 207683291 |  | HRCU-A-CB-O | 38MBRCQ48AA3 | Mini-Splits | 40MBFQ48---3 | 9.3 | 18 | 11 | 9.3 | 18.9 | 10 | FALSE | TRUE |  | 48000 | 29000 | 2.37 | 36000 | 2.26
207683298 |  | Live | Carrier | BRYANT | Singlezone Non-Ducted, Wall Placement | 207683298 |  | HRCU-A-CB-O | 38MBRCQ48AA3 | Mini-Splits | 40MBFQ48---3 | 9.3 | 18 | 11 | 9.3 | 18.9 | 10 | FALSE | TRUE |  | 48000 | 29000 | 2.37 | 36000 | 2.26
207683312 |  | Live | Carrier | WEATHERMAKER | Singlezone Non-Ducted, Wall Placement | 207683312 |  | HRCU-A-CB-O | 38MBRCQ48AA3 | Mini-Splits | 40MBFQ48---3 | 9.3 | 18 | 11 | 9.3 | 18.9 | 10 | FALSE | TRUE |  | 48000 | 29000 | 2.37 | 36000 | 2.26
207683305 |  | Live | Carrier | PAYNE | Singlezone Non-Ducted, Wall Placement | 207683305 |  | HRCU-A-CB-O | 38MBRCQ48AA3 | Mini-Splits | 40MBFQ48---3 | 9.3 | 18 | 11 | 9.3 | 18.9 | 10 | FALSE | TRUE |  | 48000 | 29000 | 2.37 | 36000 | 2.26
207683319 |  | Live | Carrier | MIDEA | Singlezone Non-Ducted, Wall Placement | 207683319 |  | HRCU-A-CB-O | 38MBRCQ48AA3 | Mini-Splits | 40MBFQ48---3 | 9.3 | 18 | 11 | 9.3 | 18.9 | 10 | FALSE | TRUE |  | 48000 | 29000 | 2.37 | 36000 | 2.26
207683326 |  | Live | Carrier | ARCOAIRE | Singlezone Non-Ducted, Wall Placement | 207683326 |  | HRCU-A-CB-O | DLCLRCH48AAK | Mini-Splits | DLFLFAH48XAK | 9.3 | 18 | 11 | 9.3 | 18.9 | 10 | FALSE | TRUE | TRUE | 48000 | 29000 | 2.37 | 36000 | 2.26
211756559 |  | Live | Carrier | LPS LEGACY | Singlezone Non-Ducted, Wall Placement | 211756559 |  | HRCU-A-CB-O | DLCLRCH48AAK | Mini-Splits | DLFLFAH48XAK | 9.3 | 18 | 11 | 9.3 | 18.9 | 10 | FALSE | TRUE | TRUE | 48000 | 29000 | 2.37 | 36000 | 2.26
211756472 |  | Live | Carrier | LPS LEGACY | Singlezone Ducted, Compact Ducted | 211756472 |  | HRCU-A-CB | DLCLRCH36AAK | Mini-Splits | DLFLDAH36XAK | 9 | 16.7 | 11.5 | 8.8 | 15.8 | 8.8 | FALSE | FALSE | FALSE | 36000 | 25000 | 2.49 | 26000 | 2.22
207683329 |  | Live | Carrier | COMFORTMAKER | Singlezone Ducted, Compact Ducted | 207683329 |  | HRCU-A-CB | DLCLRCH36AAK | Mini-Splits | DLFLDAH36XAK | 9 | 16.7 | 11.5 | 8.8 | 15.8 | 8.8 | FALSE | FALSE | FALSE | 36000 | 25000 | 2.49 | 26000 | 2.22
207683315 |  | Live | Carrier | MIDEA | Singlezone Ducted, Compact Ducted | 207683315 |  | HRCU-A-CB | 38MBRCQ36AA3 | Mini-Splits | 40MBDQ36---3 | 9 | 16.7 | 11.5 | 8.8 | 15.8 | 8.8 | FALSE | FALSE |  | 36000 | 25000 | 2.49 | 26000 | 2.22
207683322 |  | Live | Carrier | ARCOAIRE | Singlezone Ducted, Compact Ducted | 207683322 |  | HRCU-A-CB | DLCLRCH36AAK | Mini-Splits | DLFLDAH36XAK | 9 | 16.7 | 11.5 | 8.8 | 15.8 | 8.8 | FALSE | FALSE | FALSE | 36000 | 25000 | 2.49 | 26000 | 2.22
207683308 |  | Live | Carrier | WEATHERMAKER | Singlezone Ducted, Compact Ducted | 207683308 |  | HRCU-A-CB | 38MBRCQ36AA3 | Mini-Splits | 40MBDQ36---3 | 9 | 16.7 | 11.5 | 8.8 | 15.8 | 8.8 | FALSE | FALSE |  | 36000 | 25000 | 2.49 | 26000 | 2.22
207683301 |  | Live | Carrier | PAYNE | Singlezone Ducted, Compact Ducted | 207683301 |  | HRCU-A-CB | 38MBRCQ36AA3 | Mini-Splits | 40MBDQ36---3 | 9 | 16.7 | 11.5 | 8.8 | 15.8 | 8.8 | FALSE | FALSE |  | 36000 | 25000 | 2.49 | 26000 | 2.22
207683287 |  | Live | Carrier | CARRIER | Singlezone Ducted, Compact Ducted | 207683287 |  | HRCU-A-CB | 38MBRCQ36AA3 | Mini-Splits | 40MBDQ36---3 | 9 | 16.7 | 11.5 | 8.8 | 15.8 | 8.8 | FALSE | FALSE |  | 36000 | 25000 | 2.49 | 26000 | 2.22
207683294 |  | Live | Carrier | BRYANT | Singlezone Ducted, Compact Ducted | 207683294 |  | HRCU-A-CB | 38MBRCQ36AA3 | Mini-Splits | 40MBDQ36---3 | 9 | 16.7 | 11.5 | 8.8 | 15.8 | 8.8 | FALSE | FALSE |  | 36000 | 25000 | 2.49 | 26000 | 2.22
207683364 |  | Live | Carrier | MIDEA | Singlezone Ducted, Compact Ducted | 207683364 |  | HRCU-A-CB | DLCLRCH36AAK | Mini-Splits | DLFLDAH36XAK | 9 | 16.7 | 11.5 | 8.8 | 15.8 | 8.8 | FALSE | FALSE | FALSE | 36000 | 25000 | 2.49 | 26000 | 2.22
207683357 |  | Live | Carrier | KENMORE | Singlezone Ducted, Compact Ducted | 207683357 |  | HRCU-A-CB | DLCLRCH36AAK | Mini-Splits | DLFLDAH36XAK | 9 | 16.7 | 11.5 | 8.8 | 15.8 | 8.8 | FALSE | FALSE | FALSE | 36000 | 25000 | 2.49 | 26000 | 2.22
207683343 |  | Live | Carrier | HEIL | Singlezone Ducted, Compact Ducted | 207683343 |  | HRCU-A-CB | DLCLRCH36AAK | Mini-Splits | DLFLDAH36XAK | 9 | 16.7 | 11.5 | 8.8 | 15.8 | 8.8 | FALSE | FALSE | FALSE | 36000 | 25000 | 2.49 | 26000 | 2.22
207683350 |  | Live | Carrier | KEEPRITE | Singlezone Ducted, Compact Ducted | 207683350 |  | HRCU-A-CB | DLCLRCH36AAK | Mini-Splits | DLFLDAH36XAK | 9 | 16.7 | 11.5 | 8.8 | 15.8 | 8.8 | FALSE | FALSE | FALSE | 36000 | 25000 | 2.49 | 26000 | 2.22
207683336 |  | Live | Carrier | DAY & NIGHT | Singlezone Ducted, Compact Ducted | 207683336 |  | HRCU-A-CB | DLCLRCH36AAK | Mini-Splits | DLFLDAH36XAK | 9 | 16.7 | 11.5 | 8.8 | 15.8 | 8.8 | FALSE | FALSE | FALSE | 36000 | 25000 | 2.49 | 26000 | 2.22
207683385 |  | Live | Carrier | AIRQUEST | Singlezone Ducted, Compact Ducted | 207683385 |  | HRCU-A-CB | DLCLRCH36AAK | Mini-Splits | DLFLDAH36XAK | 9 | 16.7 | 11.5 | 8.8 | 15.8 | 8.8 | FALSE | FALSE | FALSE | 36000 | 25000 | 2.49 | 26000 | 2.22
207683371 |  | Live | Carrier | TEMPSTAR | Singlezone Ducted, Compact Ducted | 207683371 |  | HRCU-A-CB | DLCLRCH36AAK | Mini-Splits | DLFLDAH36XAK | 9 | 16.7 | 11.5 | 8.8 | 15.8 | 8.8 | FALSE | FALSE | FALSE | 36000 | 25000 | 2.49 | 26000 | 2.22
207683378 |  | Live | Carrier | SMART COMFORT | Singlezone Ducted, Compact Ducted | 207683378 |  | HRCU-A-CB | DLCLRCH36AAK | Mini-Splits | DLFLDAH36XAK | 9 | 16.7 | 11.5 | 8.8 | 15.8 | 8.8 | FALSE | FALSE | FALSE | 36000 | 25000 | 2.49 | 26000 | 2.22
207683377 |  | Live | Carrier | SMART COMFORT | Singlezone Non-Ducted, Wall Placement | 207683377 |  | HRCU-A-CB-O | DLCLRCH36AAK | Mini-Splits | DLFLCBH36XAK | 9 | 18.2 | 10.6 | 9.4 | 19.2 | 8.8 | FALSE | FALSE | FALSE | 36000 | 23000 | 2.45 | 26000 | 2.13
207683370 |  | Live | Carrier | TEMPSTAR | Singlezone Non-Ducted, Wall Placement | 207683370 |  | HRCU-A-CB-O | DLCLRCH36AAK | Mini-Splits | DLFLCBH36XAK | 9 | 18.2 | 10.6 | 9.4 | 19.2 | 8.8 | FALSE | FALSE | FALSE | 36000 | 23000 | 2.45 | 26000 | 2.13
207683384 |  | Live | Carrier | AIRQUEST | Singlezone Non-Ducted, Wall Placement | 207683384 |  | HRCU-A-CB-O | DLCLRCH36AAK | Mini-Splits | DLFLCBH36XAK | 9 | 18.2 | 10.6 | 9.4 | 19.2 | 8.8 | FALSE | FALSE | FALSE | 36000 | 23000 | 2.45 | 26000 | 2.13
207683335 |  | Live | Carrier | DAY & NIGHT | Singlezone Non-Ducted, Wall Placement | 207683335 |  | HRCU-A-CB-O | DLCLRCH36AAK | Mini-Splits | DLFLCBH36XAK | 9 | 18.2 | 10.6 | 9.4 | 19.2 | 8.8 | FALSE | FALSE | FALSE | 36000 | 23000 | 2.45 | 26000 | 2.13
207683349 |  | Live | Carrier | KEEPRITE | Singlezone Non-Ducted, Wall Placement | 207683349 |  | HRCU-A-CB-O | DLCLRCH36AAK | Mini-Splits | DLFLCBH36XAK | 9 | 18.2 | 10.6 | 9.4 | 19.2 | 8.8 | FALSE | FALSE | FALSE | 36000 | 23000 | 2.45 | 26000 | 2.13
207683342 |  | Live | Carrier | HEIL | Singlezone Non-Ducted, Wall Placement | 207683342 |  | HRCU-A-CB-O | DLCLRCH36AAK | Mini-Splits | DLFLCBH36XAK | 9 | 18.2 | 10.6 | 9.4 | 19.2 | 8.8 | FALSE | FALSE | FALSE | 36000 | 23000 | 2.45 | 26000 | 2.13
207683356 |  | Live | Carrier | KENMORE | Singlezone Non-Ducted, Wall Placement | 207683356 |  | HRCU-A-CB-O | DLCLRCH36AAK | Mini-Splits | DLFLCBH36XAK | 9 | 18.2 | 10.6 | 9.4 | 19.2 | 8.8 | FALSE | FALSE | FALSE | 36000 | 23000 | 2.45 | 26000 | 2.13
207683363 |  | Live | Carrier | MIDEA | Singlezone Non-Ducted, Wall Placement | 207683363 |  | HRCU-A-CB-O | DLCLRCH36AAK | Mini-Splits | DLFLCBH36XAK | 9 | 18.2 | 10.6 | 9.4 | 19.2 | 8.8 | FALSE | FALSE | FALSE | 36000 | 23000 | 2.45 | 26000 | 2.13
207683293 |  | Live | Carrier | BRYANT | Singlezone Non-Ducted, Wall Placement | 207683293 |  | HRCU-A-CB-O | 38MBRCQ36AA3 | Mini-Splits | 40MBCAQ36XA3 | 9 | 18.2 | 10.6 | 9.4 | 19.2 | 8.8 | FALSE | FALSE |  | 36000 | 23000 | 2.45 | 26000 | 2.13
207683286 |  | Live | Carrier | CARRIER | Singlezone Non-Ducted, Wall Placement | 207683286 |  | HRCU-A-CB-O | 38MBRCQ36AA3 | Mini-Splits | 40MBCAQ36XA3 | 9 | 18.2 | 10.6 | 9.4 | 19.2 | 8.8 | FALSE | FALSE |  | 36000 | 23000 | 2.45 | 26000 | 2.13
207683300 |  | Live | Carrier | PAYNE | Singlezone Non-Ducted, Wall Placement | 207683300 |  | HRCU-A-CB-O | 38MBRCQ36AA3 | Mini-Splits | 40MBCAQ36XA3 | 9 | 18.2 | 10.6 | 9.4 | 19.2 | 8.8 | FALSE | FALSE |  | 36000 | 23000 | 2.45 | 26000 | 2.13
207683307 |  | Live | Carrier | WEATHERMAKER | Singlezone Non-Ducted, Wall Placement | 207683307 |  | HRCU-A-CB-O | 38MBRCQ36AA3 | Mini-Splits | 40MBCAQ36XA3 | 9 | 18.2 | 10.6 | 9.4 | 19.2 | 8.8 | FALSE | FALSE |  | 36000 | 23000 | 2.45 | 26000 | 2.13
207683321 |  | Live | Carrier | ARCOAIRE | Singlezone Non-Ducted, Wall Placement | 207683321 |  | HRCU-A-CB-O | DLCLRCH36AAK | Mini-Splits | DLFLCBH36XAK | 9 | 18.2 | 10.6 | 9.4 | 19.2 | 8.8 | FALSE | FALSE | FALSE | 36000 | 23000 | 2.45 | 26000 | 2.13
207683314 |  | Live | Carrier | MIDEA | Singlezone Non-Ducted, Wall Placement | 207683314 |  | HRCU-A-CB-O | 38MBRCQ36AA3 | Mini-Splits | 40MBCAQ36XA3 | 9 | 18.2 | 10.6 | 9.4 | 19.2 | 8.8 | FALSE | FALSE |  | 36000 | 23000 | 2.45 | 26000 | 2.13
207683328 |  | Live | Carrier | COMFORTMAKER | Singlezone Non-Ducted, Wall Placement | 207683328 |  | HRCU-A-CB-O | DLCLRCH36AAK | Mini-Splits | DLFLCBH36XAK | 9 | 18.2 | 10.6 | 9.4 | 19.2 | 8.8 | FALSE | FALSE | FALSE | 36000 | 23000 | 2.45 | 26000 | 2.13
211756471 |  | Live | Carrier | LPS LEGACY | Singlezone Non-Ducted, Wall Placement | 211756471 |  | HRCU-A-CB-O | DLCLRCH36AAK | Mini-Splits | DLFLCBH36XAK | 9 | 18.2 | 10.6 | 9.4 | 19.2 | 8.8 | FALSE | FALSE | FALSE | 36000 | 23000 | 2.45 | 26000 | 2.13
211756473 |  | Live | Carrier | LPS LEGACY | Singlezone Non-Ducted, Wall Placement | 211756473 |  | HRCU-A-CB-O | DLCLRCH36AAK | Mini-Splits | DLFLFAH36XAK | 8 | 17 | 10 | 8.5 | 19 | 9 | FALSE | FALSE | FALSE | 36000 | 23000 | 2.2 | 25000 | 2.11
207683330 |  | Live | Carrier | COMFORTMAKER | Singlezone Non-Ducted, Wall Placement | 207683330 |  | HRCU-A-CB-O | DLCLRCH36AAK | Mini-Splits | DLFLFAH36XAK | 8 | 17 | 10 | 8.5 | 19 | 9 | FALSE | FALSE | FALSE | 36000 | 23000 | 2.2 | 25000 | 2.11
207683323 |  | Live | Carrier | ARCOAIRE | Singlezone Non-Ducted, Wall Placement | 207683323 |  | HRCU-A-CB-O | DLCLRCH36AAK | Mini-Splits | DLFLFAH36XAK | 8 | 17 | 10 | 8.5 | 19 | 9 | FALSE | FALSE | FALSE | 36000 | 23000 | 2.2 | 25000 | 2.11
207683316 |  | Live | Carrier | MIDEA | Singlezone Non-Ducted, Wall Placement | 207683316 |  | HRCU-A-CB-O | 38MBRCQ36AA3 | Mini-Splits | 40MBFQ36---3 | 8 | 17 | 10 | 8.5 | 19 | 9 | FALSE | FALSE |  | 36000 | 23000 | 2.2 | 25000 | 2.11
207683309 |  | Live | Carrier | WEATHERMAKER | Singlezone Non-Ducted, Wall Placement | 207683309 |  | HRCU-A-CB-O | 38MBRCQ36AA3 | Mini-Splits | 40MBFQ36---3 | 8 | 17 | 10 | 8.5 | 19 | 9 | FALSE | FALSE |  | 36000 | 23000 | 2.2 | 25000 | 2.11
207683302 |  | Live | Carrier | PAYNE | Singlezone Non-Ducted, Wall Placement | 207683302 |  | HRCU-A-CB-O | 38MBRCQ36AA3 | Mini-Splits | 40MBFQ36---3 | 8 | 17 | 10 | 8.5 | 19 | 9 | FALSE | FALSE |  | 36000 | 23000 | 2.2 | 25000 | 2.11
207683295 |  | Live | Carrier | BRYANT | Singlezone Non-Ducted, Wall Placement | 207683295 |  | HRCU-A-CB-O | 38MBRCQ36AA3 | Mini-Splits | 40MBFQ36---3 | 8 | 17 | 10 | 8.5 | 19 | 9 | FALSE | FALSE |  | 36000 | 23000 | 2.2 | 25000 | 2.11
207683288 |  | Live | Carrier | CARRIER | Singlezone Non-Ducted, Wall Placement | 207683288 |  | HRCU-A-CB-O | 38MBRCQ36AA3 | Mini-Splits | 40MBFQ36---3 | 8 | 17 | 10 | 8.5 | 19 | 9 | FALSE | FALSE |  | 36000 | 23000 | 2.2 | 25000 | 2.11
207683365 |  | Live | Carrier | MIDEA | Singlezone Non-Ducted, Wall Placement | 207683365 |  | HRCU-A-CB-O | DLCLRCH36AAK | Mini-Splits | DLFLFAH36XAK | 8 | 17 | 10 | 8.5 | 19 | 9 | FALSE | FALSE | FALSE | 36000 | 23000 | 2.2 | 25000 | 2.11
207683358 |  | Live | Carrier | KENMORE | Singlezone Non-Ducted, Wall Placement | 207683358 |  | HRCU-A-CB-O | DLCLRCH36AAK | Mini-Splits | DLFLFAH36XAK | 8 | 17 | 10 | 8.5 | 19 | 9 | FALSE | FALSE | FALSE | 36000 | 23000 | 2.2 | 25000 | 2.11
207683351 |  | Live | Carrier | KEEPRITE | Singlezone Non-Ducted, Wall Placement | 207683351 |  | HRCU-A-CB-O | DLCLRCH36AAK | Mini-Splits | DLFLFAH36XAK | 8 | 17 | 10 | 8.5 | 19 | 9 | FALSE | FALSE | FALSE | 36000 | 23000 | 2.2 | 25000 | 2.11
207683344 |  | Live | Carrier | HEIL | Singlezone Non-Ducted, Wall Placement | 207683344 |  | HRCU-A-CB-O | DLCLRCH36AAK | Mini-Splits | DLFLFAH36XAK | 8 | 17 | 10 | 8.5 | 19 | 9 | FALSE | FALSE | FALSE | 36000 | 23000 | 2.2 | 25000 | 2.11
207683337 |  | Live | Carrier | DAY & NIGHT | Singlezone Non-Ducted, Wall Placement | 207683337 |  | HRCU-A-CB-O | DLCLRCH36AAK | Mini-Splits | DLFLFAH36XAK | 8 | 17 | 10 | 8.5 | 19 | 9 | FALSE | FALSE | FALSE | 36000 | 23000 | 2.2 | 25000 | 2.11
207683386 |  | Live | Carrier | AIRQUEST | Singlezone Non-Ducted, Wall Placement | 207683386 |  | HRCU-A-CB-O | DLCLRCH36AAK | Mini-Splits | DLFLFAH36XAK | 8 | 17 | 10 | 8.5 | 19 | 9 | FALSE | FALSE | FALSE | 36000 | 23000 | 2.2 | 25000 | 2.11
207683379 |  | Live | Carrier | SMART COMFORT | Singlezone Non-Ducted, Wall Placement | 207683379 |  | HRCU-A-CB-O | DLCLRCH36AAK | Mini-Splits | DLFLFAH36XAK | 8 | 17 | 10 | 8.5 | 19 | 9 | FALSE | FALSE | FALSE | 36000 | 23000 | 2.2 | 25000 | 2.11
207683372 |  | Live | Carrier | TEMPSTAR | Singlezone Non-Ducted, Wall Placement | 207683372 |  | HRCU-A-CB-O | DLCLRCH36AAK | Mini-Splits | DLFLFAH36XAK | 8 | 17 | 10 | 8.5 | 19 | 9 | FALSE | FALSE | FALSE | 36000 | 23000 | 2.2 | 25000 | 2.11
211756558 |  | Live | Carrier | LPS LEGACY | Singlezone Non-Ducted, Wall Placement | 211756558 |  | HRCU-A-CB-O | DLCSRBH06AAK | Mini-Splits | DLFSHBH06XAK | 15 | 23.5 | 11 | 15 | 23.5 | 12 | TRUE | TRUE | TRUE | 6000 | 7500 | 2.5 | 10000 | 2.38
211756600 |  | Live | Carrier | LPS LEGACY | Singlezone Non-Ducted, Wall Placement | 211756600 |  | HRCU-A-CB-O | DLCSRBH06AAK | Mini-Splits | DLFSHCH06XAK | 15.8 | 26.5 | 14 | 15.8 | 26.5 | 13.6 | TRUE | TRUE | TRUE | 6000 | 8500 | 2.9 | 10041 | 2.45
208447685 |  | Live | Carrier | SMART COMFORT | Singlezone Non-Ducted, Wall Placement | 208447685 |  | HRCU-A-CB-O | DLCSRBH06AAK | Mini-Splits | DLFSHCH06XAK | 15.8 | 26.5 | 14 | 15.8 | 26.5 | 13.6 | TRUE | TRUE | TRUE | 6000 | 8500 | 2.9 | 10041 | 2.45
208447693 |  | Live | Carrier | AIRQUEST | Singlezone Non-Ducted, Wall Placement | 208447693 |  | HRCU-A-CB-O | DLCSRBH06AAK | Mini-Splits | DLFSHCH06XAK | 15.8 | 26.5 | 14 | 15.8 | 26.5 | 13.6 | TRUE | TRUE | TRUE | 6000 | 8500 | 2.9 | 10041 | 2.45
208447677 |  | Live | Carrier | TEMPSTAR | Singlezone Non-Ducted, Wall Placement | 208447677 |  | HRCU-A-CB-O | DLCSRBH06AAK | Mini-Splits | DLFSHCH06XAK | 15.8 | 26.5 | 14 | 15.8 | 26.5 | 13.6 | TRUE | TRUE | TRUE | 6000 | 8500 | 2.9 | 10041 | 2.45
208447669 |  | Live | Carrier | MIDEA | Singlezone Non-Ducted, Wall Placement | 208447669 |  | HRCU-A-CB-O | DLCSRBH06AAK | Mini-Splits | DLFSHCH06XAK | 15.8 | 26.5 | 14 | 15.8 | 26.5 | 13.6 | TRUE | TRUE | TRUE | 6000 | 8500 | 2.9 | 10041 | 2.45
208447661 |  | Live | Carrier | KENMORE | Singlezone Non-Ducted, Wall Placement | 208447661 |  | HRCU-A-CB-O | DLCSRBH06AAK | Mini-Splits | DLFSHCH06XAK | 15.8 | 26.5 | 14 | 15.8 | 26.5 | 13.6 | TRUE | TRUE | TRUE | 6000 | 8500 | 2.9 | 10041 | 2.45
208447653 |  | Live | Carrier | KEEPRITE | Singlezone Non-Ducted, Wall Placement | 208447653 |  | HRCU-A-CB-O | DLCSRBH06AAK | Mini-Splits | DLFSHCH06XAK | 15.8 | 26.5 | 14 | 15.8 | 26.5 | 13.6 | TRUE | TRUE | TRUE | 6000 | 8500 | 2.9 | 10041 | 2.45
208447645 |  | Live | Carrier | HEIL | Singlezone Non-Ducted, Wall Placement | 208447645 |  | HRCU-A-CB-O | DLCSRBH06AAK | Mini-Splits | DLFSHCH06XAK | 15.8 | 26.5 | 14 | 15.8 | 26.5 | 13.6 | TRUE | TRUE | TRUE | 6000 | 8500 | 2.9 | 10041 | 2.45
208447637 |  | Live | Carrier | DAY & NIGHT | Singlezone Non-Ducted, Wall Placement | 208447637 |  | HRCU-A-CB-O | DLCSRBH06AAK | Mini-Splits | DLFSHCH06XAK | 15.8 | 26.5 | 14 | 15.8 | 26.5 | 13.6 | TRUE | TRUE | TRUE | 6000 | 8500 | 2.9 | 10041 | 2.45
208447629 |  | Live | Carrier | COMFORTMAKER | Singlezone Non-Ducted, Wall Placement | 208447629 |  | HRCU-A-CB-O | DLCSRBH06AAK | Mini-Splits | DLFSHCH06XAK | 15.8 | 26.5 | 14 | 15.8 | 26.5 | 13.6 | TRUE | TRUE | TRUE | 6000 | 8500 | 2.9 | 10041 | 2.45
208447621 |  | Live | Carrier | ARCOAIRE | Singlezone Non-Ducted, Wall Placement | 208447621 |  | HRCU-A-CB-O | DLCSRBH06AAK | Mini-Splits | DLFSHCH06XAK | 15.8 | 26.5 | 14 | 15.8 | 26.5 | 13.6 | TRUE | TRUE | TRUE | 6000 | 8500 | 2.9 | 10041 | 2.45
207683485 |  | Live | Carrier | MIDEA | Multizone Mix of Ducted and Non-Ducted | 207683485 |  | HMSV-A-CB | MMCMHAQ48EA3 | Mixed Ducted and Non-Ducted Indoor Units |  | 11.5 | 20.85 | 10.75 | 11.7 | 21.35 | 9.4 | TRUE | TRUE |  | 47500 | 36000 | 2.3 | 45000 | 2.2
207683473 |  | Live | Carrier | MIDEA | Multizone Mix of Ducted and Non-Ducted | 207683473 |  | HMSV-A-CB | MMCMRAQ18BA3 | Mixed Ducted and Non-Ducted Indoor Units |  | 12.65 | 20.75 | 10.7 | 12.95 | 20.95 | 10.15 | TRUE | FALSE |  | 18000 | 14500 | 2.5 | 16000 | 2.23
207683484 |  | Live | Carrier | MIDEA | Multizone All Ducted | 207683484 |  | HMSV-A-CB | MMCMHAQ48EA3 | Ducted Indoor Units |  | 11.4 | 20.2 | 10.5 | 11.7 | 20.9 | 9 | TRUE | TRUE |  | 47000 | 36000 | 2.3 | 45000 | 2.2
207683483 |  | Live | Carrier | MIDEA | Multizone All Non-Ducted | 207683483 |  | HMSR-A-CB-O | MMCMHAQ48EA3 | Non-Ducted Indoor Units |  | 11.6 | 21.5 | 11 | 11.7 | 21.8 | 9.8 | TRUE | TRUE |  | 48000 | 36000 | 2.3 | 45000 | 2.2
207683472 |  | Live | Carrier | MIDEA | Multizone All Ducted | 207683472 |  | HMSV-A-CB | MMCMRAQ18BA3 | Ducted Indoor Units |  | 12 | 19 | 10.8 | 12 | 19 | 9.8 | TRUE | TRUE |  | 18000 | 14800 | 2.49 | 16000 | 2.23
207683480 |  | Live | Carrier | MIDEA | Multizone All Non-Ducted | 207683480 |  | HMSR-A-CB-O | MMCMRAQ36DA3 | Non-Ducted Indoor Units |  | 11.5 | 23 | 11.3 | 11.7 | 23.9 | 9.5 | TRUE | FALSE |  | 36000 | 26800 | 2.3 | 29600 | 2.09
207683471 |  | Live | Carrier | MIDEA | Multizone All Non-Ducted | 207683471 |  | HMSR-A-CB-O | MMCMRAQ18BA3 | Non-Ducted Indoor Units |  | 13.3 | 22.5 | 10.6 | 13.9 | 22.9 | 10.5 | TRUE | FALSE |  | 18000 | 14300 | 2.49 | 16000 | 2.23
211756494 |  | Live | Carrier | LPS LEGACY | Singlezone Non-Ducted, Wall Placement | 211756494 |  | HRCU-A-CB-O | DLCERBH24AAK | Mini-Splits | DLFEHBH24XAK | 9.5 | 18.5 | 10.2 | 9.5 | 18.5 | 8.6 | FALSE | FALSE | FALSE | 24000 | 16500 | 2.38 | 19257 | 2.11
209847246 |  | Live | Carrier | MIDEA | Singlezone Non-Ducted, Wall Placement | 209847246 |  | HRCU-A-CB-O | MASAG24-21HS2GB | Mini-Splits | MASAG24-21HS2GA | 9.5 | 18.5 | 10.2 | 9.5 | 18.5 | 8.6 | FALSE | FALSE |  | 24000 | 16500 | 2.38 | 19257 | 2.11
208447701 |  | Live | Carrier | ARCOAIRE | Singlezone Non-Ducted, Wall Placement | 208447701 |  | HRCU-A-CB-O | DLCERBH24AAK | Mini-Splits | DLFEHBH24XAK | 9.5 | 18.5 | 10.2 | 9.5 | 18.5 | 8.6 | FALSE | FALSE | FALSE | 24000 | 16500 | 2.38 | 19257 | 2.11
208447709 |  | Live | Carrier | COMFORTMAKER | Singlezone Non-Ducted, Wall Placement | 208447709 |  | HRCU-A-CB-O | DLCERBH24AAK | Mini-Splits | DLFEHBH24XAK | 9.5 | 18.5 | 10.2 | 9.5 | 18.5 | 8.6 | FALSE | FALSE | FALSE | 24000 | 16500 | 2.38 | 19257 | 2.11
208447717 |  | Live | Carrier | DAY & NIGHT | Singlezone Non-Ducted, Wall Placement | 208447717 |  | HRCU-A-CB-O | DLCERBH24AAK | Mini-Splits | DLFEHBH24XAK | 9.5 | 18.5 | 10.2 | 9.5 | 18.5 | 8.6 | FALSE | FALSE | FALSE | 24000 | 16500 | 2.38 | 19257 | 2.11
208447725 |  | Live | Carrier | HEIL | Singlezone Non-Ducted, Wall Placement | 208447725 |  | HRCU-A-CB-O | DLCERBH24AAK | Mini-Splits | DLFEHBH24XAK | 9.5 | 18.5 | 10.2 | 9.5 | 18.5 | 8.6 | FALSE | FALSE | FALSE | 24000 | 16500 | 2.38 | 19257 | 2.11
208447733 |  | Live | Carrier | KEEPRITE | Singlezone Non-Ducted, Wall Placement | 208447733 |  | HRCU-A-CB-O | DLCERBH24AAK | Mini-Splits | DLFEHBH24XAK | 9.5 | 18.5 | 10.2 | 9.5 | 18.5 | 8.6 | FALSE | FALSE | FALSE | 24000 | 16500 | 2.38 | 19257 | 2.11
208447741 |  | Live | Carrier | KENMORE | Singlezone Non-Ducted, Wall Placement | 208447741 |  | HRCU-A-CB-O | DLCERBH24AAK | Mini-Splits | DLFEHBH24XAK | 9.5 | 18.5 | 10.2 | 9.5 | 18.5 | 8.6 | FALSE | FALSE | FALSE | 24000 | 16500 | 2.38 | 19257 | 2.11
208447841 |  | Live | Carrier | MIDEA | Singlezone Non-Ducted, Wall Placement | 208447841 |  | HRCU-A-CB-O | 38MHRCQ24AA3 | Mini-Splits | 40MHHAQ24XA3 | 9.5 | 18.5 | 10.2 | 9.5 | 18.5 | 8.6 | FALSE | FALSE |  | 24000 | 16500 | 2.38 | 19257 | 2.11
208447837 |  | Live | Carrier | WEATHERMAKER | Singlezone Non-Ducted, Wall Placement | 208447837 |  | HRCU-A-CB-O | 38MHRCQ24AA3 | Mini-Splits | 40MHHAQ24XA3 | 9.5 | 18.5 | 10.2 | 9.5 | 18.5 | 8.6 | FALSE | FALSE |  | 24000 | 16500 | 2.38 | 19257 | 2.11
208447833 |  | Live | Carrier | PAYNE | Singlezone Non-Ducted, Wall Placement | 208447833 |  | HRCU-A-CB-O | 38MHRCQ24AA3 | Mini-Splits | 40MHHAQ24XA3 | 9.5 | 18.5 | 10.2 | 9.5 | 18.5 | 8.6 | FALSE | FALSE | FALSE | 24000 | 16500 | 2.38 | 19257 | 2.11
208447749 |  | Live | Carrier | MIDEA | Singlezone Non-Ducted, Wall Placement | 208447749 |  | HRCU-A-CB-O | DLCERBH24AAK | Mini-Splits | DLFEHBH24XAK | 9.5 | 18.5 | 10.2 | 9.5 | 18.5 | 8.6 | FALSE | FALSE | FALSE | 24000 | 16500 | 2.38 | 19257 | 2.11
208447757 |  | Live | Carrier | TEMPSTAR | Singlezone Non-Ducted, Wall Placement | 208447757 |  | HRCU-A-CB-O | DLCERBH24AAK | Mini-Splits | DLFEHBH24XAK | 9.5 | 18.5 | 10.2 | 9.5 | 18.5 | 8.6 | FALSE | FALSE | FALSE | 24000 | 16500 | 2.38 | 19257 | 2.11
208447773 |  | Live | Carrier | AIRQUEST | Singlezone Non-Ducted, Wall Placement | 208447773 |  | HRCU-A-CB-O | DLCERBH24AAK | Mini-Splits | DLFEHBH24XAK | 9.5 | 18.5 | 10.2 | 9.5 | 18.5 | 8.6 | FALSE | FALSE | FALSE | 24000 | 16500 | 2.38 | 19257 | 2.11
208447825 |  | Live | Carrier | CARRIER | Singlezone Non-Ducted, Wall Placement | 208447825 |  | HRCU-A-CB-O | 38MHRCQ24AA3 | Mini-Splits | 40MHHAQ24XA3 | 9.5 | 18.5 | 10.2 | 9.5 | 18.5 | 8.6 | FALSE | FALSE | FALSE | 24000 | 16500 | 2.38 | 19257 | 2.11
208447829 |  | Live | Carrier | BRYANT | Singlezone Non-Ducted, Wall Placement | 208447829 |  | HRCU-A-CB-O | 38MHRCQ24AA3 | Mini-Splits | 40MHHAQ24XA3 | 9.5 | 18.5 | 10.2 | 9.5 | 18.5 | 8.6 | FALSE | FALSE | FALSE | 24000 | 16500 | 2.38 | 19257 | 2.11
208447765 |  | Live | Carrier | SMART COMFORT | Singlezone Non-Ducted, Wall Placement | 208447765 |  | HRCU-A-CB-O | DLCERBH24AAK | Mini-Splits | DLFEHBH24XAK | 9.5 | 18.5 | 10.2 | 9.5 | 18.5 | 8.6 | FALSE | FALSE | FALSE | 24000 | 16500 | 2.38 | 19257 | 2.11
208447769 |  | Live | Carrier | AIRQUEST | Singlezone Non-Ducted, Wall Placement | 208447769 |  | HRCU-A-CB-O | DLCERBH18AAK | Mini-Splits | DLFEHBH18XAK | 11 | 19.5 | 10 | 11 | 19.5 | 8.7 | TRUE | FALSE | FALSE | 18000 | 11400 | 2.57 | 14370 | 2.49
208447761 |  | Live | Carrier | SMART COMFORT | Singlezone Non-Ducted, Wall Placement | 208447761 |  | HRCU-A-CB-O | DLCERBH18AAK | Mini-Splits | DLFEHBH18XAK | 11 | 19.5 | 10 | 11 | 19.5 | 8.7 | TRUE | FALSE | FALSE | 18000 | 11400 | 2.57 | 14370 | 2.49
208447753 |  | Live | Carrier | TEMPSTAR | Singlezone Non-Ducted, Wall Placement | 208447753 |  | HRCU-A-CB-O | DLCERBH18AAK | Mini-Splits | DLFEHBH18XAK | 11 | 19.5 | 10 | 11 | 19.5 | 8.7 | TRUE | FALSE | FALSE | 18000 | 11400 | 2.57 | 14370 | 2.49
208447745 |  | Live | Carrier | MIDEA | Singlezone Non-Ducted, Wall Placement | 208447745 |  | HRCU-A-CB-O | DLCERBH18AAK | Mini-Splits | DLFEHBH18XAK | 11 | 19.5 | 10 | 11 | 19.5 | 8.7 | TRUE | FALSE | FALSE | 18000 | 11400 | 2.57 | 14370 | 2.49
208447737 |  | Live | Carrier | KENMORE | Singlezone Non-Ducted, Wall Placement | 208447737 |  | HRCU-A-CB-O | DLCERBH18AAK | Mini-Splits | DLFEHBH18XAK | 11 | 19.5 | 10 | 11 | 19.5 | 8.7 | TRUE | FALSE | FALSE | 18000 | 11400 | 2.57 | 14370 | 2.49
208447729 |  | Live | Carrier | KEEPRITE | Singlezone Non-Ducted, Wall Placement | 208447729 |  | HRCU-A-CB-O | DLCERBH18AAK | Mini-Splits | DLFEHBH18XAK | 11 | 19.5 | 10 | 11 | 19.5 | 8.7 | TRUE | FALSE | FALSE | 18000 | 11400 | 2.57 | 14370 | 2.49
208447721 |  | Live | Carrier | HEIL | Singlezone Non-Ducted, Wall Placement | 208447721 |  | HRCU-A-CB-O | DLCERBH18AAK | Mini-Splits | DLFEHBH18XAK | 11 | 19.5 | 10 | 11 | 19.5 | 8.7 | TRUE | FALSE | FALSE | 18000 | 11400 | 2.57 | 14370 | 2.49
208447697 |  | Live | Carrier | ARCOAIRE | Singlezone Non-Ducted, Wall Placement | 208447697 |  | HRCU-A-CB-O | DLCERBH18AAK | Mini-Splits | DLFEHBH18XAK | 11 | 19.5 | 10 | 11 | 19.5 | 8.7 | TRUE | FALSE | FALSE | 18000 | 11400 | 2.57 | 14370 | 2.49
208447713 |  | Live | Carrier | DAY & NIGHT | Singlezone Non-Ducted, Wall Placement | 208447713 |  | HRCU-A-CB-O | DLCERBH18AAK | Mini-Splits | DLFEHBH18XAK | 11 | 19.5 | 10 | 11 | 19.5 | 8.7 | TRUE | FALSE | FALSE | 18000 | 11400 | 2.57 | 14370 | 2.49
208447705 |  | Live | Carrier | COMFORTMAKER | Singlezone Non-Ducted, Wall Placement | 208447705 |  | HRCU-A-CB-O | DLCERBH18AAK | Mini-Splits | DLFEHBH18XAK | 11 | 19.5 | 10 | 11 | 19.5 | 8.7 | TRUE | FALSE | FALSE | 18000 | 11400 | 2.57 | 14370 | 2.49
210605779 |  | Live | Carrier | MIDEA | Singlezone Non-Ducted, Wall Placement | 210605779 |  | HRCU-A-CB-O | 38MHRCQ18AA3 | Mini-Splits | 40MHHAQ18XA3 | 11 | 19.5 | 10 | 11 | 19.5 | 8.7 | TRUE | FALSE |  | 18000 | 11400 | 2.57 | 14370 | 2.49
210605777 |  | Live | Carrier | WEATHERMAKER | Singlezone Non-Ducted, Wall Placement | 210605777 |  | HRCU-A-CB-O | 38MHRCQ18AA3 | Mini-Splits | 40MHHAQ18XA3 | 11 | 19.5 | 10 | 11 | 19.5 | 8.7 | TRUE | FALSE |  | 18000 | 11400 | 2.57 | 14370 | 2.49
210605775 |  | Live | Carrier | PAYNE | Singlezone Non-Ducted, Wall Placement | 210605775 |  | HRCU-A-CB-O | 38MHRCQ18AA3 | Mini-Splits | 40MHHAQ18XA3 | 11 | 19.5 | 10 | 11 | 19.5 | 8.7 | TRUE | FALSE | FALSE | 18000 | 11400 | 2.57 | 14370 | 2.49
210605773 |  | Live | Carrier | BRYANT | Singlezone Non-Ducted, Wall Placement | 210605773 |  | HRCU-A-CB-O | 38MHRCQ18AA3 | Mini-Splits | 40MHHAQ18XA3 | 11 | 19.5 | 10 | 11 | 19.5 | 8.7 | TRUE | FALSE | FALSE | 18000 | 11400 | 2.57 | 14370 | 2.49
210605771 |  | Live | Carrier | CARRIER | Singlezone Non-Ducted, Wall Placement | 210605771 |  | HRCU-A-CB-O | 38MHRCQ18AA3 | Mini-Splits | 40MHHAQ18XA3 | 11 | 19.5 | 10 | 11 | 19.5 | 8.7 | TRUE | FALSE | FALSE | 18000 | 11400 | 2.57 | 14370 | 2.49
209847241 |  | Live | Carrier | MIDEA | Singlezone Non-Ducted, Wall Placement | 209847241 |  | HRCU-A-CB-O | MASAG18-21HS2GB | Mini-Splits | MASAG18-21HS2GA | 11 | 19.5 | 10 | 11 | 19.5 | 8.7 | TRUE | FALSE |  | 18000 | 11400 | 2.57 | 14370 | 2.49
211756490 |  | Live | Carrier | LPS LEGACY | Singlezone Non-Ducted, Wall Placement | 211756490 |  | HRCU-A-CB-O | DLCERBH18AAK | Mini-Splits | DLFEHBH18XAK | 11 | 19.5 | 10 | 11 | 19.5 | 8.7 | TRUE | FALSE | FALSE | 18000 | 11400 | 2.57 | 14370 | 2.49
211756491 |  | Live | Carrier | LPS LEGACY | Singlezone Non-Ducted, Wall Placement | 211756491 |  | HRCU-A-CB-O | DLCERBH12AAK | Mini-Splits | DLFEHBH12XAK | 10.8 | 20.5 | 10.7 | 10.8 | 21.4 | 9.2 | FALSE | FALSE | FALSE | 12000 | 7000 | 2.5 | 9300 | 2
209847243 |  | Live | Carrier | MIDEA | Singlezone Non-Ducted, Wall Placement | 209847243 |  | HRCU-A-CB-O | MASAG12-21HS2GB | Mini-Splits | MASAG12-21HS2GA | 10.8 | 20.5 | 10.7 | 10.8 | 21.4 | 9.2 | FALSE | FALSE |  | 12000 | 7000 | 2.5 | 9300 | 2
208447699 |  | Live | Carrier | ARCOAIRE | Singlezone Non-Ducted, Wall Placement | 208447699 |  | HRCU-A-CB-O | DLCERBH12AAK | Mini-Splits | DLFEHBH12XAK | 10.8 | 20.5 | 10.7 | 10.8 | 21.4 | 9.2 | FALSE | FALSE | FALSE | 12000 | 7000 | 2.5 | 9300 | 2
208447707 |  | Live | Carrier | COMFORTMAKER | Singlezone Non-Ducted, Wall Placement | 208447707 |  | HRCU-A-CB-O | DLCERBH12AAK | Mini-Splits | DLFEHBH12XAK | 10.8 | 20.5 | 10.7 | 10.8 | 21.4 | 9.2 | FALSE | FALSE | FALSE | 12000 | 7000 | 2.5 | 9300 | 2
208447715 |  | Live | Carrier | DAY & NIGHT | Singlezone Non-Ducted, Wall Placement | 208447715 |  | HRCU-A-CB-O | DLCERBH12AAK | Mini-Splits | DLFEHBH12XAK | 10.8 | 20.5 | 10.7 | 10.8 | 21.4 | 9.2 | FALSE | FALSE | FALSE | 12000 | 7000 | 2.5 | 9300 | 2
208447723 |  | Live | Carrier | HEIL | Singlezone Non-Ducted, Wall Placement | 208447723 |  | HRCU-A-CB-O | DLCERBH12AAK | Mini-Splits | DLFEHBH12XAK | 10.8 | 20.5 | 10.7 | 10.8 | 21.4 | 9.2 | FALSE | FALSE | FALSE | 12000 | 7000 | 2.5 | 9300 | 2
208447731 |  | Live | Carrier | KEEPRITE | Singlezone Non-Ducted, Wall Placement | 208447731 |  | HRCU-A-CB-O | DLCERBH12AAK | Mini-Splits | DLFEHBH12XAK | 10.8 | 20.5 | 10.7 | 10.8 | 21.4 | 9.2 | FALSE | FALSE | FALSE | 12000 | 7000 | 2.5 | 9300 | 2
208447739 |  | Live | Carrier | KENMORE | Singlezone Non-Ducted, Wall Placement | 208447739 |  | HRCU-A-CB-O | DLCERBH12AAK | Mini-Splits | DLFEHBH12XAK | 10.8 | 20.5 | 10.7 | 10.8 | 21.4 | 9.2 | FALSE | FALSE | FALSE | 12000 | 7000 | 2.5 | 9300 | 2
208447747 |  | Live | Carrier | MIDEA | Singlezone Non-Ducted, Wall Placement | 208447747 |  | HRCU-A-CB-O | DLCERBH12AAK | Mini-Splits | DLFEHBH12XAK | 10.8 | 20.5 | 10.7 | 10.8 | 21.4 | 9.2 | FALSE | FALSE | FALSE | 12000 | 7000 | 2.5 | 9300 | 2
208447755 |  | Live | Carrier | TEMPSTAR | Singlezone Non-Ducted, Wall Placement | 208447755 |  | HRCU-A-CB-O | DLCERBH12AAK | Mini-Splits | DLFEHBH12XAK | 10.8 | 20.5 | 10.7 | 10.8 | 21.4 | 9.2 | FALSE | FALSE | FALSE | 12000 | 7000 | 2.5 | 9300 | 2
208447828 |  | Live | Carrier | BRYANT | Singlezone Non-Ducted, Wall Placement | 208447828 |  | HRCU-A-CB-O | 38MHRCQ12AA3 | Mini-Splits | 40MHHAQ12XA3 | 10.8 | 20.5 | 10.7 | 10.8 | 21.4 | 9.2 | FALSE | FALSE | FALSE | 12000 | 7000 | 2.5 | 9300 | 2
208447824 |  | Live | Carrier | CARRIER | Singlezone Non-Ducted, Wall Placement | 208447824 |  | HRCU-A-CB-O | 38MHRCQ12AA3 | Mini-Splits | 40MHHAQ12XA3 | 10.8 | 20.5 | 10.7 | 10.8 | 21.4 | 9.2 | FALSE | FALSE | FALSE | 12000 | 7000 | 2.5 | 9300 | 2
208447763 |  | Live | Carrier | SMART COMFORT | Singlezone Non-Ducted, Wall Placement | 208447763 |  | HRCU-A-CB-O | DLCERBH12AAK | Mini-Splits | DLFEHBH12XAK | 10.8 | 20.5 | 10.7 | 10.8 | 21.4 | 9.2 | FALSE | FALSE | FALSE | 12000 | 7000 | 2.5 | 9300 | 2
208447832 |  | Live | Carrier | PAYNE | Singlezone Non-Ducted, Wall Placement | 208447832 |  | HRCU-A-CB-O | 38MHRCQ12AA3 | Mini-Splits | 40MHHAQ12XA3 | 10.8 | 20.5 | 10.7 | 10.8 | 21.4 | 9.2 | FALSE | FALSE | FALSE | 12000 | 7000 | 2.5 | 9300 | 2
208447836 |  | Live | Carrier | WEATHERMAKER | Singlezone Non-Ducted, Wall Placement | 208447836 |  | HRCU-A-CB-O | 38MHRCQ12AA3 | Mini-Splits | 40MHHAQ12XA3 | 10.8 | 20.5 | 10.7 | 10.8 | 21.4 | 9.2 | FALSE | FALSE |  | 12000 | 7000 | 2.5 | 9300 | 2
208447840 |  | Live | Carrier | MIDEA | Singlezone Non-Ducted, Wall Placement | 208447840 |  | HRCU-A-CB-O | 38MHRCQ12AA3 | Mini-Splits | 40MHHAQ12XA3 | 10.8 | 20.5 | 10.7 | 10.8 | 21.4 | 9.2 | FALSE | FALSE |  | 12000 | 7000 | 2.5 | 9300 | 2
208447771 |  | Live | Carrier | AIRQUEST | Singlezone Non-Ducted, Wall Placement | 208447771 |  | HRCU-A-CB-O | DLCERBH12AAK | Mini-Splits | DLFEHBH12XAK | 10.8 | 20.5 | 10.7 | 10.8 | 21.4 | 9.2 | FALSE | FALSE | FALSE | 12000 | 7000 | 2.5 | 9300 | 2
208447847 |  | Live | Carrier | BRYANT | Singlezone Non-Ducted, Wall Placement | 208447847 |  | HRCU-A-CB-O | 38MHRCQ09AA3 | Mini-Splits | 40MHHAQ09XA3 | 12.6 | 21.5 | 10 | 12.6 | 21.7 | 9.4 | TRUE | TRUE | FALSE | 9000 | 6000 | 2.51 | 8065 | 2.17
208447849 |  | Live | Carrier | PAYNE | Singlezone Non-Ducted, Wall Placement | 208447849 |  | HRCU-A-CB-O | 38MHRCQ09AA3 | Mini-Splits | 40MHHAQ09XA3 | 12.6 | 21.5 | 10 | 12.6 | 21.7 | 9.4 | TRUE | TRUE | FALSE | 9000 | 6000 | 2.51 | 8065 | 2.17
208447853 |  | Live | Carrier | MIDEA | Singlezone Non-Ducted, Wall Placement | 208447853 |  | HRCU-A-CB-O | 38MHRCQ09AA3 | Mini-Splits | 40MHHAQ09XA3 | 12.6 | 21.5 | 10 | 12.6 | 21.7 | 9.4 | TRUE | TRUE |  | 9000 | 6000 | 2.51 | 8065 | 2.17
208447851 |  | Live | Carrier | WEATHERMAKER | Singlezone Non-Ducted, Wall Placement | 208447851 |  | HRCU-A-CB-O | 38MHRCQ09AA3 | Mini-Splits | 40MHHAQ09XA3 | 12.6 | 21.5 | 10 | 12.6 | 21.7 | 9.4 | TRUE | TRUE |  | 9000 | 6000 | 2.51 | 8065 | 2.17
208447845 |  | Live | Carrier | CARRIER | Singlezone Non-Ducted, Wall Placement | 208447845 |  | HRCU-A-CB-O | 38MHRCQ09AA3 | Mini-Splits | 40MHHAQ09XA3 | 12.6 | 21.5 | 10 | 12.6 | 21.7 | 9.4 | TRUE | TRUE | FALSE | 9000 | 6000 | 2.51 | 8065 | 2.17
208447764 |  | Live | Carrier | SMART COMFORT | Singlezone Non-Ducted, Wall Placement | 208447764 |  | HRCU-A-CB-O | DLCERBH09AAK | Mini-Splits | DLFEHBH09XAK | 12.6 | 21.5 | 10 | 12.6 | 21.7 | 9.4 | TRUE | TRUE | FALSE | 9000 | 6000 | 2.51 | 8065 | 2.17
208447772 |  | Live | Carrier | AIRQUEST | Singlezone Non-Ducted, Wall Placement | 208447772 |  | HRCU-A-CB-O | DLCERBH09AAK | Mini-Splits | DLFEHBH09XAK | 12.6 | 21.5 | 10 | 12.6 | 21.7 | 9.4 | TRUE | TRUE | FALSE | 9000 | 6000 | 2.51 | 8065 | 2.17
208447756 |  | Live | Carrier | TEMPSTAR | Singlezone Non-Ducted, Wall Placement | 208447756 |  | HRCU-A-CB-O | DLCERBH09AAK | Mini-Splits | DLFEHBH09XAK | 12.6 | 21.5 | 10 | 12.6 | 21.7 | 9.4 | TRUE | TRUE | FALSE | 9000 | 6000 | 2.51 | 8065 | 2.17
208447748 |  | Live | Carrier | MIDEA | Singlezone Non-Ducted, Wall Placement | 208447748 |  | HRCU-A-CB-O | DLCERBH09AAK | Mini-Splits | DLFEHBH09XAK | 12.6 | 21.5 | 10 | 12.6 | 21.7 | 9.4 | TRUE | TRUE | FALSE | 9000 | 6000 | 2.51 | 8065 | 2.17
208447740 |  | Live | Carrier | KENMORE | Singlezone Non-Ducted, Wall Placement | 208447740 |  | HRCU-A-CB-O | DLCERBH09AAK | Mini-Splits | DLFEHBH09XAK | 12.6 | 21.5 | 10 | 12.6 | 21.7 | 9.4 | TRUE | TRUE | FALSE | 9000 | 6000 | 2.51 | 8065 | 2.17
208447732 |  | Live | Carrier | KEEPRITE | Singlezone Non-Ducted, Wall Placement | 208447732 |  | HRCU-A-CB-O | DLCERBH09AAK | Mini-Splits | DLFEHBH09XAK | 12.6 | 21.5 | 10 | 12.6 | 21.7 | 9.4 | TRUE | TRUE | FALSE | 9000 | 6000 | 2.51 | 8065 | 2.17
208447724 |  | Live | Carrier | HEIL | Singlezone Non-Ducted, Wall Placement | 208447724 |  | HRCU-A-CB-O | DLCERBH09AAK | Mini-Splits | DLFEHBH09XAK | 12.6 | 21.5 | 10 | 12.6 | 21.7 | 9.4 | TRUE | TRUE | FALSE | 9000 | 6000 | 2.51 | 8065 | 2.17
208447716 |  | Live | Carrier | DAY & NIGHT | Singlezone Non-Ducted, Wall Placement | 208447716 |  | HRCU-A-CB-O | DLCERBH09AAK | Mini-Splits | DLFEHBH09XAK | 12.6 | 21.5 | 10 | 12.6 | 21.7 | 9.4 | TRUE | TRUE | FALSE | 9000 | 6000 | 2.51 | 8065 | 2.17
208447708 |  | Live | Carrier | COMFORTMAKER | Singlezone Non-Ducted, Wall Placement | 208447708 |  | HRCU-A-CB-O | DLCERBH09AAK | Mini-Splits | DLFEHBH09XAK | 12.6 | 21.5 | 10 | 12.6 | 21.7 | 9.4 | TRUE | TRUE | FALSE | 9000 | 6000 | 2.51 | 8065 | 2.17
208447700 |  | Live | Carrier | ARCOAIRE | Singlezone Non-Ducted, Wall Placement | 208447700 |  | HRCU-A-CB-O | DLCERBH09AAK | Mini-Splits | DLFEHBH09XAK | 12.6 | 21.5 | 10 | 12.6 | 21.7 | 9.4 | TRUE | TRUE | FALSE | 9000 | 6000 | 2.51 | 8065 | 2.17
209847245 |  | Live | Carrier | MIDEA | Singlezone Non-Ducted, Wall Placement | 209847245 |  | HRCU-A-CB-O | MASAG09-21HS2GB | Mini-Splits | MASAG09-21HS2GA | 12.6 | 21.5 | 10 | 12.6 | 21.7 | 9.4 | TRUE | TRUE |  | 9000 | 6000 | 2.51 | 8065 | 2.17
211756601 |  | Live | Carrier | LPS LEGACY | Singlezone Non-Ducted, Wall Placement | 211756601 |  | HRCU-A-CB-O | DLCERBH09AAK | Mini-Splits | DLFEHBH09XAK | 12.6 | 21.5 | 10 | 12.6 | 21.7 | 9.4 | TRUE | TRUE | FALSE | 9000 | 6000 | 2.51 | 8065 | 2.17
211756493 |  | Live | Carrier | LPS LEGACY | Singlezone Non-Ducted, Wall Placement | 211756493 |  | HRCU-A-CB-O | DLCERBH12AAJ | Mini-Splits | DLFEHBH12XAJ | 10.3 | 20 | 10.8 | 10.3 | 20.8 | 8.7 | FALSE | FALSE | FALSE | 12000 | 7800 | 2.31 | 8200 | 1.35
209847242 |  | Live | Carrier | MIDEA | Singlezone Non-Ducted, Wall Placement | 209847242 |  | HRCU-A-CB-O | MASAG12-21HS1GB | Mini-Splits | MASAG12-21HS1GA | 10.3 | 20 | 10.8 | 10.3 | 20.8 | 8.7 | FALSE | FALSE |  | 12000 | 7800 | 2.31 | 8200 | 1.35
208447694 |  | Live | Carrier | ARCOAIRE | Singlezone Non-Ducted, Wall Placement | 208447694 |  | HRCU-A-CB-O | DLCERBH12AAJ | Mini-Splits | DLFEHBH12XAJ | 10.3 | 20 | 10.8 | 10.3 | 20.8 | 8.7 | FALSE | FALSE | FALSE | 12000 | 7800 | 2.31 | 8200 | 1.35
208447702 |  | Live | Carrier | COMFORTMAKER | Singlezone Non-Ducted, Wall Placement | 208447702 |  | HRCU-A-CB-O | DLCERBH12AAJ | Mini-Splits | DLFEHBH12XAJ | 10.3 | 20 | 10.8 | 10.3 | 20.8 | 8.7 | FALSE | FALSE | FALSE | 12000 | 7800 | 2.31 | 8200 | 1.35
208447710 |  | Live | Carrier | DAY & NIGHT | Singlezone Non-Ducted, Wall Placement | 208447710 |  | HRCU-A-CB-O | DLCERBH12AAJ | Mini-Splits | DLFEHBH12XAJ | 10.3 | 20 | 10.8 | 10.3 | 20.8 | 8.7 | FALSE | FALSE | FALSE | 12000 | 7800 | 2.31 | 8200 | 1.35
208447718 |  | Live | Carrier | HEIL | Singlezone Non-Ducted, Wall Placement | 208447718 |  | HRCU-A-CB-O | DLCERBH12AAJ | Mini-Splits | DLFEHBH12XAJ | 10.3 | 20 | 10.8 | 10.3 | 20.8 | 8.7 | FALSE | FALSE | FALSE | 12000 | 7800 | 2.31 | 8200 | 1.35
208447726 |  | Live | Carrier | KEEPRITE | Singlezone Non-Ducted, Wall Placement | 208447726 |  | HRCU-A-CB-O | DLCERBH12AAJ | Mini-Splits | DLFEHBH12XAJ | 10.3 | 20 | 10.8 | 10.3 | 20.8 | 8.7 | FALSE | FALSE | FALSE | 12000 | 7800 | 2.31 | 8200 | 1.35
208447734 |  | Live | Carrier | KENMORE | Singlezone Non-Ducted, Wall Placement | 208447734 |  | HRCU-A-CB-O | DLCERBH12AAJ | Mini-Splits | DLFEHBH12XAJ | 10.3 | 20 | 10.8 | 10.3 | 20.8 | 8.7 | FALSE | FALSE | FALSE | 12000 | 7800 | 2.31 | 8200 | 1.35
208447742 |  | Live | Carrier | MIDEA | Singlezone Non-Ducted, Wall Placement | 208447742 |  | HRCU-A-CB-O | DLCERBH12AAJ | Mini-Splits | DLFEHBH12XAJ | 10.3 | 20 | 10.8 | 10.3 | 20.8 | 8.7 | FALSE | FALSE | FALSE | 12000 | 7800 | 2.31 | 8200 | 1.35
208447750 |  | Live | Carrier | TEMPSTAR | Singlezone Non-Ducted, Wall Placement | 208447750 |  | HRCU-A-CB-O | DLCERBH12AAJ | Mini-Splits | DLFEHBH12XAJ | 10.3 | 20 | 10.8 | 10.3 | 20.8 | 8.7 | FALSE | FALSE | FALSE | 12000 | 7800 | 2.31 | 8200 | 1.35
208447758 |  | Live | Carrier | SMART COMFORT | Singlezone Non-Ducted, Wall Placement | 208447758 |  | HRCU-A-CB-O | DLCERBH12AAJ | Mini-Splits | DLFEHBH12XAJ | 10.3 | 20 | 10.8 | 10.3 | 20.8 | 8.7 | FALSE | FALSE | FALSE | 12000 | 7800 | 2.31 | 8200 | 1.35
208447826 |  | Live | Carrier | CARRIER | Singlezone Non-Ducted, Wall Placement | 208447826 |  | HRCU-A-CB-O | 38MHRCQ12AA1 | Mini-Splits | 40MHHAQ12XA1 | 10.3 | 20 | 10.8 | 10.3 | 20.8 | 8.7 | FALSE | FALSE | FALSE | 12000 | 7800 | 2.31 | 8200 | 1.35
208447766 |  | Live | Carrier | AIRQUEST | Singlezone Non-Ducted, Wall Placement | 208447766 |  | HRCU-A-CB-O | DLCERBH12AAJ | Mini-Splits | DLFEHBH12XAJ | 10.3 | 20 | 10.8 | 10.3 | 20.8 | 8.7 | FALSE | FALSE | FALSE | 12000 | 7800 | 2.31 | 8200 | 1.35
208447834 |  | Live | Carrier | PAYNE | Singlezone Non-Ducted, Wall Placement | 208447834 |  | HRCU-A-CB-O | 38MHRCQ12AA1 | Mini-Splits | 40MHHAQ12XA1 | 10.3 | 20 | 10.8 | 10.3 | 20.8 | 8.7 | FALSE | FALSE | FALSE | 12000 | 7800 | 2.31 | 8200 | 1.35
208447830 |  | Live | Carrier | BRYANT | Singlezone Non-Ducted, Wall Placement | 208447830 |  | HRCU-A-CB-O | 38MHRCQ12AA1 | Mini-Splits | 40MHHAQ12XA1 | 10.3 | 20 | 10.8 | 10.3 | 20.8 | 8.7 | FALSE | FALSE | FALSE | 12000 | 7800 | 2.31 | 8200 | 1.35
208447838 |  | Live | Carrier | WEATHERMAKER | Singlezone Non-Ducted, Wall Placement | 208447838 |  | HRCU-A-CB-O | 38MHRCQ12AA1 | Mini-Splits | 40MHHAQ12XA1 | 10.3 | 20 | 10.8 | 10.3 | 20.8 | 8.7 | FALSE | FALSE |  | 12000 | 7800 | 2.31 | 8200 | 1.35
208447842 |  | Live | Carrier | MIDEA | Singlezone Non-Ducted, Wall Placement | 208447842 |  | HRCU-A-CB-O | 38MHRCQ12AA1 | Mini-Splits | 40MHHAQ12XA1 | 10.3 | 20 | 10.8 | 10.3 | 20.8 | 8.7 | FALSE | FALSE |  | 12000 | 7800 | 2.31 | 8200 | 1.35
208447850 |  | Live | Carrier | WEATHERMAKER | Singlezone Non-Ducted, Wall Placement | 208447850 |  | HRCU-A-CB-O | 38MHRCQ09AA1 | Mini-Splits | 40MHHAQ09XA1 | 12.5 | 21.5 | 10.3 | 12.5 | 21.5 | 9.1 | TRUE | TRUE |  | 9000 | 6300 | 2.4 | 7973 | 1.88
208447852 |  | Live | Carrier | MIDEA | Singlezone Non-Ducted, Wall Placement | 208447852 |  | HRCU-A-CB-O | 38MHRCQ09AA1 | Mini-Splits | 40MHHAQ09XA1 | 12.5 | 21.5 | 10.3 | 12.5 | 21.5 | 9.1 | TRUE | TRUE |  | 9000 | 6300 | 2.4 | 7973 | 1.88
208447848 |  | Live | Carrier | PAYNE | Singlezone Non-Ducted, Wall Placement | 208447848 |  | HRCU-A-CB-O | 38MHRCQ09AA1 | Mini-Splits | 40MHHAQ09XA1 | 12.5 | 21.5 | 10.3 | 12.5 | 21.5 | 9.1 | TRUE | TRUE | FALSE | 9000 | 6300 | 2.4 | 7973 | 1.88
208447846 |  | Live | Carrier | BRYANT | Singlezone Non-Ducted, Wall Placement | 208447846 |  | HRCU-A-CB-O | 38MHRCQ09AA1 | Mini-Splits | 40MHHAQ09XA1 | 12.5 | 21.5 | 10.3 | 12.5 | 21.5 | 9.1 | TRUE | TRUE | FALSE | 9000 | 6300 | 2.4 | 7973 | 1.88
208447844 |  | Live | Carrier | CARRIER | Singlezone Non-Ducted, Wall Placement | 208447844 |  | HRCU-A-CB-O | 38MHRCQ09AA1 | Mini-Splits | 40MHHAQ09XA1 | 12.5 | 21.5 | 10.3 | 12.5 | 21.5 | 9.1 | TRUE | TRUE | FALSE | 9000 | 6300 | 2.4 | 7973 | 1.88
208447767 |  | Live | Carrier | AIRQUEST | Singlezone Non-Ducted, Wall Placement | 208447767 |  | HRCU-A-CB-O | DLCERBH09AAJ | Mini-Splits | DLFEHBH09XAJ | 12.5 | 21.5 | 10.3 | 12.5 | 21.5 | 9.1 | TRUE | TRUE | FALSE | 9000 | 6300 | 2.4 | 7973 | 1.88
208447759 |  | Live | Carrier | SMART COMFORT | Singlezone Non-Ducted, Wall Placement | 208447759 |  | HRCU-A-CB-O | DLCERBH09AAJ | Mini-Splits | DLFEHBH09XAJ | 12.5 | 21.5 | 10.3 | 12.5 | 21.5 | 9.1 | TRUE | TRUE | FALSE | 9000 | 6300 | 2.4 | 7973 | 1.88
208447751 |  | Live | Carrier | TEMPSTAR | Singlezone Non-Ducted, Wall Placement | 208447751 |  | HRCU-A-CB-O | DLCERBH09AAJ | Mini-Splits | DLFEHBH09XAJ | 12.5 | 21.5 | 10.3 | 12.5 | 21.5 | 9.1 | TRUE | TRUE | FALSE | 9000 | 6300 | 2.4 | 7973 | 1.88
208447743 |  | Live | Carrier | MIDEA | Singlezone Non-Ducted, Wall Placement | 208447743 |  | HRCU-A-CB-O | DLCERBH09AAJ | Mini-Splits | DLFEHBH09XAJ | 12.5 | 21.5 | 10.3 | 12.5 | 21.5 | 9.1 | TRUE | TRUE | FALSE | 9000 | 6300 | 2.4 | 7973 | 1.88
208447735 |  | Live | Carrier | KENMORE | Singlezone Non-Ducted, Wall Placement | 208447735 |  | HRCU-A-CB-O | DLCERBH09AAJ | Mini-Splits | DLFEHBH09XAJ | 12.5 | 21.5 | 10.3 | 12.5 | 21.5 | 9.1 | TRUE | TRUE | FALSE | 9000 | 6300 | 2.4 | 7973 | 1.88
208447727 |  | Live | Carrier | KEEPRITE | Singlezone Non-Ducted, Wall Placement | 208447727 |  | HRCU-A-CB-O | DLCERBH09AAJ | Mini-Splits | DLFEHBH09XAJ | 12.5 | 21.5 | 10.3 | 12.5 | 21.5 | 9.1 | TRUE | TRUE | FALSE | 9000 | 6300 | 2.4 | 7973 | 1.88
208447719 |  | Live | Carrier | HEIL | Singlezone Non-Ducted, Wall Placement | 208447719 |  | HRCU-A-CB-O | DLCERBH09AAJ | Mini-Splits | DLFEHBH09XAJ | 12.5 | 21.5 | 10.3 | 12.5 | 21.5 | 9.1 | TRUE | TRUE | FALSE | 9000 | 6300 | 2.4 | 7973 | 1.88
208447711 |  | Live | Carrier | DAY & NIGHT | Singlezone Non-Ducted, Wall Placement | 208447711 |  | HRCU-A-CB-O | DLCERBH09AAJ | Mini-Splits | DLFEHBH09XAJ | 12.5 | 21.5 | 10.3 | 12.5 | 21.5 | 9.1 | TRUE | TRUE | FALSE | 9000 | 6300 | 2.4 | 7973 | 1.88
208447703 |  | Live | Carrier | COMFORTMAKER | Singlezone Non-Ducted, Wall Placement | 208447703 |  | HRCU-A-CB-O | DLCERBH09AAJ | Mini-Splits | DLFEHBH09XAJ | 12.5 | 21.5 | 10.3 | 12.5 | 21.5 | 9.1 | TRUE | TRUE | FALSE | 9000 | 6300 | 2.4 | 7973 | 1.88
208447695 |  | Live | Carrier | ARCOAIRE | Singlezone Non-Ducted, Wall Placement | 208447695 |  | HRCU-A-CB-O | DLCERBH09AAJ | Mini-Splits | DLFEHBH09XAJ | 12.5 | 21.5 | 10.3 | 12.5 | 21.5 | 9.1 | TRUE | TRUE | FALSE | 9000 | 6300 | 2.4 | 7973 | 1.88
209847244 |  | Live | Carrier | MIDEA | Singlezone Non-Ducted, Wall Placement | 209847244 |  | HRCU-A-CB-O | MASAG09-21HS1GB | Mini-Splits | MASAG09-21HS1GA | 12.5 | 21.5 | 10.3 | 12.5 | 21.5 | 9.1 | TRUE | TRUE |  | 9000 | 6300 | 2.4 | 7973 | 1.88
211756585 |  | Live | Carrier | LPS LEGACY | Singlezone Non-Ducted, Wall Placement | 211756585 |  | HRCU-A-CB-O | DLCERBH09AAJ | Mini-Splits | DLFEHBH09XAJ | 12.5 | 21.5 | 10.3 | 12.5 | 21.5 | 9.1 | TRUE | TRUE | FALSE | 9000 | 6300 | 2.4 | 7973 | 1.88
211756518 |  | Live | Carrier | LPS LEGACY | Singlezone Non-Ducted, Wall Placement | 211756518 |  | HRCU-A-CB-O | DLCSRBH12AAJ | Mini-Splits | DLFSHBH12XAJ | 12.5 | 22 | 11.5 | 12.5 | 22.7 | 10.4 | TRUE | FALSE | TRUE | 12000 | 8900 | 2.75 | 9018 | 2.4
211756566 |  | Live | Carrier | LPS LEGACY | Singlezone Non-Ducted, Wall Placement | 211756566 |  | HRCU-A-CB-O | DLCSRBH24AAK | Mini-Splits | DLFSHBH24XAK | 12.5 | 21.5 | 11.5 | 12.5 | 22.3 | 10.3 | TRUE | TRUE | TRUE | 23000 | 18900 | 2.38 | 23737 | 1.82
211756565 |  | Live | Carrier | LPS LEGACY | Singlezone Non-Ducted, Wall Placement | 211756565 |  | HRCU-A-CB-O | DLCSRBH18AAK | Mini-Splits | DLFSHBH18XAK | 13 | 21.5 | 11 | 13 | 22 | 10.6 | TRUE | TRUE | TRUE | 18000 | 11100 | 2.8 | 21447 | 1.98
211756564 |  | Live | Carrier | LPS LEGACY | Singlezone Non-Ducted, Wall Placement | 211756564 |  | HRCU-A-CB-O | DLCSRBH12AAK | Mini-Splits | DLFSHBH12XAK | 13 | 22 | 12.7 | 13 | 23.1 | 10.5 | TRUE | TRUE | TRUE | 12000 | 10300 | 2.56 | 12477 | 2.01
211756563 |  | Live | Carrier | LPS LEGACY | Singlezone Non-Ducted, Wall Placement | 211756563 |  | HRCU-A-CB-O | DLCSRBH09AAK | Mini-Splits | DLFSHBH09XAK | 15.8 | 25.5 | 12.5 | 15.8 | 26.4 | 11.6 | TRUE | TRUE | TRUE | 9000 | 9300 | 2.5 | 12235 | 1.98
211756579 |  | Live | Carrier | LPS LEGACY | Singlezone Ducted, Compact Ducted | 211756579 |  | HRCU-A-CB | DLCSRBH24AAK | Mini-Splits | DLFSDAH24XAK | 12.5 | 20.6 | 12.6 | 12 | 19.2 | 10.5 | TRUE | TRUE |  | 24000 | 21000 | 2.64 | 24000 | 2.4
211756580 |  | Live | Carrier | LPS LEGACY | Singlezone Non-Ducted, Floor Placement | 211756580 |  | HRCU-A-CB-O | DLCSRBH24AAK | Mini-Splits | DLFSFAH24XAK | 11.5 | 20.2 | 11.6 | 11.7 | 20.5 | 11 | TRUE | TRUE |  | 24000 | 19000 | 2.64 | 28000 | 2.1
211756572 |  | Live | Carrier | LPS LEGACY | Singlezone Non-Ducted, Ceiling Placement | 211756572 |  | HRCU-A-CB-O | DLCSRBH18AAK | Mini-Splits | DLFSCAH18XAK | 12.5 | 20 | 10.3 | 12.5 | 20 | 9.5 | TRUE | TRUE | TRUE | 16000 | 15600 | 2.24 | 20000 | 1.78
211756574 |  | Live | Carrier | LPS LEGACY | Singlezone Non-Ducted, Floor Placement | 211756574 |  | HRCU-A-CB-O | DLCSRBH18AAK | Mini-Splits | DLFSFAH18XAK | 12.5 | 20.2 | 10.6 | 12.5 | 20.5 | 9.8 | TRUE | TRUE |  | 17000 | 12000 | 2.3 | 17000 | 1.9
211756573 |  | Live | Carrier | LPS LEGACY | Singlezone Ducted, Compact Ducted | 211756573 |  | HRCU-A-CB | DLCSRBH18AAK | Mini-Splits | DLFSDAH18XAK | 12.5 | 19.6 | 11 | 11.7 | 18 | 9.5 | TRUE | TRUE |  | 17000 | 15000 | 2.27 | 19000 | 2.02
211756571 |  | Live | Carrier | LPS LEGACY | Singlezone Non-Ducted, Wall Placement | 211756571 |  | HRCU-A-CB-O | DLCSRBH12AAK | Mini-Splits | DLFSFAH12XAK | 13 | 23 | 11.5 | 13 | 23.6 | 10 | TRUE | TRUE |  | 12000 | 9600 | 2.56 | 12900 | 2.2
211756570 |  | Live | Carrier | LPS LEGACY | Singlezone Ducted, Compact Ducted | 211756570 |  | HRCU-A-CB | DLCSRBH12AAK | Mini-Splits | DLFSDAH12XAK | 13 | 21.5 | 11.5 | 11.7 | 19.5 | 10 | TRUE | TRUE |  | 12000 | 10600 | 2.51 | 12600 | 1.95
211756569 |  | Live | Carrier | LPS LEGACY | Singlezone Non-Ducted, Ceiling Placement | 211756569 |  | HRCU-A-CB-O | DLCSRBH12AAK | Mini-Splits | DLFSCAH12XAK | 12.7 | 21.5 | 10.6 | 12.7 | 22.3 | 10.2 | TRUE | TRUE |  | 12000 | 9900 | 2.55 | 14000 | 2.29
211756568 |  | Live | Carrier | LPS LEGACY | Singlezone Ducted, Compact Ducted | 211756568 |  | HRCU-A-CB | DLCSRBH09AAK | Mini-Splits | DLFSDAH09XAK | 14 | 23 | 12 | 13.2 | 20.2 | 12 | TRUE | TRUE |  | 9000 | 10100 | 2.41 | 11600 | 1.9
211756567 |  | Live | Carrier | LPS LEGACY | Singlezone Non-Ducted, Ceiling Placement | 211756567 |  | HRCU-A-CB-O | DLCSRBH09AAK | Mini-Splits | DLFSCAH09XAK | 13 | 20.5 | 10.8 | 13 | 20.5 | 10.3 | TRUE | TRUE |  | 9000 | 9000 | 1.91 | 11000 | 1.69
211756584 |  | Live | Carrier | LPS LEGACY | Singlezone Non-Ducted, Wall Placement | 211756584 |  | HRCU-A-CB-O | DLCSRBH24AAK | Mini-Splits | DLFSHCH24XAK | 13 | 21.5 | 12 | 13 | 21.5 | 11.4 | TRUE | TRUE | TRUE | 24000 | 21200 | 2.88 | 24485 | 1.98
208447615 |  | Live | Carrier | ARCOAIRE | Singlezone Non-Ducted, Wall Placement | 208447615 |  | HRCU-A-CB-O | DLCSRBH24AAK | Mini-Splits | DLFSHCH24XAK | 13 | 21.5 | 12 | 13 | 21.5 | 11.4 | TRUE | TRUE | TRUE | 24000 | 21200 | 2.88 | 24485 | 1.98
208447623 |  | Live | Carrier | COMFORTMAKER | Singlezone Non-Ducted, Wall Placement | 208447623 |  | HRCU-A-CB-O | DLCSRBH24AAK | Mini-Splits | DLFSHCH24XAK | 13 | 21.5 | 12 | 13 | 21.5 | 11.4 | TRUE | TRUE | TRUE | 24000 | 21200 | 2.88 | 24485 | 1.98
208447631 |  | Live | Carrier | DAY & NIGHT | Singlezone Non-Ducted, Wall Placement | 208447631 |  | HRCU-A-CB-O | DLCSRBH24AAK | Mini-Splits | DLFSHCH24XAK | 13 | 21.5 | 12 | 13 | 21.5 | 11.4 | TRUE | TRUE | TRUE | 24000 | 21200 | 2.88 | 24485 | 1.98
208447639 |  | Live | Carrier | HEIL | Singlezone Non-Ducted, Wall Placement | 208447639 |  | HRCU-A-CB-O | DLCSRBH24AAK | Mini-Splits | DLFSHCH24XAK | 13 | 21.5 | 12 | 13 | 21.5 | 11.4 | TRUE | TRUE | TRUE | 24000 | 21200 | 2.88 | 24485 | 1.98
208447647 |  | Live | Carrier | KEEPRITE | Singlezone Non-Ducted, Wall Placement | 208447647 |  | HRCU-A-CB-O | DLCSRBH24AAK | Mini-Splits | DLFSHCH24XAK | 13 | 21.5 | 12 | 13 | 21.5 | 11.4 | TRUE | TRUE | TRUE | 24000 | 21200 | 2.88 | 24485 | 1.98
208447655 |  | Live | Carrier | KENMORE | Singlezone Non-Ducted, Wall Placement | 208447655 |  | HRCU-A-CB-O | DLCSRBH24AAK | Mini-Splits | DLFSHCH24XAK | 13 | 21.5 | 12 | 13 | 21.5 | 11.4 | TRUE | TRUE | TRUE | 24000 | 21200 | 2.88 | 24485 | 1.98
208447663 |  | Live | Carrier | MIDEA | Singlezone Non-Ducted, Wall Placement | 208447663 |  | HRCU-A-CB-O | DLCSRBH24AAK | Mini-Splits | DLFSHCH24XAK | 13 | 21.5 | 12 | 13 | 21.5 | 11.4 | TRUE | TRUE | TRUE | 24000 | 21200 | 2.88 | 24485 | 1.98
208447671 |  | Live | Carrier | TEMPSTAR | Singlezone Non-Ducted, Wall Placement | 208447671 |  | HRCU-A-CB-O | DLCSRBH24AAK | Mini-Splits | DLFSHCH24XAK | 13 | 21.5 | 12 | 13 | 21.5 | 11.4 | TRUE | TRUE | TRUE | 24000 | 21200 | 2.88 | 24485 | 1.98
208447679 |  | Live | Carrier | SMART COMFORT | Singlezone Non-Ducted, Wall Placement | 208447679 |  | HRCU-A-CB-O | DLCSRBH24AAK | Mini-Splits | DLFSHCH24XAK | 13 | 21.5 | 12 | 13 | 21.5 | 11.4 | TRUE | TRUE | TRUE | 24000 | 21200 | 2.88 | 24485 | 1.98
208447687 |  | Live | Carrier | AIRQUEST | Singlezone Non-Ducted, Wall Placement | 208447687 |  | HRCU-A-CB-O | DLCSRBH24AAK | Mini-Splits | DLFSHCH24XAK | 13 | 21.5 | 12 | 13 | 21.5 | 11.4 | TRUE | TRUE | TRUE | 24000 | 21200 | 2.88 | 24485 | 1.98
208447691 |  | Live | Carrier | AIRQUEST | Singlezone Non-Ducted, Wall Placement | 208447691 |  | HRCU-A-CB-O | DLCSRBH18AAK | Mini-Splits | DLFSHCH18XAK | 12.5 | 21.5 | 13 | 12.5 | 21.5 | 11.3 | TRUE | TRUE | TRUE | 18000 | 15000 | 2.35 | 19200 | 1.99
208447683 |  | Live | Carrier | SMART COMFORT | Singlezone Non-Ducted, Wall Placement | 208447683 |  | HRCU-A-CB-O | DLCSRBH18AAK | Mini-Splits | DLFSHCH18XAK | 12.5 | 21.5 | 13 | 12.5 | 21.5 | 11.3 | TRUE | TRUE | TRUE | 18000 | 15000 | 2.35 | 19200 | 1.99
208447675 |  | Live | Carrier | TEMPSTAR | Singlezone Non-Ducted, Wall Placement | 208447675 |  | HRCU-A-CB-O | DLCSRBH18AAK | Mini-Splits | DLFSHCH18XAK | 12.5 | 21.5 | 13 | 12.5 | 21.5 | 11.3 | TRUE | TRUE | TRUE | 18000 | 15000 | 2.35 | 19200 | 1.99
208447667 |  | Live | Carrier | MIDEA | Singlezone Non-Ducted, Wall Placement | 208447667 |  | HRCU-A-CB-O | DLCSRBH18AAK | Mini-Splits | DLFSHCH18XAK | 12.5 | 21.5 | 13 | 12.5 | 21.5 | 11.3 | TRUE | TRUE | TRUE | 18000 | 15000 | 2.35 | 19200 | 1.99
208447659 |  | Live | Carrier | KENMORE | Singlezone Non-Ducted, Wall Placement | 208447659 |  | HRCU-A-CB-O | DLCSRBH18AAK | Mini-Splits | DLFSHCH18XAK | 12.5 | 21.5 | 13 | 12.5 | 21.5 | 11.3 | TRUE | TRUE | TRUE | 18000 | 15000 | 2.35 | 19200 | 1.99
208447651 |  | Live | Carrier | KEEPRITE | Singlezone Non-Ducted, Wall Placement | 208447651 |  | HRCU-A-CB-O | DLCSRBH18AAK | Mini-Splits | DLFSHCH18XAK | 12.5 | 21.5 | 13 | 12.5 | 21.5 | 11.3 | TRUE | TRUE | TRUE | 18000 | 15000 | 2.35 | 19200 | 1.99
208447643 |  | Live | Carrier | HEIL | Singlezone Non-Ducted, Wall Placement | 208447643 |  | HRCU-A-CB-O | DLCSRBH18AAK | Mini-Splits | DLFSHCH18XAK | 12.5 | 21.5 | 13 | 12.5 | 21.5 | 11.3 | TRUE | TRUE | TRUE | 18000 | 15000 | 2.35 | 19200 | 1.99
208447635 |  | Live | Carrier | DAY & NIGHT | Singlezone Non-Ducted, Wall Placement | 208447635 |  | HRCU-A-CB-O | DLCSRBH18AAK | Mini-Splits | DLFSHCH18XAK | 12.5 | 21.5 | 13 | 12.5 | 21.5 | 11.3 | TRUE | TRUE | TRUE | 18000 | 15000 | 2.35 | 19200 | 1.99
208447627 |  | Live | Carrier | COMFORTMAKER | Singlezone Non-Ducted, Wall Placement | 208447627 |  | HRCU-A-CB-O | DLCSRBH18AAK | Mini-Splits | DLFSHCH18XAK | 12.5 | 21.5 | 13 | 12.5 | 21.5 | 11.3 | TRUE | TRUE | TRUE | 18000 | 15000 | 2.35 | 19200 | 1.99
208447619 |  | Live | Carrier | ARCOAIRE | Singlezone Non-Ducted, Wall Placement | 208447619 |  | HRCU-A-CB-O | DLCSRBH18AAK | Mini-Splits | DLFSHCH18XAK | 12.5 | 21.5 | 13 | 12.5 | 21.5 | 11.3 | TRUE | TRUE | TRUE | 18000 | 15000 | 2.35 | 19200 | 1.99
211756603 |  | Live | Carrier | LPS LEGACY | Singlezone Non-Ducted, Wall Placement | 211756603 |  | HRCU-A-CB-O | DLCSRBH18AAK | Mini-Splits | DLFSHCH18XAK | 12.5 | 21.5 | 13 | 12.5 | 21.5 | 11.3 | TRUE | TRUE | TRUE | 18000 | 15000 | 2.35 | 19200 | 1.99
208447686 |  | Live | Carrier | AIRQUEST | Singlezone Non-Ducted, Wall Placement | 208447686 |  | HRCU-A-CB-O | DLCSRBH12AAK | Mini-Splits | DLFSHCH12XAK | 14 | 25.5 | 13 | 14 | 25.5 | 10.4 | TRUE | TRUE | TRUE | 12000 | 10000 | 2.4 | 13112 | 2.11
208447678 |  | Live | Carrier | SMART COMFORT | Singlezone Non-Ducted, Wall Placement | 208447678 |  | HRCU-A-CB-O | DLCSRBH12AAK | Mini-Splits | DLFSHCH12XAK | 14 | 25.5 | 13 | 14 | 25.5 | 10.4 | TRUE | TRUE | TRUE | 12000 | 10000 | 2.4 | 13112 | 2.11
208447670 |  | Live | Carrier | TEMPSTAR | Singlezone Non-Ducted, Wall Placement | 208447670 |  | HRCU-A-CB-O | DLCSRBH12AAK | Mini-Splits | DLFSHCH12XAK | 14 | 25.5 | 13 | 14 | 25.5 | 10.4 | TRUE | TRUE | TRUE | 12000 | 10000 | 2.4 | 13112 | 2.11
208447662 |  | Live | Carrier | MIDEA | Singlezone Non-Ducted, Wall Placement | 208447662 |  | HRCU-A-CB-O | DLCSRBH12AAK | Mini-Splits | DLFSHCH12XAK | 14 | 25.5 | 13 | 14 | 25.5 | 10.4 | TRUE | TRUE | TRUE | 12000 | 10000 | 2.4 | 13112 | 2.11
208447654 |  | Live | Carrier | KENMORE | Singlezone Non-Ducted, Wall Placement | 208447654 |  | HRCU-A-CB-O | DLCSRBH12AAK | Mini-Splits | DLFSHCH12XAK | 14 | 25.5 | 13 | 14 | 25.5 | 10.4 | TRUE | TRUE | TRUE | 12000 | 10000 | 2.4 | 13112 | 2.11
208447646 |  | Live | Carrier | KEEPRITE | Singlezone Non-Ducted, Wall Placement | 208447646 |  | HRCU-A-CB-O | DLCSRBH12AAK | Mini-Splits | DLFSHCH12XAK | 14 | 25.5 | 13 | 14 | 25.5 | 10.4 | TRUE | TRUE | TRUE | 12000 | 10000 | 2.4 | 13112 | 2.11
208447638 |  | Live | Carrier | HEIL | Singlezone Non-Ducted, Wall Placement | 208447638 |  | HRCU-A-CB-O | DLCSRBH12AAK | Mini-Splits | DLFSHCH12XAK | 14 | 25.5 | 13 | 14 | 25.5 | 10.4 | TRUE | TRUE | TRUE | 12000 | 10000 | 2.4 | 13112 | 2.11
208447630 |  | Live | Carrier | DAY & NIGHT | Singlezone Non-Ducted, Wall Placement | 208447630 |  | HRCU-A-CB-O | DLCSRBH12AAK | Mini-Splits | DLFSHCH12XAK | 14 | 25.5 | 13 | 14 | 25.5 | 10.4 | TRUE | TRUE | TRUE | 12000 | 10000 | 2.4 | 13112 | 2.11
208447622 |  | Live | Carrier | COMFORTMAKER | Singlezone Non-Ducted, Wall Placement | 208447622 |  | HRCU-A-CB-O | DLCSRBH12AAK | Mini-Splits | DLFSHCH12XAK | 14 | 25.5 | 13 | 14 | 25.5 | 10.4 | TRUE | TRUE | TRUE | 12000 | 10000 | 2.4 | 13112 | 2.11
208447614 |  | Live | Carrier | ARCOAIRE | Singlezone Non-Ducted, Wall Placement | 208447614 |  | HRCU-A-CB-O | DLCSRBH12AAK | Mini-Splits | DLFSHCH12XAK | 14 | 25.5 | 13 | 14 | 25.5 | 10.4 | TRUE | TRUE | TRUE | 12000 | 10000 | 2.4 | 13112 | 2.11
211756583 |  | Live | Carrier | LPS LEGACY | Singlezone Non-Ducted, Wall Placement | 211756583 |  | HRCU-A-CB-O | DLCSRBH12AAK | Mini-Splits | DLFSHCH12XAK | 14 | 25.5 | 13 | 14 | 25.5 | 10.4 | TRUE | TRUE | TRUE | 12000 | 10000 | 2.4 | 13112 | 2.11
211756602 |  | Live | Carrier | LPS LEGACY | Singlezone Non-Ducted, Wall Placement | 211756602 |  | HRCU-A-CB-O | DLCSRBH09AAK | Mini-Splits | DLFSHCH09XAK | 16.2 | 28.1 | 13 | 16.2 | 28.1 | 11.5 | TRUE | TRUE | TRUE | 9000 | 9500 | 2.53 | 12371 | 2.04
208447617 |  | Live | Carrier | ARCOAIRE | Singlezone Non-Ducted, Wall Placement | 208447617 |  | HRCU-A-CB-O | DLCSRBH09AAK | Mini-Splits | DLFSHCH09XAK | 16.2 | 28.1 | 13 | 16.2 | 28.1 | 11.5 | TRUE | TRUE | TRUE | 9000 | 9500 | 2.53 | 12371 | 2.04
208447625 |  | Live | Carrier | COMFORTMAKER | Singlezone Non-Ducted, Wall Placement | 208447625 |  | HRCU-A-CB-O | DLCSRBH09AAK | Mini-Splits | DLFSHCH09XAK | 16.2 | 28.1 | 13 | 16.2 | 28.1 | 11.5 | TRUE | TRUE | TRUE | 9000 | 9500 | 2.53 | 12371 | 2.04
208447633 |  | Live | Carrier | DAY & NIGHT | Singlezone Non-Ducted, Wall Placement | 208447633 |  | HRCU-A-CB-O | DLCSRBH09AAK | Mini-Splits | DLFSHCH09XAK | 16.2 | 28.1 | 13 | 16.2 | 28.1 | 11.5 | TRUE | TRUE | TRUE | 9000 | 9500 | 2.53 | 12371 | 2.04
208447641 |  | Live | Carrier | HEIL | Singlezone Non-Ducted, Wall Placement | 208447641 |  | HRCU-A-CB-O | DLCSRBH09AAK | Mini-Splits | DLFSHCH09XAK | 16.2 | 28.1 | 13 | 16.2 | 28.1 | 11.5 | TRUE | TRUE | TRUE | 9000 | 9500 | 2.53 | 12371 | 2.04
208447649 |  | Live | Carrier | KEEPRITE | Singlezone Non-Ducted, Wall Placement | 208447649 |  | HRCU-A-CB-O | DLCSRBH09AAK | Mini-Splits | DLFSHCH09XAK | 16.2 | 28.1 | 13 | 16.2 | 28.1 | 11.5 | TRUE | TRUE | TRUE | 9000 | 9500 | 2.53 | 12371 | 2.04
208447657 |  | Live | Carrier | KENMORE | Singlezone Non-Ducted, Wall Placement | 208447657 |  | HRCU-A-CB-O | DLCSRBH09AAK | Mini-Splits | DLFSHCH09XAK | 16.2 | 28.1 | 13 | 16.2 | 28.1 | 11.5 | TRUE | TRUE | TRUE | 9000 | 9500 | 2.53 | 12371 | 2.04
208447665 |  | Live | Carrier | MIDEA | Singlezone Non-Ducted, Wall Placement | 208447665 |  | HRCU-A-CB-O | DLCSRBH09AAK | Mini-Splits | DLFSHCH09XAK | 16.2 | 28.1 | 13 | 16.2 | 28.1 | 11.5 | TRUE | TRUE | TRUE | 9000 | 9500 | 2.53 | 12371 | 2.04
208447673 |  | Live | Carrier | TEMPSTAR | Singlezone Non-Ducted, Wall Placement | 208447673 |  | HRCU-A-CB-O | DLCSRBH09AAK | Mini-Splits | DLFSHCH09XAK | 16.2 | 28.1 | 13 | 16.2 | 28.1 | 11.5 | TRUE | TRUE | TRUE | 9000 | 9500 | 2.53 | 12371 | 2.04
208447681 |  | Live | Carrier | SMART COMFORT | Singlezone Non-Ducted, Wall Placement | 208447681 |  | HRCU-A-CB-O | DLCSRBH09AAK | Mini-Splits | DLFSHCH09XAK | 16.2 | 28.1 | 13 | 16.2 | 28.1 | 11.5 | TRUE | TRUE | TRUE | 9000 | 9500 | 2.53 | 12371 | 2.04
208447689 |  | Live | Carrier | AIRQUEST | Singlezone Non-Ducted, Wall Placement | 208447689 |  | HRCU-A-CB-O | DLCSRBH09AAK | Mini-Splits | DLFSHCH09XAK | 16.2 | 28.1 | 13 | 16.2 | 28.1 | 11.5 | TRUE | TRUE | TRUE | 9000 | 9500 | 2.53 | 12371 | 2.04
208447692 |  | Live | Carrier | AIRQUEST | Singlezone Non-Ducted, Wall Placement | 208447692 |  | HRCU-A-CB-O | DLCSRBH12AAJ | Mini-Splits | DLFSHCH12XAJ | 13 | 23 | 11.6 | 13 | 23.5 | 10 | TRUE | FALSE | TRUE | 12000 | 8400 | 2.8 | 9250 | 2.56
208447684 |  | Live | Carrier | SMART COMFORT | Singlezone Non-Ducted, Wall Placement | 208447684 |  | HRCU-A-CB-O | DLCSRBH12AAJ | Mini-Splits | DLFSHCH12XAJ | 13 | 23 | 11.6 | 13 | 23.5 | 10 | TRUE | FALSE | TRUE | 12000 | 8400 | 2.8 | 9250 | 2.56
208447676 |  | Live | Carrier | TEMPSTAR | Singlezone Non-Ducted, Wall Placement | 208447676 |  | HRCU-A-CB-O | DLCSRBH12AAJ | Mini-Splits | DLFSHCH12XAJ | 13 | 23 | 11.6 | 13 | 23.5 | 10 | TRUE | FALSE | TRUE | 12000 | 8400 | 2.8 | 9250 | 2.56
208447668 |  | Live | Carrier | MIDEA | Singlezone Non-Ducted, Wall Placement | 208447668 |  | HRCU-A-CB-O | DLCSRBH12AAJ | Mini-Splits | DLFSHCH12XAJ | 13 | 23 | 11.6 | 13 | 23.5 | 10 | TRUE | FALSE | TRUE | 12000 | 8400 | 2.8 | 9250 | 2.56
208447660 |  | Live | Carrier | KENMORE | Singlezone Non-Ducted, Wall Placement | 208447660 |  | HRCU-A-CB-O | DLCSRBH12AAJ | Mini-Splits | DLFSHCH12XAJ | 13 | 23 | 11.6 | 13 | 23.5 | 10 | TRUE | FALSE | TRUE | 12000 | 8400 | 2.8 | 9250 | 2.56
208447652 |  | Live | Carrier | KEEPRITE | Singlezone Non-Ducted, Wall Placement | 208447652 |  | HRCU-A-CB-O | DLCSRBH12AAJ | Mini-Splits | DLFSHCH12XAJ | 13 | 23 | 11.6 | 13 | 23.5 | 10 | TRUE | FALSE | TRUE | 12000 | 8400 | 2.8 | 9250 | 2.56
208447644 |  | Live | Carrier | HEIL | Singlezone Non-Ducted, Wall Placement | 208447644 |  | HRCU-A-CB-O | DLCSRBH12AAJ | Mini-Splits | DLFSHCH12XAJ | 13 | 23 | 11.6 | 13 | 23.5 | 10 | TRUE | FALSE | TRUE | 12000 | 8400 | 2.8 | 9250 | 2.56
208447636 |  | Live | Carrier | DAY & NIGHT | Singlezone Non-Ducted, Wall Placement | 208447636 |  | HRCU-A-CB-O | DLCSRBH12AAJ | Mini-Splits | DLFSHCH12XAJ | 13 | 23 | 11.6 | 13 | 23.5 | 10 | TRUE | FALSE | TRUE | 12000 | 8400 | 2.8 | 9250 | 2.56
208447628 |  | Live | Carrier | COMFORTMAKER | Singlezone Non-Ducted, Wall Placement | 208447628 |  | HRCU-A-CB-O | DLCSRBH12AAJ | Mini-Splits | DLFSHCH12XAJ | 13 | 23 | 11.6 | 13 | 23.5 | 10 | TRUE | FALSE | TRUE | 12000 | 8400 | 2.8 | 9250 | 2.56
208447620 |  | Live | Carrier | ARCOAIRE | Singlezone Non-Ducted, Wall Placement | 208447620 |  | HRCU-A-CB-O | DLCSRBH12AAJ | Mini-Splits | DLFSHCH12XAJ | 13 | 23 | 11.6 | 13 | 23.5 | 10 | TRUE | FALSE | TRUE | 12000 | 8400 | 2.8 | 9250 | 2.56
211756514 |  | Live | Carrier | LPS LEGACY | Singlezone Non-Ducted, Wall Placement | 211756514 |  | HRCU-A-CB-O | DLCSRBH12AAJ | Mini-Splits | DLFSHCH12XAJ | 13 | 23 | 11.6 | 13 | 23.5 | 10 | TRUE | FALSE | TRUE | 12000 | 8400 | 2.8 | 9250 | 2.56
207643028 |  | Live | Carrier | COMFORTMAKER | Multizone Mix of Ducted and Non-Ducted | 207643028 |  | HMSV-A-CB | DLCMRBH48EAK | Mixed Ducted and Non-Ducted Indoor Units |  | 10.55 | 20.75 | 11 | 10.9 | 20.8 | 9.6 | FALSE | FALSE | TRUE | 48000 | 36000 | 2.6 | 37000 | 2.17
207643007 |  | Live | Carrier | ARCOAIRE | Multizone Mix of Ducted and Non-Ducted | 207643007 |  | HMSV-A-CB | DLCMRBH48EAK | Mixed Ducted and Non-Ducted Indoor Units |  | 10.55 | 20.75 | 11 | 10.9 | 20.8 | 9.6 | FALSE | FALSE | TRUE | 48000 | 36000 | 2.6 | 37000 | 2.17
207643049 |  | Live | Carrier | DAY & NIGHT | Multizone Mix of Ducted and Non-Ducted | 207643049 |  | HMSV-A-CB | DLCMRBH48EAK | Mixed Ducted and Non-Ducted Indoor Units |  | 10.55 | 20.75 | 11 | 10.9 | 20.8 | 9.6 | FALSE | FALSE | TRUE | 48000 | 36000 | 2.6 | 37000 | 2.17
207642997 |  | Live | Carrier | ARCOAIRE | Multizone All Non-Ducted | 207642997 |  | HMSR-A-CB-O | DLCMRBH36DAK | Non-Ducted Indoor Units |  | 10.5 | 21.8 | 11.5 | 10.6 | 23.1 | 9.6 | FALSE | FALSE | TRUE | 36000 | 26400 | 2.3 | 29600 | 2.09
207643018 |  | Live | Carrier | COMFORTMAKER | Multizone All Non-Ducted | 207643018 |  | HMSR-A-CB-O | DLCMRBH36DAK | Non-Ducted Indoor Units |  | 10.5 | 21.8 | 11.5 | 10.6 | 23.1 | 9.6 | FALSE | FALSE | TRUE | 36000 | 26400 | 2.3 | 29600 | 2.09
207643039 |  | Live | Carrier | DAY & NIGHT | Multizone All Non-Ducted | 207643039 |  | HMSR-A-CB-O | DLCMRBH36DAK | Non-Ducted Indoor Units |  | 10.5 | 21.8 | 11.5 | 10.6 | 23.1 | 9.6 | FALSE | FALSE | TRUE | 36000 | 26400 | 2.3 | 29600 | 2.09
207643060 |  | Live | Carrier | HEIL | Multizone All Non-Ducted | 207643060 |  | HMSR-A-CB-O | DLCMRBH36DAK | Non-Ducted Indoor Units |  | 10.5 | 21.8 | 11.5 | 10.6 | 23.1 | 9.6 | FALSE | FALSE | TRUE | 36000 | 26400 | 2.3 | 29600 | 2.09
207643043 |  | Live | Carrier | DAY & NIGHT | Multizone Mix of Ducted and Non-Ducted | 207643043 |  | HMSV-A-CB | DLCMHBH48EAK | Mixed Ducted and Non-Ducted Indoor Units |  | 11.2 | 20.6 | 11 | 11.35 | 21.05 | 9.4 | TRUE | TRUE | TRUE | 47500 | 37400 | 2.4 | 45000 | 2.2
207643001 |  | Live | Carrier | ARCOAIRE | Multizone Mix of Ducted and Non-Ducted | 207643001 |  | HMSV-A-CB | DLCMHBH48EAK | Mixed Ducted and Non-Ducted Indoor Units |  | 11.2 | 20.6 | 11 | 11.35 | 21.05 | 9.4 | TRUE | TRUE | TRUE | 47500 | 37400 | 2.4 | 45000 | 2.2
207643022 |  | Live | Carrier | COMFORTMAKER | Multizone Mix of Ducted and Non-Ducted | 207643022 |  | HMSV-A-CB | DLCMHBH48EAK | Mixed Ducted and Non-Ducted Indoor Units |  | 11.2 | 20.6 | 11 | 11.35 | 21.05 | 9.4 | TRUE | TRUE | TRUE | 47500 | 37400 | 2.4 | 45000 | 2.2
207643064 |  | Live | Carrier | HEIL | Multizone Mix of Ducted and Non-Ducted | 207643064 |  | HMSV-A-CB | DLCMHBH48EAK | Mixed Ducted and Non-Ducted Indoor Units |  | 11.2 | 20.6 | 11 | 11.35 | 21.05 | 9.4 | TRUE | TRUE | TRUE | 47500 | 37400 | 2.4 | 45000 | 2.2
207643063 |  | Live | Carrier | HEIL | Multizone All Ducted | 207643063 |  | HMSV-A-CB | DLCMHBH48EAK | Ducted Indoor Units |  | 11.4 | 20.2 | 10.5 | 11.7 | 20.9 | 9 | TRUE | TRUE | TRUE | 47000 | 36000 | 2.3 | 45000 | 2.2
207643021 |  | Live | Carrier | COMFORTMAKER | Multizone All Ducted | 207643021 |  | HMSV-A-CB | DLCMHBH48EAK | Ducted Indoor Units |  | 11.4 | 20.2 | 10.5 | 11.7 | 20.9 | 9 | TRUE | TRUE | TRUE | 47000 | 36000 | 2.3 | 45000 | 2.2
207643000 |  | Live | Carrier | ARCOAIRE | Multizone All Ducted | 207643000 |  | HMSV-A-CB | DLCMHBH48EAK | Ducted Indoor Units |  | 11.4 | 20.2 | 10.5 | 11.7 | 20.9 | 9 | TRUE | TRUE | TRUE | 47000 | 36000 | 2.3 | 45000 | 2.2
207643042 |  | Live | Carrier | DAY & NIGHT | Multizone All Ducted | 207643042 |  | HMSV-A-CB | DLCMHBH48EAK | Ducted Indoor Units |  | 11.4 | 20.2 | 10.5 | 11.7 | 20.9 | 9 | TRUE | TRUE | TRUE | 47000 | 36000 | 2.3 | 45000 | 2.2
207643046 |  | Live | Carrier | DAY & NIGHT | Multizone Mix of Ducted and Non-Ducted | 207643046 |  | HMSV-A-CB | DLCMHBH36DAK | Mixed Ducted and Non-Ducted Indoor Units |  | 11.9 | 19.5 | 10.9 | 12.1 | 19.5 | 9.85 | TRUE | TRUE | TRUE | 36000 | 35000 | 2.43 | 35200 | 1.88
207643025 |  | Live | Carrier | COMFORTMAKER | Multizone Mix of Ducted and Non-Ducted | 207643025 |  | HMSV-A-CB | DLCMHBH36DAK | Mixed Ducted and Non-Ducted Indoor Units |  | 11.9 | 19.5 | 10.9 | 12.1 | 19.5 | 9.85 | TRUE | TRUE | TRUE | 36000 | 35000 | 2.43 | 35200 | 1.88
207643004 |  | Live | Carrier | ARCOAIRE | Multizone Mix of Ducted and Non-Ducted | 207643004 |  | HMSV-A-CB | DLCMHBH36DAK | Mixed Ducted and Non-Ducted Indoor Units |  | 11.9 | 19.5 | 10.9 | 12.1 | 19.5 | 9.85 | TRUE | TRUE | TRUE | 36000 | 35000 | 2.43 | 35200 | 1.88
207643052 |  | Live | Carrier | HEIL | Multizone Mix of Ducted and Non-Ducted | 207643052 |  | HMSV-A-CB | DLCMRBH18BAK | Mixed Ducted and Non-Ducted Indoor Units |  | 12.25 | 20.25 | 10.7 | 12.25 | 20 | 10 | TRUE | FALSE | TRUE | 18000 | 14600 | 2.5 | 16000 | 2.23
207643010 |  | Live | Carrier | COMFORTMAKER | Multizone Mix of Ducted and Non-Ducted | 207643010 |  | HMSV-A-CB | DLCMRBH18BAK | Mixed Ducted and Non-Ducted Indoor Units |  | 12.25 | 20.25 | 10.7 | 12.25 | 20 | 10 | TRUE | FALSE | TRUE | 18000 | 14600 | 2.5 | 16000 | 2.23
207643031 |  | Live | Carrier | DAY & NIGHT | Multizone Mix of Ducted and Non-Ducted | 207643031 |  | HMSV-A-CB | DLCMRBH18BAK | Mixed Ducted and Non-Ducted Indoor Units |  | 12.25 | 20.25 | 10.7 | 12.25 | 20 | 10 | TRUE | FALSE | TRUE | 18000 | 14600 | 2.5 | 16000 | 2.23
207642989 |  | Live | Carrier | ARCOAIRE | Multizone Mix of Ducted and Non-Ducted | 207642989 |  | HMSV-A-CB | DLCMRBH18BAK | Mixed Ducted and Non-Ducted Indoor Units |  | 12.25 | 20.25 | 10.7 | 12.25 | 20 | 10 | TRUE | FALSE | TRUE | 18000 | 14600 | 2.5 | 16000 | 2.23
207642988 |  | Live | Carrier | ARCOAIRE | Multizone All Ducted | 207642988 |  | HMSV-A-CB | DLCMRBH18BAK | Ducted Indoor Units |  | 12 | 19 | 10.8 | 12 | 19 | 9.8 | TRUE | TRUE | TRUE | 18000 | 14800 | 2.49 | 16000 | 2.23
207643030 |  | Live | Carrier | DAY & NIGHT | Multizone All Ducted | 207643030 |  | HMSV-A-CB | DLCMRBH18BAK | Ducted Indoor Units |  | 12 | 19 | 10.8 | 12 | 19 | 9.8 | TRUE | TRUE | TRUE | 18000 | 14800 | 2.49 | 16000 | 2.23
207643009 |  | Live | Carrier | COMFORTMAKER | Multizone All Ducted | 207643009 |  | HMSV-A-CB | DLCMRBH18BAK | Ducted Indoor Units |  | 12 | 19 | 10.8 | 12 | 19 | 9.8 | TRUE | TRUE | TRUE | 18000 | 14800 | 2.49 | 16000 | 2.23
207643051 |  | Live | Carrier | HEIL | Multizone All Ducted | 207643051 |  | HMSV-A-CB | DLCMRBH18BAK | Ducted Indoor Units |  | 12 | 19 | 10.8 | 12 | 19 | 9.8 | TRUE | TRUE | TRUE | 18000 | 14800 | 2.49 | 16000 | 2.23
207643062 |  | Live | Carrier | HEIL | Multizone All Non-Ducted | 207643062 |  | HMSR-A-CB-O | DLCMHBH48EAK | Non-Ducted Indoor Units |  | 11 | 21 | 11.5 | 11 | 21.2 | 10 | TRUE | TRUE | TRUE | 48000 | 39000 | 2.5 | 45000 | 2.2
207643020 |  | Live | Carrier | COMFORTMAKER | Multizone All Non-Ducted | 207643020 |  | HMSR-A-CB-O | DLCMHBH48EAK | Non-Ducted Indoor Units |  | 11 | 21 | 11.5 | 11 | 21.2 | 10 | TRUE | TRUE | TRUE | 48000 | 39000 | 2.5 | 45000 | 2.2
207642999 |  | Live | Carrier | ARCOAIRE | Multizone All Non-Ducted | 207642999 |  | HMSR-A-CB-O | DLCMHBH48EAK | Non-Ducted Indoor Units |  | 11 | 21 | 11.5 | 11 | 21.2 | 10 | TRUE | TRUE | TRUE | 48000 | 39000 | 2.5 | 45000 | 2.2
207643041 |  | Live | Carrier | DAY & NIGHT | Multizone All Non-Ducted | 207643041 |  | HMSR-A-CB-O | DLCMHBH48EAK | Non-Ducted Indoor Units |  | 11 | 21 | 11.5 | 11 | 21.2 | 10 | TRUE | TRUE | TRUE | 48000 | 39000 | 2.5 | 45000 | 2.2
207643044 |  | Live | Carrier | DAY & NIGHT | Multizone All Non-Ducted | 207643044 |  | HMSR-A-CB-O | DLCMHBH36DAK | Non-Ducted Indoor Units |  | 12.5 | 20 | 10.8 | 12.5 | 20 | 9.7 | TRUE | TRUE | TRUE | 36000 | 35000 | 2.35 | 35200 | 1.88
207643023 |  | Live | Carrier | COMFORTMAKER | Multizone All Non-Ducted | 207643023 |  | HMSR-A-CB-O | DLCMHBH36DAK | Non-Ducted Indoor Units |  | 12.5 | 20 | 10.8 | 12.5 | 20 | 9.7 | TRUE | TRUE | TRUE | 36000 | 35000 | 2.35 | 35200 | 1.88
207643002 |  | Live | Carrier | ARCOAIRE | Multizone All Non-Ducted | 207643002 |  | HMSR-A-CB-O | DLCMHBH36DAK | Non-Ducted Indoor Units |  | 12.5 | 20 | 10.8 | 12.5 | 20 | 9.7 | TRUE | TRUE | TRUE | 36000 | 35000 | 2.35 | 35200 | 1.88
207643047 |  | Live | Carrier | DAY & NIGHT | Multizone All Non-Ducted | 207643047 |  | HMSR-A-CB-O | DLCMRBH48EAK | Non-Ducted Indoor Units |  | 11 | 21 | 10.5 | 11 | 21.1 | 9.5 | TRUE | FALSE | TRUE | 48000 | 36000 | 2.5 | 37000 | 2.17
207643005 |  | Live | Carrier | ARCOAIRE | Multizone All Non-Ducted | 207643005 |  | HMSR-A-CB-O | DLCMRBH48EAK | Non-Ducted Indoor Units |  | 11 | 21 | 10.5 | 11 | 21.1 | 9.5 | TRUE | FALSE | TRUE | 48000 | 36000 | 2.5 | 37000 | 2.17
207643026 |  | Live | Carrier | COMFORTMAKER | Multizone All Non-Ducted | 207643026 |  | HMSR-A-CB-O | DLCMRBH48EAK | Non-Ducted Indoor Units |  | 11 | 21 | 10.5 | 11 | 21.1 | 9.5 | TRUE | FALSE | TRUE | 48000 | 36000 | 2.5 | 37000 | 2.17
207643029 |  | Live | Carrier | DAY & NIGHT | Multizone All Non-Ducted | 207643029 |  | HMSR-A-CB-O | DLCMRBH18BAK | Non-Ducted Indoor Units |  | 12.5 | 21.5 | 10.6 | 12.5 | 21 | 10.2 | TRUE | FALSE | TRUE | 18000 | 14400 | 2.5 | 16000 | 2.23
207643008 |  | Live | Carrier | COMFORTMAKER | Multizone All Non-Ducted | 207643008 |  | HMSR-A-CB-O | DLCMRBH18BAK | Non-Ducted Indoor Units |  | 12.5 | 21.5 | 10.6 | 12.5 | 21 | 10.2 | TRUE | FALSE | TRUE | 18000 | 14400 | 2.5 | 16000 | 2.23
207643050 |  | Live | Carrier | HEIL | Multizone All Non-Ducted | 207643050 |  | HMSR-A-CB-O | DLCMRBH18BAK | Non-Ducted Indoor Units |  | 12.5 | 21.5 | 10.6 | 12.5 | 21 | 10.2 | TRUE | FALSE | TRUE | 18000 | 14400 | 2.5 | 16000 | 2.23
207642987 |  | Live | Carrier | ARCOAIRE | Multizone All Non-Ducted | 207642987 |  | HMSR-A-CB-O | DLCMRBH18BAK | Non-Ducted Indoor Units |  | 12.5 | 21.5 | 10.6 | 12.5 | 21 | 10.2 | TRUE | FALSE | TRUE | 18000 | 14400 | 2.5 | 16000 | 2.23
207642893 |  | Live | Carrier | CARRIER | Multizone Mix of Ducted and Non-Ducted | 207642893 |  | HMSV-A-CB | 38MGHBQ36DA3 | Mixed Ducted and Non-Ducted Indoor Units |  | 12.45 | 20.4 | 11 | 12.65 | 20.6 | 10.15 | TRUE | TRUE | TRUE | 36000 | 34000 | 2.45 | 35200 | 1.88
207642956 |  | Live | Carrier | WEATHERMAKER | Multizone Mix of Ducted and Non-Ducted | 207642956 |  | HMSV-A-CB | 38MGHBQ36DA3 | Mixed Ducted and Non-Ducted Indoor Units |  | 12.45 | 20.4 | 11 | 12.65 | 20.6 | 10.15 | TRUE | TRUE | TRUE | 36000 | 34000 | 2.45 | 35200 | 1.88
207642977 |  | Live | Carrier | MIDEA | Multizone Mix of Ducted and Non-Ducted | 207642977 |  | HMSV-A-CB | 38MGHBQ36DA3 | Mixed Ducted and Non-Ducted Indoor Units |  | 12.45 | 20.4 | 11 | 12.65 | 20.6 | 10.15 | TRUE | TRUE | TRUE | 36000 | 34000 | 2.45 | 35200 | 1.88
207642914 |  | Live | Carrier | BRYANT | Multizone Mix of Ducted and Non-Ducted | 207642914 |  | HMSV-A-CB | 38MGHBQ36DA3 | Mixed Ducted and Non-Ducted Indoor Units |  | 12.45 | 20.4 | 11 | 12.65 | 20.6 | 10.15 | TRUE | TRUE | TRUE | 36000 | 34000 | 2.45 | 35200 | 1.88
207642935 |  | Live | Carrier | PAYNE | Multizone Mix of Ducted and Non-Ducted | 207642935 |  | HMSV-A-CB | 38MGHBQ36DA3 | Mixed Ducted and Non-Ducted Indoor Units |  | 12.45 | 20.4 | 11 | 12.65 | 20.6 | 10.15 | TRUE | TRUE | TRUE | 36000 | 34000 | 2.45 | 35200 | 1.88
207642938 |  | Live | Carrier | PAYNE | Multizone Mix of Ducted and Non-Ducted | 207642938 |  | HMSV-A-CB | 38MGRBQ48EA3 | Mixed Ducted and Non-Ducted Indoor Units |  | 11.3 | 21.45 | 11.25 | 11.65 | 21.95 | 9.2 | TRUE | FALSE | TRUE | 48000 | 35000 | 2.55 | 37000 | 2.17
207642917 |  | Live | Carrier | BRYANT | Multizone Mix of Ducted and Non-Ducted | 207642917 |  | HMSV-A-CB | 38MGRBQ48EA3 | Mixed Ducted and Non-Ducted Indoor Units |  | 11.3 | 21.45 | 11.25 | 11.65 | 21.95 | 9.2 | TRUE | FALSE | TRUE | 48000 | 35000 | 2.55 | 37000 | 2.17
207642980 |  | Live | Carrier | MIDEA | Multizone Mix of Ducted and Non-Ducted | 207642980 |  | HMSV-A-CB | 38MGRBQ48EA3 | Mixed Ducted and Non-Ducted Indoor Units |  | 11.3 | 21.45 | 11.25 | 11.65 | 21.95 | 9.2 | TRUE | FALSE | TRUE | 48000 | 35000 | 2.55 | 37000 | 2.17
207642959 |  | Live | Carrier | WEATHERMAKER | Multizone Mix of Ducted and Non-Ducted | 207642959 |  | HMSV-A-CB | 38MGRBQ48EA3 | Mixed Ducted and Non-Ducted Indoor Units |  | 11.3 | 21.45 | 11.25 | 11.65 | 21.95 | 9.2 | TRUE | FALSE | TRUE | 48000 | 35000 | 2.55 | 37000 | 2.17
207642896 |  | Live | Carrier | CARRIER | Multizone Mix of Ducted and Non-Ducted | 207642896 |  | HMSV-A-CB | 38MGRBQ48EA3 | Mixed Ducted and Non-Ducted Indoor Units |  | 11.3 | 21.45 | 11.25 | 11.65 | 21.95 | 9.2 | TRUE | FALSE | TRUE | 48000 | 35000 | 2.55 | 37000 | 2.17
207642912 |  | Live | Carrier | BRYANT | Multizone All Non-Ducted | 207642912 |  | HMSR-A-CB-O | 38MGHBQ36DA3 | Non-Ducted Indoor Units |  | 13.6 | 21.8 | 11 | 13.6 | 22.2 | 10.3 | TRUE | TRUE | TRUE | 36000 | 33000 | 2.4 | 35200 | 1.88
207642933 |  | Live | Carrier | PAYNE | Multizone All Non-Ducted | 207642933 |  | HMSR-A-CB-O | 38MGHBQ36DA3 | Non-Ducted Indoor Units |  | 13.6 | 21.8 | 11 | 13.6 | 22.2 | 10.3 | TRUE | TRUE | TRUE | 36000 | 33000 | 2.4 | 35200 | 1.88
207642975 |  | Live | Carrier | MIDEA | Multizone All Non-Ducted | 207642975 |  | HMSR-A-CB-O | 38MGHBQ36DA3 | Non-Ducted Indoor Units |  | 13.6 | 21.8 | 11 | 13.6 | 22.2 | 10.3 | TRUE | TRUE | TRUE | 36000 | 33000 | 2.4 | 35200 | 1.88
207642954 |  | Live | Carrier | WEATHERMAKER | Multizone All Non-Ducted | 207642954 |  | HMSR-A-CB-O | 38MGHBQ36DA3 | Non-Ducted Indoor Units |  | 13.6 | 21.8 | 11 | 13.6 | 22.2 | 10.3 | TRUE | TRUE | TRUE | 36000 | 33000 | 2.4 | 35200 | 1.88
207642891 |  | Live | Carrier | CARRIER | Multizone All Non-Ducted | 207642891 |  | HMSR-A-CB-O | 38MGHBQ36DA3 | Non-Ducted Indoor Units |  | 13.6 | 21.8 | 11 | 13.6 | 22.2 | 10.3 | TRUE | TRUE | TRUE | 36000 | 33000 | 2.4 | 35200 | 1.88
207642936 |  | Live | Carrier | PAYNE | Multizone All Non-Ducted | 207642936 |  | HMSR-A-CB-O | 38MGRBQ48EA3 | Non-Ducted Indoor Units |  | 12.5 | 22.4 | 11 | 12.5 | 23.4 | 8.7 | TRUE | FALSE | FALSE | 48000 | 34000 | 2.4 | 37000 | 2.17
207642915 |  | Live | Carrier | BRYANT | Multizone All Non-Ducted | 207642915 |  | HMSR-A-CB-O | 38MGRBQ48EA3 | Non-Ducted Indoor Units |  | 12.5 | 22.4 | 11 | 12.5 | 23.4 | 8.7 | TRUE | FALSE | FALSE | 48000 | 34000 | 2.4 | 37000 | 2.17
207642978 |  | Live | Carrier | MIDEA | Multizone All Non-Ducted | 207642978 |  | HMSR-A-CB-O | 38MGRBQ48EA3 | Non-Ducted Indoor Units |  | 12.5 | 22.4 | 11 | 12.5 | 23.4 | 8.7 | TRUE | FALSE | FALSE | 48000 | 34000 | 2.4 | 37000 | 2.17
207642957 |  | Live | Carrier | WEATHERMAKER | Multizone All Non-Ducted | 207642957 |  | HMSR-A-CB-O | 38MGRBQ48EA3 | Non-Ducted Indoor Units |  | 12.5 | 22.4 | 11 | 12.5 | 23.4 | 8.7 | TRUE | FALSE | FALSE | 48000 | 34000 | 2.4 | 37000 | 2.17
207642894 |  | Live | Carrier | CARRIER | Multizone All Non-Ducted | 207642894 |  | HMSR-A-CB-O | 38MGRBQ48EA3 | Non-Ducted Indoor Units |  | 12.5 | 22.4 | 11 | 12.5 | 23.4 | 8.7 | TRUE | FALSE | FALSE | 48000 | 34000 | 2.4 | 37000 | 2.17
207642923 |  | Live | Carrier | PAYNE | Multizone Mix of Ducted and Non-Ducted | 207642923 |  | HMSV-A-CB | 38MGHBQ24CA3 | Mixed Ducted and Non-Ducted Indoor Units |  | 12.8 | 22.6 | 10.75 | 12.95 | 22.95 | 9.85 | TRUE | TRUE | TRUE | 24000 | 21000 | 2.55 | 22600 | 2.25
207642902 |  | Live | Carrier | BRYANT | Multizone Mix of Ducted and Non-Ducted | 207642902 |  | HMSV-A-CB | 38MGHBQ24CA3 | Mixed Ducted and Non-Ducted Indoor Units |  | 12.8 | 22.6 | 10.75 | 12.95 | 22.95 | 9.85 | TRUE | TRUE | TRUE | 24000 | 21000 | 2.55 | 22600 | 2.25
207642944 |  | Live | Carrier | WEATHERMAKER | Multizone Mix of Ducted and Non-Ducted | 207642944 |  | HMSV-A-CB | 38MGHBQ24CA3 | Mixed Ducted and Non-Ducted Indoor Units |  | 12.8 | 22.6 | 10.75 | 12.95 | 22.95 | 9.85 | TRUE | TRUE | TRUE | 24000 | 21000 | 2.55 | 22600 | 2.25
207642965 |  | Live | Carrier | MIDEA | Multizone Mix of Ducted and Non-Ducted | 207642965 |  | HMSV-A-CB | 38MGHBQ24CA3 | Mixed Ducted and Non-Ducted Indoor Units |  | 12.8 | 22.6 | 10.75 | 12.95 | 22.95 | 9.85 | TRUE | TRUE | TRUE | 24000 | 21000 | 2.55 | 22600 | 2.25
207642881 |  | Live | Carrier | CARRIER | Multizone Mix of Ducted and Non-Ducted | 207642881 |  | HMSV-A-CB | 38MGHBQ24CA3 | Mixed Ducted and Non-Ducted Indoor Units |  | 12.8 | 22.6 | 10.75 | 12.95 | 22.95 | 9.85 | TRUE | TRUE | TRUE | 24000 | 21000 | 2.55 | 22600 | 2.25
207642903 |  | Live | Carrier | BRYANT | Multizone All Non-Ducted | 207642903 |  | HMSR-A-CB-O | 38MGHBQ30DA3 | Non-Ducted Indoor Units |  | 12.5 | 25 | 11.3 | 13 | 26 | 9.8 | TRUE | TRUE | TRUE | 30000 | 29000 | 2.5 | 29600 | 2.09
207642924 |  | Live | Carrier | PAYNE | Multizone All Non-Ducted | 207642924 |  | HMSR-A-CB-O | 38MGHBQ30DA3 | Non-Ducted Indoor Units |  | 12.5 | 25 | 11.3 | 13 | 26 | 9.8 | TRUE | TRUE | TRUE | 30000 | 29000 | 2.5 | 29600 | 2.09
207642945 |  | Live | Carrier | WEATHERMAKER | Multizone All Non-Ducted | 207642945 |  | HMSR-A-CB-O | 38MGHBQ30DA3 | Non-Ducted Indoor Units |  | 12.5 | 25 | 11.3 | 13 | 26 | 9.8 | TRUE | TRUE | TRUE | 30000 | 29000 | 2.5 | 29600 | 2.09
207642966 |  | Live | Carrier | MIDEA | Multizone All Non-Ducted | 207642966 |  | HMSR-A-CB-O | 38MGHBQ30DA3 | Non-Ducted Indoor Units |  | 12.5 | 25 | 11.3 | 13 | 26 | 9.8 | TRUE | TRUE | TRUE | 30000 | 29000 | 2.5 | 29600 | 2.09
207642882 |  | Live | Carrier | CARRIER | Multizone All Non-Ducted | 207642882 |  | HMSR-A-CB-O | 38MGHBQ30DA3 | Non-Ducted Indoor Units |  | 12.5 | 25 | 11.3 | 13 | 26 | 9.8 | TRUE | TRUE | TRUE | 30000 | 29000 | 2.5 | 29600 | 2.09
207642880 |  | Live | Carrier | CARRIER | Multizone All Ducted | 207642880 |  | HMSV-A-CB | 38MGHBQ24CA3 | Ducted Indoor Units |  | 12.5 | 21.1 | 10.5 | 12.5 | 21.3 | 9.7 | TRUE | TRUE | TRUE | 24000 | 21600 | 2.61 | 22600 | 2.25
207642964 |  | Live | Carrier | MIDEA | Multizone All Ducted | 207642964 |  | HMSV-A-CB | 38MGHBQ24CA3 | Ducted Indoor Units |  | 12.5 | 21.1 | 10.5 | 12.5 | 21.3 | 9.7 | TRUE | TRUE | TRUE | 24000 | 21600 | 2.61 | 22600 | 2.25
207642943 |  | Live | Carrier | WEATHERMAKER | Multizone All Ducted | 207642943 |  | HMSV-A-CB | 38MGHBQ24CA3 | Ducted Indoor Units |  | 12.5 | 21.1 | 10.5 | 12.5 | 21.3 | 9.7 | TRUE | TRUE | TRUE | 24000 | 21600 | 2.61 | 22600 | 2.25
207642922 |  | Live | Carrier | PAYNE | Multizone All Ducted | 207642922 |  | HMSV-A-CB | 38MGHBQ24CA3 | Ducted Indoor Units |  | 12.5 | 21.1 | 10.5 | 12.5 | 21.3 | 9.7 | TRUE | TRUE | TRUE | 24000 | 21600 | 2.61 | 22600 | 2.25
207642901 |  | Live | Carrier | BRYANT | Multizone All Ducted | 207642901 |  | HMSV-A-CB | 38MGHBQ24CA3 | Ducted Indoor Units |  | 12.5 | 21.1 | 10.5 | 12.5 | 21.3 | 9.7 | TRUE | TRUE | TRUE | 24000 | 21600 | 2.61 | 22600 | 2.25
207642900 |  | Live | Carrier | BRYANT | Multizone All Non-Ducted | 207642900 |  | HMSR-A-CB-O | 38MGHBQ24CA3 | Non-Ducted Indoor Units |  | 13.1 | 24.1 | 11 | 13.4 | 24.6 | 10 | TRUE | TRUE | TRUE | 24000 | 20400 | 2.5 | 22600 | 2.25
207642921 |  | Live | Carrier | PAYNE | Multizone All Non-Ducted | 207642921 |  | HMSR-A-CB-O | 38MGHBQ24CA3 | Non-Ducted Indoor Units |  | 13.1 | 24.1 | 11 | 13.4 | 24.6 | 10 | TRUE | TRUE | TRUE | 24000 | 20400 | 2.5 | 22600 | 2.25
207642942 |  | Live | Carrier | WEATHERMAKER | Multizone All Non-Ducted | 207642942 |  | HMSR-A-CB-O | 38MGHBQ24CA3 | Non-Ducted Indoor Units |  | 13.1 | 24.1 | 11 | 13.4 | 24.6 | 10 | TRUE | TRUE | TRUE | 24000 | 20400 | 2.5 | 22600 | 2.25
207642963 |  | Live | Carrier | MIDEA | Multizone All Non-Ducted | 207642963 |  | HMSR-A-CB-O | 38MGHBQ24CA3 | Non-Ducted Indoor Units |  | 13.1 | 24.1 | 11 | 13.4 | 24.6 | 10 | TRUE | TRUE | TRUE | 24000 | 20400 | 2.5 | 22600 | 2.25
207642879 |  | Live | Carrier | CARRIER | Multizone All Non-Ducted | 207642879 |  | HMSR-A-CB-O | 38MGHBQ24CA3 | Non-Ducted Indoor Units |  | 13.1 | 24.1 | 11 | 13.4 | 24.6 | 10 | TRUE | TRUE | TRUE | 24000 | 20400 | 2.5 | 22600 | 2.25
207614949 |  | Live | Carrier | CARRIER | Singlezone Non-Ducted, Wall Placement | 207614949 |  | HRCU-A-CB-O | 38MPRBQ09AA3 | Mini-Splits | 40MPHBQ09XA3 | 16 | 42.5 | 15 | 16 | 28.5 | 18 | TRUE | TRUE | TRUE | 9000 | 10400 | 2.27 | 17087 | 2.21
207614951 |  | Live | Carrier | BRYANT | Singlezone Non-Ducted, Wall Placement | 207614951 |  | HRCU-A-CB-O | 38MPRBQ09AA3 | Mini-Splits | 619PHBQ09XA3 | 16 | 42.5 | 15 | 16 | 28.5 | 18 | TRUE | TRUE | TRUE | 9000 | 10400 | 2.27 | 17087 | 2.21
207614953 |  | Live | Carrier | PAYNE | Singlezone Non-Ducted, Wall Placement | 207614953 |  | HRCU-A-CB-O | 38MPRBQ09AA3 | Mini-Splits | DHMPHBQ09XA3 | 16 | 42.5 | 15 | 16 | 28.5 | 18 | TRUE | TRUE | TRUE | 9000 | 10400 | 2.27 | 17087 | 2.21
207614955 |  | Live | Carrier | WEATHERMAKER | Singlezone Non-Ducted, Wall Placement | 207614955 |  | HRCU-A-CB-O | 38MPRBQ09AA3 | Mini-Splits | DHMPHBQ09XA3 | 16 | 42.5 | 15 | 16 | 28.5 | 18 | TRUE | TRUE | TRUE | 9000 | 10400 | 2.27 | 17087 | 2.21
207614957 |  | Live | Carrier | MIDEA | Singlezone Non-Ducted, Wall Placement | 207614957 |  | HRCU-A-CB-O | 38MPRBQ09AA3 | Mini-Splits | DHMPHBQ09XA3 | 16 | 42.5 | 15 | 16 | 28.5 | 18 | TRUE | TRUE |  | 9000 | 10400 | 2.27 | 17087 | 2.21
207614958 |  | Live | Carrier | MIDEA | Singlezone Non-Ducted, Wall Placement | 207614958 |  | HRCU-A-CB-O | 38MPRBQ12AA3 | Mini-Splits | DHMPHBQ12XA3 | 13.8 | 32 | 14 | 14 | 27 | 12 | TRUE | TRUE |  | 12000 | 10400 | 2.27 | 17087 | 2.21
207614956 |  | Live | Carrier | WEATHERMAKER | Singlezone Non-Ducted, Wall Placement | 207614956 |  | HRCU-A-CB-O | 38MPRBQ12AA3 | Mini-Splits | DHMPHBQ12XA3 | 13.8 | 32 | 14 | 14 | 27 | 12 | TRUE | TRUE | TRUE | 12000 | 10400 | 2.27 | 17087 | 2.21
207614954 |  | Live | Carrier | PAYNE | Singlezone Non-Ducted, Wall Placement | 207614954 |  | HRCU-A-CB-O | 38MPRBQ12AA3 | Mini-Splits | DHMPHBQ12XA3 | 13.8 | 32 | 14 | 14 | 27 | 12 | TRUE | TRUE | TRUE | 12000 | 10400 | 2.27 | 17087 | 2.21
207614952 |  | Live | Carrier | BRYANT | Singlezone Non-Ducted, Wall Placement | 207614952 |  | HRCU-A-CB-O | 38MPRBQ12AA3 | Mini-Splits | 619PHBQ12XA3 | 13.8 | 32 | 14 | 14 | 27 | 12 | TRUE | TRUE | TRUE | 12000 | 10400 | 2.27 | 17087 | 2.21
207614950 |  | Live | Carrier | CARRIER | Singlezone Non-Ducted, Wall Placement | 207614950 |  | HRCU-A-CB-O | 38MPRBQ12AA3 | Mini-Splits | 40MPHBQ12XA3 | 13.8 | 32 | 14 | 14 | 27 | 12 | TRUE | TRUE | TRUE | 12000 | 10400 | 2.27 | 17087 | 2.21
207188905 |  | Live | Carrier | ARCOAIRE | Singlezone Non-Ducted, Wall Placement | 207188905 |  | HRCU-A-CB-O | DLCSRBH06AAK | Mini-Splits | DLFSHBH06XAK | 15 | 23.5 | 11 | 15 | 23.5 | 12 | TRUE | TRUE | TRUE | 6000 | 7500 | 2.5 | 10000 | 2.38
207188929 |  | Live | Carrier | SMART COMFORT | Singlezone Non-Ducted, Wall Placement | 207188929 |  | HRCU-A-CB-O | DLCSRBH06AAK | Mini-Splits | DLFSHBH06XAK | 15 | 23.5 | 11 | 15 | 23.5 | 12 | TRUE | TRUE | TRUE | 6000 | 7500 | 2.5 | 10000 | 2.38
207188926 |  | Live | Carrier | TEMPSTAR | Singlezone Non-Ducted, Wall Placement | 207188926 |  | HRCU-A-CB-O | DLCSRBH06AAK | Mini-Splits | DLFSHBH06XAK | 15 | 23.5 | 11 | 15 | 23.5 | 12 | TRUE | TRUE | TRUE | 6000 | 7500 | 2.5 | 10000 | 2.38
207188923 |  | Live | Carrier | MIDEA | Singlezone Non-Ducted, Wall Placement | 207188923 |  | HRCU-A-CB-O | DLCSRBH06AAK | Mini-Splits | DLFSHBH06XAK | 15 | 23.5 | 11 | 15 | 23.5 | 12 | TRUE | TRUE | TRUE | 6000 | 7500 | 2.5 | 10000 | 2.38
207188920 |  | Live | Carrier | KENMORE | Singlezone Non-Ducted, Wall Placement | 207188920 |  | HRCU-A-CB-O | DLCSRBH06AAK | Mini-Splits | DLFSHBH06XAK | 15 | 23.5 | 11 | 15 | 23.5 | 12 | TRUE | TRUE | TRUE | 6000 | 7500 | 2.5 | 10000 | 2.38
207188917 |  | Live | Carrier | KEEPRITE | Singlezone Non-Ducted, Wall Placement | 207188917 |  | HRCU-A-CB-O | DLCSRBH06AAK | Mini-Splits | DLFSHBH06XAK | 15 | 23.5 | 11 | 15 | 23.5 | 12 | TRUE | TRUE | TRUE | 6000 | 7500 | 2.5 | 10000 | 2.38
207188914 |  | Live | Carrier | HEIL | Singlezone Non-Ducted, Wall Placement | 207188914 |  | HRCU-A-CB-O | DLCSRBH06AAK | Mini-Splits | DLFSHBH06XAK | 15 | 23.5 | 11 | 15 | 23.5 | 12 | TRUE | TRUE | TRUE | 6000 | 7500 | 2.5 | 10000 | 2.38
207188911 |  | Live | Carrier | DAY & NIGHT | Singlezone Non-Ducted, Wall Placement | 207188911 |  | HRCU-A-CB-O | DLCSRBH06AAK | Mini-Splits | DLFSHBH06XAK | 15 | 23.5 | 11 | 15 | 23.5 | 12 | TRUE | TRUE | TRUE | 6000 | 7500 | 2.5 | 10000 | 2.38
207188908 |  | Live | Carrier | COMFORTMAKER | Singlezone Non-Ducted, Wall Placement | 207188908 |  | HRCU-A-CB-O | DLCSRBH06AAK | Mini-Splits | DLFSHBH06XAK | 15 | 23.5 | 11 | 15 | 23.5 | 12 | TRUE | TRUE | TRUE | 6000 | 7500 | 2.5 | 10000 | 2.38
207188932 |  | Live | Carrier | AIRQUEST | Singlezone Non-Ducted, Wall Placement | 207188932 |  | HRCU-A-CB-O | DLCSRBH06AAK | Mini-Splits | DLFSHBH06XAK | 15 | 23.5 | 11 | 15 | 23.5 | 12 | TRUE | TRUE | TRUE | 6000 | 7500 | 2.5 | 10000 | 2.38
207188939 |  | Live | Carrier | CARRIER | Singlezone Non-Ducted, Wall Placement | 207188939 |  | HRCU-A-CB-O | 38MARBQ06AA3 | Mini-Splits | 40MAHBQ06XA3 | 15.8 | 26.5 | 14 | 15.8 | 26.5 | 13.6 | TRUE | TRUE |  | 6000 | 8500 | 2.9 | 10041 | 2.45
207188938 |  | Live | Carrier | BRYANT | Singlezone Non-Ducted, Wall Placement | 207188938 |  | HRCU-A-CB-O | 38MARBQ06AA3 | Mini-Splits | 619AHBQ06XA3 | 15.8 | 26.5 | 14 | 15.8 | 26.5 | 13.6 | TRUE | TRUE |  | 6000 | 8500 | 2.9 | 10041 | 2.45
207188937 |  | Live | Carrier | WEATHERMAKER | Singlezone Non-Ducted, Wall Placement | 207188937 |  | HRCU-A-CB-O | 38MARBQ06AA3 | Mini-Splits | DHMAHBQ06XA3 | 15.8 | 26.5 | 14 | 15.8 | 26.5 | 13.6 | TRUE | TRUE |  | 6000 | 8500 | 2.9 | 10041 | 2.45
207188936 |  | Live | Carrier | MIDEA | Singlezone Non-Ducted, Wall Placement | 207188936 |  | HRCU-A-CB-O | 38MARBQ06AA3 | Mini-Splits | DHMAHBQ06XA3 | 15.8 | 26.5 | 14 | 15.8 | 26.5 | 13.6 | TRUE | TRUE |  | 6000 | 8500 | 2.9 | 10041 | 2.45
207188935 |  | Live | Carrier | PAYNE | Singlezone Non-Ducted, Wall Placement | 207188935 |  | HRCU-A-CB-O | 38MARBQ06AA3 | Mini-Splits | DHMAHBQ06XA3 | 15.8 | 26.5 | 14 | 15.8 | 26.5 | 13.6 | TRUE | TRUE |  | 6000 | 8500 | 2.9 | 10041 | 2.45
207642890 |  | Live | Carrier | CARRIER | Multizone Mix of Ducted and Non-Ducted | 207642890 |  | HMSV-A-CB | 38MGHBQ48EA3 | Mixed Ducted and Non-Ducted Indoor Units |  | 11.5 | 20.85 | 10.75 | 11.7 | 21.35 | 9.4 | TRUE | TRUE | TRUE | 47500 | 36000 | 2.3 | 45000 | 2.2
207642953 |  | Live | Carrier | WEATHERMAKER | Multizone Mix of Ducted and Non-Ducted | 207642953 |  | HMSV-A-CB | 38MGHBQ48EA3 | Mixed Ducted and Non-Ducted Indoor Units |  | 11.5 | 20.85 | 10.75 | 11.7 | 21.35 | 9.4 | TRUE | TRUE | TRUE | 47500 | 36000 | 2.3 | 45000 | 2.2
207642974 |  | Live | Carrier | MIDEA | Multizone Mix of Ducted and Non-Ducted | 207642974 |  | HMSV-A-CB | 38MGHBQ48EA3 | Mixed Ducted and Non-Ducted Indoor Units |  | 11.5 | 20.85 | 10.75 | 11.7 | 21.35 | 9.4 | TRUE | TRUE | TRUE | 47500 | 36000 | 2.3 | 45000 | 2.2
207642932 |  | Live | Carrier | PAYNE | Multizone Mix of Ducted and Non-Ducted | 207642932 |  | HMSV-A-CB | 38MGHBQ48EA3 | Mixed Ducted and Non-Ducted Indoor Units |  | 11.5 | 20.85 | 10.75 | 11.7 | 21.35 | 9.4 | TRUE | TRUE | TRUE | 47500 | 36000 | 2.3 | 45000 | 2.2
207642911 |  | Live | Carrier | BRYANT | Multizone Mix of Ducted and Non-Ducted | 207642911 |  | HMSV-A-CB | 38MGHBQ48EA3 | Mixed Ducted and Non-Ducted Indoor Units |  | 11.5 | 20.85 | 10.75 | 11.7 | 21.35 | 9.4 | TRUE | TRUE | TRUE | 47500 | 36000 | 2.3 | 45000 | 2.2
207642878 |  | Live | Carrier | CARRIER | Multizone Mix of Ducted and Non-Ducted | 207642878 |  | HMSV-A-CB | 38MGRBQ18BA3 | Mixed Ducted and Non-Ducted Indoor Units |  | 12.65 | 20.75 | 10.7 | 12.95 | 20.95 | 10.15 | TRUE | FALSE | TRUE | 18000 | 14500 | 2.5 | 16000 | 2.23
207642962 |  | Live | Carrier | MIDEA | Multizone Mix of Ducted and Non-Ducted | 207642962 |  | HMSV-A-CB | 38MGRBQ18BA3 | Mixed Ducted and Non-Ducted Indoor Units |  | 12.65 | 20.75 | 10.7 | 12.95 | 20.95 | 10.15 | TRUE | FALSE | TRUE | 18000 | 14500 | 2.5 | 16000 | 2.23
207642941 |  | Live | Carrier | WEATHERMAKER | Multizone Mix of Ducted and Non-Ducted | 207642941 |  | HMSV-A-CB | 38MGRBQ18BA3 | Mixed Ducted and Non-Ducted Indoor Units |  | 12.65 | 20.75 | 10.7 | 12.95 | 20.95 | 10.15 | TRUE | FALSE | TRUE | 18000 | 14500 | 2.5 | 16000 | 2.23
207642899 |  | Live | Carrier | BRYANT | Multizone Mix of Ducted and Non-Ducted | 207642899 |  | HMSV-A-CB | 38MGRBQ18BA3 | Mixed Ducted and Non-Ducted Indoor Units |  | 12.65 | 20.75 | 10.7 | 12.95 | 20.95 | 10.15 | TRUE | FALSE | TRUE | 18000 | 14500 | 2.5 | 16000 | 2.23
207642920 |  | Live | Carrier | PAYNE | Multizone Mix of Ducted and Non-Ducted | 207642920 |  | HMSV-A-CB | 38MGRBQ18BA3 | Mixed Ducted and Non-Ducted Indoor Units |  | 12.65 | 20.75 | 10.7 | 12.95 | 20.95 | 10.15 | TRUE | FALSE | TRUE | 18000 | 14500 | 2.5 | 16000 | 2.23
207642910 |  | Live | Carrier | BRYANT | Multizone All Ducted | 207642910 |  | HMSV-A-CB | 38MGHBQ48EA3 | Ducted Indoor Units |  | 11.4 | 20.2 | 10.5 | 11.7 | 20.9 | 9 | TRUE | TRUE | TRUE | 47000 | 36000 | 2.3 | 45000 | 2.2
207642931 |  | Live | Carrier | PAYNE | Multizone All Ducted | 207642931 |  | HMSV-A-CB | 38MGHBQ48EA3 | Ducted Indoor Units |  | 11.4 | 20.2 | 10.5 | 11.7 | 20.9 | 9 | TRUE | TRUE | TRUE | 47000 | 36000 | 2.3 | 45000 | 2.2
207642973 |  | Live | Carrier | MIDEA | Multizone All Ducted | 207642973 |  | HMSV-A-CB | 38MGHBQ48EA3 | Ducted Indoor Units |  | 11.4 | 20.2 | 10.5 | 11.7 | 20.9 | 9 | TRUE | TRUE | TRUE | 47000 | 36000 | 2.3 | 45000 | 2.2
207642952 |  | Live | Carrier | WEATHERMAKER | Multizone All Ducted | 207642952 |  | HMSV-A-CB | 38MGHBQ48EA3 | Ducted Indoor Units |  | 11.4 | 20.2 | 10.5 | 11.7 | 20.9 | 9 | TRUE | TRUE | TRUE | 47000 | 36000 | 2.3 | 45000 | 2.2
207642889 |  | Live | Carrier | CARRIER | Multizone All Ducted | 207642889 |  | HMSV-A-CB | 38MGHBQ48EA3 | Ducted Indoor Units |  | 11.4 | 20.2 | 10.5 | 11.7 | 20.9 | 9 | TRUE | TRUE | TRUE | 47000 | 36000 | 2.3 | 45000 | 2.2
207642888 |  | Live | Carrier | CARRIER | Multizone All Non-Ducted | 207642888 |  | HMSR-A-CB-O | 38MGHBQ48EA3 | Non-Ducted Indoor Units |  | 11.6 | 21.5 | 11 | 11.7 | 21.8 | 9.8 | TRUE | TRUE | TRUE | 48000 | 36000 | 2.3 | 45000 | 2.2
207642951 |  | Live | Carrier | WEATHERMAKER | Multizone All Non-Ducted | 207642951 |  | HMSR-A-CB-O | 38MGHBQ48EA3 | Non-Ducted Indoor Units |  | 11.6 | 21.5 | 11 | 11.7 | 21.8 | 9.8 | TRUE | TRUE | TRUE | 48000 | 36000 | 2.3 | 45000 | 2.2
207642972 |  | Live | Carrier | MIDEA | Multizone All Non-Ducted | 207642972 |  | HMSR-A-CB-O | 38MGHBQ48EA3 | Non-Ducted Indoor Units |  | 11.6 | 21.5 | 11 | 11.7 | 21.8 | 9.8 | TRUE | TRUE | TRUE | 48000 | 36000 | 2.3 | 45000 | 2.2
207642930 |  | Live | Carrier | PAYNE | Multizone All Non-Ducted | 207642930 |  | HMSR-A-CB-O | 38MGHBQ48EA3 | Non-Ducted Indoor Units |  | 11.6 | 21.5 | 11 | 11.7 | 21.8 | 9.8 | TRUE | TRUE | TRUE | 48000 | 36000 | 2.3 | 45000 | 2.2
207642909 |  | Live | Carrier | BRYANT | Multizone All Non-Ducted | 207642909 |  | HMSR-A-CB-O | 38MGHBQ48EA3 | Non-Ducted Indoor Units |  | 11.6 | 21.5 | 11 | 11.7 | 21.8 | 9.8 | TRUE | TRUE | TRUE | 48000 | 36000 | 2.3 | 45000 | 2.2
207642877 |  | Live | Carrier | CARRIER | Multizone All Ducted | 207642877 |  | HMSV-A-CB | 38MGRBQ18BA3 | Ducted Indoor Units |  | 12 | 19 | 10.8 | 12 | 19 | 9.8 | TRUE | TRUE | TRUE | 18000 | 14800 | 2.49 | 16000 | 2.23
207642961 |  | Live | Carrier | MIDEA | Multizone All Ducted | 207642961 |  | HMSV-A-CB | 38MGRBQ18BA3 | Ducted Indoor Units |  | 12 | 19 | 10.8 | 12 | 19 | 9.8 | TRUE | TRUE | TRUE | 18000 | 14800 | 2.49 | 16000 | 2.23
207642940 |  | Live | Carrier | WEATHERMAKER | Multizone All Ducted | 207642940 |  | HMSV-A-CB | 38MGRBQ18BA3 | Ducted Indoor Units |  | 12 | 19 | 10.8 | 12 | 19 | 9.8 | TRUE | TRUE | TRUE | 18000 | 14800 | 2.49 | 16000 | 2.23
207642919 |  | Live | Carrier | PAYNE | Multizone All Ducted | 207642919 |  | HMSV-A-CB | 38MGRBQ18BA3 | Ducted Indoor Units |  | 12 | 19 | 10.8 | 12 | 19 | 9.8 | TRUE | TRUE | TRUE | 18000 | 14800 | 2.49 | 16000 | 2.23
207642898 |  | Live | Carrier | BRYANT | Multizone All Ducted | 207642898 |  | HMSV-A-CB | 38MGRBQ18BA3 | Ducted Indoor Units |  | 12 | 19 | 10.8 | 12 | 19 | 9.8 | TRUE | TRUE | TRUE | 18000 | 14800 | 2.49 | 16000 | 2.23
207642906 |  | Live | Carrier | BRYANT | Multizone All Non-Ducted | 207642906 |  | HMSR-A-CB-O | 38MGRBQ36DA3 | Non-Ducted Indoor Units |  | 11.5 | 23 | 11.3 | 11.7 | 23.9 | 9.5 | TRUE | FALSE | TRUE | 36000 | 26800 | 2.3 | 29600 | 2.09
207642927 |  | Live | Carrier | PAYNE | Multizone All Non-Ducted | 207642927 |  | HMSR-A-CB-O | 38MGRBQ36DA3 | Non-Ducted Indoor Units |  | 11.5 | 23 | 11.3 | 11.7 | 23.9 | 9.5 | TRUE | FALSE | TRUE | 36000 | 26800 | 2.3 | 29600 | 2.09
207642969 |  | Live | Carrier | MIDEA | Multizone All Non-Ducted | 207642969 |  | HMSR-A-CB-O | 38MGRBQ36DA3 | Non-Ducted Indoor Units |  | 11.5 | 23 | 11.3 | 11.7 | 23.9 | 9.5 | TRUE | FALSE | TRUE | 36000 | 26800 | 2.3 | 29600 | 2.09
207642948 |  | Live | Carrier | WEATHERMAKER | Multizone All Non-Ducted | 207642948 |  | HMSR-A-CB-O | 38MGRBQ36DA3 | Non-Ducted Indoor Units |  | 11.5 | 23 | 11.3 | 11.7 | 23.9 | 9.5 | TRUE | FALSE | TRUE | 36000 | 26800 | 2.3 | 29600 | 2.09
207642885 |  | Live | Carrier | CARRIER | Multizone All Non-Ducted | 207642885 |  | HMSR-A-CB-O | 38MGRBQ36DA3 | Non-Ducted Indoor Units |  | 11.5 | 23 | 11.3 | 11.7 | 23.9 | 9.5 | TRUE | FALSE | TRUE | 36000 | 26800 | 2.3 | 29600 | 2.09
207642960 |  | Live | Carrier | MIDEA | Multizone All Non-Ducted | 207642960 |  | HMSR-A-CB-O | 38MGRBQ18BA3 | Non-Ducted Indoor Units |  | 13.3 | 22.5 | 10.6 | 13.9 | 22.9 | 10.5 | TRUE | FALSE | TRUE | 18000 | 14300 | 2.49 | 16000 | 2.23
207642939 |  | Live | Carrier | WEATHERMAKER | Multizone All Non-Ducted | 207642939 |  | HMSR-A-CB-O | 38MGRBQ18BA3 | Non-Ducted Indoor Units |  | 13.3 | 22.5 | 10.6 | 13.9 | 22.9 | 10.5 | TRUE | FALSE | TRUE | 18000 | 14300 | 2.49 | 16000 | 2.23
207642918 |  | Live | Carrier | PAYNE | Multizone All Non-Ducted | 207642918 |  | HMSR-A-CB-O | 38MGRBQ18BA3 | Non-Ducted Indoor Units |  | 13.3 | 22.5 | 10.6 | 13.9 | 22.9 | 10.5 | TRUE | FALSE | TRUE | 18000 | 14300 | 2.49 | 16000 | 2.23
207642897 |  | Live | Carrier | BRYANT | Multizone All Non-Ducted | 207642897 |  | HMSR-A-CB-O | 38MGRBQ18BA3 | Non-Ducted Indoor Units |  | 13.3 | 22.5 | 10.6 | 13.9 | 22.9 | 10.5 | TRUE | FALSE | TRUE | 18000 | 14300 | 2.49 | 16000 | 2.23
207642876 |  | Live | Carrier | CARRIER | Multizone All Non-Ducted | 207642876 |  | HMSR-A-CB-O | 38MGRBQ18BA3 | Non-Ducted Indoor Units |  | 13.3 | 22.5 | 10.6 | 13.9 | 22.9 | 10.5 | TRUE | FALSE | TRUE | 18000 | 14300 | 2.49 | 16000 | 2.23
206361868 |  | Live | Carrier | ARCOAIRE | Singlezone Non-Ducted, Wall Placement | 206361868 |  | HRCU-A-CB-O | DLCSRBH12AAJ | Mini-Splits | DLFSHBH12XAJ | 12.5 | 22 | 11.5 | 12.5 | 22.7 | 10.4 | TRUE | FALSE | TRUE | 12000 | 8900 | 2.75 | 9018 | 2.4
206361913 |  | Live | Carrier | AIRQUEST | Singlezone Non-Ducted, Wall Placement | 206361913 |  | HRCU-A-CB-O | DLCSRBH12AAJ | Mini-Splits | DLFSHBH12XAJ | 12.5 | 22 | 11.5 | 12.5 | 22.7 | 10.4 | TRUE | FALSE | TRUE | 12000 | 8900 | 2.75 | 9018 | 2.4
206361908 |  | Live | Carrier | SMART COMFORT | Singlezone Non-Ducted, Wall Placement | 206361908 |  | HRCU-A-CB-O | DLCSRBH12AAJ | Mini-Splits | DLFSHBH12XAJ | 12.5 | 22 | 11.5 | 12.5 | 22.7 | 10.4 | TRUE | FALSE | TRUE | 12000 | 8900 | 2.75 | 9018 | 2.4
206361903 |  | Live | Carrier | TEMPSTAR | Singlezone Non-Ducted, Wall Placement | 206361903 |  | HRCU-A-CB-O | DLCSRBH12AAJ | Mini-Splits | DLFSHBH12XAJ | 12.5 | 22 | 11.5 | 12.5 | 22.7 | 10.4 | TRUE | FALSE | TRUE | 12000 | 8900 | 2.75 | 9018 | 2.4
206361898 |  | Live | Carrier | MIDEA | Singlezone Non-Ducted, Wall Placement | 206361898 |  | HRCU-A-CB-O | DLCSRBH12AAJ | Mini-Splits | DLFSHBH12XAJ | 12.5 | 22 | 11.5 | 12.5 | 22.7 | 10.4 | TRUE | FALSE | TRUE | 12000 | 8900 | 2.75 | 9018 | 2.4
206361893 |  | Live | Carrier | KENMORE | Singlezone Non-Ducted, Wall Placement | 206361893 |  | HRCU-A-CB-O | DLCSRBH12AAJ | Mini-Splits | DLFSHBH12XAJ | 12.5 | 22 | 11.5 | 12.5 | 22.7 | 10.4 | TRUE | FALSE | TRUE | 12000 | 8900 | 2.75 | 9018 | 2.4
206361888 |  | Live | Carrier | KEEPRITE | Singlezone Non-Ducted, Wall Placement | 206361888 |  | HRCU-A-CB-O | DLCSRBH12AAJ | Mini-Splits | DLFSHBH12XAJ | 12.5 | 22 | 11.5 | 12.5 | 22.7 | 10.4 | TRUE | FALSE | TRUE | 12000 | 8900 | 2.75 | 9018 | 2.4
206361883 |  | Live | Carrier | HEIL | Singlezone Non-Ducted, Wall Placement | 206361883 |  | HRCU-A-CB-O | DLCSRBH12AAJ | Mini-Splits | DLFSHBH12XAJ | 12.5 | 22 | 11.5 | 12.5 | 22.7 | 10.4 | TRUE | FALSE | TRUE | 12000 | 8900 | 2.75 | 9018 | 2.4
206361878 |  | Live | Carrier | DAY & NIGHT | Singlezone Non-Ducted, Wall Placement | 206361878 |  | HRCU-A-CB-O | DLCSRBH12AAJ | Mini-Splits | DLFSHBH12XAJ | 12.5 | 22 | 11.5 | 12.5 | 22.7 | 10.4 | TRUE | FALSE | TRUE | 12000 | 8900 | 2.75 | 9018 | 2.4
206361873 |  | Live | Carrier | COMFORTMAKER | Singlezone Non-Ducted, Wall Placement | 206361873 |  | HRCU-A-CB-O | DLCSRBH12AAJ | Mini-Splits | DLFSHBH12XAJ | 12.5 | 22 | 11.5 | 12.5 | 22.7 | 10.4 | TRUE | FALSE | TRUE | 12000 | 8900 | 2.75 | 9018 | 2.4
206361872 |  | Live | Carrier | ARCOAIRE | Singlezone Non-Ducted, Wall Placement | 206361872 |  | HRCU-A-CB-O | DLCSRBH24AAK | Mini-Splits | DLFSHBH24XAK | 12.5 | 21.5 | 11.5 | 12.5 | 22.3 | 10.3 | TRUE | TRUE | TRUE | 23000 | 18900 | 2.38 | 23737 | 1.82
206361877 |  | Live | Carrier | COMFORTMAKER | Singlezone Non-Ducted, Wall Placement | 206361877 |  | HRCU-A-CB-O | DLCSRBH24AAK | Mini-Splits | DLFSHBH24XAK | 12.5 | 21.5 | 11.5 | 12.5 | 22.3 | 10.3 | TRUE | TRUE | TRUE | 23000 | 18900 | 2.38 | 23737 | 1.82
206361882 |  | Live | Carrier | DAY & NIGHT | Singlezone Non-Ducted, Wall Placement | 206361882 |  | HRCU-A-CB-O | DLCSRBH24AAK | Mini-Splits | DLFSHBH24XAK | 12.5 | 21.5 | 11.5 | 12.5 | 22.3 | 10.3 | TRUE | TRUE | TRUE | 23000 | 18900 | 2.38 | 23737 | 1.82
206361887 |  | Live | Carrier | HEIL | Singlezone Non-Ducted, Wall Placement | 206361887 |  | HRCU-A-CB-O | DLCSRBH24AAK | Mini-Splits | DLFSHBH24XAK | 12.5 | 21.5 | 11.5 | 12.5 | 22.3 | 10.3 | TRUE | TRUE | TRUE | 23000 | 18900 | 2.38 | 23737 | 1.82
206361892 |  | Live | Carrier | KEEPRITE | Singlezone Non-Ducted, Wall Placement | 206361892 |  | HRCU-A-CB-O | DLCSRBH24AAK | Mini-Splits | DLFSHBH24XAK | 12.5 | 21.5 | 11.5 | 12.5 | 22.3 | 10.3 | TRUE | TRUE | TRUE | 23000 | 18900 | 2.38 | 23737 | 1.82
206361897 |  | Live | Carrier | KENMORE | Singlezone Non-Ducted, Wall Placement | 206361897 |  | HRCU-A-CB-O | DLCSRBH24AAK | Mini-Splits | DLFSHBH24XAK | 12.5 | 21.5 | 11.5 | 12.5 | 22.3 | 10.3 | TRUE | TRUE | TRUE | 23000 | 18900 | 2.38 | 23737 | 1.82
206361902 |  | Live | Carrier | MIDEA | Singlezone Non-Ducted, Wall Placement | 206361902 |  | HRCU-A-CB-O | DLCSRBH24AAK | Mini-Splits | DLFSHBH24XAK | 12.5 | 21.5 | 11.5 | 12.5 | 22.3 | 10.3 | TRUE | TRUE | TRUE | 23000 | 18900 | 2.38 | 23737 | 1.82
206361907 |  | Live | Carrier | TEMPSTAR | Singlezone Non-Ducted, Wall Placement | 206361907 |  | HRCU-A-CB-O | DLCSRBH24AAK | Mini-Splits | DLFSHBH24XAK | 12.5 | 21.5 | 11.5 | 12.5 | 22.3 | 10.3 | TRUE | TRUE | TRUE | 23000 | 18900 | 2.38 | 23737 | 1.82
206361912 |  | Live | Carrier | SMART COMFORT | Singlezone Non-Ducted, Wall Placement | 206361912 |  | HRCU-A-CB-O | DLCSRBH24AAK | Mini-Splits | DLFSHBH24XAK | 12.5 | 21.5 | 11.5 | 12.5 | 22.3 | 10.3 | TRUE | TRUE | TRUE | 23000 | 18900 | 2.38 | 23737 | 1.82
206361917 |  | Live | Carrier | AIRQUEST | Singlezone Non-Ducted, Wall Placement | 206361917 |  | HRCU-A-CB-O | DLCSRBH24AAK | Mini-Splits | DLFSHBH24XAK | 12.5 | 21.5 | 11.5 | 12.5 | 22.3 | 10.3 | TRUE | TRUE | TRUE | 23000 | 18900 | 2.38 | 23737 | 1.82
206361916 |  | Live | Carrier | AIRQUEST | Singlezone Non-Ducted, Wall Placement | 206361916 |  | HRCU-A-CB-O | DLCSRBH18AAK | Mini-Splits | DLFSHBH18XAK | 13 | 21.5 | 11 | 13 | 22 | 10.6 | TRUE | TRUE | TRUE | 18000 | 11100 | 2.8 | 21447 | 1.98
206361911 |  | Live | Carrier | SMART COMFORT | Singlezone Non-Ducted, Wall Placement | 206361911 |  | HRCU-A-CB-O | DLCSRBH18AAK | Mini-Splits | DLFSHBH18XAK | 13 | 21.5 | 11 | 13 | 22 | 10.6 | TRUE | TRUE | TRUE | 18000 | 11100 | 2.8 | 21447 | 1.98
206361906 |  | Live | Carrier | TEMPSTAR | Singlezone Non-Ducted, Wall Placement | 206361906 |  | HRCU-A-CB-O | DLCSRBH18AAK | Mini-Splits | DLFSHBH18XAK | 13 | 21.5 | 11 | 13 | 22 | 10.6 | TRUE | TRUE | TRUE | 18000 | 11100 | 2.8 | 21447 | 1.98
206361901 |  | Live | Carrier | MIDEA | Singlezone Non-Ducted, Wall Placement | 206361901 |  | HRCU-A-CB-O | DLCSRBH18AAK | Mini-Splits | DLFSHBH18XAK | 13 | 21.5 | 11 | 13 | 22 | 10.6 | TRUE | TRUE | TRUE | 18000 | 11100 | 2.8 | 21447 | 1.98
206361896 |  | Live | Carrier | KENMORE | Singlezone Non-Ducted, Wall Placement | 206361896 |  | HRCU-A-CB-O | DLCSRBH18AAK | Mini-Splits | DLFSHBH18XAK | 13 | 21.5 | 11 | 13 | 22 | 10.6 | TRUE | TRUE | TRUE | 18000 | 11100 | 2.8 | 21447 | 1.98
206361891 |  | Live | Carrier | KEEPRITE | Singlezone Non-Ducted, Wall Placement | 206361891 |  | HRCU-A-CB-O | DLCSRBH18AAK | Mini-Splits | DLFSHBH18XAK | 13 | 21.5 | 11 | 13 | 22 | 10.6 | TRUE | TRUE | TRUE | 18000 | 11100 | 2.8 | 21447 | 1.98
206361886 |  | Live | Carrier | HEIL | Singlezone Non-Ducted, Wall Placement | 206361886 |  | HRCU-A-CB-O | DLCSRBH18AAK | Mini-Splits | DLFSHBH18XAK | 13 | 21.5 | 11 | 13 | 22 | 10.6 | TRUE | TRUE | TRUE | 18000 | 11100 | 2.8 | 21447 | 1.98
206361881 |  | Live | Carrier | DAY & NIGHT | Singlezone Non-Ducted, Wall Placement | 206361881 |  | HRCU-A-CB-O | DLCSRBH18AAK | Mini-Splits | DLFSHBH18XAK | 13 | 21.5 | 11 | 13 | 22 | 10.6 | TRUE | TRUE | TRUE | 18000 | 11100 | 2.8 | 21447 | 1.98
206361876 |  | Live | Carrier | COMFORTMAKER | Singlezone Non-Ducted, Wall Placement | 206361876 |  | HRCU-A-CB-O | DLCSRBH18AAK | Mini-Splits | DLFSHBH18XAK | 13 | 21.5 | 11 | 13 | 22 | 10.6 | TRUE | TRUE | TRUE | 18000 | 11100 | 2.8 | 21447 | 1.98
206361871 |  | Live | Carrier | ARCOAIRE | Singlezone Non-Ducted, Wall Placement | 206361871 |  | HRCU-A-CB-O | DLCSRBH18AAK | Mini-Splits | DLFSHBH18XAK | 13 | 21.5 | 11 | 13 | 22 | 10.6 | TRUE | TRUE | TRUE | 18000 | 11100 | 2.8 | 21447 | 1.98
206361870 |  | Live | Carrier | ARCOAIRE | Singlezone Non-Ducted, Wall Placement | 206361870 |  | HRCU-A-CB-O | DLCSRBH12AAK | Mini-Splits | DLFSHBH12XAK | 13 | 22 | 12.7 | 13 | 23.1 | 10.5 | TRUE | TRUE | TRUE | 12000 | 10300 | 2.56 | 12477 | 2.01
206361875 |  | Live | Carrier | COMFORTMAKER | Singlezone Non-Ducted, Wall Placement | 206361875 |  | HRCU-A-CB-O | DLCSRBH12AAK | Mini-Splits | DLFSHBH12XAK | 13 | 22 | 12.7 | 13 | 23.1 | 10.5 | TRUE | TRUE | TRUE | 12000 | 10300 | 2.56 | 12477 | 2.01
206361880 |  | Live | Carrier | DAY & NIGHT | Singlezone Non-Ducted, Wall Placement | 206361880 |  | HRCU-A-CB-O | DLCSRBH12AAK | Mini-Splits | DLFSHBH12XAK | 13 | 22 | 12.7 | 13 | 23.1 | 10.5 | TRUE | TRUE | TRUE | 12000 | 10300 | 2.56 | 12477 | 2.01
206361885 |  | Live | Carrier | HEIL | Singlezone Non-Ducted, Wall Placement | 206361885 |  | HRCU-A-CB-O | DLCSRBH12AAK | Mini-Splits | DLFSHBH12XAK | 13 | 22 | 12.7 | 13 | 23.1 | 10.5 | TRUE | TRUE | TRUE | 12000 | 10300 | 2.56 | 12477 | 2.01
206361890 |  | Live | Carrier | KEEPRITE | Singlezone Non-Ducted, Wall Placement | 206361890 |  | HRCU-A-CB-O | DLCSRBH12AAK | Mini-Splits | DLFSHBH12XAK | 13 | 22 | 12.7 | 13 | 23.1 | 10.5 | TRUE | TRUE | TRUE | 12000 | 10300 | 2.56 | 12477 | 2.01
206361895 |  | Live | Carrier | KENMORE | Singlezone Non-Ducted, Wall Placement | 206361895 |  | HRCU-A-CB-O | DLCSRBH12AAK | Mini-Splits | DLFSHBH12XAK | 13 | 22 | 12.7 | 13 | 23.1 | 10.5 | TRUE | TRUE | TRUE | 12000 | 10300 | 2.56 | 12477 | 2.01
206361900 |  | Live | Carrier | MIDEA | Singlezone Non-Ducted, Wall Placement | 206361900 |  | HRCU-A-CB-O | DLCSRBH12AAK | Mini-Splits | DLFSHBH12XAK | 13 | 22 | 12.7 | 13 | 23.1 | 10.5 | TRUE | TRUE | TRUE | 12000 | 10300 | 2.56 | 12477 | 2.01
206361905 |  | Live | Carrier | TEMPSTAR | Singlezone Non-Ducted, Wall Placement | 206361905 |  | HRCU-A-CB-O | DLCSRBH12AAK | Mini-Splits | DLFSHBH12XAK | 13 | 22 | 12.7 | 13 | 23.1 | 10.5 | TRUE | TRUE | TRUE | 12000 | 10300 | 2.56 | 12477 | 2.01
206361910 |  | Live | Carrier | SMART COMFORT | Singlezone Non-Ducted, Wall Placement | 206361910 |  | HRCU-A-CB-O | DLCSRBH12AAK | Mini-Splits | DLFSHBH12XAK | 13 | 22 | 12.7 | 13 | 23.1 | 10.5 | TRUE | TRUE | TRUE | 12000 | 10300 | 2.56 | 12477 | 2.01
206361915 |  | Live | Carrier | AIRQUEST | Singlezone Non-Ducted, Wall Placement | 206361915 |  | HRCU-A-CB-O | DLCSRBH12AAK | Mini-Splits | DLFSHBH12XAK | 13 | 22 | 12.7 | 13 | 23.1 | 10.5 | TRUE | TRUE | TRUE | 12000 | 10300 | 2.56 | 12477 | 2.01
206361914 |  | Live | Carrier | AIRQUEST | Singlezone Non-Ducted, Wall Placement | 206361914 |  | HRCU-A-CB-O | DLCSRBH09AAK | Mini-Splits | DLFSHBH09XAK | 15.8 | 25.5 | 12.5 | 15.8 | 26.4 | 11.6 | TRUE | TRUE | TRUE | 9000 | 9300 | 2.5 | 12235 | 1.98
206361909 |  | Live | Carrier | SMART COMFORT | Singlezone Non-Ducted, Wall Placement | 206361909 |  | HRCU-A-CB-O | DLCSRBH09AAK | Mini-Splits | DLFSHBH09XAK | 15.8 | 25.5 | 12.5 | 15.8 | 26.4 | 11.6 | TRUE | TRUE | TRUE | 9000 | 9300 | 2.5 | 12235 | 1.98
206361904 |  | Live | Carrier | TEMPSTAR | Singlezone Non-Ducted, Wall Placement | 206361904 |  | HRCU-A-CB-O | DLCSRBH09AAK | Mini-Splits | DLFSHBH09XAK | 15.8 | 25.5 | 12.5 | 15.8 | 26.4 | 11.6 | TRUE | TRUE | TRUE | 9000 | 9300 | 2.5 | 12235 | 1.98
206361899 |  | Live | Carrier | MIDEA | Singlezone Non-Ducted, Wall Placement | 206361899 |  | HRCU-A-CB-O | DLCSRBH09AAK | Mini-Splits | DLFSHBH09XAK | 15.8 | 25.5 | 12.5 | 15.8 | 26.4 | 11.6 | TRUE | TRUE | TRUE | 9000 | 9300 | 2.5 | 12235 | 1.98
206361894 |  | Live | Carrier | KENMORE | Singlezone Non-Ducted, Wall Placement | 206361894 |  | HRCU-A-CB-O | DLCSRBH09AAK | Mini-Splits | DLFSHBH09XAK | 15.8 | 25.5 | 12.5 | 15.8 | 26.4 | 11.6 | TRUE | TRUE | TRUE | 9000 | 9300 | 2.5 | 12235 | 1.98
206361889 |  | Live | Carrier | KEEPRITE | Singlezone Non-Ducted, Wall Placement | 206361889 |  | HRCU-A-CB-O | DLCSRBH09AAK | Mini-Splits | DLFSHBH09XAK | 15.8 | 25.5 | 12.5 | 15.8 | 26.4 | 11.6 | TRUE | TRUE | TRUE | 9000 | 9300 | 2.5 | 12235 | 1.98
206361884 |  | Live | Carrier | HEIL | Singlezone Non-Ducted, Wall Placement | 206361884 |  | HRCU-A-CB-O | DLCSRBH09AAK | Mini-Splits | DLFSHBH09XAK | 15.8 | 25.5 | 12.5 | 15.8 | 26.4 | 11.6 | TRUE | TRUE | TRUE | 9000 | 9300 | 2.5 | 12235 | 1.98
206361879 |  | Live | Carrier | DAY & NIGHT | Singlezone Non-Ducted, Wall Placement | 206361879 |  | HRCU-A-CB-O | DLCSRBH09AAK | Mini-Splits | DLFSHBH09XAK | 15.8 | 25.5 | 12.5 | 15.8 | 26.4 | 11.6 | TRUE | TRUE | TRUE | 9000 | 9300 | 2.5 | 12235 | 1.98
206361874 |  | Live | Carrier | COMFORTMAKER | Singlezone Non-Ducted, Wall Placement | 206361874 |  | HRCU-A-CB-O | DLCSRBH09AAK | Mini-Splits | DLFSHBH09XAK | 15.8 | 25.5 | 12.5 | 15.8 | 26.4 | 11.6 | TRUE | TRUE | TRUE | 9000 | 9300 | 2.5 | 12235 | 1.98
206361869 |  | Live | Carrier | ARCOAIRE | Singlezone Non-Ducted, Wall Placement | 206361869 |  | HRCU-A-CB-O | DLCSRBH09AAK | Mini-Splits | DLFSHBH09XAK | 15.8 | 25.5 | 12.5 | 15.8 | 26.4 | 11.6 | TRUE | TRUE | TRUE | 9000 | 9300 | 2.5 | 12235 | 1.98
206350479 |  | Live | Carrier | SMART COMFORT | Singlezone Ducted, Compact Ducted | 206350479 |  | HRCU-A-CB | DLCSRBH24AAK | Mini-Splits | DLFSDAH24XAK | 12.5 | 20.6 | 12.6 | 12 | 19.2 | 10.5 | TRUE | TRUE |  | 24000 | 21000 | 2.64 | 24000 | 2.4
206350457 |  | Live | Carrier | MIDEA | Singlezone Ducted, Compact Ducted | 206350457 |  | HRCU-A-CB | DLCSRBH24AAK | Mini-Splits | DLFSDAH24XAK | 12.5 | 20.6 | 12.6 | 12 | 19.2 | 10.5 | TRUE | TRUE | TRUE | 24000 | 21000 | 2.64 | 24000 | 2.4
206350468 |  | Live | Carrier | TEMPSTAR | Singlezone Ducted, Compact Ducted | 206350468 |  | HRCU-A-CB | DLCSRBH24AAK | Mini-Splits | DLFSDAH24XAK | 12.5 | 20.6 | 12.6 | 12 | 19.2 | 10.5 | TRUE | TRUE | TRUE | 24000 | 21000 | 2.64 | 24000 | 2.4
206350490 |  | Live | Carrier | AIRQUEST | Singlezone Ducted, Compact Ducted | 206350490 |  | HRCU-A-CB | DLCSRBH24AAK | Mini-Splits | DLFSDAH24XAK | 12.5 | 20.6 | 12.6 | 12 | 19.2 | 10.5 | TRUE | TRUE | TRUE | 24000 | 21000 | 2.64 | 24000 | 2.4
206350435 |  | Live | Carrier | KEEPRITE | Singlezone Ducted, Compact Ducted | 206350435 |  | HRCU-A-CB | DLCSRBH24AAK | Mini-Splits | DLFSDAH24XAK | 12.5 | 20.6 | 12.6 | 12 | 19.2 | 10.5 | TRUE | TRUE | TRUE | 24000 | 21000 | 2.64 | 24000 | 2.4
206350446 |  | Live | Carrier | KENMORE | Singlezone Ducted, Compact Ducted | 206350446 |  | HRCU-A-CB | DLCSRBH24AAK | Mini-Splits | DLFSDAH24XAK | 12.5 | 20.6 | 12.6 | 12 | 19.2 | 10.5 | TRUE | TRUE | TRUE | 24000 | 21000 | 2.64 | 24000 | 2.4
206350413 |  | Live | Carrier | DAY & NIGHT | Singlezone Ducted, Compact Ducted | 206350413 |  | HRCU-A-CB | DLCSRBH24AAK | Mini-Splits | DLFSDAH24XAK | 12.5 | 20.6 | 12.6 | 12 | 19.2 | 10.5 | TRUE | TRUE | TRUE | 24000 | 21000 | 2.64 | 24000 | 2.4
206350424 |  | Live | Carrier | HEIL | Singlezone Ducted, Compact Ducted | 206350424 |  | HRCU-A-CB | DLCSRBH24AAK | Mini-Splits | DLFSDAH24XAK | 12.5 | 20.6 | 12.6 | 12 | 19.2 | 10.5 | TRUE | TRUE | TRUE | 24000 | 21000 | 2.64 | 24000 | 2.4
206350402 |  | Live | Carrier | COMFORTMAKER | Singlezone Ducted, Compact Ducted | 206350402 |  | HRCU-A-CB | DLCSRBH24AAK | Mini-Splits | DLFSDAH24XAK | 12.5 | 20.6 | 12.6 | 12 | 19.2 | 10.5 | TRUE | TRUE | TRUE | 24000 | 21000 | 2.64 | 24000 | 2.4
206350380 |  | Live | Carrier | MIDEA | Singlezone Ducted, Compact Ducted | 206350380 |  | HRCU-A-CB | 38MARBQ24AA3 | Mini-Splits | 40MBDQ24---3 | 12.5 | 20.6 | 12.6 | 12 | 19.2 | 10.5 | TRUE | TRUE | TRUE | 24000 | 21000 | 2.64 | 24000 | 2.4
206350391 |  | Live | Carrier | ARCOAIRE | Singlezone Ducted, Compact Ducted | 206350391 |  | HRCU-A-CB | DLCSRBH24AAK | Mini-Splits | DLFSDAH24XAK | 12.5 | 20.6 | 12.6 | 12 | 19.2 | 10.5 | TRUE | TRUE | TRUE | 24000 | 21000 | 2.64 | 24000 | 2.4
206350347 |  | Live | Carrier | BRYANT | Singlezone Ducted, Compact Ducted | 206350347 |  | HRCU-A-CB | 38MARBQ24AA3 | Mini-Splits | 40MBDQ24---3 | 12.5 | 20.6 | 12.6 | 12 | 19.2 | 10.5 | TRUE | TRUE | TRUE | 24000 | 21000 | 2.64 | 24000 | 2.4
206350336 |  | Live | Carrier | CARRIER | Singlezone Ducted, Compact Ducted | 206350336 |  | HRCU-A-CB | 38MARBQ24AA3 | Mini-Splits | 40MBDQ24---3 | 12.5 | 20.6 | 12.6 | 12 | 19.2 | 10.5 | TRUE | TRUE | TRUE | 24000 | 21000 | 2.64 | 24000 | 2.4
206350358 |  | Live | Carrier | PAYNE | Singlezone Ducted, Compact Ducted | 206350358 |  | HRCU-A-CB | 38MARBQ24AA3 | Mini-Splits | 40MBDQ24---3 | 12.5 | 20.6 | 12.6 | 12 | 19.2 | 10.5 | TRUE | TRUE | TRUE | 24000 | 21000 | 2.64 | 24000 | 2.4
206350369 |  | Live | Carrier | WEATHERMAKER | Singlezone Ducted, Compact Ducted | 206350369 |  | HRCU-A-CB | 38MARBQ24AA3 | Mini-Splits | 40MBDQ24---3 | 12.5 | 20.6 | 12.6 | 12 | 19.2 | 10.5 | TRUE | TRUE | TRUE | 24000 | 21000 | 2.64 | 24000 | 2.4
206350491 |  | Live | Carrier | AIRQUEST | Singlezone Non-Ducted, Floor Placement | 206350491 |  | HRCU-A-CB-O | DLCSRBH24AAK | Mini-Splits | DLFSFAH24XAK | 11.5 | 20.2 | 11.6 | 11.7 | 20.5 | 11 | TRUE | TRUE | TRUE | 24000 | 19000 | 2.64 | 28000 | 2.1
206350480 |  | Live | Carrier | SMART COMFORT | Singlezone Non-Ducted, Floor Placement | 206350480 |  | HRCU-A-CB-O | DLCSRBH24AAK | Mini-Splits | DLFSFAH24XAK | 11.5 | 20.2 | 11.6 | 11.7 | 20.5 | 11 | TRUE | TRUE |  | 24000 | 19000 | 2.64 | 28000 | 2.1
206350469 |  | Live | Carrier | TEMPSTAR | Singlezone Non-Ducted, Floor Placement | 206350469 |  | HRCU-A-CB-O | DLCSRBH24AAK | Mini-Splits | DLFSFAH24XAK | 11.5 | 20.2 | 11.6 | 11.7 | 20.5 | 11 | TRUE | TRUE | TRUE | 24000 | 19000 | 2.64 | 28000 | 2.1
206350458 |  | Live | Carrier | MIDEA | Singlezone Non-Ducted, Floor Placement | 206350458 |  | HRCU-A-CB-O | DLCSRBH24AAK | Mini-Splits | DLFSFAH24XAK | 11.5 | 20.2 | 11.6 | 11.7 | 20.5 | 11 | TRUE | TRUE | TRUE | 24000 | 19000 | 2.64 | 28000 | 2.1
206350447 |  | Live | Carrier | KENMORE | Singlezone Non-Ducted, Floor Placement | 206350447 |  | HRCU-A-CB-O | DLCSRBH24AAK | Mini-Splits | DLFSFAH24XAK | 11.5 | 20.2 | 11.6 | 11.7 | 20.5 | 11 | TRUE | TRUE | TRUE | 24000 | 19000 | 2.64 | 28000 | 2.1
206350436 |  | Live | Carrier | KEEPRITE | Singlezone Non-Ducted, Floor Placement | 206350436 |  | HRCU-A-CB-O | DLCSRBH24AAK | Mini-Splits | DLFSFAH24XAK | 11.5 | 20.2 | 11.6 | 11.7 | 20.5 | 11 | TRUE | TRUE | TRUE | 24000 | 19000 | 2.64 | 28000 | 2.1
206350425 |  | Live | Carrier | HEIL | Singlezone Non-Ducted, Floor Placement | 206350425 |  | HRCU-A-CB-O | DLCSRBH24AAK | Mini-Splits | DLFSFAH24XAK | 11.5 | 20.2 | 11.6 | 11.7 | 20.5 | 11 | TRUE | TRUE | TRUE | 24000 | 19000 | 2.64 | 28000 | 2.1
206350414 |  | Live | Carrier | DAY & NIGHT | Singlezone Non-Ducted, Floor Placement | 206350414 |  | HRCU-A-CB-O | DLCSRBH24AAK | Mini-Splits | DLFSFAH24XAK | 11.5 | 20.2 | 11.6 | 11.7 | 20.5 | 11 | TRUE | TRUE | TRUE | 24000 | 19000 | 2.64 | 28000 | 2.1
206350403 |  | Live | Carrier | COMFORTMAKER | Singlezone Non-Ducted, Floor Placement | 206350403 |  | HRCU-A-CB-O | DLCSRBH24AAK | Mini-Splits | DLFSFAH24XAK | 11.5 | 20.2 | 11.6 | 11.7 | 20.5 | 11 | TRUE | TRUE | TRUE | 24000 | 19000 | 2.64 | 28000 | 2.1
206350392 |  | Live | Carrier | ARCOAIRE | Singlezone Non-Ducted, Floor Placement | 206350392 |  | HRCU-A-CB-O | DLCSRBH24AAK | Mini-Splits | DLFSFAH24XAK | 11.5 | 20.2 | 11.6 | 11.7 | 20.5 | 11 | TRUE | TRUE | TRUE | 24000 | 19000 | 2.64 | 28000 | 2.1
206350381 |  | Live | Carrier | MIDEA | Singlezone Non-Ducted, Floor Placement | 206350381 |  | HRCU-A-CB-O | 38MARBQ24AA3 | Mini-Splits | 40MBFQ24---3 | 11.5 | 20.2 | 11.6 | 11.7 | 20.5 | 11 | TRUE | TRUE | TRUE | 24000 | 19000 | 2.64 | 28000 | 2.1
206350370 |  | Live | Carrier | WEATHERMAKER | Singlezone Non-Ducted, Floor Placement | 206350370 |  | HRCU-A-CB-O | 38MARBQ24AA3 | Mini-Splits | 40MBFQ24---3 | 11.5 | 20.2 | 11.6 | 11.7 | 20.5 | 11 | TRUE | TRUE | TRUE | 24000 | 19000 | 2.64 | 28000 | 2.1
206350359 |  | Live | Carrier | PAYNE | Singlezone Non-Ducted, Floor Placement | 206350359 |  | HRCU-A-CB-O | 38MARBQ24AA3 | Mini-Splits | 40MBFQ24---3 | 11.5 | 20.2 | 11.6 | 11.7 | 20.5 | 11 | TRUE | TRUE | TRUE | 24000 | 19000 | 2.64 | 28000 | 2.1
206350348 |  | Live | Carrier | BRYANT | Singlezone Non-Ducted, Floor Placement | 206350348 |  | HRCU-A-CB-O | 38MARBQ24AA3 | Mini-Splits | 40MBFQ24---3 | 11.5 | 20.2 | 11.6 | 11.7 | 20.5 | 11 | TRUE | TRUE | TRUE | 24000 | 19000 | 2.64 | 28000 | 2.1
206350337 |  | Live | Carrier | CARRIER | Singlezone Non-Ducted, Floor Placement | 206350337 |  | HRCU-A-CB-O | 38MARBQ24AA3 | Mini-Splits | 40MBFQ24---3 | 11.5 | 20.2 | 11.6 | 11.7 | 20.5 | 11 | TRUE | TRUE | TRUE | 24000 | 19000 | 2.64 | 28000 | 2.1
206350332 |  | Live | Carrier | CARRIER | Singlezone Non-Ducted, Ceiling Placement | 206350332 |  | HRCU-A-CB-O | 38MARBQ18AA3 | Mini-Splits | 40MBCQ18---3 | 12.5 | 20 | 10.3 | 12.5 | 20 | 9.5 | TRUE | TRUE |  | 16000 | 15600 | 2.24 | 20000 | 1.78
206350343 |  | Live | Carrier | BRYANT | Singlezone Non-Ducted, Ceiling Placement | 206350343 |  | HRCU-A-CB-O | 38MARBQ18AA3 | Mini-Splits | 40MBCQ18---3 | 12.5 | 20 | 10.3 | 12.5 | 20 | 9.5 | TRUE | TRUE |  | 16000 | 15600 | 2.24 | 20000 | 1.78
206350354 |  | Live | Carrier | PAYNE | Singlezone Non-Ducted, Ceiling Placement | 206350354 |  | HRCU-A-CB-O | 38MARBQ18AA3 | Mini-Splits | 40MBCQ18---3 | 12.5 | 20 | 10.3 | 12.5 | 20 | 9.5 | TRUE | TRUE |  | 16000 | 15600 | 2.24 | 20000 | 1.78
206350365 |  | Live | Carrier | WEATHERMAKER | Singlezone Non-Ducted, Ceiling Placement | 206350365 |  | HRCU-A-CB-O | 38MARBQ18AA3 | Mini-Splits | 40MBCQ18---3 | 12.5 | 20 | 10.3 | 12.5 | 20 | 9.5 | TRUE | TRUE |  | 16000 | 15600 | 2.24 | 20000 | 1.78
206350376 |  | Live | Carrier | MIDEA | Singlezone Non-Ducted, Ceiling Placement | 206350376 |  | HRCU-A-CB-O | 38MARBQ18AA3 | Mini-Splits | 40MBCQ18---3 | 12.5 | 20 | 10.3 | 12.5 | 20 | 9.5 | TRUE | TRUE |  | 16000 | 15600 | 2.24 | 20000 | 1.78
206350387 |  | Live | Carrier | ARCOAIRE | Singlezone Non-Ducted, Ceiling Placement | 206350387 |  | HRCU-A-CB-O | DLCSRBH18AAK | Mini-Splits | DLFSCAH18XAK | 12.5 | 20 | 10.3 | 12.5 | 20 | 9.5 | TRUE | TRUE | TRUE | 16000 | 15600 | 2.24 | 20000 | 1.78
206350398 |  | Live | Carrier | COMFORTMAKER | Singlezone Non-Ducted, Ceiling Placement | 206350398 |  | HRCU-A-CB-O | DLCSRBH18AAK | Mini-Splits | DLFSCAH18XAK | 12.5 | 20 | 10.3 | 12.5 | 20 | 9.5 | TRUE | TRUE | TRUE | 16000 | 15600 | 2.24 | 20000 | 1.78
206350409 |  | Live | Carrier | DAY & NIGHT | Singlezone Non-Ducted, Ceiling Placement | 206350409 |  | HRCU-A-CB-O | DLCSRBH18AAK | Mini-Splits | DLFSCAH18XAK | 12.5 | 20 | 10.3 | 12.5 | 20 | 9.5 | TRUE | TRUE | TRUE | 16000 | 15600 | 2.24 | 20000 | 1.78
206350420 |  | Live | Carrier | HEIL | Singlezone Non-Ducted, Ceiling Placement | 206350420 |  | HRCU-A-CB-O | DLCSRBH18AAK | Mini-Splits | DLFSCAH18XAK | 12.5 | 20 | 10.3 | 12.5 | 20 | 9.5 | TRUE | TRUE | TRUE | 16000 | 15600 | 2.24 | 20000 | 1.78
206350431 |  | Live | Carrier | KEEPRITE | Singlezone Non-Ducted, Ceiling Placement | 206350431 |  | HRCU-A-CB-O | DLCSRBH18AAK | Mini-Splits | DLFSCAH18XAK | 12.5 | 20 | 10.3 | 12.5 | 20 | 9.5 | TRUE | TRUE | TRUE | 16000 | 15600 | 2.24 | 20000 | 1.78
206350442 |  | Live | Carrier | KENMORE | Singlezone Non-Ducted, Ceiling Placement | 206350442 |  | HRCU-A-CB-O | DLCSRBH18AAK | Mini-Splits | DLFSCAH18XAK | 12.5 | 20 | 10.3 | 12.5 | 20 | 9.5 | TRUE | TRUE | TRUE | 16000 | 15600 | 2.24 | 20000 | 1.78
206350453 |  | Live | Carrier | MIDEA | Singlezone Non-Ducted, Ceiling Placement | 206350453 |  | HRCU-A-CB-O | DLCSRBH18AAK | Mini-Splits | DLFSCAH18XAK | 12.5 | 20 | 10.3 | 12.5 | 20 | 9.5 | TRUE | TRUE | TRUE | 16000 | 15600 | 2.24 | 20000 | 1.78
206350464 |  | Live | Carrier | TEMPSTAR | Singlezone Non-Ducted, Ceiling Placement | 206350464 |  | HRCU-A-CB-O | DLCSRBH18AAK | Mini-Splits | DLFSCAH18XAK | 12.5 | 20 | 10.3 | 12.5 | 20 | 9.5 | TRUE | TRUE | TRUE | 16000 | 15600 | 2.24 | 20000 | 1.78
206350486 |  | Live | Carrier | AIRQUEST | Singlezone Non-Ducted, Ceiling Placement | 206350486 |  | HRCU-A-CB-O | DLCSRBH18AAK | Mini-Splits | DLFSCAH18XAK | 12.5 | 20 | 10.3 | 12.5 | 20 | 9.5 | TRUE | TRUE | TRUE | 16000 | 15600 | 2.24 | 20000 | 1.78
206350475 |  | Live | Carrier | SMART COMFORT | Singlezone Non-Ducted, Ceiling Placement | 206350475 |  | HRCU-A-CB-O | DLCSRBH18AAK | Mini-Splits | DLFSCAH18XAK | 12.5 | 20 | 10.3 | 12.5 | 20 | 9.5 | TRUE | TRUE | TRUE | 16000 | 15600 | 2.24 | 20000 | 1.78
206350477 |  | Live | Carrier | SMART COMFORT | Singlezone Non-Ducted, Floor Placement | 206350477 |  | HRCU-A-CB-O | DLCSRBH18AAK | Mini-Splits | DLFSFAH18XAK | 12.5 | 20.2 | 10.6 | 12.5 | 20.5 | 9.8 | TRUE | TRUE |  | 17000 | 12000 | 2.3 | 17000 | 1.9
206350466 |  | Live | Carrier | TEMPSTAR | Singlezone Non-Ducted, Floor Placement | 206350466 |  | HRCU-A-CB-O | DLCSRBH18AAK | Mini-Splits | DLFSFAH18XAK | 12.5 | 20.2 | 10.6 | 12.5 | 20.5 | 9.8 | TRUE | TRUE | TRUE | 17000 | 12000 | 2.3 | 17000 | 1.9
206350455 |  | Live | Carrier | MIDEA | Singlezone Non-Ducted, Floor Placement | 206350455 |  | HRCU-A-CB-O | DLCSRBH18AAK | Mini-Splits | DLFSFAH18XAK | 12.5 | 20.2 | 10.6 | 12.5 | 20.5 | 9.8 | TRUE | TRUE | TRUE | 17000 | 12000 | 2.3 | 17000 | 1.9
206350488 |  | Live | Carrier | AIRQUEST | Singlezone Non-Ducted, Floor Placement | 206350488 |  | HRCU-A-CB-O | DLCSRBH18AAK | Mini-Splits | DLFSFAH18XAK | 12.5 | 20.2 | 10.6 | 12.5 | 20.5 | 9.8 | TRUE | TRUE | TRUE | 17000 | 12000 | 2.3 | 17000 | 1.9
206350444 |  | Live | Carrier | KENMORE | Singlezone Non-Ducted, Floor Placement | 206350444 |  | HRCU-A-CB-O | DLCSRBH18AAK | Mini-Splits | DLFSFAH18XAK | 12.5 | 20.2 | 10.6 | 12.5 | 20.5 | 9.8 | TRUE | TRUE | TRUE | 17000 | 12000 | 2.3 | 17000 | 1.9
206350433 |  | Live | Carrier | KEEPRITE | Singlezone Non-Ducted, Floor Placement | 206350433 |  | HRCU-A-CB-O | DLCSRBH18AAK | Mini-Splits | DLFSFAH18XAK | 12.5 | 20.2 | 10.6 | 12.5 | 20.5 | 9.8 | TRUE | TRUE | TRUE | 17000 | 12000 | 2.3 | 17000 | 1.9
206350422 |  | Live | Carrier | HEIL | Singlezone Non-Ducted, Floor Placement | 206350422 |  | HRCU-A-CB-O | DLCSRBH18AAK | Mini-Splits | DLFSFAH18XAK | 12.5 | 20.2 | 10.6 | 12.5 | 20.5 | 9.8 | TRUE | TRUE | TRUE | 17000 | 12000 | 2.3 | 17000 | 1.9
206350411 |  | Live | Carrier | DAY & NIGHT | Singlezone Non-Ducted, Floor Placement | 206350411 |  | HRCU-A-CB-O | DLCSRBH18AAK | Mini-Splits | DLFSFAH18XAK | 12.5 | 20.2 | 10.6 | 12.5 | 20.5 | 9.8 | TRUE | TRUE | TRUE | 17000 | 12000 | 2.3 | 17000 | 1.9
206350400 |  | Live | Carrier | COMFORTMAKER | Singlezone Non-Ducted, Floor Placement | 206350400 |  | HRCU-A-CB-O | DLCSRBH18AAK | Mini-Splits | DLFSFAH18XAK | 12.5 | 20.2 | 10.6 | 12.5 | 20.5 | 9.8 | TRUE | TRUE | TRUE | 17000 | 12000 | 2.3 | 17000 | 1.9
206350389 |  | Live | Carrier | ARCOAIRE | Singlezone Non-Ducted, Floor Placement | 206350389 |  | HRCU-A-CB-O | DLCSRBH18AAK | Mini-Splits | DLFSFAH18XAK | 12.5 | 20.2 | 10.6 | 12.5 | 20.5 | 9.8 | TRUE | TRUE | TRUE | 17000 | 12000 | 2.3 | 17000 | 1.9
206350378 |  | Live | Carrier | MIDEA | Singlezone Non-Ducted, Floor Placement | 206350378 |  | HRCU-A-CB-O | 38MARBQ18AA3 | Mini-Splits | 40MBFQ18---3 | 12.5 | 20.2 | 10.6 | 12.5 | 20.5 | 9.8 | TRUE | TRUE | TRUE | 17000 | 12000 | 2.3 | 17000 | 1.9
206350367 |  | Live | Carrier | WEATHERMAKER | Singlezone Non-Ducted, Floor Placement | 206350367 |  | HRCU-A-CB-O | 38MARBQ18AA3 | Mini-Splits | 40MBFQ18---3 | 12.5 | 20.2 | 10.6 | 12.5 | 20.5 | 9.8 | TRUE | TRUE | TRUE | 17000 | 12000 | 2.3 | 17000 | 1.9
206350356 |  | Live | Carrier | PAYNE | Singlezone Non-Ducted, Floor Placement | 206350356 |  | HRCU-A-CB-O | 38MARBQ18AA3 | Mini-Splits | 40MBFQ18---3 | 12.5 | 20.2 | 10.6 | 12.5 | 20.5 | 9.8 | TRUE | TRUE | TRUE | 17000 | 12000 | 2.3 | 17000 | 1.9
206350334 |  | Live | Carrier | CARRIER | Singlezone Non-Ducted, Floor Placement | 206350334 |  | HRCU-A-CB-O | 38MARBQ18AA3 | Mini-Splits | 40MBFQ18---3 | 12.5 | 20.2 | 10.6 | 12.5 | 20.5 | 9.8 | TRUE | TRUE | TRUE | 17000 | 12000 | 2.3 | 17000 | 1.9
206350345 |  | Live | Carrier | BRYANT | Singlezone Non-Ducted, Floor Placement | 206350345 |  | HRCU-A-CB-O | 38MARBQ18AA3 | Mini-Splits | 40MBFQ18---3 | 12.5 | 20.2 | 10.6 | 12.5 | 20.5 | 9.8 | TRUE | TRUE | TRUE | 17000 | 12000 | 2.3 | 17000 | 1.9
206350344 |  | Live | Carrier | BRYANT | Singlezone Ducted, Compact Ducted | 206350344 |  | HRCU-A-CB | 38MARBQ18AA3 | Mini-Splits | 40MBDQ18---3 | 12.5 | 19.6 | 11 | 11.7 | 18 | 9.5 | TRUE | TRUE | TRUE | 17000 | 15000 | 2.27 | 19000 | 2.02
206350333 |  | Live | Carrier | CARRIER | Singlezone Ducted, Compact Ducted | 206350333 |  | HRCU-A-CB | 38MARBQ18AA3 | Mini-Splits | 40MBDQ18---3 | 12.5 | 19.6 | 11 | 11.7 | 18 | 9.5 | TRUE | TRUE | TRUE | 17000 | 15000 | 2.27 | 19000 | 2.02
206350355 |  | Live | Carrier | PAYNE | Singlezone Ducted, Compact Ducted | 206350355 |  | HRCU-A-CB | 38MARBQ18AA3 | Mini-Splits | 40MBDQ18---3 | 12.5 | 19.6 | 11 | 11.7 | 18 | 9.5 | TRUE | TRUE | TRUE | 17000 | 15000 | 2.27 | 19000 | 2.02
206350366 |  | Live | Carrier | WEATHERMAKER | Singlezone Ducted, Compact Ducted | 206350366 |  | HRCU-A-CB | 38MARBQ18AA3 | Mini-Splits | 40MBDQ18---3 | 12.5 | 19.6 | 11 | 11.7 | 18 | 9.5 | TRUE | TRUE | TRUE | 17000 | 15000 | 2.27 | 19000 | 2.02
206350377 |  | Live | Carrier | MIDEA | Singlezone Ducted, Compact Ducted | 206350377 |  | HRCU-A-CB | 38MARBQ18AA3 | Mini-Splits | 40MBDQ18---3 | 12.5 | 19.6 | 11 | 11.7 | 18 | 9.5 | TRUE | TRUE | TRUE | 17000 | 15000 | 2.27 | 19000 | 2.02
206350388 |  | Live | Carrier | ARCOAIRE | Singlezone Ducted, Compact Ducted | 206350388 |  | HRCU-A-CB | DLCSRBH18AAK | Mini-Splits | DLFSDAH18XAK | 12.5 | 19.6 | 11 | 11.7 | 18 | 9.5 | TRUE | TRUE | TRUE | 17000 | 15000 | 2.27 | 19000 | 2.02
206350399 |  | Live | Carrier | COMFORTMAKER | Singlezone Ducted, Compact Ducted | 206350399 |  | HRCU-A-CB | DLCSRBH18AAK | Mini-Splits | DLFSDAH18XAK | 12.5 | 19.6 | 11 | 11.7 | 18 | 9.5 | TRUE | TRUE | TRUE | 17000 | 15000 | 2.27 | 19000 | 2.02
206350410 |  | Live | Carrier | DAY & NIGHT | Singlezone Ducted, Compact Ducted | 206350410 |  | HRCU-A-CB | DLCSRBH18AAK | Mini-Splits | DLFSDAH18XAK | 12.5 | 19.6 | 11 | 11.7 | 18 | 9.5 | TRUE | TRUE | TRUE | 17000 | 15000 | 2.27 | 19000 | 2.02
206350421 |  | Live | Carrier | HEIL | Singlezone Ducted, Compact Ducted | 206350421 |  | HRCU-A-CB | DLCSRBH18AAK | Mini-Splits | DLFSDAH18XAK | 12.5 | 19.6 | 11 | 11.7 | 18 | 9.5 | TRUE | TRUE | TRUE | 17000 | 15000 | 2.27 | 19000 | 2.02
206350432 |  | Live | Carrier | KEEPRITE | Singlezone Ducted, Compact Ducted | 206350432 |  | HRCU-A-CB | DLCSRBH18AAK | Mini-Splits | DLFSDAH18XAK | 12.5 | 19.6 | 11 | 11.7 | 18 | 9.5 | TRUE | TRUE | TRUE | 17000 | 15000 | 2.27 | 19000 | 2.02
206350443 |  | Live | Carrier | KENMORE | Singlezone Ducted, Compact Ducted | 206350443 |  | HRCU-A-CB | DLCSRBH18AAK | Mini-Splits | DLFSDAH18XAK | 12.5 | 19.6 | 11 | 11.7 | 18 | 9.5 | TRUE | TRUE | TRUE | 17000 | 15000 | 2.27 | 19000 | 2.02
206350487 |  | Live | Carrier | AIRQUEST | Singlezone Ducted, Compact Ducted | 206350487 |  | HRCU-A-CB | DLCSRBH18AAK | Mini-Splits | DLFSDAH18XAK | 12.5 | 19.6 | 11 | 11.7 | 18 | 9.5 | TRUE | TRUE | TRUE | 17000 | 15000 | 2.27 | 19000 | 2.02
206350454 |  | Live | Carrier | MIDEA | Singlezone Ducted, Compact Ducted | 206350454 |  | HRCU-A-CB | DLCSRBH18AAK | Mini-Splits | DLFSDAH18XAK | 12.5 | 19.6 | 11 | 11.7 | 18 | 9.5 | TRUE | TRUE | TRUE | 17000 | 15000 | 2.27 | 19000 | 2.02
206350465 |  | Live | Carrier | TEMPSTAR | Singlezone Ducted, Compact Ducted | 206350465 |  | HRCU-A-CB | DLCSRBH18AAK | Mini-Splits | DLFSDAH18XAK | 12.5 | 19.6 | 11 | 11.7 | 18 | 9.5 | TRUE | TRUE | TRUE | 17000 | 15000 | 2.27 | 19000 | 2.02
206350476 |  | Live | Carrier | SMART COMFORT | Singlezone Ducted, Compact Ducted | 206350476 |  | HRCU-A-CB | DLCSRBH18AAK | Mini-Splits | DLFSDAH18XAK | 12.5 | 19.6 | 11 | 11.7 | 18 | 9.5 | TRUE | TRUE |  | 17000 | 15000 | 2.27 | 19000 | 2.02
206350485 |  | Live | Carrier | AIRQUEST | Singlezone Non-Ducted, Wall Placement | 206350485 |  | HRCU-A-CB-O | DLCSRBH12AAK | Mini-Splits | DLFSFAH12XAK | 13 | 23 | 11.5 | 13 | 23.6 | 10 | TRUE | TRUE | TRUE | 12000 | 9600 | 2.56 | 12900 | 2.2
206350474 |  | Live | Carrier | SMART COMFORT | Singlezone Non-Ducted, Wall Placement | 206350474 |  | HRCU-A-CB-O | DLCSRBH12AAK | Mini-Splits | DLFSFAH12XAK | 13 | 23 | 11.5 | 13 | 23.6 | 10 | TRUE | TRUE |  | 12000 | 9600 | 2.56 | 12900 | 2.2
206350463 |  | Live | Carrier | TEMPSTAR | Singlezone Non-Ducted, Wall Placement | 206350463 |  | HRCU-A-CB-O | DLCSRBH12AAK | Mini-Splits | DLFSFAH12XAK | 13 | 23 | 11.5 | 13 | 23.6 | 10 | TRUE | TRUE | TRUE | 12000 | 9600 | 2.56 | 12900 | 2.2
206350452 |  | Live | Carrier | MIDEA | Singlezone Non-Ducted, Wall Placement | 206350452 |  | HRCU-A-CB-O | DLCSRBH12AAK | Mini-Splits | DLFSFAH12XAK | 13 | 23 | 11.5 | 13 | 23.6 | 10 | TRUE | TRUE | TRUE | 12000 | 9600 | 2.56 | 12900 | 2.2
206350441 |  | Live | Carrier | KENMORE | Singlezone Non-Ducted, Wall Placement | 206350441 |  | HRCU-A-CB-O | DLCSRBH12AAK | Mini-Splits | DLFSFAH12XAK | 13 | 23 | 11.5 | 13 | 23.6 | 10 | TRUE | TRUE | TRUE | 12000 | 9600 | 2.56 | 12900 | 2.2
206350430 |  | Live | Carrier | KEEPRITE | Singlezone Non-Ducted, Wall Placement | 206350430 |  | HRCU-A-CB-O | DLCSRBH12AAK | Mini-Splits | DLFSFAH12XAK | 13 | 23 | 11.5 | 13 | 23.6 | 10 | TRUE | TRUE | TRUE | 12000 | 9600 | 2.56 | 12900 | 2.2
206350419 |  | Live | Carrier | HEIL | Singlezone Non-Ducted, Wall Placement | 206350419 |  | HRCU-A-CB-O | DLCSRBH12AAK | Mini-Splits | DLFSFAH12XAK | 13 | 23 | 11.5 | 13 | 23.6 | 10 | TRUE | TRUE | TRUE | 12000 | 9600 | 2.56 | 12900 | 2.2
206350408 |  | Live | Carrier | DAY & NIGHT | Singlezone Non-Ducted, Wall Placement | 206350408 |  | HRCU-A-CB-O | DLCSRBH12AAK | Mini-Splits | DLFSFAH12XAK | 13 | 23 | 11.5 | 13 | 23.6 | 10 | TRUE | TRUE | TRUE | 12000 | 9600 | 2.56 | 12900 | 2.2
206350397 |  | Live | Carrier | COMFORTMAKER | Singlezone Non-Ducted, Wall Placement | 206350397 |  | HRCU-A-CB-O | DLCSRBH12AAK | Mini-Splits | DLFSFAH12XAK | 13 | 23 | 11.5 | 13 | 23.6 | 10 | TRUE | TRUE | TRUE | 12000 | 9600 | 2.56 | 12900 | 2.2
206350386 |  | Live | Carrier | ARCOAIRE | Singlezone Non-Ducted, Wall Placement | 206350386 |  | HRCU-A-CB-O | DLCSRBH12AAK | Mini-Splits | DLFSFAH12XAK | 13 | 23 | 11.5 | 13 | 23.6 | 10 | TRUE | TRUE | TRUE | 12000 | 9600 | 2.56 | 12900 | 2.2
206350375 |  | Live | Carrier | MIDEA | Singlezone Non-Ducted, Wall Placement | 206350375 |  | HRCU-A-CB-O | 38MARBQ12AA3 | Mini-Splits | 40MBFQ12---3 | 13 | 23 | 11.5 | 13 | 23.6 | 10 | TRUE | TRUE | TRUE | 12000 | 9600 | 2.56 | 12900 | 2.2
206350364 |  | Live | Carrier | WEATHERMAKER | Singlezone Non-Ducted, Wall Placement | 206350364 |  | HRCU-A-CB-O | 38MARBQ12AA3 | Mini-Splits | 40MBFQ12---3 | 13 | 23 | 11.5 | 13 | 23.6 | 10 | TRUE | TRUE | TRUE | 12000 | 9600 | 2.56 | 12900 | 2.2
206350353 |  | Live | Carrier | PAYNE | Singlezone Non-Ducted, Wall Placement | 206350353 |  | HRCU-A-CB-O | 38MARBQ12AA3 | Mini-Splits | 40MBFQ12---3 | 13 | 23 | 11.5 | 13 | 23.6 | 10 | TRUE | TRUE | TRUE | 12000 | 9600 | 2.56 | 12900 | 2.2
206350342 |  | Live | Carrier | BRYANT | Singlezone Non-Ducted, Wall Placement | 206350342 |  | HRCU-A-CB-O | 38MARBQ12AA3 | Mini-Splits | 40MBFQ12---3 | 13 | 23 | 11.5 | 13 | 23.6 | 10 | TRUE | TRUE | TRUE | 12000 | 9600 | 2.56 | 12900 | 2.2
206350331 |  | Live | Carrier | CARRIER | Singlezone Non-Ducted, Wall Placement | 206350331 |  | HRCU-A-CB-O | 38MARBQ12AA3 | Mini-Splits | 40MBFQ12---3 | 13 | 23 | 11.5 | 13 | 23.6 | 10 | TRUE | TRUE | TRUE | 12000 | 9600 | 2.56 | 12900 | 2.2
206350330 |  | Live | Carrier | CARRIER | Singlezone Ducted, Compact Ducted | 206350330 |  | HRCU-A-CB | 38MARBQ12AA3 | Mini-Splits | 40MBDQ12---3 | 13 | 21.5 | 11.5 | 11.7 | 19.5 | 10 | TRUE | TRUE | TRUE | 12000 | 10600 | 2.51 | 12600 | 1.95
206350341 |  | Live | Carrier | BRYANT | Singlezone Ducted, Compact Ducted | 206350341 |  | HRCU-A-CB | 38MARBQ12AA3 | Mini-Splits | 40MBDQ12---3 | 13 | 21.5 | 11.5 | 11.7 | 19.5 | 10 | TRUE | TRUE | TRUE | 12000 | 10600 | 2.51 | 12600 | 1.95
206350352 |  | Live | Carrier | PAYNE | Singlezone Ducted, Compact Ducted | 206350352 |  | HRCU-A-CB | 38MARBQ12AA3 | Mini-Splits | 40MBDQ12---3 | 13 | 21.5 | 11.5 | 11.7 | 19.5 | 10 | TRUE | TRUE | TRUE | 12000 | 10600 | 2.51 | 12600 | 1.95
206350363 |  | Live | Carrier | WEATHERMAKER | Singlezone Ducted, Compact Ducted | 206350363 |  | HRCU-A-CB | 38MARBQ12AA3 | Mini-Splits | 40MBDQ12---3 | 13 | 21.5 | 11.5 | 11.7 | 19.5 | 10 | TRUE | TRUE | TRUE | 12000 | 10600 | 2.51 | 12600 | 1.95
206350374 |  | Live | Carrier | MIDEA | Singlezone Ducted, Compact Ducted | 206350374 |  | HRCU-A-CB | 38MARBQ12AA3 | Mini-Splits | 40MBDQ12---3 | 13 | 21.5 | 11.5 | 11.7 | 19.5 | 10 | TRUE | TRUE | TRUE | 12000 | 10600 | 2.51 | 12600 | 1.95
206350385 |  | Live | Carrier | ARCOAIRE | Singlezone Ducted, Compact Ducted | 206350385 |  | HRCU-A-CB | DLCSRBH12AAK | Mini-Splits | DLFSDAH12XAK | 13 | 21.5 | 11.5 | 11.7 | 19.5 | 10 | TRUE | TRUE | TRUE | 12000 | 10600 | 2.51 | 12600 | 1.95
206350396 |  | Live | Carrier | COMFORTMAKER | Singlezone Ducted, Compact Ducted | 206350396 |  | HRCU-A-CB | DLCSRBH12AAK | Mini-Splits | DLFSDAH12XAK | 13 | 21.5 | 11.5 | 11.7 | 19.5 | 10 | TRUE | TRUE | TRUE | 12000 | 10600 | 2.51 | 12600 | 1.95
206350407 |  | Live | Carrier | DAY & NIGHT | Singlezone Ducted, Compact Ducted | 206350407 |  | HRCU-A-CB | DLCSRBH12AAK | Mini-Splits | DLFSDAH12XAK | 13 | 21.5 | 11.5 | 11.7 | 19.5 | 10 | TRUE | TRUE | TRUE | 12000 | 10600 | 2.51 | 12600 | 1.95
206350418 |  | Live | Carrier | HEIL | Singlezone Ducted, Compact Ducted | 206350418 |  | HRCU-A-CB | DLCSRBH12AAK | Mini-Splits | DLFSDAH12XAK | 13 | 21.5 | 11.5 | 11.7 | 19.5 | 10 | TRUE | TRUE | TRUE | 12000 | 10600 | 2.51 | 12600 | 1.95
206350429 |  | Live | Carrier | KEEPRITE | Singlezone Ducted, Compact Ducted | 206350429 |  | HRCU-A-CB | DLCSRBH12AAK | Mini-Splits | DLFSDAH12XAK | 13 | 21.5 | 11.5 | 11.7 | 19.5 | 10 | TRUE | TRUE | TRUE | 12000 | 10600 | 2.51 | 12600 | 1.95
206350440 |  | Live | Carrier | KENMORE | Singlezone Ducted, Compact Ducted | 206350440 |  | HRCU-A-CB | DLCSRBH12AAK | Mini-Splits | DLFSDAH12XAK | 13 | 21.5 | 11.5 | 11.7 | 19.5 | 10 | TRUE | TRUE | TRUE | 12000 | 10600 | 2.51 | 12600 | 1.95
206350451 |  | Live | Carrier | MIDEA | Singlezone Ducted, Compact Ducted | 206350451 |  | HRCU-A-CB | DLCSRBH12AAK | Mini-Splits | DLFSDAH12XAK | 13 | 21.5 | 11.5 | 11.7 | 19.5 | 10 | TRUE | TRUE | TRUE | 12000 | 10600 | 2.51 | 12600 | 1.95
206350462 |  | Live | Carrier | TEMPSTAR | Singlezone Ducted, Compact Ducted | 206350462 |  | HRCU-A-CB | DLCSRBH12AAK | Mini-Splits | DLFSDAH12XAK | 13 | 21.5 | 11.5 | 11.7 | 19.5 | 10 | TRUE | TRUE | TRUE | 12000 | 10600 | 2.51 | 12600 | 1.95
206350473 |  | Live | Carrier | SMART COMFORT | Singlezone Ducted, Compact Ducted | 206350473 |  | HRCU-A-CB | DLCSRBH12AAK | Mini-Splits | DLFSDAH12XAK | 13 | 21.5 | 11.5 | 11.7 | 19.5 | 10 | TRUE | TRUE |  | 12000 | 10600 | 2.51 | 12600 | 1.95
206350484 |  | Live | Carrier | AIRQUEST | Singlezone Ducted, Compact Ducted | 206350484 |  | HRCU-A-CB | DLCSRBH12AAK | Mini-Splits | DLFSDAH12XAK | 13 | 21.5 | 11.5 | 11.7 | 19.5 | 10 | TRUE | TRUE | TRUE | 12000 | 10600 | 2.51 | 12600 | 1.95
206350483 |  | Live | Carrier | AIRQUEST | Singlezone Non-Ducted, Ceiling Placement | 206350483 |  | HRCU-A-CB-O | DLCSRBH12AAK | Mini-Splits | DLFSCAH12XAK | 12.7 | 21.5 | 10.6 | 12.7 | 22.3 | 10.2 | TRUE | TRUE | TRUE | 12000 | 9900 | 2.55 | 14000 | 2.29
206350472 |  | Live | Carrier | SMART COMFORT | Singlezone Non-Ducted, Ceiling Placement | 206350472 |  | HRCU-A-CB-O | DLCSRBH12AAK | Mini-Splits | DLFSCAH12XAK | 12.7 | 21.5 | 10.6 | 12.7 | 22.3 | 10.2 | TRUE | TRUE |  | 12000 | 9900 | 2.55 | 14000 | 2.29
206350461 |  | Live | Carrier | TEMPSTAR | Singlezone Non-Ducted, Ceiling Placement | 206350461 |  | HRCU-A-CB-O | DLCSRBH12AAK | Mini-Splits | DLFSCAH12XAK | 12.7 | 21.5 | 10.6 | 12.7 | 22.3 | 10.2 | TRUE | TRUE | TRUE | 12000 | 9900 | 2.55 | 14000 | 2.29
206350450 |  | Live | Carrier | MIDEA | Singlezone Non-Ducted, Ceiling Placement | 206350450 |  | HRCU-A-CB-O | DLCSRBH12AAK | Mini-Splits | DLFSCAH12XAK | 12.7 | 21.5 | 10.6 | 12.7 | 22.3 | 10.2 | TRUE | TRUE | TRUE | 12000 | 9900 | 2.55 | 14000 | 2.29
206350439 |  | Live | Carrier | KENMORE | Singlezone Non-Ducted, Ceiling Placement | 206350439 |  | HRCU-A-CB-O | DLCSRBH12AAK | Mini-Splits | DLFSCAH12XAK | 12.7 | 21.5 | 10.6 | 12.7 | 22.3 | 10.2 | TRUE | TRUE | TRUE | 12000 | 9900 | 2.55 | 14000 | 2.29
206350428 |  | Live | Carrier | KEEPRITE | Singlezone Non-Ducted, Ceiling Placement | 206350428 |  | HRCU-A-CB-O | DLCSRBH12AAK | Mini-Splits | DLFSCAH12XAK | 12.7 | 21.5 | 10.6 | 12.7 | 22.3 | 10.2 | TRUE | TRUE | TRUE | 12000 | 9900 | 2.55 | 14000 | 2.29
206350417 |  | Live | Carrier | HEIL | Singlezone Non-Ducted, Ceiling Placement | 206350417 |  | HRCU-A-CB-O | DLCSRBH12AAK | Mini-Splits | DLFSCAH12XAK | 12.7 | 21.5 | 10.6 | 12.7 | 22.3 | 10.2 | TRUE | TRUE | TRUE | 12000 | 9900 | 2.55 | 14000 | 2.29
206350406 |  | Live | Carrier | DAY & NIGHT | Singlezone Non-Ducted, Ceiling Placement | 206350406 |  | HRCU-A-CB-O | DLCSRBH12AAK | Mini-Splits | DLFSCAH12XAK | 12.7 | 21.5 | 10.6 | 12.7 | 22.3 | 10.2 | TRUE | TRUE | TRUE | 12000 | 9900 | 2.55 | 14000 | 2.29
206350395 |  | Live | Carrier | COMFORTMAKER | Singlezone Non-Ducted, Ceiling Placement | 206350395 |  | HRCU-A-CB-O | DLCSRBH12AAK | Mini-Splits | DLFSCAH12XAK | 12.7 | 21.5 | 10.6 | 12.7 | 22.3 | 10.2 | TRUE | TRUE | TRUE | 12000 | 9900 | 2.55 | 14000 | 2.29
206350384 |  | Live | Carrier | ARCOAIRE | Singlezone Non-Ducted, Ceiling Placement | 206350384 |  | HRCU-A-CB-O | DLCSRBH12AAK | Mini-Splits | DLFSCAH12XAK | 12.7 | 21.5 | 10.6 | 12.7 | 22.3 | 10.2 | TRUE | TRUE | TRUE | 12000 | 9900 | 2.55 | 14000 | 2.29
206350373 |  | Live | Carrier | MIDEA | Singlezone Non-Ducted, Ceiling Placement | 206350373 |  | HRCU-A-CB-O | 38MARBQ12AA3 | Mini-Splits | 40MBCQ12---3 | 12.7 | 21.5 | 10.6 | 12.7 | 22.3 | 10.2 | TRUE | TRUE | TRUE | 12000 | 9900 | 2.55 | 14000 | 2.29
206350362 |  | Live | Carrier | WEATHERMAKER | Singlezone Non-Ducted, Ceiling Placement | 206350362 |  | HRCU-A-CB-O | 38MARBQ12AA3 | Mini-Splits | 40MBCQ12---3 | 12.7 | 21.5 | 10.6 | 12.7 | 22.3 | 10.2 | TRUE | TRUE | TRUE | 12000 | 9900 | 2.55 | 14000 | 2.29
206350351 |  | Live | Carrier | PAYNE | Singlezone Non-Ducted, Ceiling Placement | 206350351 |  | HRCU-A-CB-O | 38MARBQ12AA3 | Mini-Splits | 40MBCQ12---3 | 12.7 | 21.5 | 10.6 | 12.7 | 22.3 | 10.2 | TRUE | TRUE | TRUE | 12000 | 9900 | 2.55 | 14000 | 2.29
206350340 |  | Live | Carrier | BRYANT | Singlezone Non-Ducted, Ceiling Placement | 206350340 |  | HRCU-A-CB-O | 38MARBQ12AA3 | Mini-Splits | 40MBCQ12---3 | 12.7 | 21.5 | 10.6 | 12.7 | 22.3 | 10.2 | TRUE | TRUE | TRUE | 12000 | 9900 | 2.55 | 14000 | 2.29
206350329 |  | Live | Carrier | CARRIER | Singlezone Non-Ducted, Ceiling Placement | 206350329 |  | HRCU-A-CB-O | 38MARBQ12AA3 | Mini-Splits | 40MBCQ12---3 | 12.7 | 21.5 | 10.6 | 12.7 | 22.3 | 10.2 | TRUE | TRUE | TRUE | 12000 | 9900 | 2.55 | 14000 | 2.29
206350328 |  | Live | Carrier | CARRIER | Singlezone Ducted, Compact Ducted | 206350328 |  | HRCU-A-CB | 38MARBQ09AA3 | Mini-Splits | 40MBDQ09---3 | 14 | 23 | 12 | 13.2 | 20.2 | 12 | TRUE | TRUE | TRUE | 9000 | 10100 | 2.41 | 11600 | 1.9
206350339 |  | Live | Carrier | BRYANT | Singlezone Ducted, Compact Ducted | 206350339 |  | HRCU-A-CB | 38MARBQ09AA3 | Mini-Splits | 40MBDQ09---3 | 14 | 23 | 12 | 13.2 | 20.2 | 12 | TRUE | TRUE | TRUE | 9000 | 10100 | 2.41 | 11600 | 1.9
206350350 |  | Live | Carrier | PAYNE | Singlezone Ducted, Compact Ducted | 206350350 |  | HRCU-A-CB | 38MARBQ09AA3 | Mini-Splits | 40MBDQ09---3 | 14 | 23 | 12 | 13.2 | 20.2 | 12 | TRUE | TRUE | TRUE | 9000 | 10100 | 2.41 | 11600 | 1.9
206350361 |  | Live | Carrier | WEATHERMAKER | Singlezone Ducted, Compact Ducted | 206350361 |  | HRCU-A-CB | 38MARBQ09AA3 | Mini-Splits | 40MBDQ09---3 | 14 | 23 | 12 | 13.2 | 20.2 | 12 | TRUE | TRUE | TRUE | 9000 | 10100 | 2.41 | 11600 | 1.9
206350372 |  | Live | Carrier | MIDEA | Singlezone Ducted, Compact Ducted | 206350372 |  | HRCU-A-CB | 38MARBQ09AA3 | Mini-Splits | 40MBDQ09---3 | 14 | 23 | 12 | 13.2 | 20.2 | 12 | TRUE | TRUE | TRUE | 9000 | 10100 | 2.41 | 11600 | 1.9
206350383 |  | Live | Carrier | ARCOAIRE | Singlezone Ducted, Compact Ducted | 206350383 |  | HRCU-A-CB | DLCSRBH09AAK | Mini-Splits | DLFSDAH09XAK | 14 | 23 | 12 | 13.2 | 20.2 | 12 | TRUE | TRUE | TRUE | 9000 | 10100 | 2.41 | 11600 | 1.9
206350394 |  | Live | Carrier | COMFORTMAKER | Singlezone Ducted, Compact Ducted | 206350394 |  | HRCU-A-CB | DLCSRBH09AAK | Mini-Splits | DLFSDAH09XAK | 14 | 23 | 12 | 13.2 | 20.2 | 12 | TRUE | TRUE | TRUE | 9000 | 10100 | 2.41 | 11600 | 1.9
206350405 |  | Live | Carrier | DAY & NIGHT | Singlezone Ducted, Compact Ducted | 206350405 |  | HRCU-A-CB | DLCSRBH09AAK | Mini-Splits | DLFSDAH09XAK | 14 | 23 | 12 | 13.2 | 20.2 | 12 | TRUE | TRUE | TRUE | 9000 | 10100 | 2.41 | 11600 | 1.9
206350416 |  | Live | Carrier | HEIL | Singlezone Ducted, Compact Ducted | 206350416 |  | HRCU-A-CB | DLCSRBH09AAK | Mini-Splits | DLFSDAH09XAK | 14 | 23 | 12 | 13.2 | 20.2 | 12 | TRUE | TRUE | TRUE | 9000 | 10100 | 2.41 | 11600 | 1.9
206350427 |  | Live | Carrier | KEEPRITE | Singlezone Ducted, Compact Ducted | 206350427 |  | HRCU-A-CB | DLCSRBH09AAK | Mini-Splits | DLFSDAH09XAK | 14 | 23 | 12 | 13.2 | 20.2 | 12 | TRUE | TRUE | TRUE | 9000 | 10100 | 2.41 | 11600 | 1.9
206350438 |  | Live | Carrier | KENMORE | Singlezone Ducted, Compact Ducted | 206350438 |  | HRCU-A-CB | DLCSRBH09AAK | Mini-Splits | DLFSDAH09XAK | 14 | 23 | 12 | 13.2 | 20.2 | 12 | TRUE | TRUE | TRUE | 9000 | 10100 | 2.41 | 11600 | 1.9
206350449 |  | Live | Carrier | MIDEA | Singlezone Ducted, Compact Ducted | 206350449 |  | HRCU-A-CB | DLCSRBH09AAK | Mini-Splits | DLFSDAH09XAK | 14 | 23 | 12 | 13.2 | 20.2 | 12 | TRUE | TRUE | TRUE | 9000 | 10100 | 2.41 | 11600 | 1.9
206350460 |  | Live | Carrier | TEMPSTAR | Singlezone Ducted, Compact Ducted | 206350460 |  | HRCU-A-CB | DLCSRBH09AAK | Mini-Splits | DLFSDAH09XAK | 14 | 23 | 12 | 13.2 | 20.2 | 12 | TRUE | TRUE | TRUE | 9000 | 10100 | 2.41 | 11600 | 1.9
206350471 |  | Live | Carrier | SMART COMFORT | Singlezone Ducted, Compact Ducted | 206350471 |  | HRCU-A-CB | DLCSRBH09AAK | Mini-Splits | DLFSDAH09XAK | 14 | 23 | 12 | 13.2 | 20.2 | 12 | TRUE | TRUE |  | 9000 | 10100 | 2.41 | 11600 | 1.9
206350482 |  | Live | Carrier | AIRQUEST | Singlezone Ducted, Compact Ducted | 206350482 |  | HRCU-A-CB | DLCSRBH09AAK | Mini-Splits | DLFSDAH09XAK | 14 | 23 | 12 | 13.2 | 20.2 | 12 | TRUE | TRUE | TRUE | 9000 | 10100 | 2.41 | 11600 | 1.9
206350481 |  | Live | Carrier | AIRQUEST | Singlezone Non-Ducted, Ceiling Placement | 206350481 |  | HRCU-A-CB-O | DLCSRBH09AAK | Mini-Splits | DLFSCAH09XAK | 13 | 20.5 | 10.8 | 13 | 20.5 | 10.3 | TRUE | TRUE | TRUE | 9000 | 9000 | 1.91 | 11000 | 1.69
206350470 |  | Live | Carrier | SMART COMFORT | Singlezone Non-Ducted, Ceiling Placement | 206350470 |  | HRCU-A-CB-O | DLCSRBH09AAK | Mini-Splits | DLFSCAH09XAK | 13 | 20.5 | 10.8 | 13 | 20.5 | 10.3 | TRUE | TRUE |  | 9000 | 9000 | 1.91 | 11000 | 1.69
206350459 |  | Live | Carrier | TEMPSTAR | Singlezone Non-Ducted, Ceiling Placement | 206350459 |  | HRCU-A-CB-O | DLCSRBH09AAK | Mini-Splits | DLFSCAH09XAK | 13 | 20.5 | 10.8 | 13 | 20.5 | 10.3 | TRUE | TRUE | TRUE | 9000 | 9000 | 1.91 | 11000 | 1.69
206350448 |  | Live | Carrier | MIDEA | Singlezone Non-Ducted, Ceiling Placement | 206350448 |  | HRCU-A-CB-O | DLCSRBH09AAK | Mini-Splits | DLFSCAH09XAK | 13 | 20.5 | 10.8 | 13 | 20.5 | 10.3 | TRUE | TRUE | TRUE | 9000 | 9000 | 1.91 | 11000 | 1.69
206350437 |  | Live | Carrier | KENMORE | Singlezone Non-Ducted, Ceiling Placement | 206350437 |  | HRCU-A-CB-O | DLCSRBH09AAK | Mini-Splits | DLFSCAH09XAK | 13 | 20.5 | 10.8 | 13 | 20.5 | 10.3 | TRUE | TRUE | TRUE | 9000 | 9000 | 1.91 | 11000 | 1.69
206350426 |  | Live | Carrier | KEEPRITE | Singlezone Non-Ducted, Ceiling Placement | 206350426 |  | HRCU-A-CB-O | DLCSRBH09AAK | Mini-Splits | DLFSCAH09XAK | 13 | 20.5 | 10.8 | 13 | 20.5 | 10.3 | TRUE | TRUE | TRUE | 9000 | 9000 | 1.91 | 11000 | 1.69
206350415 |  | Live | Carrier | HEIL | Singlezone Non-Ducted, Ceiling Placement | 206350415 |  | HRCU-A-CB-O | DLCSRBH09AAK | Mini-Splits | DLFSCAH09XAK | 13 | 20.5 | 10.8 | 13 | 20.5 | 10.3 | TRUE | TRUE | TRUE | 9000 | 9000 | 1.91 | 11000 | 1.69
206350404 |  | Live | Carrier | DAY & NIGHT | Singlezone Non-Ducted, Ceiling Placement | 206350404 |  | HRCU-A-CB-O | DLCSRBH09AAK | Mini-Splits | DLFSCAH09XAK | 13 | 20.5 | 10.8 | 13 | 20.5 | 10.3 | TRUE | TRUE | TRUE | 9000 | 9000 | 1.91 | 11000 | 1.69
206350393 |  | Live | Carrier | COMFORTMAKER | Singlezone Non-Ducted, Ceiling Placement | 206350393 |  | HRCU-A-CB-O | DLCSRBH09AAK | Mini-Splits | DLFSCAH09XAK | 13 | 20.5 | 10.8 | 13 | 20.5 | 10.3 | TRUE | TRUE | TRUE | 9000 | 9000 | 1.91 | 11000 | 1.69
206350382 |  | Live | Carrier | ARCOAIRE | Singlezone Non-Ducted, Ceiling Placement | 206350382 |  | HRCU-A-CB-O | DLCSRBH09AAK | Mini-Splits | DLFSCAH09XAK | 13 | 20.5 | 10.8 | 13 | 20.5 | 10.3 | TRUE | TRUE | TRUE | 9000 | 9000 | 1.91 | 11000 | 1.69
206350371 |  | Live | Carrier | MIDEA | Singlezone Non-Ducted, Ceiling Placement | 206350371 |  | HRCU-A-CB-O | 38MARBQ09AA3 | Mini-Splits | 40MBCQ09---3 | 13 | 20.5 | 10.8 | 13 | 20.5 | 10.3 | TRUE | TRUE | TRUE | 9000 | 9000 | 1.91 | 11000 | 1.69
206350360 |  | Live | Carrier | WEATHERMAKER | Singlezone Non-Ducted, Ceiling Placement | 206350360 |  | HRCU-A-CB-O | 38MARBQ09AA3 | Mini-Splits | 40MBCQ09---3 | 13 | 20.5 | 10.8 | 13 | 20.5 | 10.3 | TRUE | TRUE | TRUE | 9000 | 9000 | 1.91 | 11000 | 1.69
206350349 |  | Live | Carrier | PAYNE | Singlezone Non-Ducted, Ceiling Placement | 206350349 |  | HRCU-A-CB-O | 38MARBQ09AA3 | Mini-Splits | 40MBCQ09---3 | 13 | 20.5 | 10.8 | 13 | 20.5 | 10.3 | TRUE | TRUE | TRUE | 9000 | 9000 | 1.91 | 11000 | 1.69
206350338 |  | Live | Carrier | BRYANT | Singlezone Non-Ducted, Ceiling Placement | 206350338 |  | HRCU-A-CB-O | 38MARBQ09AA3 | Mini-Splits | 40MBCQ09---3 | 13 | 20.5 | 10.8 | 13 | 20.5 | 10.3 | TRUE | TRUE | TRUE | 9000 | 9000 | 1.91 | 11000 | 1.69
206350327 |  | Live | Carrier | CARRIER | Singlezone Non-Ducted, Ceiling Placement | 206350327 |  | HRCU-A-CB-O | 38MARBQ09AA3 | Mini-Splits | 40MBCQ09---3 | 13 | 20.5 | 10.8 | 13 | 20.5 | 10.3 | TRUE | TRUE | TRUE | 9000 | 9000 | 1.91 | 11000 | 1.69
206348145 |  | Live | Carrier | BRYANT | Singlezone Non-Ducted, Wall Placement | 206348145 |  | HRCU-A-CB-O | 38MARBQ24AA3 | Mini-Splits | 619AHBQ24XA3 | 13 | 21.5 | 12 | 13 | 21.5 | 11.4 | TRUE | TRUE | TRUE | 24000 | 21200 | 2.88 | 24485 | 1.98
206350326 |  | Live | Carrier | WEATHERMAKER | Singlezone Non-Ducted, Wall Placement | 206350326 |  | HRCU-A-CB-O | 38MARBQ24AA3 | Mini-Splits | DHMAHBQ24XA3 | 13 | 21.5 | 12 | 13 | 21.5 | 11.4 | TRUE | TRUE | TRUE | 24000 | 21200 | 2.88 | 24485 | 1.98
206350321 |  | Live | Carrier | MIDEA | Singlezone Non-Ducted, Wall Placement | 206350321 |  | HRCU-A-CB-O | 38MARBQ24AA3 | Mini-Splits | DHMAHBQ24XA3 | 13 | 21.5 | 12 | 13 | 21.5 | 11.4 | TRUE | TRUE | TRUE | 24000 | 21200 | 2.88 | 24485 | 1.98
206350316 |  | Live | Carrier | PAYNE | Singlezone Non-Ducted, Wall Placement | 206350316 |  | HRCU-A-CB-O | 38MARBQ24AA3 | Mini-Splits | DHMAHBQ24XA3 | 13 | 21.5 | 12 | 13 | 21.5 | 11.4 | TRUE | TRUE | TRUE | 24000 | 21200 | 2.88 | 24485 | 1.98
206348138 |  | Live | Carrier | CARRIER | Singlezone Non-Ducted, Wall Placement | 206348138 |  | HRCU-A-CB-O | 38MARBQ24AA3 | Mini-Splits | 40MAHBQ24XA3 | 13 | 21.5 | 12 | 13 | 21.5 | 11.4 | TRUE | TRUE | TRUE | 24000 | 21200 | 2.88 | 24485 | 1.98
206348137 |  | Live | Carrier | CARRIER | Singlezone Non-Ducted, Wall Placement | 206348137 |  | HRCU-A-CB-O | 38MARBQ18AA3 | Mini-Splits | 40MAHBQ18XA3 | 12.5 | 21.5 | 13 | 12.5 | 21.5 | 11.3 | TRUE | TRUE | TRUE | 18000 | 15000 | 2.35 | 19200 | 1.99
206350315 |  | Live | Carrier | PAYNE | Singlezone Non-Ducted, Wall Placement | 206350315 |  | HRCU-A-CB-O | 38MARBQ18AA3 | Mini-Splits | DHMAHBQ18XA3 | 12.5 | 21.5 | 13 | 12.5 | 21.5 | 11.3 | TRUE | TRUE | TRUE | 18000 | 15000 | 2.35 | 19200 | 1.99
206350320 |  | Live | Carrier | MIDEA | Singlezone Non-Ducted, Wall Placement | 206350320 |  | HRCU-A-CB-O | 38MARBQ18AA3 | Mini-Splits | DHMAHBQ18XA3 | 12.5 | 21.5 | 13 | 12.5 | 21.5 | 11.3 | TRUE | TRUE | TRUE | 18000 | 15000 | 2.35 | 19200 | 1.99
206350325 |  | Live | Carrier | WEATHERMAKER | Singlezone Non-Ducted, Wall Placement | 206350325 |  | HRCU-A-CB-O | 38MARBQ18AA3 | Mini-Splits | DHMAHBQ18XA3 | 12.5 | 21.5 | 13 | 12.5 | 21.5 | 11.3 | TRUE | TRUE | TRUE | 18000 | 15000 | 2.35 | 19200 | 1.99
206348144 |  | Live | Carrier | BRYANT | Singlezone Non-Ducted, Wall Placement | 206348144 |  | HRCU-A-CB-O | 38MARBQ18AA3 | Mini-Splits | 619AHBQ18XA3 | 12.5 | 21.5 | 13 | 12.5 | 21.5 | 11.3 | TRUE | TRUE | TRUE | 18000 | 15000 | 2.35 | 19200 | 1.99
206350324 |  | Live | Carrier | WEATHERMAKER | Singlezone Non-Ducted, Wall Placement | 206350324 |  | HRCU-A-CB-O | 38MARBQ12AA3 | Mini-Splits | DHMAHBQ12XA3 | 14 | 25.5 | 13 | 14 | 25.5 | 10.4 | TRUE | TRUE | TRUE | 12000 | 10000 | 2.4 | 13112 | 2.11
206350319 |  | Live | Carrier | MIDEA | Singlezone Non-Ducted, Wall Placement | 206350319 |  | HRCU-A-CB-O | 38MARBQ12AA3 | Mini-Splits | DHMAHBQ12XA3 | 14 | 25.5 | 13 | 14 | 25.5 | 10.4 | TRUE | TRUE | TRUE | 12000 | 10000 | 2.4 | 13112 | 2.11
206350314 |  | Live | Carrier | PAYNE | Singlezone Non-Ducted, Wall Placement | 206350314 |  | HRCU-A-CB-O | 38MARBQ12AA3 | Mini-Splits | DHMAHBQ12XA3 | 14 | 25.5 | 13 | 14 | 25.5 | 10.4 | TRUE | TRUE | TRUE | 12000 | 10000 | 2.4 | 13112 | 2.11
206348143 |  | Live | Carrier | BRYANT | Singlezone Non-Ducted, Wall Placement | 206348143 |  | HRCU-A-CB-O | 38MARBQ12AA3 | Mini-Splits | 619AHBQ12XA3 | 14 | 25.5 | 13 | 14 | 25.5 | 10.4 | TRUE | TRUE | TRUE | 12000 | 10000 | 2.4 | 13112 | 2.11
206348136 |  | Live | Carrier | CARRIER | Singlezone Non-Ducted, Wall Placement | 206348136 |  | HRCU-A-CB-O | 38MARBQ12AA3 | Mini-Splits | 40MAHBQ12XA3 | 14 | 25.5 | 13 | 14 | 25.5 | 10.4 | TRUE | TRUE | TRUE | 12000 | 10000 | 2.4 | 13112 | 2.11
206348135 |  | Live | Carrier | CARRIER | Singlezone Non-Ducted, Wall Placement | 206348135 |  | HRCU-A-CB-O | 38MARBQ09AA3 | Mini-Splits | 40MAHBQ09XA3 | 16.2 | 28.1 | 13 | 16.2 | 28.1 | 11.5 | TRUE | TRUE | TRUE | 9000 | 9500 | 2.53 | 12371 | 2.04
206348142 |  | Live | Carrier | BRYANT | Singlezone Non-Ducted, Wall Placement | 206348142 |  | HRCU-A-CB-O | 38MARBQ09AA3 | Mini-Splits | 619AHBQ09XA3 | 16.2 | 28.1 | 13 | 16.2 | 28.1 | 11.5 | TRUE | TRUE | TRUE | 9000 | 9500 | 2.53 | 12371 | 2.04
206350313 |  | Live | Carrier | PAYNE | Singlezone Non-Ducted, Wall Placement | 206350313 |  | HRCU-A-CB-O | 38MARBQ09AA3 | Mini-Splits | DHMAHBQ09XA3 | 16.2 | 28.1 | 13 | 16.2 | 28.1 | 11.5 | TRUE | TRUE | TRUE | 9000 | 9500 | 2.53 | 12371 | 2.04
206350318 |  | Live | Carrier | MIDEA | Singlezone Non-Ducted, Wall Placement | 206350318 |  | HRCU-A-CB-O | 38MARBQ09AA3 | Mini-Splits | DHMAHBQ09XA3 | 16.2 | 28.1 | 13 | 16.2 | 28.1 | 11.5 | TRUE | TRUE | TRUE | 9000 | 9500 | 2.53 | 12371 | 2.04
206350323 |  | Live | Carrier | WEATHERMAKER | Singlezone Non-Ducted, Wall Placement | 206350323 |  | HRCU-A-CB-O | 38MARBQ09AA3 | Mini-Splits | DHMAHBQ09XA3 | 16.2 | 28.1 | 13 | 16.2 | 28.1 | 11.5 | TRUE | TRUE | TRUE | 9000 | 9500 | 2.53 | 12371 | 2.04
206350322 |  | Live | Carrier | WEATHERMAKER | Singlezone Non-Ducted, Wall Placement | 206350322 |  | HRCU-A-CB-O | 38MARBQ12AA1 | Mini-Splits | DHMAHBQ12XA1 | 13 | 23 | 11.6 | 13 | 23.5 | 10 | TRUE | FALSE | TRUE | 12000 | 8400 | 2.8 | 9250 | 2.56
206350317 |  | Live | Carrier | MIDEA | Singlezone Non-Ducted, Wall Placement | 206350317 |  | HRCU-A-CB-O | 38MARBQ12AA1 | Mini-Splits | DHMAHBQ12XA1 | 13 | 23 | 11.6 | 13 | 23.5 | 10 | TRUE | FALSE | TRUE | 12000 | 8400 | 2.8 | 9250 | 2.56
206350312 |  | Live | Carrier | PAYNE | Singlezone Non-Ducted, Wall Placement | 206350312 |  | HRCU-A-CB-O | 38MARBQ12AA1 | Mini-Splits | DHMAHBQ12XA1 | 13 | 23 | 11.6 | 13 | 23.5 | 10 | TRUE | FALSE | TRUE | 12000 | 8400 | 2.8 | 9250 | 2.56
206348141 |  | Live | Carrier | BRYANT | Singlezone Non-Ducted, Wall Placement | 206348141 |  | HRCU-A-CB-O | 38MARBQ12AA1 | Mini-Splits | 619AHBQ12XA1 | 13 | 23 | 11.6 | 13 | 23.5 | 10 | TRUE | FALSE | TRUE | 12000 | 8400 | 2.8 | 9250 | 2.56
206348134 |  | Live | Carrier | CARRIER | Singlezone Non-Ducted, Wall Placement | 206348134 |  | HRCU-A-CB-O | 38MARBQ12AA1 | Mini-Splits | 40MAHBQ12XA1 | 13 | 23 | 11.6 | 13 | 23.5 | 10 | TRUE | FALSE | TRUE | 12000 | 8400 | 2.8 | 9250 | 2.56
213372157 |  | Live | Carrier | KENMORE | Singlezone Ducted, Centrally Ducted | 213372157 |  | HRCU-A-C | DLCURAH24ABK |  | DLFULAH24XAX + CI |  |  |  | 10.7 | 16.1 | 9.8 | FALSE | TRUE | TRUE | 24000 | 22400 | 2.42 | 25000 | 2.24
213372149 |  | Live | Carrier | KEEPRITE | Singlezone Ducted, Centrally Ducted | 213372149 |  | HRCU-A-C | DLCURAH24ABK |  | DLFULAH24XAX + CI |  |  |  | 10.7 | 16.1 | 9.8 | FALSE | TRUE | TRUE | 24000 | 22400 | 2.42 | 25000 | 2.24
213372165 |  | Live | Carrier | MIDEA | Singlezone Ducted, Centrally Ducted | 213372165 |  | HRCU-A-C | DLCURAH24ABK |  | DLFULAH24XAX + CI |  |  |  | 10.7 | 16.1 | 9.8 | FALSE | TRUE | TRUE | 24000 | 22400 | 2.42 | 25000 | 2.24
213372173 |  | Live | Carrier | TEMPSTAR | Singlezone Ducted, Centrally Ducted | 213372173 |  | HRCU-A-C | DLCURAH24ABK |  | DLFULAH24XAX + CI |  |  |  | 10.7 | 16.1 | 9.8 | FALSE | TRUE | TRUE | 24000 | 22400 | 2.42 | 25000 | 2.24
213372189 |  | Live | Carrier | AIRQUEST | Singlezone Ducted, Centrally Ducted | 213372189 |  | HRCU-A-C | DLCURAH24ABK |  | DLFULAH24XAX + CI |  |  |  | 10.7 | 16.1 | 9.8 | FALSE | TRUE | TRUE | 24000 | 22400 | 2.42 | 25000 | 2.24
213372181 |  | Live | Carrier | SMART COMFORT | Singlezone Ducted, Centrally Ducted | 213372181 |  | HRCU-A-C | DLCURAH24ABK |  | DLFULAH24XAX + CI |  |  |  | 10.7 | 16.1 | 9.8 | FALSE | TRUE | TRUE | 24000 | 22400 | 2.42 | 25000 | 2.24
213372133 |  | Live | Carrier | DAY & NIGHT | Singlezone Ducted, Centrally Ducted | 213372133 |  | HRCU-A-C | DLCURAH24ABK |  | DLFULAH24XAX + CI |  |  |  | 10.7 | 16.1 | 9.8 | FALSE | TRUE | TRUE | 24000 | 22400 | 2.42 | 25000 | 2.24
213372141 |  | Live | Carrier | HEIL | Singlezone Ducted, Centrally Ducted | 213372141 |  | HRCU-A-C | DLCURAH24ABK |  | DLFULAH24XAX + CI |  |  |  | 10.7 | 16.1 | 9.8 | FALSE | TRUE | TRUE | 24000 | 22400 | 2.42 | 25000 | 2.24
213372125 |  | Live | Carrier | COMFORTMAKER | Singlezone Ducted, Centrally Ducted | 213372125 |  | HRCU-A-C | DLCURAH24ABK |  | DLFULAH24XAX + CI |  |  |  | 10.7 | 16.1 | 9.8 | FALSE | TRUE | TRUE | 24000 | 22400 | 2.42 | 25000 | 2.24
213372117 |  | Live | Carrier | ARCOAIRE | Singlezone Ducted, Centrally Ducted | 213372117 |  | HRCU-A-C | DLCURAH24ABK |  | DLFULAH24XAX + CI |  |  |  | 10.7 | 16.1 | 9.8 | FALSE | TRUE | TRUE | 24000 | 22400 | 2.42 | 25000 | 2.24
213372237 |  | Live | Carrier | MIDEA | Singlezone Ducted, Centrally Ducted | 213372237 |  | HRCU-A-C | 38MURAQ24AB3 |  | 40MULAQ24XAX + CI |  |  |  | 10.7 | 16.1 | 9.8 | FALSE | TRUE | TRUE | 24000 | 22400 | 2.42 | 25000 | 2.24
213372197 |  | Live | Carrier | LPS LEGACY | Singlezone Ducted, Centrally Ducted | 213372197 |  | HRCU-A-C | DLCURAH24ABK |  | DLFULAH24XAX + CI |  |  |  | 10.7 | 16.1 | 9.8 | FALSE | TRUE | TRUE | 24000 | 22400 | 2.42 | 25000 | 2.24
213372205 |  | Live | Carrier | CARRIER | Singlezone Ducted, Centrally Ducted | 213372205 |  | HRCU-A-C | 38MURAQ24AB3 |  | 40MULAQ24XAX + CI |  |  |  | 10.7 | 16.1 | 9.8 | FALSE | TRUE | TRUE | 24000 | 22400 | 2.42 | 25000 | 2.24
213372221 |  | Live | Carrier | PAYNE | Singlezone Ducted, Centrally Ducted | 213372221 |  | HRCU-A-C | 38MURAQ24AB3 |  | 40MULAQ24XAX + CI |  |  |  | 10.7 | 16.1 | 9.8 | FALSE | TRUE | TRUE | 24000 | 22400 | 2.42 | 25000 | 2.24
213372213 |  | Live | Carrier | BRYANT | Singlezone Ducted, Centrally Ducted | 213372213 |  | HRCU-A-C | 38MURAQ24AB3 |  | 40MULAQ24XAX + CI |  |  |  | 10.7 | 16.1 | 9.8 | FALSE | TRUE | TRUE | 24000 | 22400 | 2.42 | 25000 | 2.24
213372229 |  | Live | Carrier | WEATHERMAKER | Singlezone Ducted, Centrally Ducted | 213372229 |  | HRCU-A-C | 38MURAQ24AB3 |  | 40MULAQ24XAX + CI |  |  |  | 10.7 | 16.1 | 9.8 | FALSE | TRUE | TRUE | 24000 | 22400 | 2.42 | 25000 | 2.24
213372232 |  | Live | Carrier | WEATHERMAKER | Singlezone Ducted, Centrally Ducted | 213372232 |  | HRCU-A-C | 38MURAQ36AB3 |  | 40MULAQ36XBX + CI |  |  |  | 10 | 15.5 | 8.6 | FALSE | TRUE | TRUE | 35000 | 27400 | 2.12 | 38000 | 1.9
213372224 |  | Live | Carrier | PAYNE | Singlezone Ducted, Centrally Ducted | 213372224 |  | HRCU-A-C | 38MURAQ36AB3 |  | 40MULAQ36XBX + CI |  |  |  | 10 | 15.5 | 8.6 | FALSE | TRUE | TRUE | 35000 | 27400 | 2.12 | 38000 | 1.9
213372216 |  | Live | Carrier | BRYANT | Singlezone Ducted, Centrally Ducted | 213372216 |  | HRCU-A-C | 38MURAQ36AB3 |  | 40MULAQ36XBX + CI |  |  |  | 10 | 15.5 | 8.6 | FALSE | TRUE | TRUE | 35000 | 27400 | 2.12 | 38000 | 1.9
213372208 |  | Live | Carrier | CARRIER | Singlezone Ducted, Centrally Ducted | 213372208 |  | HRCU-A-C | 38MURAQ36AB3 |  | 40MULAQ36XBX + CI |  |  |  | 10 | 15.5 | 8.6 | FALSE | TRUE | TRUE | 35000 | 27400 | 2.12 | 38000 | 1.9
213372200 |  | Live | Carrier | LPS LEGACY | Singlezone Ducted, Centrally Ducted | 213372200 |  | HRCU-A-C | DLCURAH36ABK |  | DLFULAH36XBX + CI |  |  |  | 10 | 15.5 | 8.6 | FALSE | TRUE | TRUE | 35000 | 27400 | 2.12 | 38000 | 1.9
213372192 |  | Live | Carrier | AIRQUEST | Singlezone Ducted, Centrally Ducted | 213372192 |  | HRCU-A-C | DLCURAH36ABK |  | DLFULAH36XBX + CI |  |  |  | 10 | 15.5 | 8.6 | FALSE | TRUE | TRUE | 35000 | 27400 | 2.12 | 38000 | 1.9
213372120 |  | Live | Carrier | ARCOAIRE | Singlezone Ducted, Centrally Ducted | 213372120 |  | HRCU-A-C | DLCURAH36ABK |  | DLFULAH36XBX + CI |  |  |  | 10 | 15.5 | 8.6 | FALSE | TRUE | TRUE | 35000 | 27400 | 2.12 | 38000 | 1.9
213372144 |  | Live | Carrier | HEIL | Singlezone Ducted, Centrally Ducted | 213372144 |  | HRCU-A-C | DLCURAH36ABK |  | DLFULAH36XBX + CI |  |  |  | 10 | 15.5 | 8.6 | FALSE | TRUE | TRUE | 35000 | 27400 | 2.12 | 38000 | 1.9
213372136 |  | Live | Carrier | DAY & NIGHT | Singlezone Ducted, Centrally Ducted | 213372136 |  | HRCU-A-C | DLCURAH36ABK |  | DLFULAH36XBX + CI |  |  |  | 10 | 15.5 | 8.6 | FALSE | TRUE | TRUE | 35000 | 27400 | 2.12 | 38000 | 1.9
213372128 |  | Live | Carrier | COMFORTMAKER | Singlezone Ducted, Centrally Ducted | 213372128 |  | HRCU-A-C | DLCURAH36ABK |  | DLFULAH36XBX + CI |  |  |  | 10 | 15.5 | 8.6 | FALSE | TRUE | TRUE | 35000 | 27400 | 2.12 | 38000 | 1.9
213372184 |  | Live | Carrier | SMART COMFORT | Singlezone Ducted, Centrally Ducted | 213372184 |  | HRCU-A-C | DLCURAH36ABK |  | DLFULAH36XBX + CI |  |  |  | 10 | 15.5 | 8.6 | FALSE | TRUE | TRUE | 35000 | 27400 | 2.12 | 38000 | 1.9
213372176 |  | Live | Carrier | TEMPSTAR | Singlezone Ducted, Centrally Ducted | 213372176 |  | HRCU-A-C | DLCURAH36ABK |  | DLFULAH36XBX + CI |  |  |  | 10 | 15.5 | 8.6 | FALSE | TRUE | TRUE | 35000 | 27400 | 2.12 | 38000 | 1.9
213372168 |  | Live | Carrier | MIDEA | Singlezone Ducted, Centrally Ducted | 213372168 |  | HRCU-A-C | DLCURAH36ABK |  | DLFULAH36XBX + CI |  |  |  | 10 | 15.5 | 8.6 | FALSE | TRUE | TRUE | 35000 | 27400 | 2.12 | 38000 | 1.9
213372160 |  | Live | Carrier | KENMORE | Singlezone Ducted, Centrally Ducted | 213372160 |  | HRCU-A-C | DLCURAH36ABK |  | DLFULAH36XBX + CI |  |  |  | 10 | 15.5 | 8.6 | FALSE | TRUE | TRUE | 35000 | 27400 | 2.12 | 38000 | 1.9
213372152 |  | Live | Carrier | KEEPRITE | Singlezone Ducted, Centrally Ducted | 213372152 |  | HRCU-A-C | DLCURAH36ABK |  | DLFULAH36XBX + CI |  |  |  | 10 | 15.5 | 8.6 | FALSE | TRUE | TRUE | 35000 | 27400 | 2.12 | 38000 | 1.9
213372155 |  | Live | Carrier | KEEPRITE | Singlezone Ducted, Centrally Ducted | 213372155 |  | HRCU-A-C | DLCURAH60ABK |  | DLFULAH60XDX + CI |  |  |  | 8.6 | 14.5 | 8.6 | FALSE | FALSE | FALSE | 53000 | 37000 | 2.26 | 38000 | 2.26
213372163 |  | Live | Carrier | KENMORE | Singlezone Ducted, Centrally Ducted | 213372163 |  | HRCU-A-C | DLCURAH60ABK |  | DLFULAH60XDX + CI |  |  |  | 8.6 | 14.5 | 8.6 | FALSE | FALSE | FALSE | 53000 | 37000 | 2.26 | 38000 | 2.26
213372171 |  | Live | Carrier | MIDEA | Singlezone Ducted, Centrally Ducted | 213372171 |  | HRCU-A-C | DLCURAH60ABK |  | DLFULAH60XDX + CI |  |  |  | 8.6 | 14.5 | 8.6 | FALSE | FALSE | FALSE | 53000 | 37000 | 2.26 | 38000 | 2.26
213372179 |  | Live | Carrier | TEMPSTAR | Singlezone Ducted, Centrally Ducted | 213372179 |  | HRCU-A-C | DLCURAH60ABK |  | DLFULAH60XDX + CI |  |  |  | 8.6 | 14.5 | 8.6 | FALSE | FALSE | FALSE | 53000 | 37000 | 2.26 | 38000 | 2.26
213372187 |  | Live | Carrier | SMART COMFORT | Singlezone Ducted, Centrally Ducted | 213372187 |  | HRCU-A-C | DLCURAH60ABK |  | DLFULAH60XDX + CI |  |  |  | 8.6 | 14.5 | 8.6 | FALSE | FALSE | FALSE | 53000 | 37000 | 2.26 | 38000 | 2.26
213372131 |  | Live | Carrier | COMFORTMAKER | Singlezone Ducted, Centrally Ducted | 213372131 |  | HRCU-A-C | DLCURAH60ABK |  | DLFULAH60XDX + CI |  |  |  | 8.6 | 14.5 | 8.6 | FALSE | FALSE | FALSE | 53000 | 37000 | 2.26 | 38000 | 2.26
213372139 |  | Live | Carrier | DAY & NIGHT | Singlezone Ducted, Centrally Ducted | 213372139 |  | HRCU-A-C | DLCURAH60ABK |  | DLFULAH60XDX + CI |  |  |  | 8.6 | 14.5 | 8.6 | FALSE | FALSE | FALSE | 53000 | 37000 | 2.26 | 38000 | 2.26
213372147 |  | Live | Carrier | HEIL | Singlezone Ducted, Centrally Ducted | 213372147 |  | HRCU-A-C | DLCURAH60ABK |  | DLFULAH60XDX + CI |  |  |  | 8.6 | 14.5 | 8.6 | FALSE | FALSE | FALSE | 53000 | 37000 | 2.26 | 38000 | 2.26
213372123 |  | Live | Carrier | ARCOAIRE | Singlezone Ducted, Centrally Ducted | 213372123 |  | HRCU-A-C | DLCURAH60ABK |  | DLFULAH60XDX + CI |  |  |  | 8.6 | 14.5 | 8.6 | FALSE | FALSE | FALSE | 53000 | 37000 | 2.26 | 38000 | 2.26
213372235 |  | Live | Carrier | WEATHERMAKER | Singlezone Ducted, Centrally Ducted | 213372235 |  | HRCU-A-C | 38MURAQ60AB3 |  | 40MULAQ60XDX + CI |  |  |  | 8.6 | 14.5 | 8.6 | FALSE | FALSE | FALSE | 53000 | 37000 | 2.26 | 38000 | 2.26
213372195 |  | Live | Carrier | AIRQUEST | Singlezone Ducted, Centrally Ducted | 213372195 |  | HRCU-A-C | DLCURAH60ABK |  | DLFULAH60XDX + CI |  |  |  | 8.6 | 14.5 | 8.6 | FALSE | FALSE | FALSE | 53000 | 37000 | 2.26 | 38000 | 2.26
213372203 |  | Live | Carrier | LPS LEGACY | Singlezone Ducted, Centrally Ducted | 213372203 |  | HRCU-A-C | DLCURAH60ABK |  | DLFULAH60XDX + CI |  |  |  | 8.6 | 14.5 | 8.6 | FALSE | FALSE | FALSE | 53000 | 37000 | 2.26 | 38000 | 2.26
213372211 |  | Live | Carrier | CARRIER | Singlezone Ducted, Centrally Ducted | 213372211 |  | HRCU-A-C | 38MURAQ60AB3 |  | 40MULAQ60XDX + CI |  |  |  | 8.6 | 14.5 | 8.6 | FALSE | FALSE | FALSE | 53000 | 37000 | 2.26 | 38000 | 2.26
213372219 |  | Live | Carrier | BRYANT | Singlezone Ducted, Centrally Ducted | 213372219 |  | HRCU-A-C | 38MURAQ60AB3 |  | 40MULAQ60XDX + CI |  |  |  | 8.6 | 14.5 | 8.6 | FALSE | FALSE | FALSE | 53000 | 37000 | 2.26 | 38000 | 2.26
213372227 |  | Live | Carrier | PAYNE | Singlezone Ducted, Centrally Ducted | 213372227 |  | HRCU-A-C | 38MURAQ60AB3 |  | 40MULAQ60XDX + CI |  |  |  | 8.6 | 14.5 | 8.6 | FALSE | FALSE | FALSE | 53000 | 37000 | 2.26 | 38000 | 2.26
217622218 |  | Live | Carrier | ARCOAIRE | Singlezone Ducted, Centrally Ducted | 217622218 |  | HRCU-A-CB | 38MURAQ60AB3 |  | DLFUAAH60XAK | 9 | 16.4 | 10.5 | 8.8 | 15.3 | 9.4 | FALSE | TRUE |  | 55000 | 42000 | 2.6 | 52500 | 2.3
217622225 |  | Live | Carrier | COMFORTMAKER | Singlezone Ducted, Centrally Ducted | 217622225 |  | HRCU-A-CB | 38MURAQ60AB3 |  | DLFUAAH60XAK | 9 | 16.4 | 10.5 | 8.8 | 15.3 | 9.4 | FALSE | TRUE |  | 55000 | 42000 | 2.6 | 52500 | 2.3
217622239 |  | Live | Carrier | HEIL | Singlezone Ducted, Centrally Ducted | 217622239 |  | HRCU-A-CB | 38MURAQ60AB3 |  | DLFUAAH60XAK | 9 | 16.4 | 10.5 | 8.8 | 15.3 | 9.4 | FALSE | TRUE |  | 55000 | 42000 | 2.6 | 52500 | 2.3
217622232 |  | Live | Carrier | DAY & NIGHT | Singlezone Ducted, Centrally Ducted | 217622232 |  | HRCU-A-CB | 38MURAQ60AB3 |  | DLFUAAH60XAK | 9 | 16.4 | 10.5 | 8.8 | 15.3 | 9.4 | FALSE | TRUE |  | 55000 | 42000 | 2.6 | 52500 | 2.3
217622246 |  | Live | Carrier | KEEPRITE | Singlezone Ducted, Centrally Ducted | 217622246 |  | HRCU-A-CB | 38MURAQ60AB3 |  | DLFUAAH60XAK | 9 | 16.4 | 10.5 | 8.8 | 15.3 | 9.4 | FALSE | TRUE |  | 55000 | 42000 | 2.6 | 52500 | 2.3
217622281 |  | Live | Carrier | BRYANT | Singlezone Ducted, Centrally Ducted | 217622281 |  | HRCU-A-CB | 38MURAQ60AB3 |  | DLFUAAH60XAK | 9 | 16.4 | 10.5 | 8.8 | 15.3 | 9.4 | FALSE | TRUE |  | 55000 | 42000 | 2.6 | 52500 | 2.3
217622274 |  | Live | Carrier | CARRIER | Singlezone Ducted, Centrally Ducted | 217622274 |  | HRCU-A-CB | 38MURAQ60AB3 |  | DLFUAAH60XAK | 9 | 16.4 | 10.5 | 8.8 | 15.3 | 9.4 | FALSE | TRUE |  | 55000 | 42000 | 2.6 | 52500 | 2.3
217622267 |  | Live | Carrier | AIRQUEST | Singlezone Ducted, Centrally Ducted | 217622267 |  | HRCU-A-CB | 38MURAQ60AB3 |  | DLFUAAH60XAK | 9 | 16.4 | 10.5 | 8.8 | 15.3 | 9.4 | FALSE | TRUE |  | 55000 | 42000 | 2.6 | 52500 | 2.3
217622260 |  | Live | Carrier | TEMPSTAR | Singlezone Ducted, Centrally Ducted | 217622260 |  | HRCU-A-CB | 38MURAQ60AB3 |  | DLFUAAH60XAK | 9 | 16.4 | 10.5 | 8.8 | 15.3 | 9.4 | FALSE | TRUE |  | 55000 | 42000 | 2.6 | 52500 | 2.3
217622253 |  | Live | Carrier | MIDEA | Singlezone Ducted, Centrally Ducted | 217622253 |  | HRCU-A-CB | 38MURAQ60AB3 |  | DLFUAAH60XAK | 9 | 16.4 | 10.5 | 8.8 | 15.3 | 9.4 | FALSE | TRUE |  | 55000 | 42000 | 2.6 | 52500 | 2.3
216620242 |  | Live | Carrier | KEEPRITE | Singlezone Ducted, Centrally Ducted | 216620242 |  | HRCU-A-CB | DLCURAH60ABK |  | 40MUAAQ60XA3 | 9 | 16.4 | 10.5 | 8.8 | 15.3 | 9.4 | FALSE | TRUE |  | 55000 | 42000 | 2.6 | 52500 | 2.3
216620230 |  | Live | Carrier | HEIL | Singlezone Ducted, Centrally Ducted | 216620230 |  | HRCU-A-CB | DLCURAH60ABK |  | 40MUAAQ60XA3 | 9 | 16.4 | 10.5 | 8.8 | 15.3 | 9.4 | FALSE | TRUE |  | 55000 | 42000 | 2.6 | 52500 | 2.3
216620254 |  | Live | Carrier | MIDEA | Singlezone Ducted, Centrally Ducted | 216620254 |  | HRCU-A-CB | DLCURAH60ABK |  | 40MUAAQ60XA3 | 9 | 16.4 | 10.5 | 8.8 | 15.3 | 9.4 | FALSE | TRUE |  | 55000 | 42000 | 2.6 | 52500 | 2.3
216620266 |  | Live | Carrier | TEMPSTAR | Singlezone Ducted, Centrally Ducted | 216620266 |  | HRCU-A-CB | DLCURAH60ABK |  | 40MUAAQ60XA3 | 9 | 16.4 | 10.5 | 8.8 | 15.3 | 9.4 | FALSE | TRUE |  | 55000 | 42000 | 2.6 | 52500 | 2.3
216620278 |  | Live | Carrier | AIRQUEST | Singlezone Ducted, Centrally Ducted | 216620278 |  | HRCU-A-CB | DLCURAH60ABK |  | 40MUAAQ60XA3 | 9 | 16.4 | 10.5 | 8.8 | 15.3 | 9.4 | FALSE | TRUE |  | 55000 | 42000 | 2.6 | 52500 | 2.3
216620206 |  | Live | Carrier | COMFORTMAKER | Singlezone Ducted, Centrally Ducted | 216620206 |  | HRCU-A-CB | DLCURAH60ABK |  | 40MUAAQ60XA3 | 9 | 16.4 | 10.5 | 8.8 | 15.3 | 9.4 | FALSE | TRUE |  | 55000 | 42000 | 2.6 | 52500 | 2.3
216620194 |  | Live | Carrier | ARCOAIRE | Singlezone Ducted, Centrally Ducted | 216620194 |  | HRCU-A-CB | DLCURAH60ABK |  | 40MUAAQ60XA3 | 9 | 16.4 | 10.5 | 8.8 | 15.3 | 9.4 | FALSE | TRUE |  | 55000 | 42000 | 2.6 | 52500 | 2.3
216620218 |  | Live | Carrier | DAY & NIGHT | Singlezone Ducted, Centrally Ducted | 216620218 |  | HRCU-A-CB | DLCURAH60ABK |  | 40MUAAQ60XA3 | 9 | 16.4 | 10.5 | 8.8 | 15.3 | 9.4 | FALSE | TRUE |  | 55000 | 42000 | 2.6 | 52500 | 2.3
216620182 |  | Live | Carrier | BRYANT | Singlezone Ducted, Centrally Ducted | 216620182 |  | HRCU-A-CB | DLCURAH60ABK |  | 40MUAAQ60XA3 | 9 | 16.4 | 10.5 | 8.8 | 15.3 | 9.4 | FALSE | TRUE |  | 55000 | 42000 | 2.6 | 52500 | 2.3
216620170 |  | Live | Carrier | CARRIER | Singlezone Ducted, Centrally Ducted | 216620170 |  | HRCU-A-CB | DLCURAH60ABK |  | 40MUAAQ60XA3 | 9 | 16.4 | 10.5 | 8.8 | 15.3 | 9.4 | FALSE | TRUE |  | 55000 | 42000 | 2.6 | 52500 | 2.3
211756651 |  | Live | Carrier | LPS LEGACY | Singlezone Ducted, Centrally Ducted | 211756651 |  | HRCU-A-CB | DLCURAH60ABK |  | DLFUAAH60XAK | 9 | 16.4 | 10.5 | 8.8 | 15.3 | 9.4 | FALSE | TRUE | FALSE | 55000 | 42000 | 2.6 | 52500 | 2.3
210025756 |  | Live | Carrier | MIDEA | Singlezone Ducted, Centrally Ducted | 210025756 |  | HRCU-A-CB | 38MURAQ60AB3 |  | 40MUAAQ60XA3 | 9 | 16.4 | 10.5 | 8.8 | 15.3 | 9.4 | FALSE | TRUE |  | 55000 | 42000 | 2.6 | 52500 | 2.3
210025755 |  | Live | Carrier | WEATHERMAKER | Singlezone Ducted, Centrally Ducted | 210025755 |  | HRCU-A-CB | 38MURAQ60AB3 |  | 40MUAAQ60XA3 | 9 | 16.4 | 10.5 | 8.8 | 15.3 | 9.4 | FALSE | TRUE |  | 55000 | 42000 | 2.6 | 52500 | 2.3
210025754 |  | Live | Carrier | PAYNE | Singlezone Ducted, Centrally Ducted | 210025754 |  | HRCU-A-CB | 38MURAQ60AB3 |  | 40MUAAQ60XA3 | 9 | 16.4 | 10.5 | 8.8 | 15.3 | 9.4 | FALSE | TRUE |  | 55000 | 42000 | 2.6 | 52500 | 2.3
210025753 |  | Live | Carrier | BRYANT | Singlezone Ducted, Centrally Ducted | 210025753 |  | HRCU-A-CB | 38MURAQ60AB3 |  | 40MUAAQ60XA3 | 9 | 16.4 | 10.5 | 8.8 | 15.3 | 9.4 | FALSE | TRUE |  | 55000 | 42000 | 2.6 | 52500 | 2.3
210025752 |  | Live | Carrier | CARRIER | Singlezone Ducted, Centrally Ducted | 210025752 |  | HRCU-A-CB | 38MURAQ60AB3 |  | 40MUAAQ60XA3 | 9 | 16.4 | 10.5 | 8.8 | 15.3 | 9.4 | FALSE | TRUE | FALSE | 55000 | 42000 | 2.6 | 52500 | 2.3
210025751 |  | Live | Carrier | GRANDAIRE | Singlezone Ducted, Centrally Ducted | 210025751 |  | HRCU-A-CB | WDLCURAH60ABK |  | WDLFUAAH60XAK | 9 | 16.4 | 10.5 | 8.8 | 15.3 | 9.4 | FALSE | TRUE |  | 55000 | 42000 | 2.6 | 52500 | 2.3
210025750 |  | Live | Carrier | AIRQUEST | Singlezone Ducted, Centrally Ducted | 210025750 |  | HRCU-A-CB | DLCURAH60ABK |  | DLFUAAH60XAK | 9 | 16.4 | 10.5 | 8.8 | 15.3 | 9.4 | FALSE | TRUE | FALSE | 55000 | 42000 | 2.6 | 52500 | 2.3
210025749 |  | Live | Carrier | SMART COMFORT | Singlezone Ducted, Centrally Ducted | 210025749 |  | HRCU-A-CB | DLCURAH60ABK |  | DLFUAAH60XAK | 9 | 16.4 | 10.5 | 8.8 | 15.3 | 9.4 | FALSE | TRUE | FALSE | 55000 | 42000 | 2.6 | 52500 | 2.3
210025748 |  | Live | Carrier | TEMPSTAR | Singlezone Ducted, Centrally Ducted | 210025748 |  | HRCU-A-CB | DLCURAH60ABK |  | DLFUAAH60XAK | 9 | 16.4 | 10.5 | 8.8 | 15.3 | 9.4 | FALSE | TRUE | FALSE | 55000 | 42000 | 2.6 | 52500 | 2.3
210025747 |  | Live | Carrier | MIDEA | Singlezone Ducted, Centrally Ducted | 210025747 |  | HRCU-A-CB | DLCURAH60ABK |  | DLFUAAH60XAK | 9 | 16.4 | 10.5 | 8.8 | 15.3 | 9.4 | FALSE | TRUE | FALSE | 55000 | 42000 | 2.6 | 52500 | 2.3
210025746 |  | Live | Carrier | KENMORE | Singlezone Ducted, Centrally Ducted | 210025746 |  | HRCU-A-CB | DLCURAH60ABK |  | DLFUAAH60XAK | 9 | 16.4 | 10.5 | 8.8 | 15.3 | 9.4 | FALSE | TRUE | FALSE | 55000 | 42000 | 2.6 | 52500 | 2.3
210025745 |  | Live | Carrier | KEEPRITE | Singlezone Ducted, Centrally Ducted | 210025745 |  | HRCU-A-CB | DLCURAH60ABK |  | DLFUAAH60XAK | 9 | 16.4 | 10.5 | 8.8 | 15.3 | 9.4 | FALSE | TRUE | FALSE | 55000 | 42000 | 2.6 | 52500 | 2.3
210025744 |  | Live | Carrier | HEIL | Singlezone Ducted, Centrally Ducted | 210025744 |  | HRCU-A-CB | DLCURAH60ABK |  | DLFUAAH60XAK | 9 | 16.4 | 10.5 | 8.8 | 15.3 | 9.4 | FALSE | TRUE | FALSE | 55000 | 42000 | 2.6 | 52500 | 2.3
210025743 |  | Live | Carrier | DAY & NIGHT | Singlezone Ducted, Centrally Ducted | 210025743 |  | HRCU-A-CB | DLCURAH60ABK |  | DLFUAAH60XAK | 9 | 16.4 | 10.5 | 8.8 | 15.3 | 9.4 | FALSE | TRUE | FALSE | 55000 | 42000 | 2.6 | 52500 | 2.3
210025742 |  | Live | Carrier | COMFORTMAKER | Singlezone Ducted, Centrally Ducted | 210025742 |  | HRCU-A-CB | DLCURAH60ABK |  | DLFUAAH60XAK | 9 | 16.4 | 10.5 | 8.8 | 15.3 | 9.4 | FALSE | TRUE | FALSE | 55000 | 42000 | 2.6 | 52500 | 2.3
210025741 |  | Live | Carrier | ARCOAIRE | Singlezone Ducted, Centrally Ducted | 210025741 |  | HRCU-A-CB | DLCURAH60ABK |  | DLFUAAH60XAK | 9 | 16.4 | 10.5 | 8.8 | 15.3 | 9.4 | FALSE | TRUE | FALSE | 55000 | 42000 | 2.6 | 52500 | 2.3
208104300 |  | Live | Carrier | CARRIER | Singlezone Ducted, Centrally Ducted | 208104300 |  | HRCU-A-CB | 38MARBQ36AB3 |  | 40MBABQ36XB3 | 8.8 | 17.5 | 11.3 | 8.2 | 15.4 | 9 | FALSE | FALSE | FALSE | 36000 | 27000 | 2.54 | 27200 | 2.53
208104302 |  | Live | Carrier | BRYANT | Singlezone Ducted, Centrally Ducted | 208104302 |  | HRCU-A-CB | 38MARBQ36AB3 |  | 40MBABQ36XB3 | 8.8 | 17.5 | 11.3 | 8.2 | 15.4 | 9 | FALSE | FALSE | FALSE | 36000 | 27000 | 2.54 | 27200 | 2.53
208104304 |  | Live | Carrier | PAYNE | Singlezone Ducted, Centrally Ducted | 208104304 |  | HRCU-A-CB | 38MARBQ36AB3 |  | 40MBABQ36XB3 | 8.8 | 17.5 | 11.3 | 8.2 | 15.4 | 9 | FALSE | FALSE | FALSE | 36000 | 27000 | 2.54 | 27200 | 2.53
208104306 |  | Live | Carrier | WEATHERMAKER | Singlezone Ducted, Centrally Ducted | 208104306 |  | HRCU-A-CB | 38MARBQ36AB3 |  | 40MBABQ36XB3 | 8.8 | 17.5 | 11.3 | 8.2 | 15.4 | 9 | FALSE | FALSE | FALSE | 36000 | 27000 | 2.54 | 27200 | 2.53
208104309 |  | Live | Carrier | ARCOAIRE | Singlezone Ducted, Centrally Ducted | 208104309 |  | HRCU-A-CB | DLCSRBH36ABK |  | DLFSABH36XBK | 8.8 | 17.5 | 11.3 | 8.2 | 15.4 | 9 | FALSE | FALSE | FALSE | 36000 | 27000 | 2.54 | 27200 | 2.53
208104308 |  | Live | Carrier | MIDEA | Singlezone Ducted, Centrally Ducted | 208104308 |  | HRCU-A-CB | 38MARBQ36AB3 |  | 40MBABQ36XB3 | 8.8 | 17.5 | 11.3 | 8.2 | 15.4 | 9 | FALSE | FALSE | FALSE | 36000 | 27000 | 2.54 | 27200 | 2.53
208104311 |  | Live | Carrier | COMFORTMAKER | Singlezone Ducted, Centrally Ducted | 208104311 |  | HRCU-A-CB | DLCSRBH36ABK |  | DLFSABH36XBK | 8.8 | 17.5 | 11.3 | 8.2 | 15.4 | 9 | FALSE | FALSE | FALSE | 36000 | 27000 | 2.54 | 27200 | 2.53
208104313 |  | Live | Carrier | DAY & NIGHT | Singlezone Ducted, Centrally Ducted | 208104313 |  | HRCU-A-CB | DLCSRBH36ABK |  | DLFSABH36XBK | 8.8 | 17.5 | 11.3 | 8.2 | 15.4 | 9 | FALSE | FALSE | FALSE | 36000 | 27000 | 2.54 | 27200 | 2.53
208104315 |  | Live | Carrier | HEIL | Singlezone Ducted, Centrally Ducted | 208104315 |  | HRCU-A-CB | DLCSRBH36ABK |  | DLFSABH36XBK | 8.8 | 17.5 | 11.3 | 8.2 | 15.4 | 9 | FALSE | FALSE | FALSE | 36000 | 27000 | 2.54 | 27200 | 2.53
208104317 |  | Live | Carrier | KEEPRITE | Singlezone Ducted, Centrally Ducted | 208104317 |  | HRCU-A-CB | DLCSRBH36ABK |  | DLFSABH36XBK | 8.8 | 17.5 | 11.3 | 8.2 | 15.4 | 9 | FALSE | FALSE | FALSE | 36000 | 27000 | 2.54 | 27200 | 2.53
208104319 |  | Live | Carrier | KENMORE | Singlezone Ducted, Centrally Ducted | 208104319 |  | HRCU-A-CB | DLCSRBH36ABK |  | DLFSABH36XBK | 8.8 | 17.5 | 11.3 | 8.2 | 15.4 | 9 | FALSE | FALSE | FALSE | 36000 | 27000 | 2.54 | 27200 | 2.53
208104321 |  | Live | Carrier | MIDEA | Singlezone Ducted, Centrally Ducted | 208104321 |  | HRCU-A-CB | DLCSRBH36ABK |  | DLFSABH36XBK | 8.8 | 17.5 | 11.3 | 8.2 | 15.4 | 9 | FALSE | FALSE | FALSE | 36000 | 27000 | 2.54 | 27200 | 2.53
208104323 |  | Live | Carrier | TEMPSTAR | Singlezone Ducted, Centrally Ducted | 208104323 |  | HRCU-A-CB | DLCSRBH36ABK |  | DLFSABH36XBK | 8.8 | 17.5 | 11.3 | 8.2 | 15.4 | 9 | FALSE | FALSE | FALSE | 36000 | 27000 | 2.54 | 27200 | 2.53
208104325 |  | Live | Carrier | SMART COMFORT | Singlezone Ducted, Centrally Ducted | 208104325 |  | HRCU-A-CB | DLCSRBH36ABK |  | DLFSABH36XBK | 8.8 | 17.5 | 11.3 | 8.2 | 15.4 | 9 | FALSE | FALSE |  | 36000 | 27000 | 2.54 | 27200 | 2.53
208104327 |  | Live | Carrier | AIRQUEST | Singlezone Ducted, Centrally Ducted | 208104327 |  | HRCU-A-CB | DLCSRBH36ABK |  | DLFSABH36XBK | 8.8 | 17.5 | 11.3 | 8.2 | 15.4 | 9 | FALSE | FALSE | FALSE | 36000 | 27000 | 2.54 | 27200 | 2.53
211756631 |  | Live | Carrier | LPS LEGACY | Singlezone Ducted, Centrally Ducted | 211756631 |  | HRCU-A-CB | DLCSRBH36ABK |  | DLFSABH36XBK | 8.8 | 17.5 | 11.3 | 8.2 | 15.4 | 9 | FALSE | FALSE |  | 36000 | 27000 | 2.54 | 27200 | 2.53
213372226 |  | Live | Carrier | PAYNE | Singlezone Ducted, Centrally Ducted | 213372226 |  | HRCU-A-C | 38MURAQ48AB3 |  | 40MULAQ48XCX + CI | 9 | 14 | 10 | 8.6 | 14.3 | 9 | FALSE | FALSE | FALSE | 46000 | 32000 | 2.36 | 45000 | 2.11
213372218 |  | Live | Carrier | BRYANT | Singlezone Ducted, Centrally Ducted | 213372218 |  | HRCU-A-C | 38MURAQ48AB3 |  | 40MULAQ48XCX + CI | 9 | 14 | 10 | 8.6 | 14.3 | 9 | FALSE | FALSE | FALSE | 46000 | 32000 | 2.36 | 45000 | 2.11
213372210 |  | Live | Carrier | CARRIER | Singlezone Ducted, Centrally Ducted | 213372210 |  | HRCU-A-C | 38MURAQ48AB3 |  | 40MULAQ48XCX + CI | 9 | 14 | 10 | 8.6 | 14.3 | 9 | FALSE | FALSE | FALSE | 46000 | 32000 | 2.36 | 45000 | 2.11
213372202 |  | Live | Carrier | LPS LEGACY | Singlezone Ducted, Centrally Ducted | 213372202 |  | HRCU-A-C | DLCURAH48ABK |  | DLFULAH48XCX + CI | 9 | 14 | 10 | 8.6 | 14.3 | 9 | FALSE | FALSE | FALSE | 46000 | 32000 | 2.36 | 45000 | 2.11
213372194 |  | Live | Carrier | AIRQUEST | Singlezone Ducted, Centrally Ducted | 213372194 |  | HRCU-A-C | DLCURAH48ABK |  | DLFULAH48XCX + CI | 9 | 14 | 10 | 8.6 | 14.3 | 9 | FALSE | FALSE | FALSE | 46000 | 32000 | 2.36 | 45000 | 2.11
213372234 |  | Live | Carrier | WEATHERMAKER | Singlezone Ducted, Centrally Ducted | 213372234 |  | HRCU-A-C | 38MURAQ48AB3 |  | 40MULAQ48XCX + CI | 9 | 14 | 10 | 8.6 | 14.3 | 9 | FALSE | FALSE | FALSE | 46000 | 32000 | 2.36 | 45000 | 2.11
213372186 |  | Live | Carrier | SMART COMFORT | Singlezone Ducted, Centrally Ducted | 213372186 |  | HRCU-A-C | DLCURAH48ABK |  | DLFULAH48XCX + CI | 9 | 14 | 10 | 8.6 | 14.3 | 9 | FALSE | FALSE | FALSE | 46000 | 32000 | 2.36 | 45000 | 2.11
213372178 |  | Live | Carrier | TEMPSTAR | Singlezone Ducted, Centrally Ducted | 213372178 |  | HRCU-A-C | DLCURAH48ABK |  | DLFULAH48XCX + CI | 9 | 14 | 10 | 8.6 | 14.3 | 9 | FALSE | FALSE | FALSE | 46000 | 32000 | 2.36 | 45000 | 2.11
213372170 |  | Live | Carrier | MIDEA | Singlezone Ducted, Centrally Ducted | 213372170 |  | HRCU-A-C | DLCURAH48ABK |  | DLFULAH48XCX + CI | 9 | 14 | 10 | 8.6 | 14.3 | 9 | FALSE | FALSE | FALSE | 46000 | 32000 | 2.36 | 45000 | 2.11
213372162 |  | Live | Carrier | KENMORE | Singlezone Ducted, Centrally Ducted | 213372162 |  | HRCU-A-C | DLCURAH48ABK |  | DLFULAH48XCX + CI | 9 | 14 | 10 | 8.6 | 14.3 | 9 | FALSE | FALSE | FALSE | 46000 | 32000 | 2.36 | 45000 | 2.11
213372154 |  | Live | Carrier | KEEPRITE | Singlezone Ducted, Centrally Ducted | 213372154 |  | HRCU-A-C | DLCURAH48ABK |  | DLFULAH48XCX + CI | 9 | 14 | 10 | 8.6 | 14.3 | 9 | FALSE | FALSE | FALSE | 46000 | 32000 | 2.36 | 45000 | 2.11
213372146 |  | Live | Carrier | HEIL | Singlezone Ducted, Centrally Ducted | 213372146 |  | HRCU-A-C | DLCURAH48ABK |  | DLFULAH48XCX + CI | 9 | 14 | 10 | 8.6 | 14.3 | 9 | FALSE | FALSE | FALSE | 46000 | 32000 | 2.36 | 45000 | 2.11
213372138 |  | Live | Carrier | DAY & NIGHT | Singlezone Ducted, Centrally Ducted | 213372138 |  | HRCU-A-C | DLCURAH48ABK |  | DLFULAH48XCX + CI | 9 | 14 | 10 | 8.6 | 14.3 | 9 | FALSE | FALSE | FALSE | 46000 | 32000 | 2.36 | 45000 | 2.11
213372130 |  | Live | Carrier | COMFORTMAKER | Singlezone Ducted, Centrally Ducted | 213372130 |  | HRCU-A-C | DLCURAH48ABK |  | DLFULAH48XCX + CI | 9 | 14 | 10 | 8.6 | 14.3 | 9 | FALSE | FALSE | FALSE | 46000 | 32000 | 2.36 | 45000 | 2.11
213372122 |  | Live | Carrier | ARCOAIRE | Singlezone Ducted, Centrally Ducted | 213372122 |  | HRCU-A-C | DLCURAH48ABK |  | DLFULAH48XCX + CI | 9 | 14 | 10 | 8.6 | 14.3 | 9 | FALSE | FALSE | FALSE | 46000 | 32000 | 2.36 | 45000 | 2.11
213372121 |  | Live | Carrier | ARCOAIRE | Singlezone Ducted, Centrally Ducted | 213372121 |  | HRCU-A-C | DLCURAH36ABK |  | DLFULAH36XCX + CI | 10.2 | 14.8 | 9.6 | 10 | 15.2 | 10 | FALSE | TRUE | TRUE | 35000 | 33000 | 2.4 | 38000 | 1.9
213372129 |  | Live | Carrier | COMFORTMAKER | Singlezone Ducted, Centrally Ducted | 213372129 |  | HRCU-A-C | DLCURAH36ABK |  | DLFULAH36XCX + CI | 10.2 | 14.8 | 9.6 | 10 | 15.2 | 10 | FALSE | TRUE | TRUE | 35000 | 33000 | 2.4 | 38000 | 1.9
213372137 |  | Live | Carrier | DAY & NIGHT | Singlezone Ducted, Centrally Ducted | 213372137 |  | HRCU-A-C | DLCURAH36ABK |  | DLFULAH36XCX + CI | 10.2 | 14.8 | 9.6 | 10 | 15.2 | 10 | FALSE | TRUE | TRUE | 35000 | 33000 | 2.4 | 38000 | 1.9
213372145 |  | Live | Carrier | HEIL | Singlezone Ducted, Centrally Ducted | 213372145 |  | HRCU-A-C | DLCURAH36ABK |  | DLFULAH36XCX + CI | 10.2 | 14.8 | 9.6 | 10 | 15.2 | 10 | FALSE | TRUE | TRUE | 35000 | 33000 | 2.4 | 38000 | 1.9
213372153 |  | Live | Carrier | KEEPRITE | Singlezone Ducted, Centrally Ducted | 213372153 |  | HRCU-A-C | DLCURAH36ABK |  | DLFULAH36XCX + CI | 10.2 | 14.8 | 9.6 | 10 | 15.2 | 10 | FALSE | TRUE | TRUE | 35000 | 33000 | 2.4 | 38000 | 1.9
213372161 |  | Live | Carrier | KENMORE | Singlezone Ducted, Centrally Ducted | 213372161 |  | HRCU-A-C | DLCURAH36ABK |  | DLFULAH36XCX + CI | 10.2 | 14.8 | 9.6 | 10 | 15.2 | 10 | FALSE | TRUE | TRUE | 35000 | 33000 | 2.4 | 38000 | 1.9
213372169 |  | Live | Carrier | MIDEA | Singlezone Ducted, Centrally Ducted | 213372169 |  | HRCU-A-C | DLCURAH36ABK |  | DLFULAH36XCX + CI | 10.2 | 14.8 | 9.6 | 10 | 15.2 | 10 | FALSE | TRUE | TRUE | 35000 | 33000 | 2.4 | 38000 | 1.9
213372177 |  | Live | Carrier | TEMPSTAR | Singlezone Ducted, Centrally Ducted | 213372177 |  | HRCU-A-C | DLCURAH36ABK |  | DLFULAH36XCX + CI | 10.2 | 14.8 | 9.6 | 10 | 15.2 | 10 | FALSE | TRUE | TRUE | 35000 | 33000 | 2.4 | 38000 | 1.9
213372185 |  | Live | Carrier | SMART COMFORT | Singlezone Ducted, Centrally Ducted | 213372185 |  | HRCU-A-C | DLCURAH36ABK |  | DLFULAH36XCX + CI | 10.2 | 14.8 | 9.6 | 10 | 15.2 | 10 | FALSE | TRUE | TRUE | 35000 | 33000 | 2.4 | 38000 | 1.9
213372193 |  | Live | Carrier | AIRQUEST | Singlezone Ducted, Centrally Ducted | 213372193 |  | HRCU-A-C | DLCURAH36ABK |  | DLFULAH36XCX + CI | 10.2 | 14.8 | 9.6 | 10 | 15.2 | 10 | FALSE | TRUE | TRUE | 35000 | 33000 | 2.4 | 38000 | 1.9
213372201 |  | Live | Carrier | LPS LEGACY | Singlezone Ducted, Centrally Ducted | 213372201 |  | HRCU-A-C | DLCURAH36ABK |  | DLFULAH36XCX + CI | 10.2 | 14.8 | 9.6 | 10 | 15.2 | 10 | FALSE | TRUE | TRUE | 35000 | 33000 | 2.4 | 38000 | 1.9
213372231 |  | Live | Carrier | WEATHERMAKER | Singlezone Ducted, Centrally Ducted | 213372231 |  | HRCU-A-C | 38MURAQ30AB3 |  | 40MULAQ36XCX + CI | 10.7 | 14.2 | 9.5 | 10.5 | 15.5 | 9.7 | FALSE | TRUE | TRUE | 30000 | 22600 | 2.62 | 26000 | 2.28
213372223 |  | Live | Carrier | PAYNE | Singlezone Ducted, Centrally Ducted | 213372223 |  | HRCU-A-C | 38MURAQ30AB3 |  | 40MULAQ36XCX + CI | 10.7 | 14.2 | 9.5 | 10.5 | 15.5 | 9.7 | FALSE | TRUE | TRUE | 30000 | 22600 | 2.62 | 26000 | 2.28
213372215 |  | Live | Carrier | BRYANT | Singlezone Ducted, Centrally Ducted | 213372215 |  | HRCU-A-C | 38MURAQ30AB3 |  | 40MULAQ36XCX + CI | 10.7 | 14.2 | 9.5 | 10.5 | 15.5 | 9.7 | FALSE | TRUE | TRUE | 30000 | 22600 | 2.62 | 26000 | 2.28
213372207 |  | Live | Carrier | CARRIER | Singlezone Ducted, Centrally Ducted | 213372207 |  | HRCU-A-C | 38MURAQ30AB3 |  | 40MULAQ36XCX + CI | 10.7 | 14.2 | 9.5 | 10.5 | 15.5 | 9.7 | FALSE | TRUE | TRUE | 30000 | 22600 | 2.62 | 26000 | 2.28
213372199 |  | Live | Carrier | LPS LEGACY | Singlezone Ducted, Centrally Ducted | 213372199 |  | HRCU-A-C | DLCURAH30ABK |  | DLFULAH36XCX + CI | 10.7 | 14.2 | 9.5 | 10.5 | 15.5 | 9.7 | FALSE | TRUE | TRUE | 30000 | 22600 | 2.62 | 26000 | 2.28
213372191 |  | Live | Carrier | AIRQUEST | Singlezone Ducted, Centrally Ducted | 213372191 |  | HRCU-A-C | DLCURAH30ABK |  | DLFULAH36XCX + CI | 10.7 | 14.2 | 9.5 | 10.5 | 15.5 | 9.7 | FALSE | TRUE | TRUE | 30000 | 22600 | 2.62 | 26000 | 2.28
213372183 |  | Live | Carrier | SMART COMFORT | Singlezone Ducted, Centrally Ducted | 213372183 |  | HRCU-A-C | DLCURAH30ABK |  | DLFULAH36XCX + CI | 10.7 | 14.2 | 9.5 | 10.5 | 15.5 | 9.7 | FALSE | TRUE | TRUE | 30000 | 22600 | 2.62 | 26000 | 2.28
213372175 |  | Live | Carrier | TEMPSTAR | Singlezone Ducted, Centrally Ducted | 213372175 |  | HRCU-A-C | DLCURAH30ABK |  | DLFULAH36XCX + CI | 10.7 | 14.2 | 9.5 | 10.5 | 15.5 | 9.7 | FALSE | TRUE | TRUE | 30000 | 22600 | 2.62 | 26000 | 2.28
213372167 |  | Live | Carrier | MIDEA | Singlezone Ducted, Centrally Ducted | 213372167 |  | HRCU-A-C | DLCURAH30ABK |  | DLFULAH36XCX + CI | 10.7 | 14.2 | 9.5 | 10.5 | 15.5 | 9.7 | FALSE | TRUE | TRUE | 30000 | 22600 | 2.62 | 26000 | 2.28
213372159 |  | Live | Carrier | KENMORE | Singlezone Ducted, Centrally Ducted | 213372159 |  | HRCU-A-C | DLCURAH30ABK |  | DLFULAH36XCX + CI | 10.7 | 14.2 | 9.5 | 10.5 | 15.5 | 9.7 | FALSE | TRUE | TRUE | 30000 | 22600 | 2.62 | 26000 | 2.28
213372151 |  | Live | Carrier | KEEPRITE | Singlezone Ducted, Centrally Ducted | 213372151 |  | HRCU-A-C | DLCURAH30ABK |  | DLFULAH36XCX + CI | 10.7 | 14.2 | 9.5 | 10.5 | 15.5 | 9.7 | FALSE | TRUE | TRUE | 30000 | 22600 | 2.62 | 26000 | 2.28
213372143 |  | Live | Carrier | HEIL | Singlezone Ducted, Centrally Ducted | 213372143 |  | HRCU-A-C | DLCURAH30ABK |  | DLFULAH36XCX + CI | 10.7 | 14.2 | 9.5 | 10.5 | 15.5 | 9.7 | FALSE | TRUE | TRUE | 30000 | 22600 | 2.62 | 26000 | 2.28
213372135 |  | Live | Carrier | DAY & NIGHT | Singlezone Ducted, Centrally Ducted | 213372135 |  | HRCU-A-C | DLCURAH30ABK |  | DLFULAH36XCX + CI | 10.7 | 14.2 | 9.5 | 10.5 | 15.5 | 9.7 | FALSE | TRUE | TRUE | 30000 | 22600 | 2.62 | 26000 | 2.28
213372127 |  | Live | Carrier | COMFORTMAKER | Singlezone Ducted, Centrally Ducted | 213372127 |  | HRCU-A-C | DLCURAH30ABK |  | DLFULAH36XCX + CI | 10.7 | 14.2 | 9.5 | 10.5 | 15.5 | 9.7 | FALSE | TRUE | TRUE | 30000 | 22600 | 2.62 | 26000 | 2.28
213372119 |  | Live | Carrier | ARCOAIRE | Singlezone Ducted, Centrally Ducted | 213372119 |  | HRCU-A-C | DLCURAH30ABK |  | DLFULAH36XCX + CI | 10.7 | 14.2 | 9.5 | 10.5 | 15.5 | 9.7 | FALSE | TRUE | TRUE | 30000 | 22600 | 2.62 | 26000 | 2.28
213372118 |  | Live | Carrier | ARCOAIRE | Singlezone Ducted, Centrally Ducted | 213372118 |  | HRCU-A-C | DLCURAH24ABK |  | DLFULAH24XBX + CI | 11 | 16 | 9.5 | 10.7 | 16.5 | 9.5 | FALSE | TRUE | TRUE | 24000 | 21000 | 2.58 | 23000 | 2.28
213372126 |  | Live | Carrier | COMFORTMAKER | Singlezone Ducted, Centrally Ducted | 213372126 |  | HRCU-A-C | DLCURAH24ABK |  | DLFULAH24XBX + CI | 11 | 16 | 9.5 | 10.7 | 16.5 | 9.5 | FALSE | TRUE | TRUE | 24000 | 21000 | 2.58 | 23000 | 2.28
213372134 |  | Live | Carrier | DAY & NIGHT | Singlezone Ducted, Centrally Ducted | 213372134 |  | HRCU-A-C | DLCURAH24ABK |  | DLFULAH24XBX + CI | 11 | 16 | 9.5 | 10.7 | 16.5 | 9.5 | FALSE | TRUE | TRUE | 24000 | 21000 | 2.58 | 23000 | 2.28
213372142 |  | Live | Carrier | HEIL | Singlezone Ducted, Centrally Ducted | 213372142 |  | HRCU-A-C | DLCURAH24ABK |  | DLFULAH24XBX + CI | 11 | 16 | 9.5 | 10.7 | 16.5 | 9.5 | FALSE | TRUE | TRUE | 24000 | 21000 | 2.58 | 23000 | 2.28
213372150 |  | Live | Carrier | KEEPRITE | Singlezone Ducted, Centrally Ducted | 213372150 |  | HRCU-A-C | DLCURAH24ABK |  | DLFULAH24XBX + CI | 11 | 16 | 9.5 | 10.7 | 16.5 | 9.5 | FALSE | TRUE | TRUE | 24000 | 21000 | 2.58 | 23000 | 2.28
213372158 |  | Live | Carrier | KENMORE | Singlezone Ducted, Centrally Ducted | 213372158 |  | HRCU-A-C | DLCURAH24ABK |  | DLFULAH24XBX + CI | 11 | 16 | 9.5 | 10.7 | 16.5 | 9.5 | FALSE | TRUE | TRUE | 24000 | 21000 | 2.58 | 23000 | 2.28
213372166 |  | Live | Carrier | MIDEA | Singlezone Ducted, Centrally Ducted | 213372166 |  | HRCU-A-C | DLCURAH24ABK |  | DLFULAH24XBX + CI | 11 | 16 | 9.5 | 10.7 | 16.5 | 9.5 | FALSE | TRUE | TRUE | 24000 | 21000 | 2.58 | 23000 | 2.28
213372174 |  | Live | Carrier | TEMPSTAR | Singlezone Ducted, Centrally Ducted | 213372174 |  | HRCU-A-C | DLCURAH24ABK |  | DLFULAH24XBX + CI | 11 | 16 | 9.5 | 10.7 | 16.5 | 9.5 | FALSE | TRUE | TRUE | 24000 | 21000 | 2.58 | 23000 | 2.28
213372182 |  | Live | Carrier | SMART COMFORT | Singlezone Ducted, Centrally Ducted | 213372182 |  | HRCU-A-C | DLCURAH24ABK |  | DLFULAH24XBX + CI | 11 | 16 | 9.5 | 10.7 | 16.5 | 9.5 | FALSE | TRUE | TRUE | 24000 | 21000 | 2.58 | 23000 | 2.28
213372190 |  | Live | Carrier | AIRQUEST | Singlezone Ducted, Centrally Ducted | 213372190 |  | HRCU-A-C | DLCURAH24ABK |  | DLFULAH24XBX + CI | 11 | 16 | 9.5 | 10.7 | 16.5 | 9.5 | FALSE | TRUE | TRUE | 24000 | 21000 | 2.58 | 23000 | 2.28
213372198 |  | Live | Carrier | LPS LEGACY | Singlezone Ducted, Centrally Ducted | 213372198 |  | HRCU-A-C | DLCURAH24ABK |  | DLFULAH24XBX + CI | 11 | 16 | 9.5 | 10.7 | 16.5 | 9.5 | FALSE | TRUE | TRUE | 24000 | 21000 | 2.58 | 23000 | 2.28
213372206 |  | Live | Carrier | CARRIER | Singlezone Ducted, Centrally Ducted | 213372206 |  | HRCU-A-C | 38MURAQ24AB3 |  | 40MULAQ24XBX + CI | 11 | 16 | 9.5 | 10.7 | 16.5 | 9.5 | FALSE | TRUE | TRUE | 24000 | 21000 | 2.58 | 23000 | 2.28
213372214 |  | Live | Carrier | BRYANT | Singlezone Ducted, Centrally Ducted | 213372214 |  | HRCU-A-C | 38MURAQ24AB3 |  | 40MULAQ24XBX + CI | 11 | 16 | 9.5 | 10.7 | 16.5 | 9.5 | FALSE | TRUE | TRUE | 24000 | 21000 | 2.58 | 23000 | 2.28
213372222 |  | Live | Carrier | PAYNE | Singlezone Ducted, Centrally Ducted | 213372222 |  | HRCU-A-C | 38MURAQ24AB3 |  | 40MULAQ24XBX + CI | 11 | 16 | 9.5 | 10.7 | 16.5 | 9.5 | FALSE | TRUE | TRUE | 24000 | 21000 | 2.58 | 23000 | 2.28
213372230 |  | Live | Carrier | WEATHERMAKER | Singlezone Ducted, Centrally Ducted | 213372230 |  | HRCU-A-C | 38MURAQ24AB3 |  | 40MULAQ24XBX + CI | 11 | 16 | 9.5 | 10.7 | 16.5 | 9.5 | FALSE | TRUE | TRUE | 24000 | 21000 | 2.58 | 23000 | 2.28
213372236 |  | Live | Carrier | MIDEA | Singlezone Ducted, Centrally Ducted | 213372236 |  | HRCU-A-C | 38MURAQ18AB3 |  | 40MULAQ24XBX + CI | 11.6 | 15.6 | 8.8 | 11.7 | 16.1 | 9.5 | TRUE | TRUE | TRUE | 18000 | 14700 | 2.6 | 17400 | 2.42
213372228 |  | Live | Carrier | WEATHERMAKER | Singlezone Ducted, Centrally Ducted | 213372228 |  | HRCU-A-C | 38MURAQ18AB3 |  | 40MULAQ24XBX + CI | 11.6 | 15.6 | 8.8 | 11.7 | 16.1 | 9.5 | TRUE | TRUE | TRUE | 18000 | 14700 | 2.6 | 17400 | 2.42
213372220 |  | Live | Carrier | PAYNE | Singlezone Ducted, Centrally Ducted | 213372220 |  | HRCU-A-C | 38MURAQ18AB3 |  | 40MULAQ24XBX + CI | 11.6 | 15.6 | 8.8 | 11.7 | 16.1 | 9.5 | TRUE | TRUE | TRUE | 18000 | 14700 | 2.6 | 17400 | 2.42
213372212 |  | Live | Carrier | BRYANT | Singlezone Ducted, Centrally Ducted | 213372212 |  | HRCU-A-C | 38MURAQ18AB3 |  | 40MULAQ24XBX + CI | 11.6 | 15.6 | 8.8 | 11.7 | 16.1 | 9.5 | TRUE | TRUE | TRUE | 18000 | 14700 | 2.6 | 17400 | 2.42
213372204 |  | Live | Carrier | CARRIER | Singlezone Ducted, Centrally Ducted | 213372204 |  | HRCU-A-C | 38MURAQ18AB3 |  | 40MULAQ24XBX + CI | 11.6 | 15.6 | 8.8 | 11.7 | 16.1 | 9.5 | TRUE | TRUE | TRUE | 18000 | 14700 | 2.6 | 17400 | 2.42
213372196 |  | Live | Carrier | LPS LEGACY | Singlezone Ducted, Centrally Ducted | 213372196 |  | HRCU-A-C | DLCURAH18ABK |  | DLFULAH24XBX + CI | 11.6 | 15.6 | 8.8 | 11.7 | 16.1 | 9.5 | TRUE | TRUE | TRUE | 18000 | 14700 | 2.6 | 17400 | 2.42
213372188 |  | Live | Carrier | AIRQUEST | Singlezone Ducted, Centrally Ducted | 213372188 |  | HRCU-A-C | DLCURAH18ABK |  | DLFULAH24XBX + CI | 11.6 | 15.6 | 8.8 | 11.7 | 16.1 | 9.5 | TRUE | TRUE | TRUE | 18000 | 14700 | 2.6 | 17400 | 2.42
213372180 |  | Live | Carrier | SMART COMFORT | Singlezone Ducted, Centrally Ducted | 213372180 |  | HRCU-A-C | DLCURAH18ABK |  | DLFULAH24XBX + CI | 11.6 | 15.6 | 8.8 | 11.7 | 16.1 | 9.5 | TRUE | TRUE | TRUE | 18000 | 14700 | 2.6 | 17400 | 2.42
213372172 |  | Live | Carrier | TEMPSTAR | Singlezone Ducted, Centrally Ducted | 213372172 |  | HRCU-A-C | DLCURAH18ABK |  | DLFULAH24XBX + CI | 11.6 | 15.6 | 8.8 | 11.7 | 16.1 | 9.5 | TRUE | TRUE | TRUE | 18000 | 14700 | 2.6 | 17400 | 2.42
213372164 |  | Live | Carrier | MIDEA | Singlezone Ducted, Centrally Ducted | 213372164 |  | HRCU-A-C | DLCURAH18ABK |  | DLFULAH24XBX + CI | 11.6 | 15.6 | 8.8 | 11.7 | 16.1 | 9.5 | TRUE | TRUE | TRUE | 18000 | 14700 | 2.6 | 17400 | 2.42
213372156 |  | Live | Carrier | KENMORE | Singlezone Ducted, Centrally Ducted | 213372156 |  | HRCU-A-C | DLCURAH18ABK |  | DLFULAH24XBX + CI | 11.6 | 15.6 | 8.8 | 11.7 | 16.1 | 9.5 | TRUE | TRUE | TRUE | 18000 | 14700 | 2.6 | 17400 | 2.42
213372148 |  | Live | Carrier | KEEPRITE | Singlezone Ducted, Centrally Ducted | 213372148 |  | HRCU-A-C | DLCURAH18ABK |  | DLFULAH24XBX + CI | 11.6 | 15.6 | 8.8 | 11.7 | 16.1 | 9.5 | TRUE | TRUE | TRUE | 18000 | 14700 | 2.6 | 17400 | 2.42
213372140 |  | Live | Carrier | HEIL | Singlezone Ducted, Centrally Ducted | 213372140 |  | HRCU-A-C | DLCURAH18ABK |  | DLFULAH24XBX + CI | 11.6 | 15.6 | 8.8 | 11.7 | 16.1 | 9.5 | TRUE | TRUE | TRUE | 18000 | 14700 | 2.6 | 17400 | 2.42
213372132 |  | Live | Carrier | DAY & NIGHT | Singlezone Ducted, Centrally Ducted | 213372132 |  | HRCU-A-C | DLCURAH18ABK |  | DLFULAH24XBX + CI | 11.6 | 15.6 | 8.8 | 11.7 | 16.1 | 9.5 | TRUE | TRUE | TRUE | 18000 | 14700 | 2.6 | 17400 | 2.42
213372124 |  | Live | Carrier | COMFORTMAKER | Singlezone Ducted, Centrally Ducted | 213372124 |  | HRCU-A-C | DLCURAH18ABK |  | DLFULAH24XBX + CI | 11.6 | 15.6 | 8.8 | 11.7 | 16.1 | 9.5 | TRUE | TRUE | TRUE | 18000 | 14700 | 2.6 | 17400 | 2.42
213372116 |  | Live | Carrier | ARCOAIRE | Singlezone Ducted, Centrally Ducted | 213372116 |  | HRCU-A-C | DLCURAH18ABK |  | DLFULAH24XBX + CI | 11.6 | 15.6 | 8.8 | 11.7 | 16.1 | 9.5 | TRUE | TRUE | TRUE | 18000 | 14700 | 2.6 | 17400 | 2.42
216620169 |  | Live | Carrier | CARRIER | Singlezone Ducted, Centrally Ducted | 216620169 |  | HRCU-A-CB | DLCURAH60AAK |  | 40MUAAQ60XA3 | 10.3 | 18 | 9.2 | 8.8 | 14.9 | 8.5 | FALSE | FALSE |  | 57000 | 37000 | 2.4 | 39000 | 2.2
216620181 |  | Live | Carrier | BRYANT | Singlezone Ducted, Centrally Ducted | 216620181 |  | HRCU-A-CB | DLCURAH60AAK |  | 40MUAAQ60XA3 | 10.3 | 18 | 9.2 | 8.8 | 14.9 | 8.5 | FALSE | FALSE |  | 57000 | 37000 | 2.4 | 39000 | 2.2
216620217 |  | Live | Carrier | DAY & NIGHT | Singlezone Ducted, Centrally Ducted | 216620217 |  | HRCU-A-CB | DLCURAH60AAK |  | 40MUAAQ60XA3 | 10.3 | 18 | 9.2 | 8.8 | 14.9 | 8.5 | FALSE | FALSE |  | 57000 | 37000 | 2.4 | 39000 | 2.2
216620193 |  | Live | Carrier | ARCOAIRE | Singlezone Ducted, Centrally Ducted | 216620193 |  | HRCU-A-CB | DLCURAH60AAK |  | 40MUAAQ60XA3 | 10.3 | 18 | 9.2 | 8.8 | 14.9 | 8.5 | FALSE | FALSE |  | 57000 | 37000 | 2.4 | 39000 | 2.2
216620205 |  | Live | Carrier | COMFORTMAKER | Singlezone Ducted, Centrally Ducted | 216620205 |  | HRCU-A-CB | DLCURAH60AAK |  | 40MUAAQ60XA3 | 10.3 | 18 | 9.2 | 8.8 | 14.9 | 8.5 | FALSE | FALSE |  | 57000 | 37000 | 2.4 | 39000 | 2.2
216620277 |  | Live | Carrier | AIRQUEST | Singlezone Ducted, Centrally Ducted | 216620277 |  | HRCU-A-CB | DLCURAH60AAK |  | 40MUAAQ60XA3 | 10.3 | 18 | 9.2 | 8.8 | 14.9 | 8.5 | FALSE | FALSE |  | 57000 | 37000 | 2.4 | 39000 | 2.2
216620265 |  | Live | Carrier | TEMPSTAR | Singlezone Ducted, Centrally Ducted | 216620265 |  | HRCU-A-CB | DLCURAH60AAK |  | 40MUAAQ60XA3 | 10.3 | 18 | 9.2 | 8.8 | 14.9 | 8.5 | FALSE | FALSE |  | 57000 | 37000 | 2.4 | 39000 | 2.2
216620253 |  | Live | Carrier | MIDEA | Singlezone Ducted, Centrally Ducted | 216620253 |  | HRCU-A-CB | DLCURAH60AAK |  | 40MUAAQ60XA3 | 10.3 | 18 | 9.2 | 8.8 | 14.9 | 8.5 | FALSE | FALSE |  | 57000 | 37000 | 2.4 | 39000 | 2.2
216620229 |  | Live | Carrier | HEIL | Singlezone Ducted, Centrally Ducted | 216620229 |  | HRCU-A-CB | DLCURAH60AAK |  | 40MUAAQ60XA3 | 10.3 | 18 | 9.2 | 8.8 | 14.9 | 8.5 | FALSE | FALSE |  | 57000 | 37000 | 2.4 | 39000 | 2.2
216620241 |  | Live | Carrier | KEEPRITE | Singlezone Ducted, Centrally Ducted | 216620241 |  | HRCU-A-CB | DLCURAH60AAK |  | 40MUAAQ60XA3 | 10.3 | 18 | 9.2 | 8.8 | 14.9 | 8.5 | FALSE | FALSE |  | 57000 | 37000 | 2.4 | 39000 | 2.2
217622211 |  | Live | Carrier | BRYANT | Singlezone Ducted, Centrally Ducted | 217622211 |  | HRCU-A-CB | 38MURAQ60AA3 |  | DLFUAAH60XAK | 10.3 | 18 | 9.2 | 8.8 | 14.9 | 8.5 | FALSE | FALSE |  | 57000 | 37000 | 2.4 | 39000 | 2.2
217622206 |  | Live | Carrier | CARRIER | Singlezone Ducted, Centrally Ducted | 217622206 |  | HRCU-A-CB | 38MURAQ60AA3 |  | DLFUAAH60XAK | 10.3 | 18 | 9.2 | 8.8 | 14.9 | 8.5 | FALSE | FALSE |  | 57000 | 37000 | 2.4 | 39000 | 2.2
217622201 |  | Live | Carrier | AIRQUEST | Singlezone Ducted, Centrally Ducted | 217622201 |  | HRCU-A-CB | 38MURAQ60AA3 |  | DLFUAAH60XAK | 10.3 | 18 | 9.2 | 8.8 | 14.9 | 8.5 | FALSE | FALSE |  | 57000 | 37000 | 2.4 | 39000 | 2.2
217622196 |  | Live | Carrier | TEMPSTAR | Singlezone Ducted, Centrally Ducted | 217622196 |  | HRCU-A-CB | 38MURAQ60AA3 |  | DLFUAAH60XAK | 10.3 | 18 | 9.2 | 8.8 | 14.9 | 8.5 | FALSE | FALSE |  | 57000 | 37000 | 2.4 | 39000 | 2.2
217622191 |  | Live | Carrier | MIDEA | Singlezone Ducted, Centrally Ducted | 217622191 |  | HRCU-A-CB | 38MURAQ60AA3 |  | DLFUAAH60XAK | 10.3 | 18 | 9.2 | 8.8 | 14.9 | 8.5 | FALSE | FALSE |  | 57000 | 37000 | 2.4 | 39000 | 2.2
217622186 |  | Live | Carrier | KEEPRITE | Singlezone Ducted, Centrally Ducted | 217622186 |  | HRCU-A-CB | 38MURAQ60AA3 |  | DLFUAAH60XAK | 10.3 | 18 | 9.2 | 8.8 | 14.9 | 8.5 | FALSE | FALSE |  | 57000 | 37000 | 2.4 | 39000 | 2.2
217622181 |  | Live | Carrier | HEIL | Singlezone Ducted, Centrally Ducted | 217622181 |  | HRCU-A-CB | 38MURAQ60AA3 |  | DLFUAAH60XAK | 10.3 | 18 | 9.2 | 8.8 | 14.9 | 8.5 | FALSE | FALSE |  | 57000 | 37000 | 2.4 | 39000 | 2.2
217622176 |  | Live | Carrier | DAY & NIGHT | Singlezone Ducted, Centrally Ducted | 217622176 |  | HRCU-A-CB | 38MURAQ60AA3 |  | DLFUAAH60XAK | 10.3 | 18 | 9.2 | 8.8 | 14.9 | 8.5 | FALSE | FALSE |  | 57000 | 37000 | 2.4 | 39000 | 2.2
217622171 |  | Live | Carrier | COMFORTMAKER | Singlezone Ducted, Centrally Ducted | 217622171 |  | HRCU-A-CB | 38MURAQ60AA3 |  | DLFUAAH60XAK | 10.3 | 18 | 9.2 | 8.8 | 14.9 | 8.5 | FALSE | FALSE |  | 57000 | 37000 | 2.4 | 39000 | 2.2
217622166 |  | Live | Carrier | ARCOAIRE | Singlezone Ducted, Centrally Ducted | 217622166 |  | HRCU-A-CB | 38MURAQ60AA3 |  | DLFUAAH60XAK | 10.3 | 18 | 9.2 | 8.8 | 14.9 | 8.5 | FALSE | FALSE |  | 57000 | 37000 | 2.4 | 39000 | 2.2
208447904 |  | Live | Carrier | PAYNE | Singlezone Ducted, Centrally Ducted | 208447904 |  | HRCU-A-CB | 38MURAQ60AA3 |  | 40MUAAQ60XA3 | 10.3 | 18 | 9.2 | 8.8 | 14.9 | 8.5 | FALSE | FALSE | FALSE | 57000 | 37000 | 2.4 | 39000 | 2.2
208447913 |  | Live | Carrier | WEATHERMAKER | Singlezone Ducted, Centrally Ducted | 208447913 |  | HRCU-A-CB | 38MURAQ60AA3 |  | 40MUAAQ60XA3 | 10.3 | 18 | 9.2 | 8.8 | 14.9 | 8.5 | FALSE | FALSE | FALSE | 57000 | 37000 | 2.4 | 39000 | 2.2
208447886 |  | Live | Carrier | CARRIER | Singlezone Ducted, Centrally Ducted | 208447886 |  | HRCU-A-CB | 38MURAQ60AA3 |  | 40MUAAQ60XA3 | 10.3 | 18 | 9.2 | 8.8 | 14.9 | 8.5 | FALSE | FALSE | FALSE | 57000 | 37000 | 2.4 | 39000 | 2.2
208447895 |  | Live | Carrier | BRYANT | Singlezone Ducted, Centrally Ducted | 208447895 |  | HRCU-A-CB | 38MURAQ60AA3 |  | 40MUAAQ60XA3 | 10.3 | 18 | 9.2 | 8.8 | 14.9 | 8.5 | FALSE | FALSE | FALSE | 57000 | 37000 | 2.4 | 39000 | 2.2
208447922 |  | Live | Carrier | MIDEA | Singlezone Ducted, Centrally Ducted | 208447922 |  | HRCU-A-CB | 38MURAQ60AA3 |  | 40MUAAQ60XA3 | 10.3 | 18 | 9.2 | 8.8 | 14.9 | 8.5 | FALSE | FALSE | FALSE | 57000 | 37000 | 2.4 | 39000 | 2.2
209852038 |  | Live | Carrier | ARCOAIRE | Singlezone Ducted, Centrally Ducted | 209852038 |  | HRCU-A-CB | DLCURAH60AAK |  | DLFUAAH60XAK | 10.3 | 18 | 9.2 | 8.8 | 14.9 | 8.5 | FALSE | FALSE | FALSE | 57000 | 37000 | 2.4 | 39000 | 2.2
209852049 |  | Live | Carrier | COMFORTMAKER | Singlezone Ducted, Centrally Ducted | 209852049 |  | HRCU-A-CB | DLCURAH60AAK |  | DLFUAAH60XAK | 10.3 | 18 | 9.2 | 8.8 | 14.9 | 8.5 | FALSE | FALSE | FALSE | 57000 | 37000 | 2.4 | 39000 | 2.2
209852093 |  | Live | Carrier | KENMORE | Singlezone Ducted, Centrally Ducted | 209852093 |  | HRCU-A-CB | DLCURAH60AAK |  | DLFUAAH60XAK | 10.3 | 18 | 9.2 | 8.8 | 14.9 | 8.5 | FALSE | FALSE |  | 57000 | 37000 | 2.4 | 39000 | 2.2
209852104 |  | Live | Carrier | MIDEA | Singlezone Ducted, Centrally Ducted | 209852104 |  | HRCU-A-CB | DLCURAH60AAK |  | DLFUAAH60XAK | 10.3 | 18 | 9.2 | 8.8 | 14.9 | 8.5 | FALSE | FALSE | FALSE | 57000 | 37000 | 2.4 | 39000 | 2.2
209852115 |  | Live | Carrier | TEMPSTAR | Singlezone Ducted, Centrally Ducted | 209852115 |  | HRCU-A-CB | DLCURAH60AAK |  | DLFUAAH60XAK | 10.3 | 18 | 9.2 | 8.8 | 14.9 | 8.5 | FALSE | FALSE | FALSE | 57000 | 37000 | 2.4 | 39000 | 2.2
209852082 |  | Live | Carrier | KEEPRITE | Singlezone Ducted, Centrally Ducted | 209852082 |  | HRCU-A-CB | DLCURAH60AAK |  | DLFUAAH60XAK | 10.3 | 18 | 9.2 | 8.8 | 14.9 | 8.5 | FALSE | FALSE | FALSE | 57000 | 37000 | 2.4 | 39000 | 2.2
209852071 |  | Live | Carrier | HEIL | Singlezone Ducted, Centrally Ducted | 209852071 |  | HRCU-A-CB | DLCURAH60AAK |  | DLFUAAH60XAK | 10.3 | 18 | 9.2 | 8.8 | 14.9 | 8.5 | FALSE | FALSE | FALSE | 57000 | 37000 | 2.4 | 39000 | 2.2
209852060 |  | Live | Carrier | DAY & NIGHT | Singlezone Ducted, Centrally Ducted | 209852060 |  | HRCU-A-CB | DLCURAH60AAK |  | DLFUAAH60XAK | 10.3 | 18 | 9.2 | 8.8 | 14.9 | 8.5 | FALSE | FALSE | FALSE | 57000 | 37000 | 2.4 | 39000 | 2.2
209862134 |  | Live | Carrier | GRANDAIRE | Singlezone Ducted, Centrally Ducted | 209862134 |  | HRCU-A-CB | WDLCURAH60AAK |  | WDLFUAAH60XAK | 10.3 | 18 | 9.2 | 8.8 | 14.9 | 8.5 | FALSE | FALSE |  | 57000 | 37000 | 2.4 | 39000 | 2.2
211756644 |  | Live | Carrier | LPS LEGACY | Singlezone Ducted, Centrally Ducted | 211756644 |  | HRCU-A-CB | DLCURAH60AAK |  | DLFUAAH60XAK | 10.3 | 18 | 9.2 | 8.8 | 14.9 | 8.5 | FALSE | FALSE |  | 57000 | 37000 | 2.4 | 39000 | 2.2
209852126 |  | Live | Carrier | SMART COMFORT | Singlezone Ducted, Centrally Ducted | 209852126 |  | HRCU-A-CB | DLCURAH60AAK |  | DLFUAAH60XAK | 10.3 | 18 | 9.2 | 8.8 | 14.9 | 8.5 | FALSE | FALSE | FALSE | 57000 | 37000 | 2.4 | 39000 | 2.2
209852137 |  | Live | Carrier | AIRQUEST | Singlezone Ducted, Centrally Ducted | 209852137 |  | HRCU-A-CB | DLCURAH60AAK |  | DLFUAAH60XAK | 10.3 | 18 | 9.2 | 8.8 | 14.9 | 8.5 | FALSE | FALSE | FALSE | 57000 | 37000 | 2.4 | 39000 | 2.2
209852134 |  | Live | Carrier | AIRQUEST | Singlezone Ducted, Centrally Ducted | 209852134 |  | HRCU-A-CB | DLCURAH48AAK |  | DLFUAAH48XAK | 9.3 | 17.3 | 10 | 8.8 | 15.8 | 9.4 | FALSE | FALSE | FALSE | 47000 | 37000 | 2.4 | 39000 | 2.2
211756641 |  | Live | Carrier | LPS LEGACY | Singlezone Ducted, Centrally Ducted | 211756641 |  | HRCU-A-CB | DLCURAH48AAK |  | DLFUAAH48XAK | 9.3 | 17.3 | 10 | 8.8 | 15.8 | 9.4 | FALSE | FALSE |  | 47000 | 37000 | 2.4 | 39000 | 2.2
209862129 |  | Live | Carrier | GRANDAIRE | Singlezone Ducted, Centrally Ducted | 209862129 |  | HRCU-A-CB | WDLCURAH48AAK |  | WDLFUAAH48XAK | 9.3 | 17.3 | 10 | 8.8 | 15.8 | 9.4 | FALSE | FALSE |  | 47000 | 37000 | 2.4 | 39000 | 2.2
209852068 |  | Live | Carrier | HEIL | Singlezone Ducted, Centrally Ducted | 209852068 |  | HRCU-A-CB | DLCURAH48AAK |  | DLFUAAH48XAK | 9.3 | 17.3 | 10 | 8.8 | 15.8 | 9.4 | FALSE | FALSE | FALSE | 47000 | 37000 | 2.4 | 39000 | 2.2
209852057 |  | Live | Carrier | DAY & NIGHT | Singlezone Ducted, Centrally Ducted | 209852057 |  | HRCU-A-CB | DLCURAH48AAK |  | DLFUAAH48XAK | 9.3 | 17.3 | 10 | 8.8 | 15.8 | 9.4 | FALSE | FALSE | FALSE | 47000 | 37000 | 2.4 | 39000 | 2.2
209852079 |  | Live | Carrier | KEEPRITE | Singlezone Ducted, Centrally Ducted | 209852079 |  | HRCU-A-CB | DLCURAH48AAK |  | DLFUAAH48XAK | 9.3 | 17.3 | 10 | 8.8 | 15.8 | 9.4 | FALSE | FALSE | FALSE | 47000 | 37000 | 2.4 | 39000 | 2.2
209852112 |  | Live | Carrier | TEMPSTAR | Singlezone Ducted, Centrally Ducted | 209852112 |  | HRCU-A-CB | DLCURAH48AAK |  | DLFUAAH48XAK | 9.3 | 17.3 | 10 | 8.8 | 15.8 | 9.4 | FALSE | FALSE | FALSE | 47000 | 37000 | 2.4 | 39000 | 2.2
209852123 |  | Live | Carrier | SMART COMFORT | Singlezone Ducted, Centrally Ducted | 209852123 |  | HRCU-A-CB | DLCURAH48AAK |  | DLFUAAH48XAK | 9.3 | 17.3 | 10 | 8.8 | 15.8 | 9.4 | FALSE | FALSE | FALSE | 47000 | 37000 | 2.4 | 39000 | 2.2
209852101 |  | Live | Carrier | MIDEA | Singlezone Ducted, Centrally Ducted | 209852101 |  | HRCU-A-CB | DLCURAH48AAK |  | DLFUAAH48XAK | 9.3 | 17.3 | 10 | 8.8 | 15.8 | 9.4 | FALSE | FALSE | FALSE | 47000 | 37000 | 2.4 | 39000 | 2.2
209852090 |  | Live | Carrier | KENMORE | Singlezone Ducted, Centrally Ducted | 209852090 |  | HRCU-A-CB | DLCURAH48AAK |  | DLFUAAH48XAK | 9.3 | 17.3 | 10 | 8.8 | 15.8 | 9.4 | FALSE | FALSE |  | 47000 | 37000 | 2.4 | 39000 | 2.2
209852046 |  | Live | Carrier | COMFORTMAKER | Singlezone Ducted, Centrally Ducted | 209852046 |  | HRCU-A-CB | DLCURAH48AAK |  | DLFUAAH48XAK | 9.3 | 17.3 | 10 | 8.8 | 15.8 | 9.4 | FALSE | FALSE | FALSE | 47000 | 37000 | 2.4 | 39000 | 2.2
209852035 |  | Live | Carrier | ARCOAIRE | Singlezone Ducted, Centrally Ducted | 209852035 |  | HRCU-A-CB | DLCURAH48AAK |  | DLFUAAH48XAK | 9.3 | 17.3 | 10 | 8.8 | 15.8 | 9.4 | FALSE | FALSE | FALSE | 47000 | 37000 | 2.4 | 39000 | 2.2
208447897 |  | Live | Carrier | PAYNE | Singlezone Ducted, Centrally Ducted | 208447897 |  | HRCU-A-CB | 38MURAQ48AA3 |  | 40MUAAQ48XA3 | 9.3 | 17.3 | 10 | 8.8 | 15.8 | 9.4 | FALSE | FALSE | FALSE | 47000 | 37000 | 2.4 | 39000 | 2.2
208447888 |  | Live | Carrier | BRYANT | Singlezone Ducted, Centrally Ducted | 208447888 |  | HRCU-A-CB | 38MURAQ48AA3 |  | 40MUAAQ48XA3 | 9.3 | 17.3 | 10 | 8.8 | 15.8 | 9.4 | FALSE | FALSE | FALSE | 47000 | 37000 | 2.4 | 39000 | 2.2
208447915 |  | Live | Carrier | MIDEA | Singlezone Ducted, Centrally Ducted | 208447915 |  | HRCU-A-CB | 38MURAQ48AA3 |  | 40MUAAQ48XA3 | 9.3 | 17.3 | 10 | 8.8 | 15.8 | 9.4 | FALSE | FALSE | FALSE | 47000 | 37000 | 2.4 | 39000 | 2.2
208447906 |  | Live | Carrier | WEATHERMAKER | Singlezone Ducted, Centrally Ducted | 208447906 |  | HRCU-A-CB | 38MURAQ48AA3 |  | 40MUAAQ48XA3 | 9.3 | 17.3 | 10 | 8.8 | 15.8 | 9.4 | FALSE | FALSE | FALSE | 47000 | 37000 | 2.4 | 39000 | 2.2
208447879 |  | Live | Carrier | CARRIER | Singlezone Ducted, Centrally Ducted | 208447879 |  | HRCU-A-CB | 38MURAQ48AA3 |  | 40MUAAQ48XA3 | 9.3 | 17.3 | 10 | 8.8 | 15.8 | 9.4 | FALSE | FALSE | FALSE | 47000 | 37000 | 2.4 | 39000 | 2.2
217622165 |  | Live | Carrier | ARCOAIRE | Singlezone Ducted, Centrally Ducted | 217622165 |  | HRCU-A-CB | 38MURAQ48AA3 |  | DLFUAAH48XAK | 9.3 | 17.3 | 10 | 8.8 | 15.8 | 9.4 | FALSE | FALSE |  | 47000 | 37000 | 2.4 | 39000 | 2.2
217622170 |  | Live | Carrier | COMFORTMAKER | Singlezone Ducted, Centrally Ducted | 217622170 |  | HRCU-A-CB | 38MURAQ48AA3 |  | DLFUAAH48XAK | 9.3 | 17.3 | 10 | 8.8 | 15.8 | 9.4 | FALSE | FALSE |  | 47000 | 37000 | 2.4 | 39000 | 2.2
217622175 |  | Live | Carrier | DAY & NIGHT | Singlezone Ducted, Centrally Ducted | 217622175 |  | HRCU-A-CB | 38MURAQ48AA3 |  | DLFUAAH48XAK | 9.3 | 17.3 | 10 | 8.8 | 15.8 | 9.4 | FALSE | FALSE |  | 47000 | 37000 | 2.4 | 39000 | 2.2
217622180 |  | Live | Carrier | HEIL | Singlezone Ducted, Centrally Ducted | 217622180 |  | HRCU-A-CB | 38MURAQ48AA3 |  | DLFUAAH48XAK | 9.3 | 17.3 | 10 | 8.8 | 15.8 | 9.4 | FALSE | FALSE |  | 47000 | 37000 | 2.4 | 39000 | 2.2
217622185 |  | Live | Carrier | KEEPRITE | Singlezone Ducted, Centrally Ducted | 217622185 |  | HRCU-A-CB | 38MURAQ48AA3 |  | DLFUAAH48XAK | 9.3 | 17.3 | 10 | 8.8 | 15.8 | 9.4 | FALSE | FALSE |  | 47000 | 37000 | 2.4 | 39000 | 2.2
217622190 |  | Live | Carrier | MIDEA | Singlezone Ducted, Centrally Ducted | 217622190 |  | HRCU-A-CB | 38MURAQ48AA3 |  | DLFUAAH48XAK | 9.3 | 17.3 | 10 | 8.8 | 15.8 | 9.4 | FALSE | FALSE |  | 47000 | 37000 | 2.4 | 39000 | 2.2
217622195 |  | Live | Carrier | TEMPSTAR | Singlezone Ducted, Centrally Ducted | 217622195 |  | HRCU-A-CB | 38MURAQ48AA3 |  | DLFUAAH48XAK | 9.3 | 17.3 | 10 | 8.8 | 15.8 | 9.4 | FALSE | FALSE |  | 47000 | 37000 | 2.4 | 39000 | 2.2
217622200 |  | Live | Carrier | AIRQUEST | Singlezone Ducted, Centrally Ducted | 217622200 |  | HRCU-A-CB | 38MURAQ48AA3 |  | DLFUAAH48XAK | 9.3 | 17.3 | 10 | 8.8 | 15.8 | 9.4 | FALSE | FALSE |  | 47000 | 37000 | 2.4 | 39000 | 2.2
217622205 |  | Live | Carrier | CARRIER | Singlezone Ducted, Centrally Ducted | 217622205 |  | HRCU-A-CB | 38MURAQ48AA3 |  | DLFUAAH48XAK | 9.3 | 17.3 | 10 | 8.8 | 15.8 | 9.4 | FALSE | FALSE |  | 47000 | 37000 | 2.4 | 39000 | 2.2
217622210 |  | Live | Carrier | BRYANT | Singlezone Ducted, Centrally Ducted | 217622210 |  | HRCU-A-CB | 38MURAQ48AA3 |  | DLFUAAH48XAK | 9.3 | 17.3 | 10 | 8.8 | 15.8 | 9.4 | FALSE | FALSE |  | 47000 | 37000 | 2.4 | 39000 | 2.2
216620239 |  | Live | Carrier | KEEPRITE | Singlezone Ducted, Centrally Ducted | 216620239 |  | HRCU-A-CB | DLCURAH48AAK |  | 40MUAAQ48XA3 | 9.3 | 17.3 | 10 | 8.8 | 15.8 | 9.4 | FALSE | FALSE |  | 47000 | 37000 | 2.4 | 39000 | 2.2
216620251 |  | Live | Carrier | MIDEA | Singlezone Ducted, Centrally Ducted | 216620251 |  | HRCU-A-CB | DLCURAH48AAK |  | 40MUAAQ48XA3 | 9.3 | 17.3 | 10 | 8.8 | 15.8 | 9.4 | FALSE | FALSE |  | 47000 | 37000 | 2.4 | 39000 | 2.2
216620263 |  | Live | Carrier | TEMPSTAR | Singlezone Ducted, Centrally Ducted | 216620263 |  | HRCU-A-CB | DLCURAH48AAK |  | 40MUAAQ48XA3 | 9.3 | 17.3 | 10 | 8.8 | 15.8 | 9.4 | FALSE | FALSE |  | 47000 | 37000 | 2.4 | 39000 | 2.2
216620275 |  | Live | Carrier | AIRQUEST | Singlezone Ducted, Centrally Ducted | 216620275 |  | HRCU-A-CB | DLCURAH48AAK |  | 40MUAAQ48XA3 | 9.3 | 17.3 | 10 | 8.8 | 15.8 | 9.4 | FALSE | FALSE |  | 47000 | 37000 | 2.4 | 39000 | 2.2
216620203 |  | Live | Carrier | COMFORTMAKER | Singlezone Ducted, Centrally Ducted | 216620203 |  | HRCU-A-CB | DLCURAH48AAK |  | 40MUAAQ48XA3 | 9.3 | 17.3 | 10 | 8.8 | 15.8 | 9.4 | FALSE | FALSE |  | 47000 | 37000 | 2.4 | 39000 | 2.2
216620215 |  | Live | Carrier | DAY & NIGHT | Singlezone Ducted, Centrally Ducted | 216620215 |  | HRCU-A-CB | DLCURAH48AAK |  | 40MUAAQ48XA3 | 9.3 | 17.3 | 10 | 8.8 | 15.8 | 9.4 | FALSE | FALSE |  | 47000 | 37000 | 2.4 | 39000 | 2.2
216620227 |  | Live | Carrier | HEIL | Singlezone Ducted, Centrally Ducted | 216620227 |  | HRCU-A-CB | DLCURAH48AAK |  | 40MUAAQ48XA3 | 9.3 | 17.3 | 10 | 8.8 | 15.8 | 9.4 | FALSE | FALSE |  | 47000 | 37000 | 2.4 | 39000 | 2.2
216620191 |  | Live | Carrier | ARCOAIRE | Singlezone Ducted, Centrally Ducted | 216620191 |  | HRCU-A-CB | DLCURAH48AAK |  | 40MUAAQ48XA3 | 9.3 | 17.3 | 10 | 8.8 | 15.8 | 9.4 | FALSE | FALSE |  | 47000 | 37000 | 2.4 | 39000 | 2.2
216620179 |  | Live | Carrier | BRYANT | Singlezone Ducted, Centrally Ducted | 216620179 |  | HRCU-A-CB | DLCURAH48AAK |  | 40MUAAQ48XA3 | 9.3 | 17.3 | 10 | 8.8 | 15.8 | 9.4 | FALSE | FALSE |  | 47000 | 37000 | 2.4 | 39000 | 2.2
216620167 |  | Live | Carrier | CARRIER | Singlezone Ducted, Centrally Ducted | 216620167 |  | HRCU-A-CB | DLCURAH48AAK |  | 40MUAAQ48XA3 | 9.3 | 17.3 | 10 | 8.8 | 15.8 | 9.4 | FALSE | FALSE |  | 47000 | 37000 | 2.4 | 39000 | 2.2
216620165 |  | Live | Carrier | CARRIER | Singlezone Ducted, Centrally Ducted | 216620165 |  | HRCU-A-CB | DLCURAH36AAK |  | 40MUAAQ36XA3 | 10.4 | 18 | 9.1 | 10.1 | 16.9 | 8.5 | FALSE | FALSE |  | 36000 | 20400 | 2.42 | 22700 | 2.1
216620177 |  | Live | Carrier | BRYANT | Singlezone Ducted, Centrally Ducted | 216620177 |  | HRCU-A-CB | DLCURAH36AAK |  | 40MUAAQ36XA3 | 10.4 | 18 | 9.1 | 10.1 | 16.9 | 8.5 | FALSE | FALSE |  | 36000 | 20400 | 2.42 | 22700 | 2.1
216620189 |  | Live | Carrier | ARCOAIRE | Singlezone Ducted, Centrally Ducted | 216620189 |  | HRCU-A-CB | DLCURAH36AAK |  | 40MUAAQ36XA3 | 10.4 | 18 | 9.1 | 10.1 | 16.9 | 8.5 | FALSE | FALSE |  | 36000 | 20400 | 2.42 | 22700 | 2.1
216620225 |  | Live | Carrier | HEIL | Singlezone Ducted, Centrally Ducted | 216620225 |  | HRCU-A-CB | DLCURAH36AAK |  | 40MUAAQ36XA3 | 10.4 | 18 | 9.1 | 10.1 | 16.9 | 8.5 | FALSE | FALSE |  | 36000 | 20400 | 2.42 | 22700 | 2.1
216620213 |  | Live | Carrier | DAY & NIGHT | Singlezone Ducted, Centrally Ducted | 216620213 |  | HRCU-A-CB | DLCURAH36AAK |  | 40MUAAQ36XA3 | 10.4 | 18 | 9.1 | 10.1 | 16.9 | 8.5 | FALSE | FALSE |  | 36000 | 20400 | 2.42 | 22700 | 2.1
216620201 |  | Live | Carrier | COMFORTMAKER | Singlezone Ducted, Centrally Ducted | 216620201 |  | HRCU-A-CB | DLCURAH36AAK |  | 40MUAAQ36XA3 | 10.4 | 18 | 9.1 | 10.1 | 16.9 | 8.5 | FALSE | FALSE |  | 36000 | 20400 | 2.42 | 22700 | 2.1
216620273 |  | Live | Carrier | AIRQUEST | Singlezone Ducted, Centrally Ducted | 216620273 |  | HRCU-A-CB | DLCURAH36AAK |  | 40MUAAQ36XA3 | 10.4 | 18 | 9.1 | 10.1 | 16.9 | 8.5 | FALSE | FALSE |  | 36000 | 20400 | 2.42 | 22700 | 2.1
216620261 |  | Live | Carrier | TEMPSTAR | Singlezone Ducted, Centrally Ducted | 216620261 |  | HRCU-A-CB | DLCURAH36AAK |  | 40MUAAQ36XA3 | 10.4 | 18 | 9.1 | 10.1 | 16.9 | 8.5 | FALSE | FALSE |  | 36000 | 20400 | 2.42 | 22700 | 2.1
216620249 |  | Live | Carrier | MIDEA | Singlezone Ducted, Centrally Ducted | 216620249 |  | HRCU-A-CB | DLCURAH36AAK |  | 40MUAAQ36XA3 | 10.4 | 18 | 9.1 | 10.1 | 16.9 | 8.5 | FALSE | FALSE |  | 36000 | 20400 | 2.42 | 22700 | 2.1
216620237 |  | Live | Carrier | KEEPRITE | Singlezone Ducted, Centrally Ducted | 216620237 |  | HRCU-A-CB | DLCURAH36AAK |  | 40MUAAQ36XA3 | 10.4 | 18 | 9.1 | 10.1 | 16.9 | 8.5 | FALSE | FALSE |  | 36000 | 20400 | 2.42 | 22700 | 2.1
217622209 |  | Live | Carrier | BRYANT | Singlezone Ducted, Centrally Ducted | 217622209 |  | HRCU-A-CB | 38MURAQ36AA3 |  | DLFUAAH36XAK | 10.4 | 18 | 9.1 | 10.1 | 16.9 | 8.5 | FALSE | FALSE |  | 36000 | 20400 | 2.42 | 22700 | 2.1
217622204 |  | Live | Carrier | CARRIER | Singlezone Ducted, Centrally Ducted | 217622204 |  | HRCU-A-CB | 38MURAQ36AA3 |  | DLFUAAH36XAK | 10.4 | 18 | 9.1 | 10.1 | 16.9 | 8.5 | FALSE | FALSE |  | 36000 | 20400 | 2.42 | 22700 | 2.1
217622199 |  | Live | Carrier | AIRQUEST | Singlezone Ducted, Centrally Ducted | 217622199 |  | HRCU-A-CB | 38MURAQ36AA3 |  | DLFUAAH36XAK | 10.4 | 18 | 9.1 | 10.1 | 16.9 | 8.5 | FALSE | FALSE |  | 36000 | 20400 | 2.42 | 22700 | 2.1
217622194 |  | Live | Carrier | TEMPSTAR | Singlezone Ducted, Centrally Ducted | 217622194 |  | HRCU-A-CB | 38MURAQ36AA3 |  | DLFUAAH36XAK | 10.4 | 18 | 9.1 | 10.1 | 16.9 | 8.5 | FALSE | FALSE |  | 36000 | 20400 | 2.42 | 22700 | 2.1
217622189 |  | Live | Carrier | MIDEA | Singlezone Ducted, Centrally Ducted | 217622189 |  | HRCU-A-CB | 38MURAQ36AA3 |  | DLFUAAH36XAK | 10.4 | 18 | 9.1 | 10.1 | 16.9 | 8.5 | FALSE | FALSE |  | 36000 | 20400 | 2.42 | 22700 | 2.1
217622184 |  | Live | Carrier | KEEPRITE | Singlezone Ducted, Centrally Ducted | 217622184 |  | HRCU-A-CB | 38MURAQ36AA3 |  | DLFUAAH36XAK | 10.4 | 18 | 9.1 | 10.1 | 16.9 | 8.5 | FALSE | FALSE |  | 36000 | 20400 | 2.42 | 22700 | 2.1
217622179 |  | Live | Carrier | HEIL | Singlezone Ducted, Centrally Ducted | 217622179 |  | HRCU-A-CB | 38MURAQ36AA3 |  | DLFUAAH36XAK | 10.4 | 18 | 9.1 | 10.1 | 16.9 | 8.5 | FALSE | FALSE |  | 36000 | 20400 | 2.42 | 22700 | 2.1
217622174 |  | Live | Carrier | DAY & NIGHT | Singlezone Ducted, Centrally Ducted | 217622174 |  | HRCU-A-CB | 38MURAQ36AA3 |  | DLFUAAH36XAK | 10.4 | 18 | 9.1 | 10.1 | 16.9 | 8.5 | FALSE | FALSE |  | 36000 | 20400 | 2.42 | 22700 | 2.1
217622169 |  | Live | Carrier | COMFORTMAKER | Singlezone Ducted, Centrally Ducted | 217622169 |  | HRCU-A-CB | 38MURAQ36AA3 |  | DLFUAAH36XAK | 10.4 | 18 | 9.1 | 10.1 | 16.9 | 8.5 | FALSE | FALSE |  | 36000 | 20400 | 2.42 | 22700 | 2.1
217622164 |  | Live | Carrier | ARCOAIRE | Singlezone Ducted, Centrally Ducted | 217622164 |  | HRCU-A-CB | 38MURAQ36AA3 |  | DLFUAAH36XAK | 10.4 | 18 | 9.1 | 10.1 | 16.9 | 8.5 | FALSE | FALSE |  | 36000 | 20400 | 2.42 | 22700 | 2.1
208447880 |  | Live | Carrier | CARRIER | Singlezone Ducted, Centrally Ducted | 208447880 |  | HRCU-A-CB | 38MURAQ36AA3 |  | 40MUAAQ36XA3 | 10.4 | 18 | 9.1 | 10.1 | 16.9 | 8.5 | FALSE | FALSE | FALSE | 36000 | 20400 | 2.42 | 22700 | 2.1
208447907 |  | Live | Carrier | WEATHERMAKER | Singlezone Ducted, Centrally Ducted | 208447907 |  | HRCU-A-CB | 38MURAQ36AA3 |  | 40MUAAQ36XA3 | 10.4 | 18 | 9.1 | 10.1 | 16.9 | 8.5 | FALSE | FALSE | FALSE | 36000 | 20400 | 2.42 | 22700 | 2.1
208447889 |  | Live | Carrier | BRYANT | Singlezone Ducted, Centrally Ducted | 208447889 |  | HRCU-A-CB | 38MURAQ36AA3 |  | 40MUAAQ36XA3 | 10.4 | 18 | 9.1 | 10.1 | 16.9 | 8.5 | FALSE | FALSE | FALSE | 36000 | 20400 | 2.42 | 22700 | 2.1
208447898 |  | Live | Carrier | PAYNE | Singlezone Ducted, Centrally Ducted | 208447898 |  | HRCU-A-CB | 38MURAQ36AA3 |  | 40MUAAQ36XA3 | 10.4 | 18 | 9.1 | 10.1 | 16.9 | 8.5 | FALSE | FALSE | FALSE | 36000 | 20400 | 2.42 | 22700 | 2.1
208447916 |  | Live | Carrier | MIDEA | Singlezone Ducted, Centrally Ducted | 208447916 |  | HRCU-A-CB | 38MURAQ36AA3 |  | 40MUAAQ36XA3 | 10.4 | 18 | 9.1 | 10.1 | 16.9 | 8.5 | FALSE | FALSE | FALSE | 36000 | 20400 | 2.42 | 22700 | 2.1
209852042 |  | Live | Carrier | ARCOAIRE | Singlezone Ducted, Centrally Ducted | 209852042 |  | HRCU-A-CB | DLCURAH36AAK |  | DLFUAAH36XAK | 10.4 | 18 | 9.1 | 10.1 | 16.9 | 8.5 | FALSE | FALSE | FALSE | 36000 | 20400 | 2.42 | 22700 | 2.1
209852097 |  | Live | Carrier | KENMORE | Singlezone Ducted, Centrally Ducted | 209852097 |  | HRCU-A-CB | DLCURAH36AAK |  | DLFUAAH36XAK | 10.4 | 18 | 9.1 | 10.1 | 16.9 | 8.5 | FALSE | FALSE |  | 36000 | 20400 | 2.42 | 22700 | 2.1
209852108 |  | Live | Carrier | MIDEA | Singlezone Ducted, Centrally Ducted | 209852108 |  | HRCU-A-CB | DLCURAH36AAK |  | DLFUAAH36XAK | 10.4 | 18 | 9.1 | 10.1 | 16.9 | 8.5 | FALSE | FALSE | FALSE | 36000 | 20400 | 2.42 | 22700 | 2.1
209852130 |  | Live | Carrier | SMART COMFORT | Singlezone Ducted, Centrally Ducted | 209852130 |  | HRCU-A-CB | DLCURAH36AAK |  | DLFUAAH36XAK | 10.4 | 18 | 9.1 | 10.1 | 16.9 | 8.5 | FALSE | FALSE | FALSE | 36000 | 20400 | 2.42 | 22700 | 2.1
209852119 |  | Live | Carrier | TEMPSTAR | Singlezone Ducted, Centrally Ducted | 209852119 |  | HRCU-A-CB | DLCURAH36AAK |  | DLFUAAH36XAK | 10.4 | 18 | 9.1 | 10.1 | 16.9 | 8.5 | FALSE | FALSE | FALSE | 36000 | 20400 | 2.42 | 22700 | 2.1
209852075 |  | Live | Carrier | HEIL | Singlezone Ducted, Centrally Ducted | 209852075 |  | HRCU-A-CB | DLCURAH36AAK |  | DLFUAAH36XAK | 10.4 | 18 | 9.1 | 10.1 | 16.9 | 8.5 | FALSE | FALSE | FALSE | 36000 | 20400 | 2.42 | 22700 | 2.1
209852086 |  | Live | Carrier | KEEPRITE | Singlezone Ducted, Centrally Ducted | 209852086 |  | HRCU-A-CB | DLCURAH36AAK |  | DLFUAAH36XAK | 10.4 | 18 | 9.1 | 10.1 | 16.9 | 8.5 | FALSE | FALSE | FALSE | 36000 | 20400 | 2.42 | 22700 | 2.1
209852053 |  | Live | Carrier | COMFORTMAKER | Singlezone Ducted, Centrally Ducted | 209852053 |  | HRCU-A-CB | DLCURAH36AAK |  | DLFUAAH36XAK | 10.4 | 18 | 9.1 | 10.1 | 16.9 | 8.5 | FALSE | FALSE | FALSE | 36000 | 20400 | 2.42 | 22700 | 2.1
209852064 |  | Live | Carrier | DAY & NIGHT | Singlezone Ducted, Centrally Ducted | 209852064 |  | HRCU-A-CB | DLCURAH36AAK |  | DLFUAAH36XAK | 10.4 | 18 | 9.1 | 10.1 | 16.9 | 8.5 | FALSE | FALSE | FALSE | 36000 | 20400 | 2.42 | 22700 | 2.1
209862131 |  | Live | Carrier | GRANDAIRE | Singlezone Ducted, Centrally Ducted | 209862131 |  | HRCU-A-CB | WDLCURAH36AAK |  | WDLFUAAH36XAK | 10.4 | 18 | 9.1 | 10.1 | 16.9 | 8.5 | FALSE | FALSE |  | 36000 | 20400 | 2.42 | 22700 | 2.1
209852141 |  | Live | Carrier | AIRQUEST | Singlezone Ducted, Centrally Ducted | 209852141 |  | HRCU-A-CB | DLCURAH36AAK |  | DLFUAAH36XAK | 10.4 | 18 | 9.1 | 10.1 | 16.9 | 8.5 | FALSE | FALSE | FALSE | 36000 | 20400 | 2.42 | 22700 | 2.1
211756648 |  | Live | Carrier | LPS LEGACY | Singlezone Ducted, Centrally Ducted | 211756648 |  | HRCU-A-CB | DLCURAH36AAK |  | DLFUAAH36XAK | 10.4 | 18 | 9.1 | 10.1 | 16.9 | 8.5 | FALSE | FALSE |  | 36000 | 20400 | 2.42 | 22700 | 2.1
216620173 |  | Live | Carrier | BRYANT | Singlezone Ducted, Centrally Ducted | 216620173 |  | HRCU-A-CB | DLCURAH24AAK |  | 40MUAAQ24XA3 | 11.3 | 19.4 | 11.3 | 10.5 | 17 | 9.2 | FALSE | TRUE |  | 24000 | 21000 | 2.8 | 22000 | 2.8
216620161 |  | Live | Carrier | CARRIER | Singlezone Ducted, Centrally Ducted | 216620161 |  | HRCU-A-CB | DLCURAH24AAK |  | 40MUAAQ24XA3 | 11.3 | 19.4 | 11.3 | 10.5 | 17 | 9.2 | FALSE | TRUE |  | 24000 | 21000 | 2.8 | 22000 | 2.8
216620185 |  | Live | Carrier | ARCOAIRE | Singlezone Ducted, Centrally Ducted | 216620185 |  | HRCU-A-CB | DLCURAH24AAK |  | 40MUAAQ24XA3 | 11.3 | 19.4 | 11.3 | 10.5 | 17 | 9.2 | FALSE | TRUE |  | 24000 | 21000 | 2.8 | 22000 | 2.8
216620221 |  | Live | Carrier | HEIL | Singlezone Ducted, Centrally Ducted | 216620221 |  | HRCU-A-CB | DLCURAH24AAK |  | 40MUAAQ24XA3 | 11.3 | 19.4 | 11.3 | 10.5 | 17 | 9.2 | FALSE | TRUE |  | 24000 | 21000 | 2.8 | 22000 | 2.8
216620197 |  | Live | Carrier | COMFORTMAKER | Singlezone Ducted, Centrally Ducted | 216620197 |  | HRCU-A-CB | DLCURAH24AAK |  | 40MUAAQ24XA3 | 11.3 | 19.4 | 11.3 | 10.5 | 17 | 9.2 | FALSE | TRUE |  | 24000 | 21000 | 2.8 | 22000 | 2.8
216620209 |  | Live | Carrier | DAY & NIGHT | Singlezone Ducted, Centrally Ducted | 216620209 |  | HRCU-A-CB | DLCURAH24AAK |  | 40MUAAQ24XA3 | 11.3 | 19.4 | 11.3 | 10.5 | 17 | 9.2 | FALSE | TRUE |  | 24000 | 21000 | 2.8 | 22000 | 2.8
216620269 |  | Live | Carrier | AIRQUEST | Singlezone Ducted, Centrally Ducted | 216620269 |  | HRCU-A-CB | DLCURAH24AAK |  | 40MUAAQ24XA3 | 11.3 | 19.4 | 11.3 | 10.5 | 17 | 9.2 | FALSE | TRUE |  | 24000 | 21000 | 2.8 | 22000 | 2.8
216620257 |  | Live | Carrier | TEMPSTAR | Singlezone Ducted, Centrally Ducted | 216620257 |  | HRCU-A-CB | DLCURAH24AAK |  | 40MUAAQ24XA3 | 11.3 | 19.4 | 11.3 | 10.5 | 17 | 9.2 | FALSE | TRUE |  | 24000 | 21000 | 2.8 | 22000 | 2.8
216620245 |  | Live | Carrier | MIDEA | Singlezone Ducted, Centrally Ducted | 216620245 |  | HRCU-A-CB | DLCURAH24AAK |  | 40MUAAQ24XA3 | 11.3 | 19.4 | 11.3 | 10.5 | 17 | 9.2 | FALSE | TRUE |  | 24000 | 21000 | 2.8 | 22000 | 2.8
216620233 |  | Live | Carrier | KEEPRITE | Singlezone Ducted, Centrally Ducted | 216620233 |  | HRCU-A-CB | DLCURAH24AAK |  | 40MUAAQ24XA3 | 11.3 | 19.4 | 11.3 | 10.5 | 17 | 9.2 | FALSE | TRUE |  | 24000 | 21000 | 2.8 | 22000 | 2.8
217622248 |  | Live | Carrier | MIDEA | Singlezone Ducted, Centrally Ducted | 217622248 |  | HRCU-A-CB | 38MURAQ24AA3 |  | DLFUAAH24XAK | 11.3 | 19.4 | 11.3 | 10.5 | 17 | 9.2 | FALSE | TRUE |  | 24000 | 21000 | 2.8 | 22000 | 2.8
217622255 |  | Live | Carrier | TEMPSTAR | Singlezone Ducted, Centrally Ducted | 217622255 |  | HRCU-A-CB | 38MURAQ24AA3 |  | DLFUAAH24XAK | 11.3 | 19.4 | 11.3 | 10.5 | 17 | 9.2 | FALSE | TRUE |  | 24000 | 21000 | 2.8 | 22000 | 2.8
217622262 |  | Live | Carrier | AIRQUEST | Singlezone Ducted, Centrally Ducted | 217622262 |  | HRCU-A-CB | 38MURAQ24AA3 |  | DLFUAAH24XAK | 11.3 | 19.4 | 11.3 | 10.5 | 17 | 9.2 | FALSE | TRUE |  | 24000 | 21000 | 2.8 | 22000 | 2.8
217622269 |  | Live | Carrier | CARRIER | Singlezone Ducted, Centrally Ducted | 217622269 |  | HRCU-A-CB | 38MURAQ24AA3 |  | DLFUAAH24XAK | 11.3 | 19.4 | 11.3 | 10.5 | 17 | 9.2 | FALSE | TRUE |  | 24000 | 21000 | 2.8 | 22000 | 2.8
217622276 |  | Live | Carrier | BRYANT | Singlezone Ducted, Centrally Ducted | 217622276 |  | HRCU-A-CB | 38MURAQ24AA3 |  | DLFUAAH24XAK | 11.3 | 19.4 | 11.3 | 10.5 | 17 | 9.2 | FALSE | TRUE |  | 24000 | 21000 | 2.8 | 22000 | 2.8
217622234 |  | Live | Carrier | HEIL | Singlezone Ducted, Centrally Ducted | 217622234 |  | HRCU-A-CB | 38MURAQ24AA3 |  | DLFUAAH24XAK | 11.3 | 19.4 | 11.3 | 10.5 | 17 | 9.2 | FALSE | TRUE |  | 24000 | 21000 | 2.8 | 22000 | 2.8
217622241 |  | Live | Carrier | KEEPRITE | Singlezone Ducted, Centrally Ducted | 217622241 |  | HRCU-A-CB | 38MURAQ24AA3 |  | DLFUAAH24XAK | 11.3 | 19.4 | 11.3 | 10.5 | 17 | 9.2 | FALSE | TRUE |  | 24000 | 21000 | 2.8 | 22000 | 2.8
217622220 |  | Live | Carrier | COMFORTMAKER | Singlezone Ducted, Centrally Ducted | 217622220 |  | HRCU-A-CB | 38MURAQ24AA3 |  | DLFUAAH24XAK | 11.3 | 19.4 | 11.3 | 10.5 | 17 | 9.2 | FALSE | TRUE |  | 24000 | 21000 | 2.8 | 22000 | 2.8
217622227 |  | Live | Carrier | DAY & NIGHT | Singlezone Ducted, Centrally Ducted | 217622227 |  | HRCU-A-CB | 38MURAQ24AA3 |  | DLFUAAH24XAK | 11.3 | 19.4 | 11.3 | 10.5 | 17 | 9.2 | FALSE | TRUE |  | 24000 | 21000 | 2.8 | 22000 | 2.8
217622213 |  | Live | Carrier | ARCOAIRE | Singlezone Ducted, Centrally Ducted | 217622213 |  | HRCU-A-CB | 38MURAQ24AA3 |  | DLFUAAH24XAK | 11.3 | 19.4 | 11.3 | 10.5 | 17 | 9.2 | FALSE | TRUE |  | 24000 | 21000 | 2.8 | 22000 | 2.8
208447899 |  | Live | Carrier | PAYNE | Singlezone Ducted, Centrally Ducted | 208447899 |  | HRCU-A-CB | 38MURAQ24AA3 |  | 40MUAAQ24XA3 | 11.3 | 19.4 | 11.3 | 10.5 | 17 | 9.2 | FALSE | TRUE | TRUE | 24000 | 21000 | 2.8 | 22000 | 2.8
208447890 |  | Live | Carrier | BRYANT | Singlezone Ducted, Centrally Ducted | 208447890 |  | HRCU-A-CB | 38MURAQ24AA3 |  | 40MUAAQ24XA3 | 11.3 | 19.4 | 11.3 | 10.5 | 17 | 9.2 | FALSE | TRUE | TRUE | 24000 | 21000 | 2.8 | 22000 | 2.8
208447908 |  | Live | Carrier | WEATHERMAKER | Singlezone Ducted, Centrally Ducted | 208447908 |  | HRCU-A-CB | 38MURAQ24AA3 |  | 40MUAAQ24XA3 | 11.3 | 19.4 | 11.3 | 10.5 | 17 | 9.2 | FALSE | TRUE | TRUE | 24000 | 21000 | 2.8 | 22000 | 2.8
208447881 |  | Live | Carrier | CARRIER | Singlezone Ducted, Centrally Ducted | 208447881 |  | HRCU-A-CB | 38MURAQ24AA3 |  | 40MUAAQ24XA3 | 11.3 | 19.4 | 11.3 | 10.5 | 17 | 9.2 | FALSE | TRUE | TRUE | 24000 | 21000 | 2.8 | 22000 | 2.8
208447917 |  | Live | Carrier | MIDEA | Singlezone Ducted, Centrally Ducted | 208447917 |  | HRCU-A-CB | 38MURAQ24AA3 |  | 40MUAAQ24XA3 | 11.3 | 19.4 | 11.3 | 10.5 | 17 | 9.2 | FALSE | TRUE | TRUE | 24000 | 21000 | 2.8 | 22000 | 2.8
209852045 |  | Live | Carrier | COMFORTMAKER | Singlezone Ducted, Centrally Ducted | 209852045 |  | HRCU-A-CB | DLCURAH24AAK |  | DLFUAAH24XAK | 11.3 | 19.4 | 11.3 | 10.5 | 17 | 9.2 | FALSE | TRUE | TRUE | 24000 | 21000 | 2.8 | 22000 | 2.8
209852034 |  | Live | Carrier | ARCOAIRE | Singlezone Ducted, Centrally Ducted | 209852034 |  | HRCU-A-CB | DLCURAH24AAK |  | DLFUAAH24XAK | 11.3 | 19.4 | 11.3 | 10.5 | 17 | 9.2 | FALSE | TRUE | TRUE | 24000 | 21000 | 2.8 | 22000 | 2.8
209852089 |  | Live | Carrier | KENMORE | Singlezone Ducted, Centrally Ducted | 209852089 |  | HRCU-A-CB | DLCURAH24AAK |  | DLFUAAH24XAK | 11.3 | 19.4 | 11.3 | 10.5 | 17 | 9.2 | FALSE | TRUE |  | 24000 | 21000 | 2.8 | 22000 | 2.8
209852100 |  | Live | Carrier | MIDEA | Singlezone Ducted, Centrally Ducted | 209852100 |  | HRCU-A-CB | DLCURAH24AAK |  | DLFUAAH24XAK | 11.3 | 19.4 | 11.3 | 10.5 | 17 | 9.2 | FALSE | TRUE | TRUE | 24000 | 21000 | 2.8 | 22000 | 2.8
209852122 |  | Live | Carrier | SMART COMFORT | Singlezone Ducted, Centrally Ducted | 209852122 |  | HRCU-A-CB | DLCURAH24AAK |  | DLFUAAH24XAK | 11.3 | 19.4 | 11.3 | 10.5 | 17 | 9.2 | FALSE | TRUE | TRUE | 24000 | 21000 | 2.8 | 22000 | 2.8
209852111 |  | Live | Carrier | TEMPSTAR | Singlezone Ducted, Centrally Ducted | 209852111 |  | HRCU-A-CB | DLCURAH24AAK |  | DLFUAAH24XAK | 11.3 | 19.4 | 11.3 | 10.5 | 17 | 9.2 | FALSE | TRUE | TRUE | 24000 | 21000 | 2.8 | 22000 | 2.8
209852078 |  | Live | Carrier | KEEPRITE | Singlezone Ducted, Centrally Ducted | 209852078 |  | HRCU-A-CB | DLCURAH24AAK |  | DLFUAAH24XAK | 11.3 | 19.4 | 11.3 | 10.5 | 17 | 9.2 | FALSE | TRUE | TRUE | 24000 | 21000 | 2.8 | 22000 | 2.8
209852056 |  | Live | Carrier | DAY & NIGHT | Singlezone Ducted, Centrally Ducted | 209852056 |  | HRCU-A-CB | DLCURAH24AAK |  | DLFUAAH24XAK | 11.3 | 19.4 | 11.3 | 10.5 | 17 | 9.2 | FALSE | TRUE | TRUE | 24000 | 21000 | 2.8 | 22000 | 2.8
209852067 |  | Live | Carrier | HEIL | Singlezone Ducted, Centrally Ducted | 209852067 |  | HRCU-A-CB | DLCURAH24AAK |  | DLFUAAH24XAK | 11.3 | 19.4 | 11.3 | 10.5 | 17 | 9.2 | FALSE | TRUE | TRUE | 24000 | 21000 | 2.8 | 22000 | 2.8
211756640 |  | Live | Carrier | LPS LEGACY | Singlezone Ducted, Centrally Ducted | 211756640 |  | HRCU-A-CB | DLCURAH24AAK |  | DLFUAAH24XAK | 11.3 | 19.4 | 11.3 | 10.5 | 17 | 9.2 | FALSE | TRUE |  | 24000 | 21000 | 2.8 | 22000 | 2.8
209862132 |  | Live | Carrier | GRANDAIRE | Singlezone Ducted, Centrally Ducted | 209862132 |  | HRCU-A-CB | WDLCURAH24AAK |  | WDLFUAAH24XAK | 11.3 | 19.4 | 11.3 | 10.5 | 17 | 9.2 | FALSE | TRUE |  | 24000 | 21000 | 2.8 | 22000 | 2.8
209852133 |  | Live | Carrier | AIRQUEST | Singlezone Ducted, Centrally Ducted | 209852133 |  | HRCU-A-CB | DLCURAH24AAK |  | DLFUAAH24XAK | 11.3 | 19.4 | 11.3 | 10.5 | 17 | 9.2 | FALSE | TRUE | TRUE | 24000 | 21000 | 2.8 | 22000 | 2.8
216620159 |  | Live | Carrier | CARRIER | Singlezone Ducted, Centrally Ducted | 216620159 |  | HRCU-A-CB | DLCURAH18AAK |  | 40MUAAQ18XA3 | 11.1 | 19 | 10.8 | 10.9 | 17 | 8.8 | FALSE | FALSE |  | 18000 | 12000 | 2.71 | 12000 | 2.71
211756646 |  | Live | Carrier | LPS LEGACY | Singlezone Ducted, Centrally Ducted | 211756646 |  | HRCU-A-CB | DLCURAH18AAK |  | DLFUAAH18XAK | 11.1 | 19 | 10.8 | 10.9 | 17 | 8.8 | FALSE | FALSE |  | 18000 | 12000 | 2.71 | 12000 | 2.71
209911731 |  | Live | Carrier | MIDEA | Singlezone Ducted, Centrally Ducted | 209911731 |  | HRCU-A-CB | 38MURAQ18AA3 |  | 40MUAAQ18XA3 | 11.1 | 19 | 10.8 | 10.9 | 17 | 8.8 | FALSE | FALSE | TRUE | 18000 | 12000 | 2.71 | 12000 | 2.71
209911730 |  | Live | Carrier | WEATHERMAKER | Singlezone Ducted, Centrally Ducted | 209911730 |  | HRCU-A-CB | 38MURAQ18AA3 |  | 40MUAAQ18XA3 | 11.1 | 19 | 10.8 | 10.9 | 17 | 8.8 | FALSE | FALSE | TRUE | 18000 | 12000 | 2.71 | 12000 | 2.71
209911729 |  | Live | Carrier | PAYNE | Singlezone Ducted, Centrally Ducted | 209911729 |  | HRCU-A-CB | 38MURAQ18AA3 |  | 40MUAAQ18XA3 | 11.1 | 19 | 10.8 | 10.9 | 17 | 8.8 | FALSE | FALSE | TRUE | 18000 | 12000 | 2.71 | 12000 | 2.71
209911728 |  | Live | Carrier | BRYANT | Singlezone Ducted, Centrally Ducted | 209911728 |  | HRCU-A-CB | 38MURAQ18AA3 |  | 40MUAAQ18XA3 | 11.1 | 19 | 10.8 | 10.9 | 17 | 8.8 | FALSE | FALSE | TRUE | 18000 | 12000 | 2.71 | 12000 | 2.71
209911727 |  | Live | Carrier | CARRIER | Singlezone Ducted, Centrally Ducted | 209911727 |  | HRCU-A-CB | 38MURAQ18AA3 |  | 40MUAAQ18XA3 | 11.1 | 19 | 10.8 | 10.9 | 17 | 8.8 | FALSE | FALSE | TRUE | 18000 | 12000 | 2.71 | 12000 | 2.71
209852139 |  | Live | Carrier | AIRQUEST | Singlezone Ducted, Centrally Ducted | 209852139 |  | HRCU-A-CB | DLCURAH18AAK |  | DLFUAAH18XAK | 11.1 | 19 | 10.8 | 10.9 | 17 | 8.8 | FALSE | FALSE | TRUE | 18000 | 12000 | 2.71 | 12000 | 2.71
209862127 |  | Live | Carrier | GRANDAIRE | Singlezone Ducted, Centrally Ducted | 209862127 |  | HRCU-A-CB | WDLCURAH18AAK |  | WDLFUAAH18XAK | 11.1 | 19 | 10.8 | 10.9 | 17 | 8.8 | FALSE | FALSE |  | 18000 | 12000 | 2.71 | 12000 | 2.71
209852062 |  | Live | Carrier | DAY & NIGHT | Singlezone Ducted, Centrally Ducted | 209852062 |  | HRCU-A-CB | DLCURAH18AAK |  | DLFUAAH18XAK | 11.1 | 19 | 10.8 | 10.9 | 17 | 8.8 | FALSE | FALSE | TRUE | 18000 | 12000 | 2.71 | 12000 | 2.71
209852051 |  | Live | Carrier | COMFORTMAKER | Singlezone Ducted, Centrally Ducted | 209852051 |  | HRCU-A-CB | DLCURAH18AAK |  | DLFUAAH18XAK | 11.1 | 19 | 10.8 | 10.9 | 17 | 8.8 | FALSE | FALSE | TRUE | 18000 | 12000 | 2.71 | 12000 | 2.71
209852084 |  | Live | Carrier | KEEPRITE | Singlezone Ducted, Centrally Ducted | 209852084 |  | HRCU-A-CB | DLCURAH18AAK |  | DLFUAAH18XAK | 11.1 | 19 | 10.8 | 10.9 | 17 | 8.8 | FALSE | FALSE | TRUE | 18000 | 12000 | 2.71 | 12000 | 2.71
209852073 |  | Live | Carrier | HEIL | Singlezone Ducted, Centrally Ducted | 209852073 |  | HRCU-A-CB | DLCURAH18AAK |  | DLFUAAH18XAK | 11.1 | 19 | 10.8 | 10.9 | 17 | 8.8 | FALSE | FALSE | TRUE | 18000 | 12000 | 2.71 | 12000 | 2.71
209852117 |  | Live | Carrier | TEMPSTAR | Singlezone Ducted, Centrally Ducted | 209852117 |  | HRCU-A-CB | DLCURAH18AAK |  | DLFUAAH18XAK | 11.1 | 19 | 10.8 | 10.9 | 17 | 8.8 | FALSE | FALSE | TRUE | 18000 | 12000 | 2.71 | 12000 | 2.71
209852128 |  | Live | Carrier | SMART COMFORT | Singlezone Ducted, Centrally Ducted | 209852128 |  | HRCU-A-CB | DLCURAH18AAK |  | DLFUAAH18XAK | 11.1 | 19 | 10.8 | 10.9 | 17 | 8.8 | FALSE | FALSE | TRUE | 18000 | 12000 | 2.71 | 12000 | 2.71
209852106 |  | Live | Carrier | MIDEA | Singlezone Ducted, Centrally Ducted | 209852106 |  | HRCU-A-CB | DLCURAH18AAK |  | DLFUAAH18XAK | 11.1 | 19 | 10.8 | 10.9 | 17 | 8.8 | FALSE | FALSE | TRUE | 18000 | 12000 | 2.71 | 12000 | 2.71
209852095 |  | Live | Carrier | KENMORE | Singlezone Ducted, Centrally Ducted | 209852095 |  | HRCU-A-CB | DLCURAH18AAK |  | DLFUAAH18XAK | 11.1 | 19 | 10.8 | 10.9 | 17 | 8.8 | FALSE | FALSE |  | 18000 | 12000 | 2.71 | 12000 | 2.71
209852040 |  | Live | Carrier | ARCOAIRE | Singlezone Ducted, Centrally Ducted | 209852040 |  | HRCU-A-CB | DLCURAH18AAK |  | DLFUAAH18XAK | 11.1 | 19 | 10.8 | 10.9 | 17 | 8.8 | FALSE | FALSE | TRUE | 18000 | 12000 | 2.71 | 12000 | 2.71
216620267 |  | Live | Carrier | AIRQUEST | Singlezone Ducted, Centrally Ducted | 216620267 |  | HRCU-A-CB | DLCURAH18AAK |  | 40MUAAQ18XA3 | 11.1 | 19 | 10.8 | 10.9 | 17 | 8.8 | FALSE | FALSE |  | 18000 | 12000 | 2.71 | 12000 | 2.71
217622207 |  | Live | Carrier | BRYANT | Singlezone Ducted, Centrally Ducted | 217622207 |  | HRCU-A-CB | 38MURAQ18AA3 |  | DLFUAAH18XAK | 11.1 | 19 | 10.8 | 10.9 | 17 | 8.8 | FALSE | FALSE |  | 18000 | 12000 | 2.71 | 12000 | 2.71
217622202 |  | Live | Carrier | CARRIER | Singlezone Ducted, Centrally Ducted | 217622202 |  | HRCU-A-CB | 38MURAQ18AA3 |  | DLFUAAH18XAK | 11.1 | 19 | 10.8 | 10.9 | 17 | 8.8 | FALSE | FALSE |  | 18000 | 12000 | 2.71 | 12000 | 2.71
217622197 |  | Live | Carrier | AIRQUEST | Singlezone Ducted, Centrally Ducted | 217622197 |  | HRCU-A-CB | 38MURAQ18AA3 |  | DLFUAAH18XAK | 11.1 | 19 | 10.8 | 10.9 | 17 | 8.8 | FALSE | FALSE |  | 18000 | 12000 | 2.71 | 12000 | 2.71
217622192 |  | Live | Carrier | TEMPSTAR | Singlezone Ducted, Centrally Ducted | 217622192 |  | HRCU-A-CB | 38MURAQ18AA3 |  | DLFUAAH18XAK | 11.1 | 19 | 10.8 | 10.9 | 17 | 8.8 | FALSE | FALSE |  | 18000 | 12000 | 2.71 | 12000 | 2.71
217622187 |  | Live | Carrier | MIDEA | Singlezone Ducted, Centrally Ducted | 217622187 |  | HRCU-A-CB | 38MURAQ18AA3 |  | DLFUAAH18XAK | 11.1 | 19 | 10.8 | 10.9 | 17 | 8.8 | FALSE | FALSE |  | 18000 | 12000 | 2.71 | 12000 | 2.71
217622182 |  | Live | Carrier | KEEPRITE | Singlezone Ducted, Centrally Ducted | 217622182 |  | HRCU-A-CB | 38MURAQ18AA3 |  | DLFUAAH18XAK | 11.1 | 19 | 10.8 | 10.9 | 17 | 8.8 | FALSE | FALSE |  | 18000 | 12000 | 2.71 | 12000 | 2.71
217622177 |  | Live | Carrier | HEIL | Singlezone Ducted, Centrally Ducted | 217622177 |  | HRCU-A-CB | 38MURAQ18AA3 |  | DLFUAAH18XAK | 11.1 | 19 | 10.8 | 10.9 | 17 | 8.8 | FALSE | FALSE |  | 18000 | 12000 | 2.71 | 12000 | 2.71
217622172 |  | Live | Carrier | DAY & NIGHT | Singlezone Ducted, Centrally Ducted | 217622172 |  | HRCU-A-CB | 38MURAQ18AA3 |  | DLFUAAH18XAK | 11.1 | 19 | 10.8 | 10.9 | 17 | 8.8 | FALSE | FALSE |  | 18000 | 12000 | 2.71 | 12000 | 2.71
217622167 |  | Live | Carrier | COMFORTMAKER | Singlezone Ducted, Centrally Ducted | 217622167 |  | HRCU-A-CB | 38MURAQ18AA3 |  | DLFUAAH18XAK | 11.1 | 19 | 10.8 | 10.9 | 17 | 8.8 | FALSE | FALSE |  | 18000 | 12000 | 2.71 | 12000 | 2.71
217622162 |  | Live | Carrier | ARCOAIRE | Singlezone Ducted, Centrally Ducted | 217622162 |  | HRCU-A-CB | 38MURAQ18AA3 |  | DLFUAAH18XAK | 11.1 | 19 | 10.8 | 10.9 | 17 | 8.8 | FALSE | FALSE |  | 18000 | 12000 | 2.71 | 12000 | 2.71
216620231 |  | Live | Carrier | KEEPRITE | Singlezone Ducted, Centrally Ducted | 216620231 |  | HRCU-A-CB | DLCURAH18AAK |  | 40MUAAQ18XA3 | 11.1 | 19 | 10.8 | 10.9 | 17 | 8.8 | FALSE | FALSE |  | 18000 | 12000 | 2.71 | 12000 | 2.71
216620219 |  | Live | Carrier | HEIL | Singlezone Ducted, Centrally Ducted | 216620219 |  | HRCU-A-CB | DLCURAH18AAK |  | 40MUAAQ18XA3 | 11.1 | 19 | 10.8 | 10.9 | 17 | 8.8 | FALSE | FALSE |  | 18000 | 12000 | 2.71 | 12000 | 2.71
216620255 |  | Live | Carrier | TEMPSTAR | Singlezone Ducted, Centrally Ducted | 216620255 |  | HRCU-A-CB | DLCURAH18AAK |  | 40MUAAQ18XA3 | 11.1 | 19 | 10.8 | 10.9 | 17 | 8.8 | FALSE | FALSE |  | 18000 | 12000 | 2.71 | 12000 | 2.71
216620243 |  | Live | Carrier | MIDEA | Singlezone Ducted, Centrally Ducted | 216620243 |  | HRCU-A-CB | DLCURAH18AAK |  | 40MUAAQ18XA3 | 11.1 | 19 | 10.8 | 10.9 | 17 | 8.8 | FALSE | FALSE |  | 18000 | 12000 | 2.71 | 12000 | 2.71
216620207 |  | Live | Carrier | DAY & NIGHT | Singlezone Ducted, Centrally Ducted | 216620207 |  | HRCU-A-CB | DLCURAH18AAK |  | 40MUAAQ18XA3 | 11.1 | 19 | 10.8 | 10.9 | 17 | 8.8 | FALSE | FALSE |  | 18000 | 12000 | 2.71 | 12000 | 2.71
216620195 |  | Live | Carrier | COMFORTMAKER | Singlezone Ducted, Centrally Ducted | 216620195 |  | HRCU-A-CB | DLCURAH18AAK |  | 40MUAAQ18XA3 | 11.1 | 19 | 10.8 | 10.9 | 17 | 8.8 | FALSE | FALSE |  | 18000 | 12000 | 2.71 | 12000 | 2.71
216620183 |  | Live | Carrier | ARCOAIRE | Singlezone Ducted, Centrally Ducted | 216620183 |  | HRCU-A-CB | DLCURAH18AAK |  | 40MUAAQ18XA3 | 11.1 | 19 | 10.8 | 10.9 | 17 | 8.8 | FALSE | FALSE |  | 18000 | 12000 | 2.71 | 12000 | 2.71
216620171 |  | Live | Carrier | BRYANT | Singlezone Ducted, Centrally Ducted | 216620171 |  | HRCU-A-CB | DLCURAH18AAK |  | 40MUAAQ18XA3 | 11.1 | 19 | 10.8 | 10.9 | 17 | 8.8 | FALSE | FALSE |  | 18000 | 12000 | 2.71 | 12000 | 2.71
207826659 |  | Live | Carrier | CARRIER | Singlezone Ducted, Centrally Ducted | 207826659 |  | HRCU-A-CB | 38MARBQ18AA3 |  | 40MBABQ18XB3 | 12.5 | 20 | 10.8 | 11.7 | 17.6 | 9.6 | TRUE | TRUE | TRUE | 18000 | 15400 | 2.7 | 18200 | 2.14
207826679 |  | Live | Carrier | MIDEA | Singlezone Ducted, Centrally Ducted | 207826679 |  | HRCU-A-CB | 38MARBQ18AA3 |  | 40MBABQ18XB3 | 12.5 | 20 | 10.8 | 11.7 | 17.6 | 9.6 | TRUE | TRUE | TRUE | 18000 | 15400 | 2.7 | 18200 | 2.14
207826674 |  | Live | Carrier | WEATHERMAKER | Singlezone Ducted, Centrally Ducted | 207826674 |  | HRCU-A-CB | 38MARBQ18AA3 |  | 40MBABQ18XB3 | 12.5 | 20 | 10.8 | 11.7 | 17.6 | 9.6 | TRUE | TRUE | TRUE | 18000 | 15400 | 2.7 | 18200 | 2.14
207826669 |  | Live | Carrier | PAYNE | Singlezone Ducted, Centrally Ducted | 207826669 |  | HRCU-A-CB | 38MARBQ18AA3 |  | 40MBABQ18XB3 | 12.5 | 20 | 10.8 | 11.7 | 17.6 | 9.6 | TRUE | TRUE | TRUE | 18000 | 15400 | 2.7 | 18200 | 2.14
207826664 |  | Live | Carrier | BRYANT | Singlezone Ducted, Centrally Ducted | 207826664 |  | HRCU-A-CB | 38MARBQ18AA3 |  | 40MBABQ18XB3 | 12.5 | 20 | 10.8 | 11.7 | 17.6 | 9.6 | TRUE | TRUE | TRUE | 18000 | 15400 | 2.7 | 18200 | 2.14
207826595 |  | Live | Carrier | ARCOAIRE | Singlezone Ducted, Centrally Ducted | 207826595 |  | HRCU-A-CB | DLCSRBH18AAK |  | DLFSABH18XBK | 12.5 | 20 | 10.8 | 11.7 | 17.6 | 9.6 | TRUE | TRUE | TRUE | 18000 | 15400 | 2.7 | 18200 | 2.14
207826597 |  | Live | Carrier | COMFORTMAKER | Singlezone Ducted, Centrally Ducted | 207826597 |  | HRCU-A-CB | DLCSRBH18AAK |  | DLFSABH18XBK | 12.5 | 20 | 10.8 | 11.7 | 17.6 | 9.6 | TRUE | TRUE | TRUE | 18000 | 15400 | 2.7 | 18200 | 2.14
207826599 |  | Live | Carrier | DAY & NIGHT | Singlezone Ducted, Centrally Ducted | 207826599 |  | HRCU-A-CB | DLCSRBH18AAK |  | DLFSABH18XBK | 12.5 | 20 | 10.8 | 11.7 | 17.6 | 9.6 | TRUE | TRUE | TRUE | 18000 | 15400 | 2.7 | 18200 | 2.14
207826601 |  | Live | Carrier | HEIL | Singlezone Ducted, Centrally Ducted | 207826601 |  | HRCU-A-CB | DLCSRBH18AAK |  | DLFSABH18XBK | 12.5 | 20 | 10.8 | 11.7 | 17.6 | 9.6 | TRUE | TRUE | TRUE | 18000 | 15400 | 2.7 | 18200 | 2.14
207826603 |  | Live | Carrier | KEEPRITE | Singlezone Ducted, Centrally Ducted | 207826603 |  | HRCU-A-CB | DLCSRBH18AAK |  | DLFSABH18XBK | 12.5 | 20 | 10.8 | 11.7 | 17.6 | 9.6 | TRUE | TRUE | TRUE | 18000 | 15400 | 2.7 | 18200 | 2.14
207826605 |  | Live | Carrier | KENMORE | Singlezone Ducted, Centrally Ducted | 207826605 |  | HRCU-A-CB | DLCSRBH18AAK |  | DLFSABH18XBK | 12.5 | 20 | 10.8 | 11.7 | 17.6 | 9.6 | TRUE | TRUE | TRUE | 18000 | 15400 | 2.7 | 18200 | 2.14
207826607 |  | Live | Carrier | MIDEA | Singlezone Ducted, Centrally Ducted | 207826607 |  | HRCU-A-CB | DLCSRBH18AAK |  | DLFSABH18XBK | 12.5 | 20 | 10.8 | 11.7 | 17.6 | 9.6 | TRUE | TRUE | TRUE | 18000 | 15400 | 2.7 | 18200 | 2.14
207826609 |  | Live | Carrier | TEMPSTAR | Singlezone Ducted, Centrally Ducted | 207826609 |  | HRCU-A-CB | DLCSRBH18AAK |  | DLFSABH18XBK | 12.5 | 20 | 10.8 | 11.7 | 17.6 | 9.6 | TRUE | TRUE | TRUE | 18000 | 15400 | 2.7 | 18200 | 2.14
207826611 |  | Live | Carrier | SMART COMFORT | Singlezone Ducted, Centrally Ducted | 207826611 |  | HRCU-A-CB | DLCSRBH18AAK |  | DLFSABH18XBK | 12.5 | 20 | 10.8 | 11.7 | 17.6 | 9.6 | TRUE | TRUE |  | 18000 | 15400 | 2.7 | 18200 | 2.14
207826613 |  | Live | Carrier | AIRQUEST | Singlezone Ducted, Centrally Ducted | 207826613 |  | HRCU-A-CB | DLCSRBH18AAK |  | DLFSABH18XBK | 12.5 | 20 | 10.8 | 11.7 | 17.6 | 9.6 | TRUE | TRUE | TRUE | 18000 | 15400 | 2.7 | 18200 | 2.14
211756627 |  | Live | Carrier | LPS LEGACY | Singlezone Ducted, Centrally Ducted | 211756627 |  | HRCU-A-CB | DLCSRBH18AAK |  | DLFSABH18XBK | 12.5 | 20 | 10.8 | 11.7 | 17.6 | 9.6 | TRUE | TRUE |  | 18000 | 15400 | 2.7 | 18200 | 2.14
216091297 |  | Live | Carrier | AIRQUEST | Singlezone Ducted, Centrally Ducted | 216091297 |  | HRCU-A-CB | DLCSRBH18AAK |  | 40MBABQ18XB3 | 12.5 | 20 | 10.8 | 11.7 | 17.6 | 9.6 | TRUE | TRUE |  | 18000 | 15400 | 2.7 | 18200 | 2.14
216091296 |  | Live | Carrier | SMART COMFORT | Singlezone Ducted, Centrally Ducted | 216091296 |  | HRCU-A-CB | DLCSRBH18AAK |  | 40MBABQ18XB3 | 12.5 | 20 | 10.8 | 11.7 | 17.6 | 9.6 | TRUE | TRUE |  | 18000 | 15400 | 2.7 | 18200 | 2.14
216091294 |  | Live | Carrier | TEMPSTAR | Singlezone Ducted, Centrally Ducted | 216091294 |  | HRCU-A-CB | DLCSRBH18AAK |  | 40MBABQ18XB3 | 12.5 | 20 | 10.8 | 11.7 | 17.6 | 9.6 | TRUE | TRUE |  | 18000 | 15400 | 2.7 | 18200 | 2.14
216091293 |  | Live | Carrier | MIDEA | Singlezone Ducted, Centrally Ducted | 216091293 |  | HRCU-A-CB | DLCSRBH18AAK |  | 40MBABQ18XB3 | 12.5 | 20 | 10.8 | 11.7 | 17.6 | 9.6 | TRUE | TRUE |  | 18000 | 15400 | 2.7 | 18200 | 2.14
216091291 |  | Live | Carrier | KEEPRITE | Singlezone Ducted, Centrally Ducted | 216091291 |  | HRCU-A-CB | DLCSRBH18AAK |  | 40MBABQ18XB3 | 12.5 | 20 | 10.8 | 11.7 | 17.6 | 9.6 | TRUE | TRUE |  | 18000 | 15400 | 2.7 | 18200 | 2.14
216091290 |  | Live | Carrier | HEIL | Singlezone Ducted, Centrally Ducted | 216091290 |  | HRCU-A-CB | DLCSRBH18AAK |  | 40MBABQ18XB3 | 12.5 | 20 | 10.8 | 11.7 | 17.6 | 9.6 | TRUE | TRUE |  | 18000 | 15400 | 2.7 | 18200 | 2.14
216091288 |  | Live | Carrier | DAY & NIGHT | Singlezone Ducted, Centrally Ducted | 216091288 |  | HRCU-A-CB | DLCSRBH18AAK |  | 40MBABQ18XB3 | 12.5 | 20 | 10.8 | 11.7 | 17.6 | 9.6 | TRUE | TRUE |  | 18000 | 15400 | 2.7 | 18200 | 2.14
216091287 |  | Live | Carrier | COMFORTMAKER | Singlezone Ducted, Centrally Ducted | 216091287 |  | HRCU-A-CB | DLCSRBH18AAK |  | 40MBABQ18XB3 | 12.5 | 20 | 10.8 | 11.7 | 17.6 | 9.6 | TRUE | TRUE |  | 18000 | 15400 | 2.7 | 18200 | 2.14
216091286 |  | Live | Carrier | ARCOAIRE | Singlezone Ducted, Centrally Ducted | 216091286 |  | HRCU-A-CB | DLCSRBH18AAK |  | 40MBABQ18XB3 | 12.5 | 20 | 10.8 | 11.7 | 17.6 | 9.6 | TRUE | TRUE |  | 18000 | 15400 | 2.7 | 18200 | 2.14
216091284 |  | Live | Carrier | BRYANT | Singlezone Ducted, Centrally Ducted | 216091284 |  | HRCU-A-CB | DLCSRBH18AAK |  | 40MBABQ18XB3 | 12.5 | 20 | 10.8 | 11.7 | 17.6 | 9.6 | TRUE | TRUE |  | 18000 | 15400 | 2.7 | 18200 | 2.14
216091283 |  | Live | Carrier | CARRIER | Singlezone Ducted, Centrally Ducted | 216091283 |  | HRCU-A-CB | DLCSRBH18AAK |  | 40MBABQ18XB3 | 12.5 | 20 | 10.8 | 11.7 | 17.6 | 9.6 | TRUE | TRUE |  | 18000 | 15400 | 2.7 | 18200 | 2.14
211756629 |  | Live | Carrier | LPS LEGACY | Singlezone Ducted, Centrally Ducted | 211756629 |  | HRCU-A-CB | DLCLRCH58AAK |  | DLFLABH60XAK | 10 | 17 | 10.4 | 9.6 | 16 | 8.5 | FALSE | FALSE |  | 57000 | 37800 | 2.48 | 37800 | 2.48
207826630 |  | Live | Carrier | KENMORE | Singlezone Ducted, Centrally Ducted | 207826630 |  | HRCU-A-CB | DLCLRCH58AAK |  | DLFLABH60XAK | 10 | 17 | 10.4 | 9.6 | 16 | 8.5 | FALSE | FALSE | FALSE | 57000 | 37800 | 2.48 | 37800 | 2.48
207826627 |  | Live | Carrier | KEEPRITE | Singlezone Ducted, Centrally Ducted | 207826627 |  | HRCU-A-CB | DLCLRCH58AAK |  | DLFLABH60XAK | 10 | 17 | 10.4 | 9.6 | 16 | 8.5 | FALSE | FALSE | FALSE | 57000 | 37800 | 2.48 | 37800 | 2.48
207826624 |  | Live | Carrier | HEIL | Singlezone Ducted, Centrally Ducted | 207826624 |  | HRCU-A-CB | DLCLRCH58AAK |  | DLFLABH60XAK | 10 | 17 | 10.4 | 9.6 | 16 | 8.5 | FALSE | FALSE | FALSE | 57000 | 37800 | 2.48 | 37800 | 2.48
207826621 |  | Live | Carrier | DAY & NIGHT | Singlezone Ducted, Centrally Ducted | 207826621 |  | HRCU-A-CB | DLCLRCH58AAK |  | DLFLABH60XAK | 10 | 17 | 10.4 | 9.6 | 16 | 8.5 | FALSE | FALSE | FALSE | 57000 | 37800 | 2.48 | 37800 | 2.48
207826618 |  | Live | Carrier | COMFORTMAKER | Singlezone Ducted, Centrally Ducted | 207826618 |  | HRCU-A-CB | DLCLRCH58AAK |  | DLFLABH60XAK | 10 | 17 | 10.4 | 9.6 | 16 | 8.5 | FALSE | FALSE | FALSE | 57000 | 37800 | 2.48 | 37800 | 2.48
207826615 |  | Live | Carrier | ARCOAIRE | Singlezone Ducted, Centrally Ducted | 207826615 |  | HRCU-A-CB | DLCLRCH58AAK |  | DLFLABH60XAK | 10 | 17 | 10.4 | 9.6 | 16 | 8.5 | FALSE | FALSE | FALSE | 57000 | 37800 | 2.48 | 37800 | 2.48
207826642 |  | Live | Carrier | AIRQUEST | Singlezone Ducted, Centrally Ducted | 207826642 |  | HRCU-A-CB | DLCLRCH58AAK |  | DLFLABH60XAK | 10 | 17 | 10.4 | 9.6 | 16 | 8.5 | FALSE | FALSE | FALSE | 57000 | 37800 | 2.48 | 37800 | 2.48
207826639 |  | Live | Carrier | SMART COMFORT | Singlezone Ducted, Centrally Ducted | 207826639 |  | HRCU-A-CB | DLCLRCH58AAK |  | DLFLABH60XAK | 10 | 17 | 10.4 | 9.6 | 16 | 8.5 | FALSE | FALSE |  | 57000 | 37800 | 2.48 | 37800 | 2.48
207826636 |  | Live | Carrier | TEMPSTAR | Singlezone Ducted, Centrally Ducted | 207826636 |  | HRCU-A-CB | DLCLRCH58AAK |  | DLFLABH60XAK | 10 | 17 | 10.4 | 9.6 | 16 | 8.5 | FALSE | FALSE | FALSE | 57000 | 37800 | 2.48 | 37800 | 2.48
207826633 |  | Live | Carrier | MIDEA | Singlezone Ducted, Centrally Ducted | 207826633 |  | HRCU-A-CB | DLCLRCH58AAK |  | DLFLABH60XAK | 10 | 17 | 10.4 | 9.6 | 16 | 8.5 | FALSE | FALSE | FALSE | 57000 | 37800 | 2.48 | 37800 | 2.48
207826663 |  | Live | Carrier | CARRIER | Singlezone Ducted, Centrally Ducted | 207826663 |  | HRCU-A-CB | 38MBRCQ58AA3 |  | 40MBABQ60XA3 | 10 | 17 | 10.4 | 9.6 | 16 | 8.5 | FALSE | FALSE | FALSE | 57000 | 37800 | 2.48 | 37800 | 2.48
207826668 |  | Live | Carrier | BRYANT | Singlezone Ducted, Centrally Ducted | 207826668 |  | HRCU-A-CB | 38MBRCQ58AA3 |  | 40MBABQ60XA3 | 10 | 17 | 10.4 | 9.6 | 16 | 8.5 | FALSE | FALSE | FALSE | 57000 | 37800 | 2.48 | 37800 | 2.48
207826673 |  | Live | Carrier | PAYNE | Singlezone Ducted, Centrally Ducted | 207826673 |  | HRCU-A-CB | 38MBRCQ58AA3 |  | 40MBABQ60XA3 | 10 | 17 | 10.4 | 9.6 | 16 | 8.5 | FALSE | FALSE | FALSE | 57000 | 37800 | 2.48 | 37800 | 2.48
207826678 |  | Live | Carrier | WEATHERMAKER | Singlezone Ducted, Centrally Ducted | 207826678 |  | HRCU-A-CB | 38MBRCQ58AA3 |  | 40MBABQ60XA3 | 10 | 17 | 10.4 | 9.6 | 16 | 8.5 | FALSE | FALSE | FALSE | 57000 | 37800 | 2.48 | 37800 | 2.48
207826683 |  | Live | Carrier | MIDEA | Singlezone Ducted, Centrally Ducted | 207826683 |  | HRCU-A-CB | 38MBRCQ58AA3 |  | 40MBABQ60XA3 | 10 | 17 | 10.4 | 9.6 | 16 | 8.5 | FALSE | FALSE | FALSE | 57000 | 37800 | 2.48 | 37800 | 2.48
207826682 |  | Live | Carrier | MIDEA | Singlezone Ducted, Centrally Ducted | 207826682 |  | HRCU-A-CB | 38MBRCQ48AA3 |  | 40MBABQ48XA3 | 8.6 | 16.2 | 10.8 | 8.2 | 15.3 | 9.2 | FALSE | FALSE | FALSE | 48000 | 38000 | 2.1 | 39000 | 2.1
207826677 |  | Live | Carrier | WEATHERMAKER | Singlezone Ducted, Centrally Ducted | 207826677 |  | HRCU-A-CB | 38MBRCQ48AA3 |  | 40MBABQ48XA3 | 8.6 | 16.2 | 10.8 | 8.2 | 15.3 | 9.2 | FALSE | FALSE | FALSE | 48000 | 38000 | 2.1 | 39000 | 2.1
207826672 |  | Live | Carrier | PAYNE | Singlezone Ducted, Centrally Ducted | 207826672 |  | HRCU-A-CB | 38MBRCQ48AA3 |  | 40MBABQ48XA3 | 8.6 | 16.2 | 10.8 | 8.2 | 15.3 | 9.2 | FALSE | FALSE | FALSE | 48000 | 38000 | 2.1 | 39000 | 2.1
207826667 |  | Live | Carrier | BRYANT | Singlezone Ducted, Centrally Ducted | 207826667 |  | HRCU-A-CB | 38MBRCQ48AA3 |  | 40MBABQ48XA3 | 8.6 | 16.2 | 10.8 | 8.2 | 15.3 | 9.2 | FALSE | FALSE | FALSE | 48000 | 38000 | 2.1 | 39000 | 2.1
207826662 |  | Live | Carrier | CARRIER | Singlezone Ducted, Centrally Ducted | 207826662 |  | HRCU-A-CB | 38MBRCQ48AA3 |  | 40MBABQ48XA3 | 8.6 | 16.2 | 10.8 | 8.2 | 15.3 | 9.2 | FALSE | FALSE | FALSE | 48000 | 38000 | 2.1 | 39000 | 2.1
207826632 |  | Live | Carrier | MIDEA | Singlezone Ducted, Centrally Ducted | 207826632 |  | HRCU-A-CB | DLCLRCH48AAK |  | DLFLABH48XAK | 8.6 | 16.2 | 10.8 | 8.2 | 15.3 | 9.2 | FALSE | FALSE | FALSE | 48000 | 38000 | 2.1 | 39000 | 2.1
207826635 |  | Live | Carrier | TEMPSTAR | Singlezone Ducted, Centrally Ducted | 207826635 |  | HRCU-A-CB | DLCLRCH48AAK |  | DLFLABH48XAK | 8.6 | 16.2 | 10.8 | 8.2 | 15.3 | 9.2 | FALSE | FALSE | FALSE | 48000 | 38000 | 2.1 | 39000 | 2.1
207826638 |  | Live | Carrier | SMART COMFORT | Singlezone Ducted, Centrally Ducted | 207826638 |  | HRCU-A-CB | DLCLRCH48AAK |  | DLFLABH48XAK | 8.6 | 16.2 | 10.8 | 8.2 | 15.3 | 9.2 | FALSE | FALSE |  | 48000 | 38000 | 2.1 | 39000 | 2.1
207826641 |  | Live | Carrier | AIRQUEST | Singlezone Ducted, Centrally Ducted | 207826641 |  | HRCU-A-CB | DLCLRCH48AAK |  | DLFLABH48XAK | 8.6 | 16.2 | 10.8 | 8.2 | 15.3 | 9.2 | FALSE | FALSE | FALSE | 48000 | 38000 | 2.1 | 39000 | 2.1
207826614 |  | Live | Carrier | ARCOAIRE | Singlezone Ducted, Centrally Ducted | 207826614 |  | HRCU-A-CB | DLCLRCH48AAK |  | DLFLABH48XAK | 8.6 | 16.2 | 10.8 | 8.2 | 15.3 | 9.2 | FALSE | FALSE | FALSE | 48000 | 38000 | 2.1 | 39000 | 2.1
207826617 |  | Live | Carrier | COMFORTMAKER | Singlezone Ducted, Centrally Ducted | 207826617 |  | HRCU-A-CB | DLCLRCH48AAK |  | DLFLABH48XAK | 8.6 | 16.2 | 10.8 | 8.2 | 15.3 | 9.2 | FALSE | FALSE | FALSE | 48000 | 38000 | 2.1 | 39000 | 2.1
207826620 |  | Live | Carrier | DAY & NIGHT | Singlezone Ducted, Centrally Ducted | 207826620 |  | HRCU-A-CB | DLCLRCH48AAK |  | DLFLABH48XAK | 8.6 | 16.2 | 10.8 | 8.2 | 15.3 | 9.2 | FALSE | FALSE | FALSE | 48000 | 38000 | 2.1 | 39000 | 2.1
207826623 |  | Live | Carrier | HEIL | Singlezone Ducted, Centrally Ducted | 207826623 |  | HRCU-A-CB | DLCLRCH48AAK |  | DLFLABH48XAK | 8.6 | 16.2 | 10.8 | 8.2 | 15.3 | 9.2 | FALSE | FALSE | FALSE | 48000 | 38000 | 2.1 | 39000 | 2.1
207826626 |  | Live | Carrier | KEEPRITE | Singlezone Ducted, Centrally Ducted | 207826626 |  | HRCU-A-CB | DLCLRCH48AAK |  | DLFLABH48XAK | 8.6 | 16.2 | 10.8 | 8.2 | 15.3 | 9.2 | FALSE | FALSE | FALSE | 48000 | 38000 | 2.1 | 39000 | 2.1
207826629 |  | Live | Carrier | KENMORE | Singlezone Ducted, Centrally Ducted | 207826629 |  | HRCU-A-CB | DLCLRCH48AAK |  | DLFLABH48XAK | 8.6 | 16.2 | 10.8 | 8.2 | 15.3 | 9.2 | FALSE | FALSE | FALSE | 48000 | 38000 | 2.1 | 39000 | 2.1
211756628 |  | Live | Carrier | LPS LEGACY | Singlezone Ducted, Centrally Ducted | 211756628 |  | HRCU-A-CB | DLCLRCH48AAK |  | DLFLABH48XAK | 8.6 | 16.2 | 10.8 | 8.2 | 15.3 | 9.2 | FALSE | FALSE |  | 48000 | 38000 | 2.1 | 39000 | 2.1
211756630 |  | Live | Carrier | LPS LEGACY | Singlezone Ducted, Centrally Ducted | 211756630 |  | HRCU-A-CB | DLCLRCH36AAK |  | DLFLABH36XAK | 8.8 | 17 | 11.3 | 8.2 | 15.4 | 9 | FALSE | FALSE |  | 36000 | 27000 | 2.54 | 27200 | 2.53
207826628 |  | Live | Carrier | KEEPRITE | Singlezone Ducted, Centrally Ducted | 207826628 |  | HRCU-A-CB | DLCLRCH36AAK |  | DLFLABH36XAK | 8.8 | 17 | 11.3 | 8.2 | 15.4 | 9 | FALSE | FALSE | FALSE | 36000 | 27000 | 2.54 | 27200 | 2.53
207826625 |  | Live | Carrier | HEIL | Singlezone Ducted, Centrally Ducted | 207826625 |  | HRCU-A-CB | DLCLRCH36AAK |  | DLFLABH36XAK | 8.8 | 17 | 11.3 | 8.2 | 15.4 | 9 | FALSE | FALSE | FALSE | 36000 | 27000 | 2.54 | 27200 | 2.53
207826622 |  | Live | Carrier | DAY & NIGHT | Singlezone Ducted, Centrally Ducted | 207826622 |  | HRCU-A-CB | DLCLRCH36AAK |  | DLFLABH36XAK | 8.8 | 17 | 11.3 | 8.2 | 15.4 | 9 | FALSE | FALSE | FALSE | 36000 | 27000 | 2.54 | 27200 | 2.53
207826619 |  | Live | Carrier | COMFORTMAKER | Singlezone Ducted, Centrally Ducted | 207826619 |  | HRCU-A-CB | DLCLRCH36AAK |  | DLFLABH36XAK | 8.8 | 17 | 11.3 | 8.2 | 15.4 | 9 | FALSE | FALSE | FALSE | 36000 | 27000 | 2.54 | 27200 | 2.53
207826616 |  | Live | Carrier | ARCOAIRE | Singlezone Ducted, Centrally Ducted | 207826616 |  | HRCU-A-CB | DLCLRCH36AAK |  | DLFLABH36XAK | 8.8 | 17 | 11.3 | 8.2 | 15.4 | 9 | FALSE | FALSE | FALSE | 36000 | 27000 | 2.54 | 27200 | 2.53
207826640 |  | Live | Carrier | SMART COMFORT | Singlezone Ducted, Centrally Ducted | 207826640 |  | HRCU-A-CB | DLCLRCH36AAK |  | DLFLABH36XAK | 8.8 | 17 | 11.3 | 8.2 | 15.4 | 9 | FALSE | FALSE |  | 36000 | 27000 | 2.54 | 27200 | 2.53
207826637 |  | Live | Carrier | TEMPSTAR | Singlezone Ducted, Centrally Ducted | 207826637 |  | HRCU-A-CB | DLCLRCH36AAK |  | DLFLABH36XAK | 8.8 | 17 | 11.3 | 8.2 | 15.4 | 9 | FALSE | FALSE | FALSE | 36000 | 27000 | 2.54 | 27200 | 2.53
207826634 |  | Live | Carrier | MIDEA | Singlezone Ducted, Centrally Ducted | 207826634 |  | HRCU-A-CB | DLCLRCH36AAK |  | DLFLABH36XAK | 8.8 | 17 | 11.3 | 8.2 | 15.4 | 9 | FALSE | FALSE | FALSE | 36000 | 27000 | 2.54 | 27200 | 2.53
207826631 |  | Live | Carrier | KENMORE | Singlezone Ducted, Centrally Ducted | 207826631 |  | HRCU-A-CB | DLCLRCH36AAK |  | DLFLABH36XAK | 8.8 | 17 | 11.3 | 8.2 | 15.4 | 9 | FALSE | FALSE | FALSE | 36000 | 27000 | 2.54 | 27200 | 2.53
207826661 |  | Live | Carrier | CARRIER | Singlezone Ducted, Centrally Ducted | 207826661 |  | HRCU-A-CB | 38MBRCQ36AA3 |  | 40MBABQ36XA3 | 8.8 | 17 | 11.3 | 8.2 | 15.4 | 9 | FALSE | FALSE | FALSE | 36000 | 27000 | 2.54 | 27200 | 2.53
207826666 |  | Live | Carrier | BRYANT | Singlezone Ducted, Centrally Ducted | 207826666 |  | HRCU-A-CB | 38MBRCQ36AA3 |  | 40MBABQ36XA3 | 8.8 | 17 | 11.3 | 8.2 | 15.4 | 9 | FALSE | FALSE | FALSE | 36000 | 27000 | 2.54 | 27200 | 2.53
207826671 |  | Live | Carrier | PAYNE | Singlezone Ducted, Centrally Ducted | 207826671 |  | HRCU-A-CB | 38MBRCQ36AA3 |  | 40MBABQ36XA3 | 8.8 | 17 | 11.3 | 8.2 | 15.4 | 9 | FALSE | FALSE | FALSE | 36000 | 27000 | 2.54 | 27200 | 2.53
207826676 |  | Live | Carrier | WEATHERMAKER | Singlezone Ducted, Centrally Ducted | 207826676 |  | HRCU-A-CB | 38MBRCQ36AA3 |  | 40MBABQ36XA3 | 8.8 | 17 | 11.3 | 8.2 | 15.4 | 9 | FALSE | FALSE | FALSE | 36000 | 27000 | 2.54 | 27200 | 2.53
207826681 |  | Live | Carrier | MIDEA | Singlezone Ducted, Centrally Ducted | 207826681 |  | HRCU-A-CB | 38MBRCQ36AA3 |  | 40MBABQ36XA3 | 8.8 | 17 | 11.3 | 8.2 | 15.4 | 9 | FALSE | FALSE | FALSE | 36000 | 27000 | 2.54 | 27200 | 2.53
207826643 |  | Live | Carrier | AIRQUEST | Singlezone Ducted, Centrally Ducted | 207826643 |  | HRCU-A-CB | DLCLRCH36AAK |  | DLFLABH36XAK | 8.8 | 17 | 11.3 | 8.2 | 15.4 | 9 | FALSE | FALSE | FALSE | 36000 | 27000 | 2.54 | 27200 | 2.53
208104316 |  | Live | Carrier | HEIL | Singlezone Ducted, Centrally Ducted | 208104316 |  | HRCU-A-CB | DLCSRBH30AAK11 |  | DLFSABH30XBK | 11.1 | 19 | 10 | 11.2 | 17.5 | 8.4 | TRUE | FALSE | TRUE | 30000 | 20400 | 2.4 | 22000 | 2.04
208104314 |  | Live | Carrier | DAY & NIGHT | Singlezone Ducted, Centrally Ducted | 208104314 |  | HRCU-A-CB | DLCSRBH30AAK11 |  | DLFSABH30XBK | 11.1 | 19 | 10 | 11.2 | 17.5 | 8.4 | TRUE | FALSE | TRUE | 30000 | 20400 | 2.4 | 22000 | 2.04
208104312 |  | Live | Carrier | COMFORTMAKER | Singlezone Ducted, Centrally Ducted | 208104312 |  | HRCU-A-CB | DLCSRBH30AAK11 |  | DLFSABH30XBK | 11.1 | 19 | 10 | 11.2 | 17.5 | 8.4 | TRUE | FALSE | TRUE | 30000 | 20400 | 2.4 | 22000 | 2.04
208104310 |  | Live | Carrier | ARCOAIRE | Singlezone Ducted, Centrally Ducted | 208104310 |  | HRCU-A-CB | DLCSRBH30AAK11 |  | DLFSABH30XBK | 11.1 | 19 | 10 | 11.2 | 17.5 | 8.4 | TRUE | FALSE | TRUE | 30000 | 20400 | 2.4 | 22000 | 2.04
208104307 |  | Live | Carrier | MIDEA | Singlezone Ducted, Centrally Ducted | 208104307 |  | HRCU-A-CB | 38MARBQ30AA311 |  | 40MBABQ30XB3 | 11.1 | 19 | 10 | 11.2 | 17.5 | 8.4 | TRUE | FALSE | TRUE | 30000 | 20400 | 2.4 | 22000 | 2.04
208104305 |  | Live | Carrier | WEATHERMAKER | Singlezone Ducted, Centrally Ducted | 208104305 |  | HRCU-A-CB | 38MARBQ30AA311 |  | 40MBABQ30XB3 | 11.1 | 19 | 10 | 11.2 | 17.5 | 8.4 | TRUE | FALSE | TRUE | 30000 | 20400 | 2.4 | 22000 | 2.04
208104303 |  | Live | Carrier | PAYNE | Singlezone Ducted, Centrally Ducted | 208104303 |  | HRCU-A-CB | 38MARBQ30AA311 |  | 40MBABQ30XB3 | 11.1 | 19 | 10 | 11.2 | 17.5 | 8.4 | TRUE | FALSE | TRUE | 30000 | 20400 | 2.4 | 22000 | 2.04
208104301 |  | Live | Carrier | BRYANT | Singlezone Ducted, Centrally Ducted | 208104301 |  | HRCU-A-CB | 38MARBQ30AA311 |  | 40MBABQ30XB3 | 11.1 | 19 | 10 | 11.2 | 17.5 | 8.4 | TRUE | FALSE | TRUE | 30000 | 20400 | 2.4 | 22000 | 2.04
208104324 |  | Live | Carrier | TEMPSTAR | Singlezone Ducted, Centrally Ducted | 208104324 |  | HRCU-A-CB | DLCSRBH30AAK11 |  | DLFSABH30XBK | 11.1 | 19 | 10 | 11.2 | 17.5 | 8.4 | TRUE | FALSE | TRUE | 30000 | 20400 | 2.4 | 22000 | 2.04
208104322 |  | Live | Carrier | MIDEA | Singlezone Ducted, Centrally Ducted | 208104322 |  | HRCU-A-CB | DLCSRBH30AAK11 |  | DLFSABH30XBK | 11.1 | 19 | 10 | 11.2 | 17.5 | 8.4 | TRUE | FALSE | TRUE | 30000 | 20400 | 2.4 | 22000 | 2.04
208104320 |  | Live | Carrier | KENMORE | Singlezone Ducted, Centrally Ducted | 208104320 |  | HRCU-A-CB | DLCSRBH30AAK11 |  | DLFSABH30XBK | 11.1 | 19 | 10 | 11.2 | 17.5 | 8.4 | TRUE | FALSE | TRUE | 30000 | 20400 | 2.4 | 22000 | 2.04
208104318 |  | Live | Carrier | KEEPRITE | Singlezone Ducted, Centrally Ducted | 208104318 |  | HRCU-A-CB | DLCSRBH30AAK11 |  | DLFSABH30XBK | 11.1 | 19 | 10 | 11.2 | 17.5 | 8.4 | TRUE | FALSE | TRUE | 30000 | 20400 | 2.4 | 22000 | 2.04
208104328 |  | Live | Carrier | AIRQUEST | Singlezone Ducted, Centrally Ducted | 208104328 |  | HRCU-A-CB | DLCSRBH30AAK11 |  | DLFSABH30XBK | 11.1 | 19 | 10 | 11.2 | 17.5 | 8.4 | TRUE | FALSE | TRUE | 30000 | 20400 | 2.4 | 22000 | 2.04
208104326 |  | Live | Carrier | SMART COMFORT | Singlezone Ducted, Centrally Ducted | 208104326 |  | HRCU-A-CB | DLCSRBH30AAK11 |  | DLFSABH30XBK | 11.1 | 19 | 10 | 11.2 | 17.5 | 8.4 | TRUE | FALSE |  | 30000 | 20400 | 2.4 | 22000 | 2.04
208104299 |  | Live | Carrier | CARRIER | Singlezone Ducted, Centrally Ducted | 208104299 |  | HRCU-A-CB | 38MARBQ30AA311 |  | 40MBABQ30XB3 | 11.1 | 19 | 10 | 11.2 | 17.5 | 8.4 | TRUE | FALSE | TRUE | 30000 | 20400 | 2.4 | 22000 | 2.04
211756652 |  | Live | Carrier | LPS LEGACY | Singlezone Ducted, Centrally Ducted | 211756652 |  | HRCU-A-CB | DLCSRBH30AAK |  | DLFSABH30XBK | 11.1 | 19 | 10 | 11.2 | 17.5 | 8.4 | TRUE | FALSE |  | 30000 | 20400 | 2.4 | 22000 | 2.04
211756632 |  | Live | Carrier | LPS LEGACY | Singlezone Ducted, Centrally Ducted | 211756632 |  | HRCU-A-CB | DLCSRBH30AAK11 |  | DLFSABH30XBK | 11.1 | 19 | 10 | 11.2 | 17.5 | 8.4 | TRUE | FALSE |  | 30000 | 20400 | 2.4 | 22000 | 2.04
210819429 |  | Live | Carrier | AIRQUEST | Singlezone Ducted, Centrally Ducted | 210819429 |  | HRCU-A-CB | DLCSRBH30AAK |  | DLFSABH30XBK | 11.1 | 19 | 10 | 11.2 | 17.5 | 8.4 | TRUE | FALSE | TRUE | 30000 | 20400 | 2.4 | 22000 | 2.04
210819428 |  | Live | Carrier | SMART COMFORT | Singlezone Ducted, Centrally Ducted | 210819428 |  | HRCU-A-CB | DLCSRBH30AAK |  | DLFSABH30XBK | 11.1 | 19 | 10 | 11.2 | 17.5 | 8.4 | TRUE | FALSE |  | 30000 | 20400 | 2.4 | 22000 | 2.04
210819427 |  | Live | Carrier | TEMPSTAR | Singlezone Ducted, Centrally Ducted | 210819427 |  | HRCU-A-CB | DLCSRBH30AAK |  | DLFSABH30XBK | 11.1 | 19 | 10 | 11.2 | 17.5 | 8.4 | TRUE | FALSE | TRUE | 30000 | 20400 | 2.4 | 22000 | 2.04
210819426 |  | Live | Carrier | MIDEA | Singlezone Ducted, Centrally Ducted | 210819426 |  | HRCU-A-CB | DLCSRBH30AAK |  | DLFSABH30XBK | 11.1 | 19 | 10 | 11.2 | 17.5 | 8.4 | TRUE | FALSE | TRUE | 30000 | 20400 | 2.4 | 22000 | 2.04
210819425 |  | Live | Carrier | KENMORE | Singlezone Ducted, Centrally Ducted | 210819425 |  | HRCU-A-CB | DLCSRBH30AAK |  | DLFSABH30XBK | 11.1 | 19 | 10 | 11.2 | 17.5 | 8.4 | TRUE | FALSE | TRUE | 30000 | 20400 | 2.4 | 22000 | 2.04
210819424 |  | Live | Carrier | KEEPRITE | Singlezone Ducted, Centrally Ducted | 210819424 |  | HRCU-A-CB | DLCSRBH30AAK |  | DLFSABH30XBK | 11.1 | 19 | 10 | 11.2 | 17.5 | 8.4 | TRUE | FALSE | TRUE | 30000 | 20400 | 2.4 | 22000 | 2.04
210819423 |  | Live | Carrier | HEIL | Singlezone Ducted, Centrally Ducted | 210819423 |  | HRCU-A-CB | DLCSRBH30AAK |  | DLFSABH30XBK | 11.1 | 19 | 10 | 11.2 | 17.5 | 8.4 | TRUE | FALSE | TRUE | 30000 | 20400 | 2.4 | 22000 | 2.04
210819422 |  | Live | Carrier | DAY & NIGHT | Singlezone Ducted, Centrally Ducted | 210819422 |  | HRCU-A-CB | DLCSRBH30AAK |  | DLFSABH30XBK | 11.1 | 19 | 10 | 11.2 | 17.5 | 8.4 | TRUE | FALSE | TRUE | 30000 | 20400 | 2.4 | 22000 | 2.04
210819421 |  | Live | Carrier | COMFORTMAKER | Singlezone Ducted, Centrally Ducted | 210819421 |  | HRCU-A-CB | DLCSRBH30AAK |  | DLFSABH30XBK | 11.1 | 19 | 10 | 11.2 | 17.5 | 8.4 | TRUE | FALSE | TRUE | 30000 | 20400 | 2.4 | 22000 | 2.04
210819420 |  | Live | Carrier | ARCOAIRE | Singlezone Ducted, Centrally Ducted | 210819420 |  | HRCU-A-CB | DLCSRBH30AAK |  | DLFSABH30XBK | 11.1 | 19 | 10 | 11.2 | 17.5 | 8.4 | TRUE | FALSE | TRUE | 30000 | 20400 | 2.4 | 22000 | 2.04
210819419 |  | Live | Carrier | MIDEA | Singlezone Ducted, Centrally Ducted | 210819419 |  | HRCU-A-CB | 38MARBQ30AA3 |  | 40MBABQ30XB3 | 11.1 | 19 | 10 | 11.2 | 17.5 | 8.4 | TRUE | FALSE | TRUE | 30000 | 20400 | 2.4 | 22000 | 2.04
210819418 |  | Live | Carrier | WEATHERMAKER | Singlezone Ducted, Centrally Ducted | 210819418 |  | HRCU-A-CB | 38MARBQ30AA3 |  | 40MBABQ30XB3 | 11.1 | 19 | 10 | 11.2 | 17.5 | 8.4 | TRUE | FALSE |  | 30000 | 20400 | 2.4 | 22000 | 2.04
210819417 |  | Live | Carrier | PAYNE | Singlezone Ducted, Centrally Ducted | 210819417 |  | HRCU-A-CB | 38MARBQ30AA3 |  | 40MBABQ30XB3 | 11.1 | 19 | 10 | 11.2 | 17.5 | 8.4 | TRUE | FALSE | TRUE | 30000 | 20400 | 2.4 | 22000 | 2.04
210819416 |  | Live | Carrier | BRYANT | Singlezone Ducted, Centrally Ducted | 210819416 |  | HRCU-A-CB | 38MARBQ30AA3 |  | 40MBABQ30XB3 | 11.1 | 19 | 10 | 11.2 | 17.5 | 8.4 | TRUE | FALSE | TRUE | 30000 | 20400 | 2.4 | 22000 | 2.04
210819415 |  | Live | Carrier | CARRIER | Singlezone Ducted, Centrally Ducted | 210819415 |  | HRCU-A-CB | 38MARBQ30AA3 |  | 40MBABQ30XB3 | 11.1 | 19 | 10 | 11.2 | 17.5 | 8.4 | TRUE | FALSE | TRUE | 30000 | 20400 | 2.4 | 22000 | 2.04
216091331 |  | Live | Carrier | AIRQUEST | Singlezone Ducted, Centrally Ducted | 216091331 |  | HRCU-A-CB | DLCSRBH30AAK11 |  | 40MBABQ30XB3 | 11.1 | 19 | 10 | 11.2 | 17.5 | 8.4 | TRUE | FALSE |  | 30000 | 20400 | 2.4 | 22000 | 2.04
216091329 |  | Live | Carrier | SMART COMFORT | Singlezone Ducted, Centrally Ducted | 216091329 |  | HRCU-A-CB | DLCSRBH30AAK11 |  | 40MBABQ30XB3 | 11.1 | 19 | 10 | 11.2 | 17.5 | 8.4 | TRUE | FALSE |  | 30000 | 20400 | 2.4 | 22000 | 2.04
216091328 |  | Live | Carrier | TEMPSTAR | Singlezone Ducted, Centrally Ducted | 216091328 |  | HRCU-A-CB | DLCSRBH30AAK11 |  | 40MBABQ30XB3 | 11.1 | 19 | 10 | 11.2 | 17.5 | 8.4 | TRUE | FALSE |  | 30000 | 20400 | 2.4 | 22000 | 2.04
216091326 |  | Live | Carrier | MIDEA | Singlezone Ducted, Centrally Ducted | 216091326 |  | HRCU-A-CB | DLCSRBH30AAK11 |  | 40MBABQ30XB3 | 11.1 | 19 | 10 | 11.2 | 17.5 | 8.4 | TRUE | FALSE |  | 30000 | 20400 | 2.4 | 22000 | 2.04
216091325 |  | Live | Carrier | KEEPRITE | Singlezone Ducted, Centrally Ducted | 216091325 |  | HRCU-A-CB | DLCSRBH30AAK11 |  | 40MBABQ30XB3 | 11.1 | 19 | 10 | 11.2 | 17.5 | 8.4 | TRUE | FALSE |  | 30000 | 20400 | 2.4 | 22000 | 2.04
216091323 |  | Live | Carrier | HEIL | Singlezone Ducted, Centrally Ducted | 216091323 |  | HRCU-A-CB | DLCSRBH30AAK11 |  | 40MBABQ30XB3 | 11.1 | 19 | 10 | 11.2 | 17.5 | 8.4 | TRUE | FALSE |  | 30000 | 20400 | 2.4 | 22000 | 2.04
216091322 |  | Live | Carrier | DAY & NIGHT | Singlezone Ducted, Centrally Ducted | 216091322 |  | HRCU-A-CB | DLCSRBH30AAK11 |  | 40MBABQ30XB3 | 11.1 | 19 | 10 | 11.2 | 17.5 | 8.4 | TRUE | FALSE |  | 30000 | 20400 | 2.4 | 22000 | 2.04
216091320 |  | Live | Carrier | COMFORTMAKER | Singlezone Ducted, Centrally Ducted | 216091320 |  | HRCU-A-CB | DLCSRBH30AAK11 |  | 40MBABQ30XB3 | 11.1 | 19 | 10 | 11.2 | 17.5 | 8.4 | TRUE | FALSE |  | 30000 | 20400 | 2.4 | 22000 | 2.04
216091318 |  | Live | Carrier | ARCOAIRE | Singlezone Ducted, Centrally Ducted | 216091318 |  | HRCU-A-CB | DLCSRBH30AAK11 |  | 40MBABQ30XB3 | 11.1 | 19 | 10 | 11.2 | 17.5 | 8.4 | TRUE | FALSE |  | 30000 | 20400 | 2.4 | 22000 | 2.04
216091317 |  | Live | Carrier | BRYANT | Singlezone Ducted, Centrally Ducted | 216091317 |  | HRCU-A-CB | DLCSRBH30AAK11 |  | 40MBABQ30XB3 | 11.1 | 19 | 10 | 11.2 | 17.5 | 8.4 | TRUE | FALSE |  | 30000 | 20400 | 2.4 | 22000 | 2.04
216091316 |  | Live | Carrier | CARRIER | Singlezone Ducted, Centrally Ducted | 216091316 |  | HRCU-A-CB | DLCSRBH30AAK11 |  | 40MBABQ30XB3 | 11.1 | 19 | 10 | 11.2 | 17.5 | 8.4 | TRUE | FALSE |  | 30000 | 20400 | 2.4 | 22000 | 2.04
216091314 |  | Live | Carrier | AIRQUEST | Singlezone Ducted, Centrally Ducted | 216091314 |  | HRCU-A-CB | DLCSRBH24AAK |  | 40MBABQ24XB3 | 12.5 | 21 | 11.6 | 11.7 | 18.4 | 9.3 | TRUE | TRUE |  | 23000 | 16900 | 2.4 | 25000 | 2.22
216091312 |  | Live | Carrier | SMART COMFORT | Singlezone Ducted, Centrally Ducted | 216091312 |  | HRCU-A-CB | DLCSRBH24AAK |  | 40MBABQ24XB3 | 12.5 | 21 | 11.6 | 11.7 | 18.4 | 9.3 | TRUE | TRUE |  | 23000 | 16900 | 2.4 | 25000 | 2.22
216091311 |  | Live | Carrier | TEMPSTAR | Singlezone Ducted, Centrally Ducted | 216091311 |  | HRCU-A-CB | DLCSRBH24AAK |  | 40MBABQ24XB3 | 12.5 | 21 | 11.6 | 11.7 | 18.4 | 9.3 | TRUE | TRUE |  | 23000 | 16900 | 2.4 | 25000 | 2.22
216091309 |  | Live | Carrier | MIDEA | Singlezone Ducted, Centrally Ducted | 216091309 |  | HRCU-A-CB | DLCSRBH24AAK |  | 40MBABQ24XB3 | 12.5 | 21 | 11.6 | 11.7 | 18.4 | 9.3 | TRUE | TRUE |  | 23000 | 16900 | 2.4 | 25000 | 2.22
216091308 |  | Live | Carrier | KEEPRITE | Singlezone Ducted, Centrally Ducted | 216091308 |  | HRCU-A-CB | DLCSRBH24AAK |  | 40MBABQ24XB3 | 12.5 | 21 | 11.6 | 11.7 | 18.4 | 9.3 | TRUE | TRUE |  | 23000 | 16900 | 2.4 | 25000 | 2.22
216091306 |  | Live | Carrier | HEIL | Singlezone Ducted, Centrally Ducted | 216091306 |  | HRCU-A-CB | DLCSRBH24AAK |  | 40MBABQ24XB3 | 12.5 | 21 | 11.6 | 11.7 | 18.4 | 9.3 | TRUE | TRUE |  | 23000 | 16900 | 2.4 | 25000 | 2.22
216091305 |  | Live | Carrier | DAY & NIGHT | Singlezone Ducted, Centrally Ducted | 216091305 |  | HRCU-A-CB | DLCSRBH24AAK |  | 40MBABQ24XB3 | 12.5 | 21 | 11.6 | 11.7 | 18.4 | 9.3 | TRUE | TRUE |  | 23000 | 16900 | 2.4 | 25000 | 2.22
216091303 |  | Live | Carrier | COMFORTMAKER | Singlezone Ducted, Centrally Ducted | 216091303 |  | HRCU-A-CB | DLCSRBH24AAK |  | 40MBABQ24XB3 | 12.5 | 21 | 11.6 | 11.7 | 18.4 | 9.3 | TRUE | TRUE |  | 23000 | 16900 | 2.4 | 25000 | 2.22
216091302 |  | Live | Carrier | ARCOAIRE | Singlezone Ducted, Centrally Ducted | 216091302 |  | HRCU-A-CB | DLCSRBH24AAK |  | 40MBABQ24XB3 | 12.5 | 21 | 11.6 | 11.7 | 18.4 | 9.3 | TRUE | TRUE |  | 23000 | 16900 | 2.4 | 25000 | 2.22
216091300 |  | Live | Carrier | BRYANT | Singlezone Ducted, Centrally Ducted | 216091300 |  | HRCU-A-CB | DLCSRBH24AAK |  | 40MBABQ24XB3 | 12.5 | 21 | 11.6 | 11.7 | 18.4 | 9.3 | TRUE | TRUE |  | 23000 | 16900 | 2.4 | 25000 | 2.22
216091299 |  | Live | Carrier | CARRIER | Singlezone Ducted, Centrally Ducted | 216091299 |  | HRCU-A-CB | DLCSRBH24AAK |  | 40MBABQ24XB3 | 12.5 | 21 | 11.6 | 11.7 | 18.4 | 9.3 | TRUE | TRUE |  | 23000 | 16900 | 2.4 | 25000 | 2.22
211756626 |  | Live | Carrier | LPS LEGACY | Singlezone Ducted, Centrally Ducted | 211756626 |  | HRCU-A-CB | DLCSRBH24AAK |  | DLFSABH24XBK | 12.5 | 21 | 11.6 | 11.7 | 18.4 | 9.3 | TRUE | TRUE |  | 23000 | 16900 | 2.4 | 25000 | 2.22
207826680 |  | Live | Carrier | MIDEA | Singlezone Ducted, Centrally Ducted | 207826680 |  | HRCU-A-CB | 38MARBQ24AA3 |  | 40MBABQ24XB3 | 12.5 | 21 | 11.6 | 11.7 | 18.4 | 9.3 | TRUE | TRUE | TRUE | 23000 | 16900 | 2.4 | 25000 | 2.22
207826675 |  | Live | Carrier | WEATHERMAKER | Singlezone Ducted, Centrally Ducted | 207826675 |  | HRCU-A-CB | 38MARBQ24AA3 |  | 40MBABQ24XB3 | 12.5 | 21 | 11.6 | 11.7 | 18.4 | 9.3 | TRUE | TRUE |  | 23000 | 16900 | 2.4 | 25000 | 2.22
207826670 |  | Live | Carrier | PAYNE | Singlezone Ducted, Centrally Ducted | 207826670 |  | HRCU-A-CB | 38MARBQ24AA3 |  | 40MBABQ24XB3 | 12.5 | 21 | 11.6 | 11.7 | 18.4 | 9.3 | TRUE | TRUE |  | 23000 | 16900 | 2.4 | 25000 | 2.22
207826665 |  | Live | Carrier | BRYANT | Singlezone Ducted, Centrally Ducted | 207826665 |  | HRCU-A-CB | 38MARBQ24AA3 |  | 40MBABQ24XB3 | 12.5 | 21 | 11.6 | 11.7 | 18.4 | 9.3 | TRUE | TRUE | TRUE | 23000 | 16900 | 2.4 | 25000 | 2.22
207826660 |  | Live | Carrier | CARRIER | Singlezone Ducted, Centrally Ducted | 207826660 |  | HRCU-A-CB | 38MARBQ24AA3 |  | 40MBABQ24XB3 | 12.5 | 21 | 11.6 | 11.7 | 18.4 | 9.3 | TRUE | TRUE | TRUE | 23000 | 16900 | 2.4 | 25000 | 2.22
207826612 |  | Live | Carrier | AIRQUEST | Singlezone Ducted, Centrally Ducted | 207826612 |  | HRCU-A-CB | DLCSRBH24AAK |  | DLFSABH24XBK | 12.5 | 21 | 11.6 | 11.7 | 18.4 | 9.3 | TRUE | TRUE | TRUE | 23000 | 16900 | 2.4 | 25000 | 2.22
207826610 |  | Live | Carrier | SMART COMFORT | Singlezone Ducted, Centrally Ducted | 207826610 |  | HRCU-A-CB | DLCSRBH24AAK |  | DLFSABH24XBK | 12.5 | 21 | 11.6 | 11.7 | 18.4 | 9.3 | TRUE | TRUE |  | 23000 | 16900 | 2.4 | 25000 | 2.22
207826608 |  | Live | Carrier | TEMPSTAR | Singlezone Ducted, Centrally Ducted | 207826608 |  | HRCU-A-CB | DLCSRBH24AAK |  | DLFSABH24XBK | 12.5 | 21 | 11.6 | 11.7 | 18.4 | 9.3 | TRUE | TRUE | TRUE | 23000 | 16900 | 2.4 | 25000 | 2.22
207826606 |  | Live | Carrier | MIDEA | Singlezone Ducted, Centrally Ducted | 207826606 |  | HRCU-A-CB | DLCSRBH24AAK |  | DLFSABH24XBK | 12.5 | 21 | 11.6 | 11.7 | 18.4 | 9.3 | TRUE | TRUE | TRUE | 23000 | 16900 | 2.4 | 25000 | 2.22
207826604 |  | Live | Carrier | KENMORE | Singlezone Ducted, Centrally Ducted | 207826604 |  | HRCU-A-CB | DLCSRBH24AAK |  | DLFSABH24XBK | 12.5 | 21 | 11.6 | 11.7 | 18.4 | 9.3 | TRUE | TRUE | TRUE | 23000 | 16900 | 2.4 | 25000 | 2.22
207826602 |  | Live | Carrier | KEEPRITE | Singlezone Ducted, Centrally Ducted | 207826602 |  | HRCU-A-CB | DLCSRBH24AAK |  | DLFSABH24XBK | 12.5 | 21 | 11.6 | 11.7 | 18.4 | 9.3 | TRUE | TRUE | TRUE | 23000 | 16900 | 2.4 | 25000 | 2.22
207826600 |  | Live | Carrier | HEIL | Singlezone Ducted, Centrally Ducted | 207826600 |  | HRCU-A-CB | DLCSRBH24AAK |  | DLFSABH24XBK | 12.5 | 21 | 11.6 | 11.7 | 18.4 | 9.3 | TRUE | TRUE | TRUE | 23000 | 16900 | 2.4 | 25000 | 2.22
207826598 |  | Live | Carrier | DAY & NIGHT | Singlezone Ducted, Centrally Ducted | 207826598 |  | HRCU-A-CB | DLCSRBH24AAK |  | DLFSABH24XBK | 12.5 | 21 | 11.6 | 11.7 | 18.4 | 9.3 | TRUE | TRUE | TRUE | 23000 | 16900 | 2.4 | 25000 | 2.22
207826596 |  | Live | Carrier | COMFORTMAKER | Singlezone Ducted, Centrally Ducted | 207826596 |  | HRCU-A-CB | DLCSRBH24AAK |  | DLFSABH24XBK | 12.5 | 21 | 11.6 | 11.7 | 18.4 | 9.3 | TRUE | TRUE | TRUE | 23000 | 16900 | 2.4 | 25000 | 2.22
207826594 |  | Live | Carrier | ARCOAIRE | Singlezone Ducted, Centrally Ducted | 207826594 |  | HRCU-A-CB | DLCSRBH24AAK |  | DLFSABH24XBK | 12.5 | 21 | 11.6 | 11.7 | 18.4 | 9.3 | TRUE | TRUE | TRUE | 23000 | 16900 | 2.4 | 25000 | 2.22
217622280 |  | Live | Carrier | BRYANT | Singlezone Ducted, Centrally Ducted | 217622280 |  | HRCU-A-CB | 38MURAQ48AB3 |  | DLFUAAH48XAK | 8.5 | 16 | 10 | 8.2 | 15.6 | 9.4 | FALSE | TRUE |  | 47000 | 36000 | 2.36 | 48000 | 2.05
217622273 |  | Live | Carrier | CARRIER | Singlezone Ducted, Centrally Ducted | 217622273 |  | HRCU-A-CB | 38MURAQ48AB3 |  | DLFUAAH48XAK | 8.5 | 16 | 10 | 8.2 | 15.6 | 9.4 | FALSE | TRUE |  | 47000 | 36000 | 2.36 | 48000 | 2.05
217622252 |  | Live | Carrier | MIDEA | Singlezone Ducted, Centrally Ducted | 217622252 |  | HRCU-A-CB | 38MURAQ48AB3 |  | DLFUAAH48XAK | 8.5 | 16 | 10 | 8.2 | 15.6 | 9.4 | FALSE | TRUE |  | 47000 | 36000 | 2.36 | 48000 | 2.05
217622259 |  | Live | Carrier | TEMPSTAR | Singlezone Ducted, Centrally Ducted | 217622259 |  | HRCU-A-CB | 38MURAQ48AB3 |  | DLFUAAH48XAK | 8.5 | 16 | 10 | 8.2 | 15.6 | 9.4 | FALSE | TRUE |  | 47000 | 36000 | 2.36 | 48000 | 2.05
217622266 |  | Live | Carrier | AIRQUEST | Singlezone Ducted, Centrally Ducted | 217622266 |  | HRCU-A-CB | 38MURAQ48AB3 |  | DLFUAAH48XAK | 8.5 | 16 | 10 | 8.2 | 15.6 | 9.4 | FALSE | TRUE |  | 47000 | 36000 | 2.36 | 48000 | 2.05
217622245 |  | Live | Carrier | KEEPRITE | Singlezone Ducted, Centrally Ducted | 217622245 |  | HRCU-A-CB | 38MURAQ48AB3 |  | DLFUAAH48XAK | 8.5 | 16 | 10 | 8.2 | 15.6 | 9.4 | FALSE | TRUE |  | 47000 | 36000 | 2.36 | 48000 | 2.05
217622231 |  | Live | Carrier | DAY & NIGHT | Singlezone Ducted, Centrally Ducted | 217622231 |  | HRCU-A-CB | 38MURAQ48AB3 |  | DLFUAAH48XAK | 8.5 | 16 | 10 | 8.2 | 15.6 | 9.4 | FALSE | TRUE |  | 47000 | 36000 | 2.36 | 48000 | 2.05
217622238 |  | Live | Carrier | HEIL | Singlezone Ducted, Centrally Ducted | 217622238 |  | HRCU-A-CB | 38MURAQ48AB3 |  | DLFUAAH48XAK | 8.5 | 16 | 10 | 8.2 | 15.6 | 9.4 | FALSE | TRUE |  | 47000 | 36000 | 2.36 | 48000 | 2.05
217622224 |  | Live | Carrier | COMFORTMAKER | Singlezone Ducted, Centrally Ducted | 217622224 |  | HRCU-A-CB | 38MURAQ48AB3 |  | DLFUAAH48XAK | 8.5 | 16 | 10 | 8.2 | 15.6 | 9.4 | FALSE | TRUE |  | 47000 | 36000 | 2.36 | 48000 | 2.05
217622217 |  | Live | Carrier | ARCOAIRE | Singlezone Ducted, Centrally Ducted | 217622217 |  | HRCU-A-CB | 38MURAQ48AB3 |  | DLFUAAH48XAK | 8.5 | 16 | 10 | 8.2 | 15.6 | 9.4 | FALSE | FALSE |  | 47000 | 36000 | 2.36 | 48000 | 2.05
216620276 |  | Live | Carrier | AIRQUEST | Singlezone Ducted, Centrally Ducted | 216620276 |  | HRCU-A-CB | DLCURAH48ABK |  | 40MUAAQ48XA3 | 8.5 | 16 | 10 | 8.2 | 15.6 | 9.4 | FALSE | TRUE |  | 47000 | 36000 | 2.36 | 48000 | 2.05
216620264 |  | Live | Carrier | TEMPSTAR | Singlezone Ducted, Centrally Ducted | 216620264 |  | HRCU-A-CB | DLCURAH48ABK |  | 40MUAAQ48XA3 | 8.5 | 16 | 10 | 8.2 | 15.6 | 9.4 | FALSE | TRUE |  | 47000 | 36000 | 2.36 | 48000 | 2.05
216620252 |  | Live | Carrier | MIDEA | Singlezone Ducted, Centrally Ducted | 216620252 |  | HRCU-A-CB | DLCURAH48ABK |  | 40MUAAQ48XA3 | 8.5 | 16 | 10 | 8.2 | 15.6 | 9.4 | FALSE | TRUE |  | 47000 | 36000 | 2.36 | 48000 | 2.05
216620228 |  | Live | Carrier | HEIL | Singlezone Ducted, Centrally Ducted | 216620228 |  | HRCU-A-CB | DLCURAH48ABK |  | 40MUAAQ48XA3 | 8.5 | 16 | 10 | 8.2 | 15.6 | 9.4 | FALSE | TRUE |  | 47000 | 36000 | 2.36 | 48000 | 2.05
216620240 |  | Live | Carrier | KEEPRITE | Singlezone Ducted, Centrally Ducted | 216620240 |  | HRCU-A-CB | DLCURAH48ABK |  | 40MUAAQ48XA3 | 8.5 | 16 | 10 | 8.2 | 15.6 | 9.4 | FALSE | TRUE |  | 47000 | 36000 | 2.36 | 48000 | 2.05
216620216 |  | Live | Carrier | DAY & NIGHT | Singlezone Ducted, Centrally Ducted | 216620216 |  | HRCU-A-CB | DLCURAH48ABK |  | 40MUAAQ48XA3 | 8.5 | 16 | 10 | 8.2 | 15.6 | 9.4 | FALSE | TRUE |  | 47000 | 36000 | 2.36 | 48000 | 2.05
216620192 |  | Live | Carrier | ARCOAIRE | Singlezone Ducted, Centrally Ducted | 216620192 |  | HRCU-A-CB | DLCURAH48ABK |  | 40MUAAQ48XA3 | 8.5 | 16 | 10 | 8.2 | 15.6 | 9.4 | FALSE | TRUE |  | 47000 | 36000 | 2.36 | 48000 | 2.05
216620204 |  | Live | Carrier | COMFORTMAKER | Singlezone Ducted, Centrally Ducted | 216620204 |  | HRCU-A-CB | DLCURAH48ABK |  | 40MUAAQ48XA3 | 8.5 | 16 | 10 | 8.2 | 15.6 | 9.4 | FALSE | TRUE |  | 47000 | 36000 | 2.36 | 48000 | 2.05
216620180 |  | Live | Carrier | BRYANT | Singlezone Ducted, Centrally Ducted | 216620180 |  | HRCU-A-CB | DLCURAH48ABK |  | 40MUAAQ48XA3 | 8.5 | 16 | 10 | 8.2 | 15.6 | 9.4 | FALSE | TRUE |  | 47000 | 36000 | 2.36 | 48000 | 2.05
216620168 |  | Live | Carrier | CARRIER | Singlezone Ducted, Centrally Ducted | 216620168 |  | HRCU-A-CB | DLCURAH48ABK |  | 40MUAAQ48XA3 | 8.5 | 16 | 10 | 8.2 | 15.6 | 9.4 | FALSE | TRUE |  | 47000 | 36000 | 2.36 | 48000 | 2.05
211756645 |  | Live | Carrier | LPS LEGACY | Singlezone Ducted, Centrally Ducted | 211756645 |  | HRCU-A-CB | DLCURAH48ABK |  | DLFUAAH48XAK | 8.5 | 16 | 10 | 8.2 | 15.6 | 9.4 | FALSE | TRUE |  | 47000 | 36000 | 2.36 | 48000 | 2.05
209862135 |  | Live | Carrier | GRANDAIRE | Singlezone Ducted, Centrally Ducted | 209862135 |  | HRCU-A-CB | WDLCURAH48ABK |  | WDLFUAAH48XAK | 8.5 | 16 | 10 | 8.2 | 15.6 | 9.4 | FALSE | TRUE |  | 47000 | 36000 | 2.36 | 48000 | 2.05
209852138 |  | Live | Carrier | AIRQUEST | Singlezone Ducted, Centrally Ducted | 209852138 |  | HRCU-A-CB | DLCURAH48ABK |  | DLFUAAH48XAK | 8.5 | 16 | 10 | 8.2 | 15.6 | 9.4 | FALSE | TRUE | FALSE | 47000 | 36000 | 2.36 | 48000 | 2.05
209852094 |  | Live | Carrier | KENMORE | Singlezone Ducted, Centrally Ducted | 209852094 |  | HRCU-A-CB | DLCURAH48ABK |  | DLFUAAH48XAK | 8.5 | 16 | 10 | 8.2 | 15.6 | 9.4 | FALSE | TRUE |  | 47000 | 36000 | 2.36 | 48000 | 2.05
209852105 |  | Live | Carrier | MIDEA | Singlezone Ducted, Centrally Ducted | 209852105 |  | HRCU-A-CB | DLCURAH48ABK |  | DLFUAAH48XAK | 8.5 | 16 | 10 | 8.2 | 15.6 | 9.4 | FALSE | TRUE | FALSE | 47000 | 36000 | 2.36 | 48000 | 2.05
209852127 |  | Live | Carrier | SMART COMFORT | Singlezone Ducted, Centrally Ducted | 209852127 |  | HRCU-A-CB | DLCURAH48ABK |  | DLFUAAH48XAK | 8.5 | 16 | 10 | 8.2 | 15.6 | 9.4 | FALSE | TRUE | FALSE | 47000 | 36000 | 2.36 | 48000 | 2.05
209852116 |  | Live | Carrier | TEMPSTAR | Singlezone Ducted, Centrally Ducted | 209852116 |  | HRCU-A-CB | DLCURAH48ABK |  | DLFUAAH48XAK | 8.5 | 16 | 10 | 8.2 | 15.6 | 9.4 | FALSE | TRUE | FALSE | 47000 | 36000 | 2.36 | 48000 | 2.05
209852072 |  | Live | Carrier | HEIL | Singlezone Ducted, Centrally Ducted | 209852072 |  | HRCU-A-CB | DLCURAH48ABK |  | DLFUAAH48XAK | 8.5 | 16 | 10 | 8.2 | 15.6 | 9.4 | FALSE | TRUE | FALSE | 47000 | 36000 | 2.36 | 48000 | 2.05
209852083 |  | Live | Carrier | KEEPRITE | Singlezone Ducted, Centrally Ducted | 209852083 |  | HRCU-A-CB | DLCURAH48ABK |  | DLFUAAH48XAK | 8.5 | 16 | 10 | 8.2 | 15.6 | 9.4 | FALSE | TRUE | FALSE | 47000 | 36000 | 2.36 | 48000 | 2.05
209852050 |  | Live | Carrier | COMFORTMAKER | Singlezone Ducted, Centrally Ducted | 209852050 |  | HRCU-A-CB | DLCURAH48ABK |  | DLFUAAH48XAK | 8.5 | 16 | 10 | 8.2 | 15.6 | 9.4 | FALSE | TRUE | FALSE | 47000 | 36000 | 2.36 | 48000 | 2.05
209852061 |  | Live | Carrier | DAY & NIGHT | Singlezone Ducted, Centrally Ducted | 209852061 |  | HRCU-A-CB | DLCURAH48ABK |  | DLFUAAH48XAK | 8.5 | 16 | 10 | 8.2 | 15.6 | 9.4 | FALSE | TRUE | FALSE | 47000 | 36000 | 2.36 | 48000 | 2.05
209852039 |  | Live | Carrier | ARCOAIRE | Singlezone Ducted, Centrally Ducted | 209852039 |  | HRCU-A-CB | DLCURAH48ABK |  | DLFUAAH48XAK | 8.5 | 16 | 10 | 8.2 | 15.6 | 9.4 | FALSE | TRUE | FALSE | 47000 | 36000 | 2.36 | 48000 | 2.05
208447918 |  | Live | Carrier | MIDEA | Singlezone Ducted, Centrally Ducted | 208447918 |  | HRCU-A-CB | 38MURAQ48AB3 |  | 40MUAAQ48XA3 | 8.5 | 16 | 10 | 8.2 | 15.6 | 9.4 | FALSE | TRUE | FALSE | 47000 | 36000 | 2.36 | 48000 | 2.05
208447909 |  | Live | Carrier | WEATHERMAKER | Singlezone Ducted, Centrally Ducted | 208447909 |  | HRCU-A-CB | 38MURAQ48AB3 |  | 40MUAAQ48XA3 | 8.5 | 16 | 10 | 8.2 | 15.6 | 9.4 | FALSE | TRUE | FALSE | 47000 | 36000 | 2.36 | 48000 | 2.05
208447900 |  | Live | Carrier | PAYNE | Singlezone Ducted, Centrally Ducted | 208447900 |  | HRCU-A-CB | 38MURAQ48AB3 |  | 40MUAAQ48XA3 | 8.5 | 16 | 10 | 8.2 | 15.6 | 9.4 | FALSE | TRUE | FALSE | 47000 | 36000 | 2.36 | 48000 | 2.05
208447891 |  | Live | Carrier | BRYANT | Singlezone Ducted, Centrally Ducted | 208447891 |  | HRCU-A-CB | 38MURAQ48AB3 |  | 40MUAAQ48XA3 | 8.5 | 16 | 10 | 8.2 | 15.6 | 9.4 | FALSE | TRUE | FALSE | 47000 | 36000 | 2.36 | 48000 | 2.05
208447882 |  | Live | Carrier | CARRIER | Singlezone Ducted, Centrally Ducted | 208447882 |  | HRCU-A-CB | 38MURAQ48AB3 |  | 40MUAAQ48XA3 | 8.5 | 16 | 10 | 8.2 | 15.6 | 9.4 | FALSE | TRUE | FALSE | 47000 | 36000 | 2.36 | 48000 | 2.05
208447883 |  | Live | Carrier | CARRIER | Singlezone Ducted, Centrally Ducted | 208447883 |  | HRCU-A-CB | 38MURAQ36AB3 |  | 40MUAAQ36XA3 | 10.5 | 18 | 10.5 | 10 | 16 | 9.5 | FALSE | TRUE | TRUE | 36000 | 30400 | 2.46 | 47000 | 1.9
208447892 |  | Live | Carrier | BRYANT | Singlezone Ducted, Centrally Ducted | 208447892 |  | HRCU-A-CB | 38MURAQ36AB3 |  | 40MUAAQ36XA3 | 10.5 | 18 | 10.5 | 10 | 16 | 9.5 | FALSE | TRUE | TRUE | 36000 | 30400 | 2.46 | 47000 | 1.9
208447901 |  | Live | Carrier | PAYNE | Singlezone Ducted, Centrally Ducted | 208447901 |  | HRCU-A-CB | 38MURAQ36AB3 |  | 40MUAAQ36XA3 | 10.5 | 18 | 10.5 | 10 | 16 | 9.5 | FALSE | TRUE | TRUE | 36000 | 30400 | 2.46 | 47000 | 1.9
208447910 |  | Live | Carrier | WEATHERMAKER | Singlezone Ducted, Centrally Ducted | 208447910 |  | HRCU-A-CB | 38MURAQ36AB3 |  | 40MUAAQ36XA3 | 10.5 | 18 | 10.5 | 10 | 16 | 9.5 | FALSE | TRUE | TRUE | 36000 | 30400 | 2.46 | 47000 | 1.9
208447919 |  | Live | Carrier | MIDEA | Singlezone Ducted, Centrally Ducted | 208447919 |  | HRCU-A-CB | 38MURAQ36AB3 |  | 40MUAAQ36XA3 | 10.5 | 18 | 10.5 | 10 | 16 | 9.5 | FALSE | TRUE | TRUE | 36000 | 30400 | 2.46 | 47000 | 1.9
209852043 |  | Live | Carrier | ARCOAIRE | Singlezone Ducted, Centrally Ducted | 209852043 |  | HRCU-A-CB | DLCURAH36ABK |  | DLFUAAH36XAK | 10.5 | 18 | 10.5 | 10 | 16 | 9.5 | FALSE | TRUE | TRUE | 36000 | 30400 | 2.46 | 47000 | 1.9
209852065 |  | Live | Carrier | DAY & NIGHT | Singlezone Ducted, Centrally Ducted | 209852065 |  | HRCU-A-CB | DLCURAH36ABK |  | DLFUAAH36XAK | 10.5 | 18 | 10.5 | 10 | 16 | 9.5 | FALSE | TRUE | TRUE | 36000 | 30400 | 2.46 | 47000 | 1.9
209852054 |  | Live | Carrier | COMFORTMAKER | Singlezone Ducted, Centrally Ducted | 209852054 |  | HRCU-A-CB | DLCURAH36ABK |  | DLFUAAH36XAK | 10.5 | 18 | 10.5 | 10 | 16 | 9.5 | FALSE | TRUE | TRUE | 36000 | 30400 | 2.46 | 47000 | 1.9
209852087 |  | Live | Carrier | KEEPRITE | Singlezone Ducted, Centrally Ducted | 209852087 |  | HRCU-A-CB | DLCURAH36ABK |  | DLFUAAH36XAK | 10.5 | 18 | 10.5 | 10 | 16 | 9.5 | FALSE | TRUE | TRUE | 36000 | 30400 | 2.46 | 47000 | 1.9
209852076 |  | Live | Carrier | HEIL | Singlezone Ducted, Centrally Ducted | 209852076 |  | HRCU-A-CB | DLCURAH36ABK |  | DLFUAAH36XAK | 10.5 | 18 | 10.5 | 10 | 16 | 9.5 | FALSE | TRUE | TRUE | 36000 | 30400 | 2.46 | 47000 | 1.9
209852109 |  | Live | Carrier | MIDEA | Singlezone Ducted, Centrally Ducted | 209852109 |  | HRCU-A-CB | DLCURAH36ABK |  | DLFUAAH36XAK | 10.5 | 18 | 10.5 | 10 | 16 | 9.5 | FALSE | TRUE | TRUE | 36000 | 30400 | 2.46 | 47000 | 1.9
209852098 |  | Live | Carrier | KENMORE | Singlezone Ducted, Centrally Ducted | 209852098 |  | HRCU-A-CB | DLCURAH36ABK |  | DLFUAAH36XAK | 10.5 | 18 | 10.5 | 10 | 16 | 9.5 | FALSE | TRUE |  | 36000 | 30400 | 2.46 | 47000 | 1.9
209852131 |  | Live | Carrier | SMART COMFORT | Singlezone Ducted, Centrally Ducted | 209852131 |  | HRCU-A-CB | DLCURAH36ABK |  | DLFUAAH36XAK | 10.5 | 18 | 10.5 | 10 | 16 | 9.5 | FALSE | TRUE | TRUE | 36000 | 30400 | 2.46 | 47000 | 1.9
209852120 |  | Live | Carrier | TEMPSTAR | Singlezone Ducted, Centrally Ducted | 209852120 |  | HRCU-A-CB | DLCURAH36ABK |  | DLFUAAH36XAK | 10.5 | 18 | 10.5 | 10 | 16 | 9.5 | FALSE | TRUE | TRUE | 36000 | 30400 | 2.46 | 47000 | 1.9
209852142 |  | Live | Carrier | AIRQUEST | Singlezone Ducted, Centrally Ducted | 209852142 |  | HRCU-A-CB | DLCURAH36ABK |  | DLFUAAH36XAK | 10.5 | 18 | 10.5 | 10 | 16 | 9.5 | FALSE | TRUE | TRUE | 36000 | 30400 | 2.46 | 47000 | 1.9
209862128 |  | Live | Carrier | GRANDAIRE | Singlezone Ducted, Centrally Ducted | 209862128 |  | HRCU-A-CB | WDLCURAH36ABK |  | WDLFUAAH36XAK | 10.5 | 18 | 10.5 | 10 | 16 | 9.5 | FALSE | TRUE |  | 36000 | 30400 | 2.46 | 47000 | 1.9
211756649 |  | Live | Carrier | LPS LEGACY | Singlezone Ducted, Centrally Ducted | 211756649 |  | HRCU-A-CB | DLCURAH36ABK |  | DLFUAAH36XAK | 10.5 | 18 | 10.5 | 10 | 16 | 9.5 | FALSE | TRUE |  | 36000 | 30400 | 2.46 | 47000 | 1.9
216620166 |  | Live | Carrier | CARRIER | Singlezone Ducted, Centrally Ducted | 216620166 |  | HRCU-A-CB | DLCURAH36ABK |  | 40MUAAQ36XA3 | 10.5 | 18 | 10.5 | 10 | 16 | 9.5 | FALSE | TRUE |  | 36000 | 30400 | 2.46 | 47000 | 1.9
216620190 |  | Live | Carrier | ARCOAIRE | Singlezone Ducted, Centrally Ducted | 216620190 |  | HRCU-A-CB | DLCURAH36ABK |  | 40MUAAQ36XA3 | 10.5 | 18 | 10.5 | 10 | 16 | 9.5 | FALSE | TRUE |  | 36000 | 30400 | 2.46 | 47000 | 1.9
216620178 |  | Live | Carrier | BRYANT | Singlezone Ducted, Centrally Ducted | 216620178 |  | HRCU-A-CB | DLCURAH36ABK |  | 40MUAAQ36XA3 | 10.5 | 18 | 10.5 | 10 | 16 | 9.5 | FALSE | TRUE |  | 36000 | 30400 | 2.46 | 47000 | 1.9
216620202 |  | Live | Carrier | COMFORTMAKER | Singlezone Ducted, Centrally Ducted | 216620202 |  | HRCU-A-CB | DLCURAH36ABK |  | 40MUAAQ36XA3 | 10.5 | 18 | 10.5 | 10 | 16 | 9.5 | FALSE | TRUE |  | 36000 | 30400 | 2.46 | 47000 | 1.9
216620214 |  | Live | Carrier | DAY & NIGHT | Singlezone Ducted, Centrally Ducted | 216620214 |  | HRCU-A-CB | DLCURAH36ABK |  | 40MUAAQ36XA3 | 10.5 | 18 | 10.5 | 10 | 16 | 9.5 | FALSE | TRUE |  | 36000 | 30400 | 2.46 | 47000 | 1.9
216620226 |  | Live | Carrier | HEIL | Singlezone Ducted, Centrally Ducted | 216620226 |  | HRCU-A-CB | DLCURAH36ABK |  | 40MUAAQ36XA3 | 10.5 | 18 | 10.5 | 10 | 16 | 9.5 | FALSE | TRUE |  | 36000 | 30400 | 2.46 | 47000 | 1.9
216620238 |  | Live | Carrier | KEEPRITE | Singlezone Ducted, Centrally Ducted | 216620238 |  | HRCU-A-CB | DLCURAH36ABK |  | 40MUAAQ36XA3 | 10.5 | 18 | 10.5 | 10 | 16 | 9.5 | FALSE | TRUE |  | 36000 | 30400 | 2.46 | 47000 | 1.9
216620250 |  | Live | Carrier | MIDEA | Singlezone Ducted, Centrally Ducted | 216620250 |  | HRCU-A-CB | DLCURAH36ABK |  | 40MUAAQ36XA3 | 10.5 | 18 | 10.5 | 10 | 16 | 9.5 | FALSE | TRUE |  | 36000 | 30400 | 2.46 | 47000 | 1.9
216620262 |  | Live | Carrier | TEMPSTAR | Singlezone Ducted, Centrally Ducted | 216620262 |  | HRCU-A-CB | DLCURAH36ABK |  | 40MUAAQ36XA3 | 10.5 | 18 | 10.5 | 10 | 16 | 9.5 | FALSE | TRUE |  | 36000 | 30400 | 2.46 | 47000 | 1.9
216620274 |  | Live | Carrier | AIRQUEST | Singlezone Ducted, Centrally Ducted | 216620274 |  | HRCU-A-CB | DLCURAH36ABK |  | 40MUAAQ36XA3 | 10.5 | 18 | 10.5 | 10 | 16 | 9.5 | FALSE | TRUE |  | 36000 | 30400 | 2.46 | 47000 | 1.9
217622216 |  | Live | Carrier | ARCOAIRE | Singlezone Ducted, Centrally Ducted | 217622216 |  | HRCU-A-CB | 38MURAQ36AB3 |  | DLFUAAH36XAK | 10.5 | 18 | 10.5 | 10 | 16 | 9.5 | FALSE | TRUE |  | 36000 | 30400 | 2.46 | 47000 | 1.9
217622223 |  | Live | Carrier | COMFORTMAKER | Singlezone Ducted, Centrally Ducted | 217622223 |  | HRCU-A-CB | 38MURAQ36AB3 |  | DLFUAAH36XAK | 10.5 | 18 | 10.5 | 10 | 16 | 9.5 | FALSE | TRUE |  | 36000 | 30400 | 2.46 | 47000 | 1.9
217622237 |  | Live | Carrier | HEIL | Singlezone Ducted, Centrally Ducted | 217622237 |  | HRCU-A-CB | 38MURAQ36AB3 |  | DLFUAAH36XAK | 10.5 | 18 | 10.5 | 10 | 16 | 9.5 | FALSE | TRUE |  | 36000 | 30400 | 2.46 | 47000 | 1.9
217622230 |  | Live | Carrier | DAY & NIGHT | Singlezone Ducted, Centrally Ducted | 217622230 |  | HRCU-A-CB | 38MURAQ36AB3 |  | DLFUAAH36XAK | 10.5 | 18 | 10.5 | 10 | 16 | 9.5 | FALSE | TRUE |  | 36000 | 30400 | 2.46 | 47000 | 1.9
217622244 |  | Live | Carrier | KEEPRITE | Singlezone Ducted, Centrally Ducted | 217622244 |  | HRCU-A-CB | 38MURAQ36AB3 |  | DLFUAAH36XAK | 10.5 | 18 | 10.5 | 10 | 16 | 9.5 | FALSE | TRUE |  | 36000 | 30400 | 2.46 | 47000 | 1.9
217622265 |  | Live | Carrier | AIRQUEST | Singlezone Ducted, Centrally Ducted | 217622265 |  | HRCU-A-CB | 38MURAQ36AB3 |  | DLFUAAH36XAK | 10.5 | 18 | 10.5 | 10 | 16 | 9.5 | FALSE | TRUE |  | 36000 | 30400 | 2.46 | 47000 | 1.9
217622258 |  | Live | Carrier | TEMPSTAR | Singlezone Ducted, Centrally Ducted | 217622258 |  | HRCU-A-CB | 38MURAQ36AB3 |  | DLFUAAH36XAK | 10.5 | 18 | 10.5 | 10 | 16 | 9.5 | FALSE | TRUE |  | 36000 | 30400 | 2.46 | 47000 | 1.9
217622251 |  | Live | Carrier | MIDEA | Singlezone Ducted, Centrally Ducted | 217622251 |  | HRCU-A-CB | 38MURAQ36AB3 |  | DLFUAAH36XAK | 10.5 | 18 | 10.5 | 10 | 16 | 9.5 | FALSE | TRUE |  | 36000 | 30400 | 2.46 | 47000 | 1.9
217622272 |  | Live | Carrier | CARRIER | Singlezone Ducted, Centrally Ducted | 217622272 |  | HRCU-A-CB | 38MURAQ36AB3 |  | DLFUAAH36XAK | 10.5 | 18 | 10.5 | 10 | 16 | 9.5 | FALSE | TRUE |  | 36000 | 30400 | 2.46 | 47000 | 1.9
217622279 |  | Live | Carrier | BRYANT | Singlezone Ducted, Centrally Ducted | 217622279 |  | HRCU-A-CB | 38MURAQ36AB3 |  | DLFUAAH36XAK | 10.5 | 18 | 10.5 | 10 | 16 | 9.5 | FALSE | TRUE |  | 36000 | 30400 | 2.46 | 47000 | 1.9
217622278 |  | Live | Carrier | BRYANT | Singlezone Ducted, Centrally Ducted | 217622278 |  | HRCU-A-CB | 38MURAQ30AB3 |  | DLFUAAH30XAK | 11 | 18 | 10.5 | 10 | 16.2 | 8.9 | FALSE | TRUE |  | 30000 | 21000 | 2.34 | 28600 | 2.1
217622271 |  | Live | Carrier | CARRIER | Singlezone Ducted, Centrally Ducted | 217622271 |  | HRCU-A-CB | 38MURAQ30AB3 |  | DLFUAAH30XAK | 11 | 18 | 10.5 | 10 | 16.2 | 8.9 | FALSE | TRUE |  | 30000 | 21000 | 2.34 | 28600 | 2.1
217622250 |  | Live | Carrier | MIDEA | Singlezone Ducted, Centrally Ducted | 217622250 |  | HRCU-A-CB | 38MURAQ30AB3 |  | DLFUAAH30XAK | 11 | 18 | 10.5 | 10 | 16.2 | 8.9 | FALSE | TRUE |  | 30000 | 21000 | 2.34 | 28600 | 2.1
217622257 |  | Live | Carrier | TEMPSTAR | Singlezone Ducted, Centrally Ducted | 217622257 |  | HRCU-A-CB | 38MURAQ30AB3 |  | DLFUAAH30XAK | 11 | 18 | 10.5 | 10 | 16.2 | 8.9 | FALSE | TRUE |  | 30000 | 21000 | 2.34 | 28600 | 2.1
217622264 |  | Live | Carrier | AIRQUEST | Singlezone Ducted, Centrally Ducted | 217622264 |  | HRCU-A-CB | 38MURAQ30AB3 |  | DLFUAAH30XAK | 11 | 18 | 10.5 | 10 | 16.2 | 8.9 | FALSE | TRUE |  | 30000 | 21000 | 2.34 | 28600 | 2.1
217622243 |  | Live | Carrier | KEEPRITE | Singlezone Ducted, Centrally Ducted | 217622243 |  | HRCU-A-CB | 38MURAQ30AB3 |  | DLFUAAH30XAK | 11 | 18 | 10.5 | 10 | 16.2 | 8.9 | FALSE | TRUE |  | 30000 | 21000 | 2.34 | 28600 | 2.1
217622229 |  | Live | Carrier | DAY & NIGHT | Singlezone Ducted, Centrally Ducted | 217622229 |  | HRCU-A-CB | 38MURAQ30AB3 |  | DLFUAAH30XAK | 11 | 18 | 10.5 | 10 | 16.2 | 8.9 | FALSE | TRUE |  | 30000 | 21000 | 2.34 | 28600 | 2.1
217622236 |  | Live | Carrier | HEIL | Singlezone Ducted, Centrally Ducted | 217622236 |  | HRCU-A-CB | 38MURAQ30AB3 |  | DLFUAAH30XAK | 11 | 18 | 10.5 | 10 | 16.2 | 8.9 | FALSE | TRUE |  | 30000 | 21000 | 2.34 | 28600 | 2.1
217622222 |  | Live | Carrier | COMFORTMAKER | Singlezone Ducted, Centrally Ducted | 217622222 |  | HRCU-A-CB | 38MURAQ30AB3 |  | DLFUAAH30XAK | 11 | 18 | 10.5 | 10 | 16.2 | 8.9 | FALSE | TRUE |  | 30000 | 21000 | 2.34 | 28600 | 2.1
217622215 |  | Live | Carrier | ARCOAIRE | Singlezone Ducted, Centrally Ducted | 217622215 |  | HRCU-A-CB | 38MURAQ30AB3 |  | DLFUAAH30XAK | 11 | 18 | 10.5 | 10 | 16.2 | 8.9 | FALSE | TRUE |  | 30000 | 21000 | 2.34 | 28600 | 2.1
216620272 |  | Live | Carrier | AIRQUEST | Singlezone Ducted, Centrally Ducted | 216620272 |  | HRCU-A-CB | DLCURAH30ABK |  | 40MUAAQ30XA3 | 11 | 18 | 10.5 | 10 | 16.2 | 8.9 | FALSE | TRUE |  | 30000 | 21000 | 2.34 | 28600 | 2.1
216620260 |  | Live | Carrier | TEMPSTAR | Singlezone Ducted, Centrally Ducted | 216620260 |  | HRCU-A-CB | DLCURAH30ABK |  | 40MUAAQ30XA3 | 11 | 18 | 10.5 | 10 | 16.2 | 8.9 | FALSE | TRUE |  | 30000 | 21000 | 2.34 | 28600 | 2.1
216620248 |  | Live | Carrier | MIDEA | Singlezone Ducted, Centrally Ducted | 216620248 |  | HRCU-A-CB | DLCURAH30ABK |  | 40MUAAQ30XA3 | 11 | 18 | 10.5 | 10 | 16.2 | 8.9 | FALSE | TRUE |  | 30000 | 21000 | 2.34 | 28600 | 2.1
216620236 |  | Live | Carrier | KEEPRITE | Singlezone Ducted, Centrally Ducted | 216620236 |  | HRCU-A-CB | DLCURAH30ABK |  | 40MUAAQ30XA3 | 11 | 18 | 10.5 | 10 | 16.2 | 8.9 | FALSE | TRUE |  | 30000 | 21000 | 2.34 | 28600 | 2.1
216620224 |  | Live | Carrier | HEIL | Singlezone Ducted, Centrally Ducted | 216620224 |  | HRCU-A-CB | DLCURAH30ABK |  | 40MUAAQ30XA3 | 11 | 18 | 10.5 | 10 | 16.2 | 8.9 | FALSE | TRUE |  | 30000 | 21000 | 2.34 | 28600 | 2.1
216620212 |  | Live | Carrier | DAY & NIGHT | Singlezone Ducted, Centrally Ducted | 216620212 |  | HRCU-A-CB | DLCURAH30ABK |  | 40MUAAQ30XA3 | 11 | 18 | 10.5 | 10 | 16.2 | 8.9 | FALSE | TRUE |  | 30000 | 21000 | 2.34 | 28600 | 2.1
216620200 |  | Live | Carrier | COMFORTMAKER | Singlezone Ducted, Centrally Ducted | 216620200 |  | HRCU-A-CB | DLCURAH30ABK |  | 40MUAAQ30XA3 | 11 | 18 | 10.5 | 10 | 16.2 | 8.9 | FALSE | TRUE |  | 30000 | 21000 | 2.34 | 28600 | 2.1
216620176 |  | Live | Carrier | BRYANT | Singlezone Ducted, Centrally Ducted | 216620176 |  | HRCU-A-CB | DLCURAH30ABK |  | 40MUAAQ30XA3 | 11 | 18 | 10.5 | 10 | 16.2 | 8.9 | FALSE | TRUE |  | 30000 | 21000 | 2.34 | 28600 | 2.1
216620188 |  | Live | Carrier | ARCOAIRE | Singlezone Ducted, Centrally Ducted | 216620188 |  | HRCU-A-CB | DLCURAH30ABK |  | 40MUAAQ30XA3 | 11 | 18 | 10.5 | 10 | 16.2 | 8.9 | FALSE | TRUE |  | 30000 | 21000 | 2.34 | 28600 | 2.1
216620164 |  | Live | Carrier | CARRIER | Singlezone Ducted, Centrally Ducted | 216620164 |  | HRCU-A-CB | DLCURAH30ABK |  | 40MUAAQ30XA3 | 11 | 18 | 10.5 | 10 | 16.2 | 8.9 | FALSE | TRUE |  | 30000 | 21000 | 2.34 | 28600 | 2.1
211756650 |  | Live | Carrier | LPS LEGACY | Singlezone Ducted, Centrally Ducted | 211756650 |  | HRCU-A-CB | DLCURAH30ABK |  | DLFUAAH30XAK | 11 | 18 | 10.5 | 10 | 16.2 | 8.9 | FALSE | TRUE |  | 30000 | 21000 | 2.34 | 28600 | 2.1
209862130 |  | Live | Carrier | GRANDAIRE | Singlezone Ducted, Centrally Ducted | 209862130 |  | HRCU-A-CB | WDLCURAH30ABK |  | WDLFUAAH30XAK | 11 | 18 | 10.5 | 10 | 16.2 | 8.9 | FALSE | TRUE |  | 30000 | 21000 | 2.34 | 28600 | 2.1
209852143 |  | Live | Carrier | AIRQUEST | Singlezone Ducted, Centrally Ducted | 209852143 |  | HRCU-A-CB | DLCURAH30ABK |  | DLFUAAH30XAK | 11 | 18 | 10.5 | 10 | 16.2 | 8.9 | FALSE | TRUE | TRUE | 30000 | 21000 | 2.34 | 28600 | 2.1
209852132 |  | Live | Carrier | SMART COMFORT | Singlezone Ducted, Centrally Ducted | 209852132 |  | HRCU-A-CB | DLCURAH30ABK |  | DLFUAAH30XAK | 11 | 18 | 10.5 | 10 | 16.2 | 8.9 | FALSE | TRUE | TRUE | 30000 | 21000 | 2.34 | 28600 | 2.1
209852110 |  | Live | Carrier | MIDEA | Singlezone Ducted, Centrally Ducted | 209852110 |  | HRCU-A-CB | DLCURAH30ABK |  | DLFUAAH30XAK | 11 | 18 | 10.5 | 10 | 16.2 | 8.9 | FALSE | TRUE | TRUE | 30000 | 21000 | 2.34 | 28600 | 2.1
209852121 |  | Live | Carrier | TEMPSTAR | Singlezone Ducted, Centrally Ducted | 209852121 |  | HRCU-A-CB | DLCURAH30ABK |  | DLFUAAH30XAK | 11 | 18 | 10.5 | 10 | 16.2 | 8.9 | FALSE | TRUE | TRUE | 30000 | 21000 | 2.34 | 28600 | 2.1
209852099 |  | Live | Carrier | KENMORE | Singlezone Ducted, Centrally Ducted | 209852099 |  | HRCU-A-CB | DLCURAH30ABK |  | DLFUAAH30XAK | 11 | 18 | 10.5 | 10 | 16.2 | 8.9 | FALSE | TRUE |  | 30000 | 21000 | 2.34 | 28600 | 2.1
209852088 |  | Live | Carrier | KEEPRITE | Singlezone Ducted, Centrally Ducted | 209852088 |  | HRCU-A-CB | DLCURAH30ABK |  | DLFUAAH30XAK | 11 | 18 | 10.5 | 10 | 16.2 | 8.9 | FALSE | TRUE | TRUE | 30000 | 21000 | 2.34 | 28600 | 2.1
209852077 |  | Live | Carrier | HEIL | Singlezone Ducted, Centrally Ducted | 209852077 |  | HRCU-A-CB | DLCURAH30ABK |  | DLFUAAH30XAK | 11 | 18 | 10.5 | 10 | 16.2 | 8.9 | FALSE | TRUE | TRUE | 30000 | 21000 | 2.34 | 28600 | 2.1
209852066 |  | Live | Carrier | DAY & NIGHT | Singlezone Ducted, Centrally Ducted | 209852066 |  | HRCU-A-CB | DLCURAH30ABK |  | DLFUAAH30XAK | 11 | 18 | 10.5 | 10 | 16.2 | 8.9 | FALSE | TRUE | TRUE | 30000 | 21000 | 2.34 | 28600 | 2.1
209852055 |  | Live | Carrier | COMFORTMAKER | Singlezone Ducted, Centrally Ducted | 209852055 |  | HRCU-A-CB | DLCURAH30ABK |  | DLFUAAH30XAK | 11 | 18 | 10.5 | 10 | 16.2 | 8.9 | FALSE | TRUE | TRUE | 30000 | 21000 | 2.34 | 28600 | 2.1
209852044 |  | Live | Carrier | ARCOAIRE | Singlezone Ducted, Centrally Ducted | 209852044 |  | HRCU-A-CB | DLCURAH30ABK |  | DLFUAAH30XAK | 11 | 18 | 10.5 | 10 | 16.2 | 8.9 | FALSE | TRUE | TRUE | 30000 | 21000 | 2.34 | 28600 | 2.1
208447920 |  | Live | Carrier | MIDEA | Singlezone Ducted, Centrally Ducted | 208447920 |  | HRCU-A-CB | 38MURAQ30AB3 |  | 40MUAAQ30XA3 | 11 | 18 | 10.5 | 10 | 16.2 | 8.9 | FALSE | TRUE | TRUE | 30000 | 21000 | 2.34 | 28600 | 2.1
208447911 |  | Live | Carrier | WEATHERMAKER | Singlezone Ducted, Centrally Ducted | 208447911 |  | HRCU-A-CB | 38MURAQ30AB3 |  | 40MUAAQ30XA3 | 11 | 18 | 10.5 | 10 | 16.2 | 8.9 | FALSE | TRUE | TRUE | 30000 | 21000 | 2.34 | 28600 | 2.1
208447902 |  | Live | Carrier | PAYNE | Singlezone Ducted, Centrally Ducted | 208447902 |  | HRCU-A-CB | 38MURAQ30AB3 |  | 40MUAAQ30XA3 | 11 | 18 | 10.5 | 10 | 16.2 | 8.9 | FALSE | TRUE | TRUE | 30000 | 21000 | 2.34 | 28600 | 2.1
208447893 |  | Live | Carrier | BRYANT | Singlezone Ducted, Centrally Ducted | 208447893 |  | HRCU-A-CB | 38MURAQ30AB3 |  | 40MUAAQ30XA3 | 11 | 18 | 10.5 | 10 | 16.2 | 8.9 | FALSE | TRUE | TRUE | 30000 | 21000 | 2.34 | 28600 | 2.1
208447884 |  | Live | Carrier | CARRIER | Singlezone Ducted, Centrally Ducted | 208447884 |  | HRCU-A-CB | 38MURAQ30AB3 |  | 40MUAAQ30XA3 | 11 | 18 | 10.5 | 10 | 16.2 | 8.9 | FALSE | TRUE | TRUE | 30000 | 21000 | 2.34 | 28600 | 2.1
208447887 |  | Live | Carrier | CARRIER | Singlezone Ducted, Centrally Ducted | 208447887 |  | HRCU-A-CB | 38MURAQ24AB3 |  | 40MUAAQ24XA3 | 12.5 | 20 | 12 | 11.7 | 17.4 | 10 | TRUE | TRUE | TRUE | 24000 | 19200 | 2.5 | 26400 | 2.14
208447896 |  | Live | Carrier | BRYANT | Singlezone Ducted, Centrally Ducted | 208447896 |  | HRCU-A-CB | 38MURAQ24AB3 |  | 40MUAAQ24XA3 | 12.5 | 20 | 12 | 11.7 | 17.4 | 10 | TRUE | TRUE | TRUE | 24000 | 19200 | 2.5 | 26400 | 2.14
208447905 |  | Live | Carrier | PAYNE | Singlezone Ducted, Centrally Ducted | 208447905 |  | HRCU-A-CB | 38MURAQ24AB3 |  | 40MUAAQ24XA3 | 12.5 | 20 | 12 | 11.7 | 17.4 | 10 | TRUE | TRUE | TRUE | 24000 | 19200 | 2.5 | 26400 | 2.14
208447914 |  | Live | Carrier | WEATHERMAKER | Singlezone Ducted, Centrally Ducted | 208447914 |  | HRCU-A-CB | 38MURAQ24AB3 |  | 40MUAAQ24XA3 | 12.5 | 20 | 12 | 11.7 | 17.4 | 10 | TRUE | TRUE | TRUE | 24000 | 19200 | 2.5 | 26400 | 2.14
208447923 |  | Live | Carrier | MIDEA | Singlezone Ducted, Centrally Ducted | 208447923 |  | HRCU-A-CB | 38MURAQ24AB3 |  | 40MUAAQ24XA3 | 12.5 | 20 | 12 | 11.7 | 17.4 | 10 | TRUE | TRUE | TRUE | 24000 | 19200 | 2.5 | 26400 | 2.14
209852037 |  | Live | Carrier | ARCOAIRE | Singlezone Ducted, Centrally Ducted | 209852037 |  | HRCU-A-CB | DLCURAH24ABK |  | DLFUAAH24XAK | 12.5 | 20 | 12 | 11.7 | 17.4 | 10 | TRUE | TRUE | TRUE | 24000 | 19200 | 2.5 | 26400 | 2.14
209852048 |  | Live | Carrier | COMFORTMAKER | Singlezone Ducted, Centrally Ducted | 209852048 |  | HRCU-A-CB | DLCURAH24ABK |  | DLFUAAH24XAK | 12.5 | 20 | 12 | 11.7 | 17.4 | 10 | TRUE | TRUE | TRUE | 24000 | 19200 | 2.5 | 26400 | 2.14
209852059 |  | Live | Carrier | DAY & NIGHT | Singlezone Ducted, Centrally Ducted | 209852059 |  | HRCU-A-CB | DLCURAH24ABK |  | DLFUAAH24XAK | 12.5 | 20 | 12 | 11.7 | 17.4 | 10 | TRUE | TRUE | TRUE | 24000 | 19200 | 2.5 | 26400 | 2.14
209852070 |  | Live | Carrier | HEIL | Singlezone Ducted, Centrally Ducted | 209852070 |  | HRCU-A-CB | DLCURAH24ABK |  | DLFUAAH24XAK | 12.5 | 20 | 12 | 11.7 | 17.4 | 10 | TRUE | TRUE | TRUE | 24000 | 19200 | 2.5 | 26400 | 2.14
209852081 |  | Live | Carrier | KEEPRITE | Singlezone Ducted, Centrally Ducted | 209852081 |  | HRCU-A-CB | DLCURAH24ABK |  | DLFUAAH24XAK | 12.5 | 20 | 12 | 11.7 | 17.4 | 10 | TRUE | TRUE | TRUE | 24000 | 19200 | 2.5 | 26400 | 2.14
209852092 |  | Live | Carrier | KENMORE | Singlezone Ducted, Centrally Ducted | 209852092 |  | HRCU-A-CB | DLCURAH24ABK |  | DLFUAAH24XAK | 12.5 | 20 | 12 | 11.7 | 17.4 | 10 | TRUE | TRUE |  | 24000 | 19200 | 2.5 | 26400 | 2.14
209852103 |  | Live | Carrier | MIDEA | Singlezone Ducted, Centrally Ducted | 209852103 |  | HRCU-A-CB | DLCURAH24ABK |  | DLFUAAH24XAK | 12.5 | 20 | 12 | 11.7 | 17.4 | 10 | TRUE | TRUE | TRUE | 24000 | 19200 | 2.5 | 26400 | 2.14
209852114 |  | Live | Carrier | TEMPSTAR | Singlezone Ducted, Centrally Ducted | 209852114 |  | HRCU-A-CB | DLCURAH24ABK |  | DLFUAAH24XAK | 12.5 | 20 | 12 | 11.7 | 17.4 | 10 | TRUE | TRUE | TRUE | 24000 | 19200 | 2.5 | 26400 | 2.14
209852125 |  | Live | Carrier | SMART COMFORT | Singlezone Ducted, Centrally Ducted | 209852125 |  | HRCU-A-CB | DLCURAH24ABK |  | DLFUAAH24XAK | 12.5 | 20 | 12 | 11.7 | 17.4 | 10 | TRUE | TRUE | TRUE | 24000 | 19200 | 2.5 | 26400 | 2.14
209852136 |  | Live | Carrier | AIRQUEST | Singlezone Ducted, Centrally Ducted | 209852136 |  | HRCU-A-CB | DLCURAH24ABK |  | DLFUAAH24XAK | 12.5 | 20 | 12 | 11.7 | 17.4 | 10 | TRUE | TRUE | TRUE | 24000 | 19200 | 2.5 | 26400 | 2.14
209862137 |  | Live | Carrier | GRANDAIRE | Singlezone Ducted, Centrally Ducted | 209862137 |  | HRCU-A-CB | WDLCURAH24ABK |  | WDLFUAAH24XAK | 12.5 | 20 | 12 | 11.7 | 17.4 | 10 | TRUE | TRUE |  | 24000 | 19200 | 2.5 | 26400 | 2.14
211756643 |  | Live | Carrier | LPS LEGACY | Singlezone Ducted, Centrally Ducted | 211756643 |  | HRCU-A-CB | DLCURAH24ABK |  | DLFUAAH24XAK | 12.5 | 20 | 12 | 11.7 | 17.4 | 10 | TRUE | TRUE |  | 24000 | 19200 | 2.5 | 26400 | 2.14
216620162 |  | Live | Carrier | CARRIER | Singlezone Ducted, Centrally Ducted | 216620162 |  | HRCU-A-CB | DLCURAH24ABK |  | 40MUAAQ24XA3 | 12.5 | 20 | 12 | 11.7 | 17.4 | 10 | TRUE | TRUE |  | 24000 | 19200 | 2.5 | 26400 | 2.14
216620174 |  | Live | Carrier | BRYANT | Singlezone Ducted, Centrally Ducted | 216620174 |  | HRCU-A-CB | DLCURAH24ABK |  | 40MUAAQ24XA3 | 12.5 | 20 | 12 | 11.7 | 17.4 | 10 | TRUE | TRUE |  | 24000 | 19200 | 2.5 | 26400 | 2.14
216620186 |  | Live | Carrier | ARCOAIRE | Singlezone Ducted, Centrally Ducted | 216620186 |  | HRCU-A-CB | DLCURAH24ABK |  | 40MUAAQ24XA3 | 12.5 | 20 | 12 | 11.7 | 17.4 | 10 | TRUE | TRUE |  | 24000 | 19200 | 2.5 | 26400 | 2.14
216620198 |  | Live | Carrier | COMFORTMAKER | Singlezone Ducted, Centrally Ducted | 216620198 |  | HRCU-A-CB | DLCURAH24ABK |  | 40MUAAQ24XA3 | 12.5 | 20 | 12 | 11.7 | 17.4 | 10 | TRUE | TRUE |  | 24000 | 19200 | 2.5 | 26400 | 2.14
216620210 |  | Live | Carrier | DAY & NIGHT | Singlezone Ducted, Centrally Ducted | 216620210 |  | HRCU-A-CB | DLCURAH24ABK |  | 40MUAAQ24XA3 | 12.5 | 20 | 12 | 11.7 | 17.4 | 10 | TRUE | TRUE |  | 24000 | 19200 | 2.5 | 26400 | 2.14
216620222 |  | Live | Carrier | HEIL | Singlezone Ducted, Centrally Ducted | 216620222 |  | HRCU-A-CB | DLCURAH24ABK |  | 40MUAAQ24XA3 | 12.5 | 20 | 12 | 11.7 | 17.4 | 10 | TRUE | TRUE |  | 24000 | 19200 | 2.5 | 26400 | 2.14
216620234 |  | Live | Carrier | KEEPRITE | Singlezone Ducted, Centrally Ducted | 216620234 |  | HRCU-A-CB | DLCURAH24ABK |  | 40MUAAQ24XA3 | 12.5 | 20 | 12 | 11.7 | 17.4 | 10 | TRUE | TRUE |  | 24000 | 19200 | 2.5 | 26400 | 2.14
216620246 |  | Live | Carrier | MIDEA | Singlezone Ducted, Centrally Ducted | 216620246 |  | HRCU-A-CB | DLCURAH24ABK |  | 40MUAAQ24XA3 | 12.5 | 20 | 12 | 11.7 | 17.4 | 10 | TRUE | TRUE |  | 24000 | 19200 | 2.5 | 26400 | 2.14
216620258 |  | Live | Carrier | TEMPSTAR | Singlezone Ducted, Centrally Ducted | 216620258 |  | HRCU-A-CB | DLCURAH24ABK |  | 40MUAAQ24XA3 | 12.5 | 20 | 12 | 11.7 | 17.4 | 10 | TRUE | TRUE |  | 24000 | 19200 | 2.5 | 26400 | 2.14
216620270 |  | Live | Carrier | AIRQUEST | Singlezone Ducted, Centrally Ducted | 216620270 |  | HRCU-A-CB | DLCURAH24ABK |  | 40MUAAQ24XA3 | 12.5 | 20 | 12 | 11.7 | 17.4 | 10 | TRUE | TRUE |  | 24000 | 19200 | 2.5 | 26400 | 2.14
217622214 |  | Live | Carrier | ARCOAIRE | Singlezone Ducted, Centrally Ducted | 217622214 |  | HRCU-A-CB | 38MURAQ24AB3 |  | DLFUAAH24XAK | 12.5 | 20 | 12 | 11.7 | 17.4 | 10 | TRUE | TRUE |  | 24000 | 19200 | 2.5 | 26400 | 2.14
217622221 |  | Live | Carrier | COMFORTMAKER | Singlezone Ducted, Centrally Ducted | 217622221 |  | HRCU-A-CB | 38MURAQ24AB3 |  | DLFUAAH24XAK | 12.5 | 20 | 12 | 11.7 | 17.4 | 10 | TRUE | TRUE |  | 24000 | 19200 | 2.5 | 26400 | 2.14
217622235 |  | Live | Carrier | HEIL | Singlezone Ducted, Centrally Ducted | 217622235 |  | HRCU-A-CB | 38MURAQ24AB3 |  | DLFUAAH24XAK | 12.5 | 20 | 12 | 11.7 | 17.4 | 10 | TRUE | TRUE |  | 24000 | 19200 | 2.5 | 26400 | 2.14
217622228 |  | Live | Carrier | DAY & NIGHT | Singlezone Ducted, Centrally Ducted | 217622228 |  | HRCU-A-CB | 38MURAQ24AB3 |  | DLFUAAH24XAK | 12.5 | 20 | 12 | 11.7 | 17.4 | 10 | TRUE | TRUE |  | 24000 | 19200 | 2.5 | 26400 | 2.14
217622242 |  | Live | Carrier | KEEPRITE | Singlezone Ducted, Centrally Ducted | 217622242 |  | HRCU-A-CB | 38MURAQ24AB3 |  | DLFUAAH24XAK | 12.5 | 20 | 12 | 11.7 | 17.4 | 10 | TRUE | TRUE |  | 24000 | 19200 | 2.5 | 26400 | 2.14
217622263 |  | Live | Carrier | AIRQUEST | Singlezone Ducted, Centrally Ducted | 217622263 |  | HRCU-A-CB | 38MURAQ24AB3 |  | DLFUAAH24XAK | 12.5 | 20 | 12 | 11.7 | 17.4 | 10 | TRUE | TRUE |  | 24000 | 19200 | 2.5 | 26400 | 2.14
217622256 |  | Live | Carrier | TEMPSTAR | Singlezone Ducted, Centrally Ducted | 217622256 |  | HRCU-A-CB | 38MURAQ24AB3 |  | DLFUAAH24XAK | 12.5 | 20 | 12 | 11.7 | 17.4 | 10 | TRUE | TRUE |  | 24000 | 19200 | 2.5 | 26400 | 2.14
217622249 |  | Live | Carrier | MIDEA | Singlezone Ducted, Centrally Ducted | 217622249 |  | HRCU-A-CB | 38MURAQ24AB3 |  | DLFUAAH24XAK | 12.5 | 20 | 12 | 11.7 | 17.4 | 10 | TRUE | TRUE |  | 24000 | 19200 | 2.5 | 26400 | 2.14
217622270 |  | Live | Carrier | CARRIER | Singlezone Ducted, Centrally Ducted | 217622270 |  | HRCU-A-CB | 38MURAQ24AB3 |  | DLFUAAH24XAK | 12.5 | 20 | 12 | 11.7 | 17.4 | 10 | TRUE | TRUE |  | 24000 | 19200 | 2.5 | 26400 | 2.14
217622277 |  | Live | Carrier | BRYANT | Singlezone Ducted, Centrally Ducted | 217622277 |  | HRCU-A-CB | 38MURAQ24AB3 |  | DLFUAAH24XAK | 12.5 | 20 | 12 | 11.7 | 17.4 | 10 | TRUE | TRUE |  | 24000 | 19200 | 2.5 | 26400 | 2.14
217622275 |  | Live | Carrier | BRYANT | Singlezone Ducted, Centrally Ducted | 217622275 |  | HRCU-A-CB | 38MURAQ18AB3 |  | DLFUAAH18XAK | 12.5 | 20 | 11 | 12.4 | 18 | 9.3 | TRUE | TRUE |  | 18000 | 13500 | 2.6 | 21000 | 2.21
217622268 |  | Live | Carrier | CARRIER | Singlezone Ducted, Centrally Ducted | 217622268 |  | HRCU-A-CB | 38MURAQ18AB3 |  | DLFUAAH18XAK | 12.5 | 20 | 11 | 12.4 | 18 | 9.3 | TRUE | TRUE |  | 18000 | 13500 | 2.6 | 21000 | 2.21
217622261 |  | Live | Carrier | AIRQUEST | Singlezone Ducted, Centrally Ducted | 217622261 |  | HRCU-A-CB | 38MURAQ18AB3 |  | DLFUAAH18XAK | 12.5 | 20 | 11 | 12.4 | 18 | 9.3 | TRUE | TRUE |  | 18000 | 13500 | 2.6 | 21000 | 2.21
217622254 |  | Live | Carrier | TEMPSTAR | Singlezone Ducted, Centrally Ducted | 217622254 |  | HRCU-A-CB | 38MURAQ18AB3 |  | DLFUAAH18XAK | 12.5 | 20 | 11 | 12.4 | 18 | 9.3 | TRUE | TRUE |  | 18000 | 13500 | 2.6 | 21000 | 2.21
217622247 |  | Live | Carrier | MIDEA | Singlezone Ducted, Centrally Ducted | 217622247 |  | HRCU-A-CB | 38MURAQ18AB3 |  | DLFUAAH18XAK | 12.5 | 20 | 11 | 12.4 | 18 | 9.3 | TRUE | TRUE |  | 18000 | 13500 | 2.6 | 21000 | 2.21
217622240 |  | Live | Carrier | KEEPRITE | Singlezone Ducted, Centrally Ducted | 217622240 |  | HRCU-A-CB | 38MURAQ18AB3 |  | DLFUAAH18XAK | 12.5 | 20 | 11 | 12.4 | 18 | 9.3 | TRUE | TRUE |  | 18000 | 13500 | 2.6 | 21000 | 2.21
217622233 |  | Live | Carrier | HEIL | Singlezone Ducted, Centrally Ducted | 217622233 |  | HRCU-A-CB | 38MURAQ18AB3 |  | DLFUAAH18XAK | 12.5 | 20 | 11 | 12.4 | 18 | 9.3 | TRUE | TRUE |  | 18000 | 13500 | 2.6 | 21000 | 2.21
217622226 |  | Live | Carrier | DAY & NIGHT | Singlezone Ducted, Centrally Ducted | 217622226 |  | HRCU-A-CB | 38MURAQ18AB3 |  | DLFUAAH18XAK | 12.5 | 20 | 11 | 12.4 | 18 | 9.3 | TRUE | TRUE |  | 18000 | 13500 | 2.6 | 21000 | 2.21
217622219 |  | Live | Carrier | COMFORTMAKER | Singlezone Ducted, Centrally Ducted | 217622219 |  | HRCU-A-CB | 38MURAQ18AB3 |  | DLFUAAH18XAK | 12.5 | 20 | 11 | 12.4 | 18 | 9.3 | TRUE | TRUE |  | 18000 | 13500 | 2.6 | 21000 | 2.21
217622212 |  | Live | Carrier | ARCOAIRE | Singlezone Ducted, Centrally Ducted | 217622212 |  | HRCU-A-CB | 38MURAQ18AB3 |  | DLFUAAH18XAK | 12.5 | 20 | 11 | 12.4 | 18 | 9.3 | TRUE | TRUE |  | 18000 | 13500 | 2.6 | 21000 | 2.21
216620268 |  | Live | Carrier | AIRQUEST | Singlezone Ducted, Centrally Ducted | 216620268 |  | HRCU-A-CB | DLCURAH18ABK |  | 40MUAAQ18XA3 | 12.5 | 20 | 11 | 12.4 | 18 | 9.3 | TRUE | TRUE |  | 18000 | 13500 | 2.6 | 21000 | 2.21
216620256 |  | Live | Carrier | TEMPSTAR | Singlezone Ducted, Centrally Ducted | 216620256 |  | HRCU-A-CB | DLCURAH18ABK |  | 40MUAAQ18XA3 | 12.5 | 20 | 11 | 12.4 | 18 | 9.3 | TRUE | TRUE |  | 18000 | 13500 | 2.6 | 21000 | 2.21
216620244 |  | Live | Carrier | MIDEA | Singlezone Ducted, Centrally Ducted | 216620244 |  | HRCU-A-CB | DLCURAH18ABK |  | 40MUAAQ18XA3 | 12.5 | 20 | 11 | 12.4 | 18 | 9.3 | TRUE | TRUE |  | 18000 | 13500 | 2.6 | 21000 | 2.21
216620232 |  | Live | Carrier | KEEPRITE | Singlezone Ducted, Centrally Ducted | 216620232 |  | HRCU-A-CB | DLCURAH18ABK |  | 40MUAAQ18XA3 | 12.5 | 20 | 11 | 12.4 | 18 | 9.3 | TRUE | TRUE |  | 18000 | 13500 | 2.6 | 21000 | 2.21
216620220 |  | Live | Carrier | HEIL | Singlezone Ducted, Centrally Ducted | 216620220 |  | HRCU-A-CB | DLCURAH18ABK |  | 40MUAAQ18XA3 | 12.5 | 20 | 11 | 12.4 | 18 | 9.3 | TRUE | TRUE |  | 18000 | 13500 | 2.6 | 21000 | 2.21
216620208 |  | Live | Carrier | DAY & NIGHT | Singlezone Ducted, Centrally Ducted | 216620208 |  | HRCU-A-CB | DLCURAH18ABK |  | 40MUAAQ18XA3 | 12.5 | 20 | 11 | 12.4 | 18 | 9.3 | TRUE | TRUE |  | 18000 | 13500 | 2.6 | 21000 | 2.21
216620196 |  | Live | Carrier | COMFORTMAKER | Singlezone Ducted, Centrally Ducted | 216620196 |  | HRCU-A-CB | DLCURAH18ABK |  | 40MUAAQ18XA3 | 12.5 | 20 | 11 | 12.4 | 18 | 9.3 | TRUE | TRUE |  | 18000 | 13500 | 2.6 | 21000 | 2.21
216620184 |  | Live | Carrier | ARCOAIRE | Singlezone Ducted, Centrally Ducted | 216620184 |  | HRCU-A-CB | DLCURAH18ABK |  | 40MUAAQ18XA3 | 12.5 | 20 | 11 | 12.4 | 18 | 9.3 | TRUE | TRUE |  | 18000 | 13500 | 2.6 | 21000 | 2.21
216620172 |  | Live | Carrier | BRYANT | Singlezone Ducted, Centrally Ducted | 216620172 |  | HRCU-A-CB | DLCURAH18ABK |  | 40MUAAQ18XA3 | 12.5 | 20 | 11 | 12.4 | 18 | 9.3 | TRUE | TRUE |  | 18000 | 13500 | 2.6 | 21000 | 2.21
216620160 |  | Live | Carrier | CARRIER | Singlezone Ducted, Centrally Ducted | 216620160 |  | HRCU-A-CB | DLCURAH18ABK |  | 40MUAAQ18XA3 | 12.5 | 20 | 11 | 12.4 | 18 | 9.3 | TRUE | TRUE |  | 18000 | 13500 | 2.6 | 21000 | 2.21
211756642 |  | Live | Carrier | LPS LEGACY | Singlezone Ducted, Centrally Ducted | 211756642 |  | HRCU-A-CB | DLCURAH18ABK |  | DLFUAAH18XAK | 12.5 | 20 | 11 | 12.4 | 18 | 9.3 | TRUE | TRUE |  | 18000 | 13500 | 2.6 | 21000 | 2.21
209862136 |  | Live | Carrier | GRANDAIRE | Singlezone Ducted, Centrally Ducted | 209862136 |  | HRCU-A-CB | WDLCURAH18ABK |  | WDLFUAAH18XAK | 12.5 | 20 | 11 | 12.4 | 18 | 9.3 | TRUE | TRUE |  | 18000 | 13500 | 2.6 | 21000 | 2.21
209852135 |  | Live | Carrier | AIRQUEST | Singlezone Ducted, Centrally Ducted | 209852135 |  | HRCU-A-CB | DLCURAH18ABK |  | DLFUAAH18XAK | 12.5 | 20 | 11 | 12.4 | 18 | 9.3 | TRUE | TRUE | TRUE | 18000 | 13500 | 2.6 | 21000 | 2.21
209852124 |  | Live | Carrier | SMART COMFORT | Singlezone Ducted, Centrally Ducted | 209852124 |  | HRCU-A-CB | DLCURAH18ABK |  | DLFUAAH18XAK | 12.5 | 20 | 11 | 12.4 | 18 | 9.3 | TRUE | TRUE | TRUE | 18000 | 13500 | 2.6 | 21000 | 2.21
209852113 |  | Live | Carrier | TEMPSTAR | Singlezone Ducted, Centrally Ducted | 209852113 |  | HRCU-A-CB | DLCURAH18ABK |  | DLFUAAH18XAK | 12.5 | 20 | 11 | 12.4 | 18 | 9.3 | TRUE | TRUE | TRUE | 18000 | 13500 | 2.6 | 21000 | 2.21
209852102 |  | Live | Carrier | MIDEA | Singlezone Ducted, Centrally Ducted | 209852102 |  | HRCU-A-CB | DLCURAH18ABK |  | DLFUAAH18XAK | 12.5 | 20 | 11 | 12.4 | 18 | 9.3 | TRUE | TRUE | TRUE | 18000 | 13500 | 2.6 | 21000 | 2.21
209852091 |  | Live | Carrier | KENMORE | Singlezone Ducted, Centrally Ducted | 209852091 |  | HRCU-A-CB | DLCURAH18ABK |  | DLFUAAH18XAK | 12.5 | 20 | 11 | 12.4 | 18 | 9.3 | TRUE | TRUE |  | 18000 | 13500 | 2.6 | 21000 | 2.21
209852080 |  | Live | Carrier | KEEPRITE | Singlezone Ducted, Centrally Ducted | 209852080 |  | HRCU-A-CB | DLCURAH18ABK |  | DLFUAAH18XAK | 12.5 | 20 | 11 | 12.4 | 18 | 9.3 | TRUE | TRUE | TRUE | 18000 | 13500 | 2.6 | 21000 | 2.21
209852069 |  | Live | Carrier | HEIL | Singlezone Ducted, Centrally Ducted | 209852069 |  | HRCU-A-CB | DLCURAH18ABK |  | DLFUAAH18XAK | 12.5 | 20 | 11 | 12.4 | 18 | 9.3 | TRUE | TRUE | TRUE | 18000 | 13500 | 2.6 | 21000 | 2.21
209852058 |  | Live | Carrier | DAY & NIGHT | Singlezone Ducted, Centrally Ducted | 209852058 |  | HRCU-A-CB | DLCURAH18ABK |  | DLFUAAH18XAK | 12.5 | 20 | 11 | 12.4 | 18 | 9.3 | TRUE | TRUE | TRUE | 18000 | 13500 | 2.6 | 21000 | 2.21
209852047 |  | Live | Carrier | COMFORTMAKER | Singlezone Ducted, Centrally Ducted | 209852047 |  | HRCU-A-CB | DLCURAH18ABK |  | DLFUAAH18XAK | 12.5 | 20 | 11 | 12.4 | 18 | 9.3 | TRUE | TRUE | TRUE | 18000 | 13500 | 2.6 | 21000 | 2.21
209852036 |  | Live | Carrier | ARCOAIRE | Singlezone Ducted, Centrally Ducted | 209852036 |  | HRCU-A-CB | DLCURAH18ABK |  | DLFUAAH18XAK | 12.5 | 20 | 11 | 12.4 | 18 | 9.3 | TRUE | TRUE | TRUE | 18000 | 13500 | 2.6 | 21000 | 2.21
208447921 |  | Live | Carrier | MIDEA | Singlezone Ducted, Centrally Ducted | 208447921 |  | HRCU-A-CB | 38MURAQ18AB3 |  | 40MUAAQ18XA3 | 12.5 | 20 | 11 | 12.4 | 18 | 9.3 | TRUE | TRUE | TRUE | 18000 | 13500 | 2.6 | 21000 | 2.21
208447912 |  | Live | Carrier | WEATHERMAKER | Singlezone Ducted, Centrally Ducted | 208447912 |  | HRCU-A-CB | 38MURAQ18AB3 |  | 40MUAAQ18XA3 | 12.5 | 20 | 11 | 12.4 | 18 | 9.3 | TRUE | TRUE | TRUE | 18000 | 13500 | 2.6 | 21000 | 2.21
208447903 |  | Live | Carrier | PAYNE | Singlezone Ducted, Centrally Ducted | 208447903 |  | HRCU-A-CB | 38MURAQ18AB3 |  | 40MUAAQ18XA3 | 12.5 | 20 | 11 | 12.4 | 18 | 9.3 | TRUE | TRUE | TRUE | 18000 | 13500 | 2.6 | 21000 | 2.21
208447894 |  | Live | Carrier | BRYANT | Singlezone Ducted, Centrally Ducted | 208447894 |  | HRCU-A-CB | 38MURAQ18AB3 |  | 40MUAAQ18XA3 | 12.5 | 20 | 11 | 12.4 | 18 | 9.3 | TRUE | TRUE | TRUE | 18000 | 13500 | 2.6 | 21000 | 2.21
208447885 |  | Live | Carrier | CARRIER | Singlezone Ducted, Centrally Ducted | 208447885 |  | HRCU-A-CB | 38MURAQ18AB3 |  | 40MUAAQ18XA3 | 12.5 | 20 | 11 | 12.4 | 18 | 9.3 | TRUE | TRUE | TRUE | 18000 | 13500 | 2.6 | 21000 | 2.21
213372240 |  | Live | Carrier | MIDEA | Singlezone Ducted, Centrally Ducted | 213372240 |  | HRCU-A-C | 38MURAQ36AB3 |  | 40MULAQ36XBX + CI |  |  |  | 10 | 15.5 | 8.6 | FALSE | TRUE | TRUE | 35000 | 27400 | 2.12 | 38000 | 1.9
213372243 |  | Live | Carrier | MIDEA | Singlezone Ducted, Centrally Ducted | 213372243 |  | HRCU-A-C | 38MURAQ60AB3 |  | 40MULAQ60XDX + CI |  |  |  | 8.6 | 14.5 | 8.6 | FALSE | FALSE | FALSE | 53000 | 37000 | 2.26 | 38000 | 2.26
213372242 |  | Live | Carrier | MIDEA | Singlezone Ducted, Centrally Ducted | 213372242 |  | HRCU-A-C | 38MURAQ48AB3 |  | 40MULAQ48XCX + CI | 9 | 14 | 10 | 8.6 | 14.3 | 9 | FALSE | FALSE | FALSE | 46000 | 32000 | 2.36 | 45000 | 2.11
213372239 |  | Live | Carrier | MIDEA | Singlezone Ducted, Centrally Ducted | 213372239 |  | HRCU-A-C | 38MURAQ30AB3 |  | 40MULAQ36XCX + CI | 10.7 | 14.2 | 9.5 | 10.5 | 15.5 | 9.7 | FALSE | TRUE | TRUE | 30000 | 22600 | 2.62 | 26000 | 2.28
213372238 |  | Live | Carrier | MIDEA | Singlezone Ducted, Centrally Ducted | 213372238 |  | HRCU-A-C | 38MURAQ24AB3 |  | 40MULAQ24XBX + CI | 11 | 16 | 9.5 | 10.7 | 16.5 | 9.5 | FALSE | TRUE | TRUE | 24000 | 21000 | 2.58 | 23000 | 2.28
217500301 |  | Live | Trane U.S. Inc. | TRANE | Singlezone Ducted, Centrally Ducted | 217500301 |  | HRCU-A-CB | 5HCL5060B1 | Ducted Indoor Units | 5TDM5D07AC51 |  |  |  | 10.5 | 18.5 | 9.5 | FALSE | TRUE |  | 54000 | 44000 | 2.7 | 45000 | 2.4
217500300 |  | Live | Trane U.S. Inc. | TRANE | Singlezone Ducted, Centrally Ducted | 217500300 |  | HRCU-A-CB | 5HCL5060B1 | Ducted Indoor Units | 5TDM5D06AC41 |  |  |  | 11.5 | 19 | 9.5 | TRUE | TRUE |  | 48000 | 39000 | 2.7 | 41000 | 2.68
217590600 |  | Live | Trane U.S. Inc. | TRANE | Singlezone Ducted, Centrally Ducted | 217590600 |  | HRCU-A-CB | 5HCL5036B1 | Ducted Indoor Units | 5TDM5C04AC31 |  |  |  | 11 | 18.5 | 10 | TRUE | TRUE |  | 34000 | 28200 | 2.7 | 32000 | 2.53
217500296 |  | Live | Trane U.S. Inc. | TRANE | Singlezone Ducted, Centrally Ducted | 217500296 |  | HRCU-A-CB | 5HCL5036B1 | Ducted Indoor Units | 5TDM5B03AC21 |  |  |  | 12 | 18 | 10 | TRUE | TRUE |  | 24000 | 20000 | 2.7 | 24000 | 2.5
217500299 |  | Live | Trane U.S. Inc. | TRANE | Singlezone Ducted, Centrally Ducted | 217500299 |  | HRCU-A-C | 5HCL5060B1 | Ducted Indoor Units | 5DXCD010AC3 |  |  |  | 9 | 15.2 | 8.5 | FALSE | TRUE |  | 52000 | 35200 | 2.1 | 35600 | 2.1
217500298 |  | Live | Trane U.S. Inc. | TRANE | Singlezone Ducted, Centrally Ducted | 217500298 |  | HRCU-A-C | 5HCL5060B1 | Ducted Indoor Units | 5DXCD008AC3 |  |  |  | 9.5 | 15.2 | 8.5 | TRUE | TRUE |  | 48000 | 31200 | 2.1 | 31600 | 2.1
217500295 |  | Live | Trane U.S. Inc. | TRANE | Singlezone Ducted, Centrally Ducted | 217500295 |  | HRCU-A-C | 5HCL5036B1 | Ducted Indoor Units | 5DXCB005AC3 |  |  |  | 9 | 15.2 | 8.5 | FALSE | TRUE |  | 34000 | 22000 | 2 | 22300 | 2
217500294 |  | Live | Trane U.S. Inc. | TRANE | Singlezone Ducted, Centrally Ducted | 217500294 |  | HRCU-A-C | 5HCL5036B1 | Ducted Indoor Units | 5DXCB003AC3 |  |  |  | 10.5 | 15.2 | 8.5 | FALSE | TRUE |  | 23000 | 15000 | 2.09 | 15200 | 2.09
217500309 |  | Live | Trane U.S. Inc. | AMERICAN STANDARD | Singlezone Ducted, Centrally Ducted | 217500309 |  | HRCU-A-CB | 5HCL5060B1 | Ducted Indoor Units | 5TDM5D07AC51 |  |  |  | 10.5 | 18.5 | 9.5 | FALSE | TRUE |  | 54000 | 44000 | 2.7 | 45000 | 2.4
217500308 |  | Live | Trane U.S. Inc. | AMERICAN STANDARD | Singlezone Ducted, Centrally Ducted | 217500308 |  | HRCU-A-CB | 5HCL5060B1 | Ducted Indoor Units | 5TDM5D06AC41 |  |  |  | 11.5 | 19 | 9.5 | TRUE | TRUE |  | 48000 | 39000 | 2.7 | 41000 | 2.68
217590601 |  | Live | Trane U.S. Inc. | AMERICAN STANDARD | Singlezone Ducted, Centrally Ducted | 217590601 |  | HRCU-A-CB | 5HCL5036B1 | Ducted Indoor Units | 5TDM5C04AC31 |  |  |  | 11 | 18.5 | 10 | TRUE | TRUE |  | 34000 | 28200 | 2.7 | 32000 | 2.53
217500304 |  | Live | Trane U.S. Inc. | AMERICAN STANDARD | Singlezone Ducted, Centrally Ducted | 217500304 |  | HRCU-A-CB | 5HCL5036B1 | Ducted Indoor Units | 5TDM5B03AC21 |  |  |  | 12 | 18 | 10 | TRUE | TRUE |  | 24000 | 20000 | 2.7 | 24000 | 2.5
217500307 |  | Live | Trane U.S. Inc. | AMERICAN STANDARD | Singlezone Ducted, Centrally Ducted | 217500307 |  | HRCU-A-C | 5HCL5060B1 | Ducted Indoor Units | 5DXCD010AC3 |  |  |  | 9 | 15.2 | 8.5 | FALSE | TRUE |  | 52000 | 35200 | 2.1 | 35600 | 2.1
217500306 |  | Live | Trane U.S. Inc. | AMERICAN STANDARD | Singlezone Ducted, Centrally Ducted | 217500306 |  | HRCU-A-C | 5HCL5060B1 | Ducted Indoor Units | 5DXCD008AC3 |  |  |  | 9.5 | 15.2 | 8.5 | TRUE | TRUE |  | 48000 | 31200 | 2.1 | 31600 | 2.1
217500303 |  | Live | Trane U.S. Inc. | AMERICAN STANDARD | Singlezone Ducted, Centrally Ducted | 217500303 |  | HRCU-A-C | 5HCL5036B1 | Ducted Indoor Units | 5DXCB005AC3 |  |  |  | 9 | 15.2 | 8.5 | FALSE | TRUE |  | 34000 | 22000 | 2 | 22300 | 2
217500302 |  | Live | Trane U.S. Inc. | AMERICAN STANDARD | Singlezone Ducted, Centrally Ducted | 217500302 |  | HRCU-A-C | 5HCL5036B1 | Ducted Indoor Units | 5DXCB003AC3 |  |  |  | 10.5 | 15.2 | 8.5 | FALSE | TRUE |  | 23000 | 15000 | 2.09 | 15200 | 2.09
217900391 |  | Live | Midea Electric Trading | ELIOS | Multizone Mix of Ducted and Non-Ducted | 217900391 |  | HMSV-A-CB | EXHZA2742AV1 | Mixed Ducted and Non-Ducted Indoor Units |  |  |  |  | 12 | 20 | 9.75 | FALSE | FALSE |  | 27400 | 23200 | 2.4 | 27000 | 1.99
217900390 |  | Live | Midea Electric Trading | ELIOS | Multizone All Ducted | 217900390 |  | HMSV-A-CB | EXHZA2742AV1 | Ducted Indoor Units |  |  |  |  | 12 | 19 | 9.5 | FALSE | FALSE |  | 28000 | 23000 | 2.4 | 27000 | 2.1
217900389 |  | Live | Midea Electric Trading | ELIOS | Multizone All Non-Ducted | 217900389 |  | HMSR-A-CB-O | EXHZA2742AV1 | Non-Ducted Indoor Units |  |  |  |  | 12 | 21 | 10 | FALSE | FALSE |  | 27000 | 23600 | 2.4 | 27000 | 1.9
217900388 |  | Live | Midea Electric Trading | ELIOS | Multizone Mix of Ducted and Non-Ducted | 217900388 |  | HMSV-A-CB | EXHZA1832AV1 | Mixed Ducted and Non-Ducted Indoor Units |  |  |  |  | 13 | 20.5 | 10 | FALSE | FALSE |  | 19000 | 16700 | 2.55 | 20000 | 2.3
217900387 |  | Live | Midea Electric Trading | ELIOS | Multizone All Ducted | 217900387 |  | HMSV-A-CB | EXHZA1832AV1 | Ducted Indoor Units |  |  |  |  | 13 | 20 | 10 | FALSE | FALSE |  | 19000 | 17000 | 2.59 | 22000 | 2.5
217900386 |  | Live | Midea Electric Trading | ELIOS | Multizone All Non-Ducted | 217900386 |  | HMSR-A-CB-O | EXHZA1832AV1 | Non-Ducted Indoor Units |  |  |  |  | 13 | 21 | 10 | FALSE | FALSE |  | 19000 | 16400 | 2.5 | 18000 | 2.1
217900397 |  | Live | Midea Electric Trading | ELIOS | Multizone Mix of Ducted and Non-Ducted | 217900397 |  | HMSV-A-CB | EXHZA4862AV1 | Mixed Ducted and Non-Ducted Indoor Units |  |  |  |  | 11.85 | 20.8 | 10.6 | FALSE | FALSE |  | 46000 | 42500 | 2.5 | 44000 | 2.1
217900396 |  | Live | Midea Electric Trading | ELIOS | Multizone All Ducted | 217900396 |  | HMSV-A-CB | EXHZA4862AV1 | Ducted Indoor Units |  |  |  |  | 11.7 | 20.4 | 11 | FALSE | FALSE |  | 47000 | 44500 | 2.6 | 46000 | 2.2
217900395 |  | Live | Midea Electric Trading | ELIOS | Multizone All Non-Ducted | 217900395 |  | HMSR-A-CB-O | EXHZA4862AV1 | Non-Ducted Indoor Units |  |  |  |  | 12 | 21.2 | 10.2 | FALSE | FALSE |  | 45000 | 40500 | 2.4 | 42000 | 2
217900394 |  | Live | Midea Electric Trading | ELIOS | Multizone Mix of Ducted and Non-Ducted | 217900394 |  | HMSV-A-CB | EXHZA3652AV1 | Mixed Ducted and Non-Ducted Indoor Units |  |  |  |  | 12.1 | 20.45 | 10.85 | FALSE | FALSE |  | 36000 | 34800 | 2.39 | 38500 | 2.26
217900393 |  | Live | Midea Electric Trading | ELIOS | Multizone All Ducted | 217900393 |  | HMSV-A-CB | EXHZA3652AV1 | Ducted Indoor Units |  |  |  |  | 12 | 19.4 | 10.4 | FALSE | FALSE |  | 36000 | 33000 | 2.4 | 34000 | 2.2
217900392 |  | Live | Midea Electric Trading | ELIOS | Multizone All Non-Ducted | 217900392 |  | HMSR-A-CB-O | EXHZA3652AV1 | Non-Ducted Indoor Units |  |  |  |  | 12.2 | 21.5 | 11.3 | FALSE | FALSE |  | 36000 | 36600 | 2.37 | 43000 | 2.3
217898869 |  | Live | Midea Electric Trading | SLIMAIR | Singlezone Ducted, Centrally Ducted | 217898869 |  | HRCU-A-CB | SHC60VE224V |  | SHV60VE2AG | 10.3 | 18 | 9.2 | 8.8 | 14.9 | 8.5 | FALSE | FALSE |  | 57000 | 37000 | 2.4 | 39000 | 2.2
217898868 |  | Live | Midea Electric Trading | SLIMAIR | Singlezone Ducted, Centrally Ducted | 217898868 |  | HRCU-A-CB | SHC48VE224V |  | SHV48VE2AG | 9.3 | 17.3 | 10 | 8.8 | 15.8 | 9.4 | FALSE | FALSE |  | 47000 | 37000 | 2.4 | 39000 | 2.2
217898867 |  | Live | Midea Electric Trading | SLIMAIR | Singlezone Ducted, Centrally Ducted | 217898867 |  | HRCU-A-CB | SHC36VE224V |  | SHV36VE2AG | 10.4 | 18 | 9.1 | 10.1 | 16.9 | 8.5 | FALSE | FALSE |  | 36000 | 20400 | 2.42 | 22700 | 2.1
217898865 |  | Live | Midea Electric Trading | SLIMAIR | Singlezone Ducted, Centrally Ducted | 217898865 |  | HRCU-A-CB | SHC24VE224V |  | SHV24VE2AG | 11.3 | 19.4 | 11.3 | 10.5 | 17 | 9.2 | FALSE | FALSE |  | 24000 | 21000 | 2.8 | 22000 | 2.8
217898864 |  | Live | Midea Electric Trading | SLIMAIR | Singlezone Ducted, Centrally Ducted | 217898864 |  | HRCU-A-CB | SHC18VE224V |  | SHV18VE2AG | 11.1 | 19 | 10.8 | 10.9 | 17 | 8.8 | FALSE | FALSE |  | 18000 | 12000 | 2.71 | 12000 | 2.71
217898874 |  | Live | Midea Electric Trading | SLIMAIR | Singlezone Ducted, Centrally Ducted | 217898874 |  | HRCU-A-CB | SHC48VH224V |  | SHV48VE2AG | 8.5 | 16 | 10 | 8.2 | 15.6 | 9.4 | FALSE | FALSE |  | 47000 | 36000 | 2.36 | 48000 | 2.05
217898873 |  | Live | Midea Electric Trading | SLIMAIR | Singlezone Ducted, Centrally Ducted | 217898873 |  | HRCU-A-CB | SHC36VH224 |  | SHV36VE2AG | 10.5 | 18 | 10.5 | 10 | 16 | 9.5 | FALSE | FALSE |  | 36000 | 30400 | 2.46 | 47000 | 1.9
217898872 |  | Live | Midea Electric Trading | SLIMAIR | Singlezone Ducted, Centrally Ducted | 217898872 |  | HRCU-A-CB | SHC30VH224V |  | SHV30VE2AG | 11 | 18 | 10.5 | 10 | 16.2 | 8.9 | FALSE | FALSE |  | 30000 | 21000 | 2.34 | 28600 | 2.1
217898871 |  | Live | Midea Electric Trading | SLIMAIR | Singlezone Ducted, Centrally Ducted | 217898871 |  | HRCU-A-CB | SHC24VH224V |  | SHV24VE2AG | 12.5 | 20 | 12 | 11.7 | 17.4 | 10 | FALSE | FALSE |  | 24000 | 19200 | 2.5 | 26400 | 2.14
217898870 |  | Live | Midea Electric Trading | SLIMAIR | Singlezone Ducted, Centrally Ducted | 217898870 |  | HRCU-A-CB | SHC18VH224V |  | SHV18VE2AG | 12.5 | 20 | 11 | 12.4 | 18 | 9.3 | FALSE | FALSE |  | 18000 | 13500 | 2.6 | 21000 | 2.21
217898875 |  | Live | Midea Electric Trading | SLIMAIR | Singlezone Ducted, Centrally Ducted | 217898875 |  | HRCU-A-CB | SHC60VH224V |  | SHV60VE2AG | 9 | 16.4 | 10.5 | 8.8 | 15.3 | 9.4 | FALSE | FALSE |  | 55000 | 42000 | 2.6 | 52500 | 2.3
217902700 |  | Live | Midea Electric Trading | MIDEA | Singlezone Ducted, Centrally Ducted | 217902700 |  | HRCU-A-CB | DLCURAH36ACK |  | DLFUAAH36XAK |  |  |  | 11.7 | 16.3 | 9.5 | FALSE | FALSE |  | 35000 | 31800 | 2.4 | 36000 | 1.9
217902701 |  | Live | Midea Electric Trading | COOPER&HUNTER | Singlezone Ducted, Centrally Ducted | 217902701 |  | HRCU-A-CB | CH-PQ36X-230VO |  | CH-PQ36AHU |  |  |  | 12 | 18 | 10 | FALSE | FALSE |  | 36000 | 31000 | 2.5 | 41500 | 2.21
217902706 |  | Live | Midea Electric Trading | MAINLINE | Singlezone Ducted, Centrally Ducted | 217902706 |  | HRCU-A-C | ML24HP230LMNT-O |  | ML24HP230UC17-I |  |  |  | 10 | 16 | 9 | FALSE | FALSE |  | 24000 | 19700 | 2.66 | 19700 | 2.66
217902705 |  | Live | Midea Electric Trading | MAINLINE | Singlezone Ducted, Centrally Ducted | 217902705 |  | HRCU-A-C | ML24HP230LMNT-O |  | ML24HP230UC14-I |  |  |  | 10 | 16 | 9 | FALSE | FALSE |  | 24000 | 19700 | 2.66 | 19700 | 2.66
217902708 |  | Live | Midea Electric Trading | MAINLINE | Singlezone Ducted, Centrally Ducted | 217902708 |  | HRCU-A-C | ML24HP230LMNTH-O |  | ML24HP230UC14-I |  |  |  | 10 | 16 | 9.5 | FALSE | FALSE |  | 24000 | 19700 | 2.66 | 22000 | 2
217902704 |  | Live | Midea Electric Trading | MAINLINE | Singlezone Ducted, Centrally Ducted | 217902704 |  | HRCU-A-C | ML18HP230LMNT-O |  | ML24HP230UC17-I |  |  |  | 10.2 | 16 | 8.6 | FALSE | FALSE |  | 18000 | 13400 | 2.65 | 13400 | 2.65
217902703 |  | Live | Midea Electric Trading | MAINLINE | Singlezone Ducted, Centrally Ducted | 217902703 |  | HRCU-A-C | ML18HP230LMNT-O |  | ML24HP230UC14-I |  |  |  | 10.2 | 16 | 8.6 | FALSE | FALSE |  | 18000 | 13400 | 2.65 | 13400 | 2.65
217902707 |  | Live | Midea Electric Trading | MAINLINE | Singlezone Ducted, Centrally Ducted | 217902707 |  | HRCU-A-C | ML18HP230LMNTH-O |  | ML24HP230UC14-I |  |  |  | 11.7 | 16.1 | 9.5 | FALSE | FALSE |  | 18000 | 15200 | 2.7 | 21000 | 2
217902710 |  | Live | Midea Electric Trading | MAINLINE | Singlezone Ducted, Centrally Ducted | 217902710 |  | HRCU-A-C | ML24HP230LMNTH-O |  | ML24HP230UC17-I |  |  |  | 10 | 16 | 9.5 | FALSE | FALSE |  | 24000 | 19700 | 2.66 | 22000 | 2
217902709 |  | Live | Midea Electric Trading | MAINLINE | Singlezone Ducted, Centrally Ducted | 217902709 |  | HRCU-A-C | ML18HP230LMNTH-O |  | ML24HP230UC17-I |  |  |  | 11.7 | 16.1 | 9.5 | FALSE | FALSE |  | 18000 | 15200 | 2.7 | 21000 | 2
217729903 |  | Live | Hisense | GRIDLESS | Singlezone Ducted, Centrally Ducted | 217729903 |  | HRCU-A-C | GRID60OC |  | DC61C4J |  |  |  | 12 | 16.4 | 8.2 | FALSE | TRUE |  | 54000 | 34000 | 2.4 | 34000 | 2.4
217729902 |  | Live | Hisense | GRIDLESS | Singlezone Ducted, Centrally Ducted | 217729902 |  | HRCU-A-C | GRID48OC |  | DC49B3J |  |  |  | 12.1 | 16.5 | 8.3 | FALSE | TRUE |  | 48000 | 33000 | 2.28 | 33600 | 2.32
217729901 |  | Live | Hisense | GRIDLESS | Singlezone Ducted, Centrally Ducted | 217729901 |  | HRCU-A-C | GRID36OC |  | DC37D3J |  |  |  | 12.1 | 16.5 | 8.2 | FALSE | TRUE |  | 34000 | 26000 | 2.2 | 26200 | 2.22
217729900 |  | Live | Hisense | GRIDLESS | Singlezone Ducted, Centrally Ducted | 217729900 |  | HRCU-A-C | GRID24OC |  | DC31D2J |  |  |  | 11.2 | 16 | 8.2 | FALSE | TRUE |  | 24000 | 17000 | 2.3 | 17000 | 2.3
216763251 |  | Live | Carrier | TOSHIBA CARRIER | Multizone Mix of Ducted and Non-Ducted | 216763251 |  | HMSV-A-CB | MCY-MUB0608HS2P-UL | Mixed Ducted and Non-Ducted Indoor Units |  |  |  |  | 11.1 | 21.05 | 10.25 | FALSE | FALSE |  | 60000 | 52500 | 2.36 | 52500 | 2.36
216763249 |  | Live | Carrier | TOSHIBA CARRIER | Multizone All Ducted | 216763249 |  | HMSV-A-CB | MCY-MUB0608HS2P-UL | Ducted Indoor Units |  |  |  |  | 10.05 | 18.85 | 10.1 | FALSE | FALSE |  | 60000 | 52000 | 2.3 | 52000 | 2.3
216760291 |  | Live | Carrier | TOSHIBA CARRIER | Multizone Mix of Ducted and Non-Ducted | 216760291 |  | HMSV-A-CB | MCY-MUB0368HS2P-UL | Mixed Ducted and Non-Ducted Indoor Units |  |  |  |  | 15 | 24.55 | 11.35 | TRUE | TRUE |  | 36000 | 35000 | 2.7 | 35000 | 2.7
216760290 |  | Live | Carrier | TOSHIBA CARRIER | Multizone All Ducted | 216760290 |  | HMSV-A-CB | MCY-MUB0368HS2P-UL | Ducted Indoor Units |  |  |  |  | 12.8 | 20.1 | 10.65 | TRUE | TRUE |  | 36000 | 33800 | 2.5 | 33800 | 2.5
216760289 |  | Live | Carrier | TOSHIBA CARRIER | Multizone All Non-Ducted | 216760289 |  | HMSR-A-CB-O | MCY-MUB0608HS2P-UL | Non-Ducted Indoor Units |  |  |  |  | 12.2 | 23.25 | 10.4 | TRUE | FALSE |  | 60000 | 53000 | 2.42 | 53000 | 2.42
216760287 |  | Live | Carrier | TOSHIBA CARRIER | Multizone All Non-Ducted | 216760287 |  | HMSR-A-CB-O | MCY-MUB0368HS2P-UL | Non-Ducted Indoor Units |  |  |  |  | 17.2 | 29.05 | 12.05 | TRUE | TRUE |  | 36000 | 36200 | 2.92 | 36200 | 2.92
217080952 |  | Live | Hisense | HISENSE | Singlezone Non-Ducted, Wall Placement | 217080952 |  | HRCU-A-CB-O | AO-24U3T25U | Mini-Splits | ASU-24U3THB25U-B |  |  |  | 12.25 | 22.5 | 9.5 | TRUE | TRUE |  | 24000 | 22000 | 2.08 | 24000 | 1.85
217080953 |  | Live | Hisense | HISENSE | Singlezone Non-Ducted, Wall Placement | 217080953 |  | HRCU-A-CB-O | AO-18U3T25U | Mini-Splits | ASU-18U3THB25U-B |  |  |  | 12.1 | 21 | 9.5 | TRUE | TRUE |  | 18000 | 18000 | 1.95 | 18500 | 1.95
217080954 |  | Live | Hisense | HISENSE | Singlezone Non-Ducted, Wall Placement | 217080954 |  | HRCU-A-CB-O | AO-12U3T25U | Mini-Splits | ASU-12U3THB25U-B |  |  |  | 12.25 | 23 | 9.5 | TRUE | TRUE |  | 12000 | 10800 | 2.4 | 12000 | 2.51
217080955 |  | Live | Hisense | HISENSE | Singlezone Non-Ducted, Wall Placement | 217080955 |  | HRCU-A-CB-O | AO-09U3T25U | Mini-Splits | ASU-09U3THB25U |  |  |  | 13.65 | 25 | 11 | TRUE | TRUE |  | 9000 | 9000 | 2.4 | 9200 | 2.07
217890331 |  | Live | Midea Electric Trading | MAINLINE | Singlezone Ducted, Centrally Ducted | 217890331 |  | HRCU-A-C | ML36HP230LMNT-O |  | ML36HP230UC14-I |  |  |  | 10 | 14.9 | 8.5 | FALSE | FALSE |  | 29000 | 23400 | 2.29 | 26000 | 2.18
217890328 |  | Live | Midea Electric Trading | MAINLINE | Singlezone Ducted, Centrally Ducted | 217890328 |  | HRCU-A-C | ML30HP230LMNT-O |  | ML36HP230UC14-I |  |  |  | 10 | 15.5 | 8.1 | FALSE | FALSE |  | 29000 | 19000 | 2.3 | 19800 | 2.08
217890330 |  | Live | Midea Electric Trading | MAINLINE | Singlezone Ducted, Centrally Ducted | 217890330 |  | HRCU-A-C | ML30HP230LMNT-O |  | ML36HP230UC21-I |  |  |  | 10 | 15.8 | 8.2 | FALSE | FALSE |  | 29000 | 19000 | 2.32 | 25000 | 2.5
217890329 |  | Live | Midea Electric Trading | MAINLINE | Singlezone Ducted, Centrally Ducted | 217890329 |  | HRCU-A-C | ML30HP230LMNT-O |  | ML36HP230UC17-I |  |  |  | 10 | 15.8 | 8.2 | FALSE | FALSE |  | 29000 | 19000 | 2.32 | 25000 | 2.5
217890332 |  | Live | Midea Electric Trading | MAINLINE | Singlezone Ducted, Centrally Ducted | 217890332 |  | HRCU-A-C | ML36HP230LMNT-O |  | ML36HP230UC17-I |  |  |  | 9.6 | 14.7 | 9 | FALSE | FALSE |  | 36000 | 25600 | 2.55 | 29600 | 2.1
217890327 |  | Live | Midea Electric Trading | MAINLINE | Singlezone Ducted, Centrally Ducted | 217890327 |  | HRCU-A-C | ML24HP230LMNT-O |  | ML-24HP230UC17-I |  |  |  | 10 | 16 | 9 | FALSE | FALSE |  | 24000 | 19700 | 2.66 | 19700 | 2.66
217890326 |  | Live | Midea Electric Trading | MAINLINE | Singlezone Ducted, Centrally Ducted | 217890326 |  | HRCU-A-C | ML24HP230LMNT-O |  | ML-24HP230UC14-I |  |  |  | 10 | 16 | 9 | FALSE | FALSE |  | 24000 | 19700 | 2.66 | 19700 | 2.66
217890325 |  | Live | Midea Electric Trading | MAINLINE | Singlezone Ducted, Centrally Ducted | 217890325 |  | HRCU-A-C | ML18HP230LMNT-O |  | ML-24HP230UC17-I |  |  |  | 10.2 | 16 | 8.6 | FALSE | FALSE |  | 18000 | 13400 | 2.65 | 13400 | 2.65
217890324 |  | Live | Midea Electric Trading | MAINLINE | Singlezone Ducted, Centrally Ducted | 217890324 |  | HRCU-A-C | ML18HP230LMNT-O |  | ML-24HP230UC14-I |  |  |  | 10.2 | 16 | 8.6 | FALSE | FALSE |  | 18000 | 13400 | 2.65 | 13400 | 2.65
217890349 |  | Live | Midea Electric Trading | MAINLINE | Singlezone Ducted, Centrally Ducted | 217890349 |  | HRCU-A-C | ML48HP230LMNTH-O |  | ML60HP230UC24-I |  |  |  | 9.8 | 14.5 | 8.4 | FALSE | FALSE |  | 45000 | 34000 | 2.4 | 53000 | 2.18
217890335 |  | Live | Midea Electric Trading | MAINLINE | Singlezone Ducted, Centrally Ducted | 217890335 |  | HRCU-A-C | ML48HP230LMNT-O |  | ML60HP230UC24-I |  |  |  | 9.8 | 14.8 | 8 | FALSE | FALSE |  | 45000 | 28000 | 2 | 47500 | 1.99
217890334 |  | Live | Midea Electric Trading | MAINLINE | Singlezone Ducted, Centrally Ducted | 217890334 |  | HRCU-A-C | ML48HP230LMNT-O |  | ML60HP230UC21-I |  |  |  | 10 | 15.2 | 9 | FALSE | FALSE |  | 45000 | 33000 | 2.5 | 37800 | 2.32
217890337 |  | Live | Midea Electric Trading | MAINLINE | Singlezone Ducted, Centrally Ducted | 217890337 |  | HRCU-A-C | ML60HP230LMNT-O |  | ML60HP230UC24-I |  |  |  | 8.2 | 14.3 | 8.2 | FALSE | FALSE |  | 50000 | 33000 | 2.36 | 40500 | 1.88
217890336 |  | Live | Midea Electric Trading | MAINLINE | Singlezone Ducted, Centrally Ducted | 217890336 |  | HRCU-A-C | ML60HP230LMNT-O |  | ML60HP230UC21-I |  |  |  | 8.5 | 14.9 | 8.1 | FALSE | FALSE |  | 51000 | 33000 | 2.3 | 43000 | 1.99
217890348 |  | Live | Midea Electric Trading | MAINLINE | Singlezone Ducted, Centrally Ducted | 217890348 |  | HRCU-A-C | ML48HP230LMNTH-O |  | ML60HP230UC21-I |  |  |  | 10 | 15.2 | 8.8 | FALSE | FALSE |  | 45000 | 34400 | 2.42 | 36000 | 2.29
217890333 |  | Live | Midea Electric Trading | MAINLINE | Singlezone Ducted, Centrally Ducted | 217890333 |  | HRCU-A-C | ML36HP230LMNT-O |  | ML36HP230UC21-I |  |  |  | 9.6 | 14.7 | 9 | FALSE | FALSE |  | 36000 | 25600 | 2.55 | 29600 | 2.1
217890350 |  | Live | Midea Electric Trading | MAINLINE | Singlezone Ducted, Centrally Ducted | 217890350 |  | HRCU-A-C | ML60HP230LMNTH-O |  | ML60HP230UC21-I |  |  |  | 10 | 16 | 8.5 | FALSE | FALSE |  | 52000 | 37800 | 2.46 | 50000 | 2.02
217890351 |  | Live | Midea Electric Trading | MAINLINE | Singlezone Ducted, Centrally Ducted | 217890351 |  | HRCU-A-C | ML60HP230LMNTH-O |  | ML60HP230UC24-I |  |  |  | 10 | 15.2 | 8.1 | FALSE | FALSE |  | 47000 | 36000 | 2.14 | 48000 | 2
217890346 |  | Live | Midea Electric Trading | MAINLINE | Singlezone Ducted, Centrally Ducted | 217890346 |  | HRCU-A-C | ML30HP230LMNTH-O |  | ML36HP230UC21-I |  |  |  | 11 | 16 | 9.6 | FALSE | FALSE |  | 29000 | 25000 | 2.4 | 38000 | 2.24
217890344 |  | Live | Midea Electric Trading | MAINLINE | Singlezone Ducted, Centrally Ducted | 217890344 |  | HRCU-A-C | ML30HP230LMNTH-O |  | ML36HP230UC17-I |  |  |  | 11 | 16 | 9.6 | FALSE | FALSE |  | 29000 | 25000 | 2.4 | 38000 | 2.24
217890342 |  | Live | Midea Electric Trading | MAINLINE | Singlezone Ducted, Centrally Ducted | 217890342 |  | HRCU-A-C | ML30HP230LMNTH-O |  | ML36HP230UC14-I |  |  |  | 10 | 15.3 | 9.3 | FALSE | FALSE |  | 30000 | 24000 | 2.36 | 31700 | 2
217890347 |  | Live | Midea Electric Trading | MAINLINE | Singlezone Ducted, Centrally Ducted | 217890347 |  | HRCU-A-C | ML36HP230LMNTH-O |  | ML36HP230UC21-I |  |  |  | 10.7 | 15.8 | 9.4 | FALSE | FALSE |  | 36000 | 29200 | 2.5 | 39000 | 2.18
217890345 |  | Live | Midea Electric Trading | MAINLINE | Singlezone Ducted, Centrally Ducted | 217890345 |  | HRCU-A-C | ML36HP230LMNTH-O |  | ML36HP230UC17-I |  |  |  | 10.7 | 15.8 | 9.4 | FALSE | FALSE |  | 36000 | 29200 | 2.5 | 39000 | 2.18
217890341 |  | Live | Midea Electric Trading | MAINLINE | Singlezone Ducted, Centrally Ducted | 217890341 |  | HRCU-A-C | ML24HP230LMNTH-O |  | ML-24HP230UC17-I |  |  |  | 10 | 16 | 9.5 | FALSE | FALSE |  | 24000 | 19700 | 2.66 | 22000 | 2
217890339 |  | Live | Midea Electric Trading | MAINLINE | Singlezone Ducted, Centrally Ducted | 217890339 |  | HRCU-A-C | ML24HP230LMNTH-O |  | ML-24HP230UC14-I |  |  |  | 10 | 16 | 9.5 | FALSE | FALSE |  | 24000 | 19700 | 2.66 | 22000 | 2
217890340 |  | Live | Midea Electric Trading | MAINLINE | Singlezone Ducted, Centrally Ducted | 217890340 |  | HRCU-A-C | ML18HP230LMNTH-O |  | ML-24HP230UC17-I |  |  |  | 11.7 | 16.1 | 9.5 | FALSE | FALSE |  | 18000 | 15200 | 2.7 | 21000 | 2
217890338 |  | Live | Midea Electric Trading | MAINLINE | Singlezone Ducted, Centrally Ducted | 217890338 |  | HRCU-A-C | ML18HP230LMNTH-O |  | ML-24HP230UC14-I |  |  |  | 11.7 | 16.1 | 9.5 | FALSE | FALSE |  | 18000 | 15200 | 2.7 | 21000 | 2
217895720 |  | Live | Midea Electric Trading | COMFORTSTAR | Singlezone Ducted, Centrally Ducted | 217895720 |  | HRCU-A-CB | CPH3H-36CD(O) |  | SEF3-36-SG3 |  |  |  | 12 | 18 | 10 | TRUE | TRUE |  | 36000 | 31000 | 2.5 | 41500 | 2.21
217895719 |  | Live | Midea Electric Trading | COMFORTSTAR | Singlezone Ducted, Centrally Ducted | 217895719 |  | HRCU-A-CB | CPH3H-36CD(O) |  | AHU3-36-SG3 |  |  |  | 11.7 | 17.4 | 10.3 | TRUE | TRUE |  | 36000 | 31800 | 2.54 | 41000 | 2.03
217754261 |  | Live | Midea Electric Trading | MAXI AIR | Singlezone Ducted, Centrally Ducted | 217754261 |  | HRCU-A-CB | MAXS-4260-454 |  | AHMS-6020-454* |  |  |  | 10 | 16 | 9 | FALSE | TRUE |  | 54000 | 45000 | 2.4 | 50400 | 2.3
217754260 |  | Live | Midea Electric Trading | MAXI AIR | Singlezone Ducted, Centrally Ducted | 217754260 |  | HRCU-A-CB | MAXS-2430-454 |  | AHMS-3015-454* |  |  |  | 11.7 | 16.8 | 10 | TRUE | TRUE |  | 30000 | 23800 | 2.76 | 37800 | 2.39
217754259 |  | Live | Midea Electric Trading | MAXI AIR | Singlezone Ducted, Centrally Ducted | 217754259 |  | HRCU-A-CB | MAXS-4260 |  | AHMS-6020* |  |  |  | 8.8 | 15.3 | 9.4 | FALSE | TRUE |  | 55000 | 42000 | 2.6 | 52500 | 2.3
217754258 |  | Live | Midea Electric Trading | MAXI AIR | Singlezone Ducted, Centrally Ducted | 217754258 |  | HRCU-A-CB | MAXS-2430 |  | AHMS-3015* |  |  |  | 10 | 16.2 | 8.9 | FALSE | TRUE |  | 30000 | 21000 | 2.34 | 28600 | 2.1
217754320 |  | Live | Midea Electric Trading | INNOVAIR | Singlezone Ducted, Centrally Ducted | 217754320 |  | HRCU-A-CB | MOS36H2BE5A |  | MAH36H2MHWA |  |  |  | 8.5 | 16 | 7.7 | FALSE | FALSE |  | 36000 | 17900 | 2.04 | 22400 | 2.04
217754318 |  | Live | Midea Electric Trading | INNOVAIR | Singlezone Ducted, Centrally Ducted | 217754318 |  | HRCU-A-CB | MOS24H2BM0A |  | MAH24H2MHWA |  |  |  | 11.7 | 19.7 | 9 | TRUE | TRUE |  | 24000 | 17600 | 2.4 | 23200 | 2.55
217754317 |  | Live | Midea Electric Trading | INNOVAIR | Singlezone Ducted, Centrally Ducted | 217754317 |  | HRCU-A-CB | MOS18H2BM0A |  | MAH18H2MHWA |  |  |  | 12.1 | 18.5 | 9.8 | TRUE | TRUE |  | 18000 | 13200 | 2.6 | 14800 | 2.48
217754319 |  | Live | Midea Electric Trading | INNOVAIR | Singlezone Ducted, Centrally Ducted | 217754319 |  | HRCU-A-CB | MOS33H2BH0A |  | MAH36H2MHWA |  |  |  | 11.7 | 16.5 | 10 | TRUE | TRUE |  | 33000 | 27400 | 2.58 | 33400 | 2.62
217678071 |  | Live | Midea Electric Trading | TRUST AIR CONDITIONERS | Singlezone Non-Ducted, Ceiling Placement | 217678071 |  | HRCU-A-CB-O | OAH09H/O6S4P | Mini-Splits | IUMC409H/I61P |  |  |  | 14 | 22.6 | 12.1 | FALSE | FALSE |  | 9000 | 9700 | 2.63 | 12600 | 2.1
217893990 |  | Live | Midea Electric Trading | PERFECTAIRE | Singlezone Non-Ducted, Wall Placement | 217893990 |  | HRCU-A-CB-O | 3PAMSHH18-SZO | Mini-Splits | 3KARDA18UVW |  |  |  | 13 | 22 | 10.6 | TRUE | TRUE |  | 18000 | 11100 | 2.8 | 21447 | 1.98
217893989 |  | Live | Midea Electric Trading | KARDA | Singlezone Non-Ducted, Wall Placement | 217893989 |  | HRCU-A-CB-O | 3PAMSHH18-SZO | Mini-Splits | 3KARDA18UVW |  |  |  | 13 | 22 | 10.6 | TRUE | TRUE |  | 18000 | 11100 | 2.8 | 21447 | 1.98
217754304 |  | Live | Midea Electric Trading | MAPLE HEAT | Singlezone Non-Ducted, Wall Placement | 217754304 |  | HRCU-A-CB-O | T55-MHEAT3018E454 | Mini-Splits | T55-MHEAT3018I454* |  |  |  | 12.5 | 21.4 | 11 | TRUE | TRUE |  | 18000 | 15000 | 2.56 | 19200 | 2
217754306 |  | Live | Midea Electric Trading | SUPREME | Singlezone Non-Ducted, Wall Placement | 217754306 |  | HRCU-A-CB-O | T55-SUPAE18E454 | Mini-Splits | T55-SUPAE18I454* |  |  |  | 12.5 | 21.4 | 11 | TRUE | TRUE |  | 18000 | 15000 | 2.56 | 19200 | 2
217754308 |  | Live | Midea Electric Trading | MAXI AIR | Singlezone Non-Ducted, Wall Placement | 217754308 |  | HRCU-A-CB-O | T55-AES18EXT454 | Mini-Splits | T55-AES18INT454* |  |  |  | 12.5 | 21.4 | 11 | TRUE | TRUE |  | 18000 | 15000 | 2.56 | 19200 | 2
217754307 |  | Live | Midea Electric Trading | MAXI AIR | Singlezone Non-Ducted, Wall Placement | 217754307 |  | HRCU-A-CB-O | T55-AES12EXT454 | Mini-Splits | T55-AES12INT454* |  |  |  | 13.4 | 25.4 | 10.5 | TRUE | TRUE |  | 12000 | 9800 | 2.71 | 12800 | 1.75
217754305 |  | Live | Midea Electric Trading | SUPREME | Singlezone Non-Ducted, Wall Placement | 217754305 |  | HRCU-A-CB-O | T55-SUPAE12E454 | Mini-Splits | T55-SUPAE12I454* |  |  |  | 13.4 | 25.4 | 10.5 | TRUE | TRUE |  | 12000 | 9800 | 2.71 | 12800 | 1.75
217754303 |  | Live | Midea Electric Trading | MAPLE HEAT | Singlezone Non-Ducted, Wall Placement | 217754303 |  | HRCU-A-CB-O | T55-MHEAT3012E454 | Mini-Splits | T55-MHEAT3012I454* |  |  |  | 13.4 | 25.4 | 10.5 | TRUE | TRUE |  | 12000 | 9800 | 2.71 | 12800 | 1.75
217754298 |  | Live | Midea Electric Trading | MAXI AIR | Multizone Mix of Ducted and Non-Ducted | 217754298 |  | HMSV-A-CB | NE-T53-MULTI36E* | Mixed Ducted and Non-Ducted Indoor Units |  |  |  |  | 12.65 | 20.6 | 10.15 | TRUE | TRUE |  | 36000 | 34000 | 2.45 | 35200 | 1.88
217754292 |  | Live | Midea Electric Trading | QUEBEC VAIR | Multizone Mix of Ducted and Non-Ducted | 217754292 |  | HMSV-A-CB | NE-T53-MULTI36E* | Mixed Ducted and Non-Ducted Indoor Units |  |  |  |  | 12.65 | 20.6 | 10.15 | TRUE | TRUE |  | 36000 | 34000 | 2.45 | 35200 | 1.88
217754296 |  | Live | Midea Electric Trading | MAXI AIR | Multizone All Non-Ducted | 217754296 |  | HMSR-A-CB-O | NE-T53-MULTI36E* | Non-Ducted Indoor Units |  |  |  |  | 13.6 | 22.2 | 10.3 | TRUE | TRUE |  | 36000 | 33000 | 2.4 | 35200 | 1.88
217754290 |  | Live | Midea Electric Trading | QUEBEC VAIR | Multizone All Non-Ducted | 217754290 |  | HMSR-A-CB-O | NE-T53-MULTI36E* | Non-Ducted Indoor Units |  |  |  |  | 13.6 | 22.2 | 10.3 | TRUE | TRUE |  | 36000 | 33000 | 2.4 | 35200 | 1.88
217754272 |  | Live | Midea Electric Trading | SUPREME | Singlezone Non-Ducted, Wall Placement | 217754272 |  | HRCU-A-CB-O | YS25E-18HRDN1 | Mini-Splits | YS25E-18HRDN1* |  |  |  | 12.5 | 23.5 | 10.8 | TRUE | FALSE |  | 18000 | 14900 | 2.48 | 15934 | 2.37
217754281 |  | Live | Midea Electric Trading | QUEBEC VAIR | Singlezone Non-Ducted, Wall Placement | 217754281 |  | HRCU-A-CB-O | NE-T52-QVAIR12E | Mini-Splits | NE-T52-QVAIR12I* |  |  |  | 12.5 | 23.1 | 9.3 | TRUE | FALSE |  | 12000 | 8200 | 2.25 | 9543 | 2.39
217754280 |  | Live | Midea Electric Trading | QUEBEC VAIR | Singlezone Non-Ducted, Wall Placement | 217754280 |  | HRCU-A-CB-O | NE-T52-PLA12EXT | Mini-Splits | NE-T52-PLA12INT* |  |  |  | 12.5 | 23.1 | 9.3 | TRUE | FALSE |  | 12000 | 8200 | 2.25 | 9543 | 2.39
217754268 |  | Live | Midea Electric Trading | MAXI AIR | Singlezone Non-Ducted, Wall Placement | 217754268 |  | HRCU-A-CB-O | YS21F-12HRDN1 | Mini-Splits | YS21F-12HRDN1* |  |  |  | 12.5 | 23.1 | 9.3 | TRUE | FALSE |  | 12000 | 8200 | 2.25 | 9543 | 2.39
217754274 |  | Live | Midea Electric Trading | MAXI AIR | Singlezone Non-Ducted, Wall Placement | 217754274 |  | HRCU-A-CB-O | NE-T52-PLA12INT | Mini-Splits | NE-T52-PLA12EXT* |  |  |  | 12.5 | 23.1 | 9.3 | TRUE | FALSE |  | 12000 | 8200 | 2.25 | 9543 | 2.39
217754269 |  | Live | Midea Electric Trading | MAXI AIR | Singlezone Non-Ducted, Wall Placement | 217754269 |  | HRCU-A-CB-O | YS21F-18HRDN1 | Mini-Splits | YS21F-18HRDN1* |  |  |  | 13.5 | 23.7 | 10.3 | TRUE | TRUE |  | 18000 | 14000 | 2.61 | 15265 | 2.5
217754276 |  | Live | Midea Electric Trading | MAXI AIR | Singlezone Non-Ducted, Wall Placement | 217754276 |  | HRCU-A-CB-O | NE-T52-PLA18INT | Mini-Splits | NE-T52-PLA18EXT* |  |  |  | 13.5 | 23.7 | 10.3 | TRUE | TRUE |  | 18000 | 14000 | 2.61 | 15265 | 2.5
217754279 |  | Live | Midea Electric Trading | QUEBEC VAIR | Singlezone Non-Ducted, Wall Placement | 217754279 |  | HRCU-A-CB-O | NE-T52-PLA18EXT | Mini-Splits | NE-T52-PLA18INT* |  |  |  | 13.5 | 23.7 | 10.3 | TRUE | TRUE |  | 18000 | 14000 | 2.61 | 15265 | 2.5
217754282 |  | Live | Midea Electric Trading | QUEBEC VAIR | Singlezone Non-Ducted, Wall Placement | 217754282 |  | HRCU-A-CB-O | NE-T52-QVAIR18E | Mini-Splits | NE-T52-QVAIR18I* |  |  |  | 13.5 | 23.7 | 10.3 | TRUE | TRUE |  | 18000 | 14000 | 2.61 | 15265 | 2.5
217754295 |  | Live | Midea Electric Trading | MAXI AIR | Multizone Mix of Ducted and Non-Ducted | 217754295 |  | HMSV-A-CB | NE-T53-MULTI28E* | Mixed Ducted and Non-Ducted Indoor Units |  |  |  |  | 12.1 | 21.5 | 10.05 | TRUE | TRUE |  | 28000 | 26800 | 2.3 | 27200 | 2.21
217754289 |  | Live | Midea Electric Trading | QUEBEC VAIR | Multizone Mix of Ducted and Non-Ducted | 217754289 |  | HMSV-A-CB | NE-T53-MULTI28E* | Mixed Ducted and Non-Ducted Indoor Units |  |  |  |  | 12.1 | 21.5 | 10.05 | TRUE | TRUE |  | 28000 | 26800 | 2.3 | 27200 | 2.21
217754288 |  | Live | Midea Electric Trading | QUEBEC VAIR | Multizone All Ducted | 217754288 |  | HMSV-A-CB | NE-T53-MULTI28E* | Ducted Indoor Units |  |  |  |  | 11.7 | 20 | 9.5 | TRUE | TRUE |  | 28000 | 27000 | 2.3 | 27200 | 2.21
217754294 |  | Live | Midea Electric Trading | MAXI AIR | Multizone All Ducted | 217754294 |  | HMSV-A-CB | NE-T53-MULTI28E* | Ducted Indoor Units |  |  |  |  | 11.7 | 20 | 9.5 | TRUE | TRUE |  | 28000 | 27000 | 2.3 | 27200 | 2.21
217754293 |  | Live | Midea Electric Trading | MAXI AIR | Multizone All Non-Ducted | 217754293 |  | HMSR-A-CB-O | NE-T53-MULTI28E* | Non-Ducted Indoor Units |  |  |  |  | 12.5 | 23 | 10.6 | TRUE | TRUE |  | 28000 | 26600 | 2.3 | 27200 | 2.21
217754287 |  | Live | Midea Electric Trading | QUEBEC VAIR | Multizone All Non-Ducted | 217754287 |  | HMSR-A-CB-O | NE-T53-MULTI28E* | Non-Ducted Indoor Units |  |  |  |  | 12.5 | 23 | 10.6 | TRUE | TRUE |  | 28000 | 26600 | 2.3 | 27200 | 2.21
217754271 |  | Live | Midea Electric Trading | SUPREME | Singlezone Non-Ducted, Wall Placement | 217754271 |  | HRCU-A-CB-O | YS25E-12HRDN1 | Mini-Splits | YS25E-12HRDN1* |  |  |  | 13.7 | 24.6 | 10.7 | TRUE | FALSE |  | 12000 | 9000 | 2.69 | 9921 | 2.31
217754301 |  | Live | Midea Electric Trading | MAPLE HEAT | Singlezone Non-Ducted, Wall Placement | 217754301 |  | HRCU-A-CB-O | NE-T52-MHEAT3018E | Mini-Splits | NE-T52-MHEAT3018I* |  |  |  | 12.5 | 21.5 | 11.3 | TRUE | TRUE |  | 18000 | 15000 | 2.35 | 19200 | 1.99
217754300 |  | Live | Midea Electric Trading | QUEBEC VAIR | Singlezone Non-Ducted, Wall Placement | 217754300 |  | HRCU-A-CB-O | NE-T52-QVAIR3018E | Mini-Splits | NE-T52-QVAIR3018I* |  |  |  | 12.5 | 21.5 | 11.3 | TRUE | TRUE |  | 18000 | 15000 | 2.35 | 19200 | 1.99
217754278 |  | Live | Midea Electric Trading | SUPREME | Singlezone Non-Ducted, Wall Placement | 217754278 |  | HRCU-A-CB-O | NE-T52-SUPAE18E | Mini-Splits | NE-T52-SUPAE18I* |  |  |  | 12.5 | 21.5 | 11.3 | TRUE | TRUE |  | 18000 | 15000 | 2.35 | 19200 | 1.99
217754275 |  | Live | Midea Electric Trading | MAXI AIR | Singlezone Non-Ducted, Wall Placement | 217754275 |  | HRCU-A-CB-O | NE-T52-SUPAE18E | Mini-Splits | NE-T52-SUPAE18I* |  |  |  | 12.5 | 21.5 | 11.3 | TRUE | TRUE |  | 18000 | 15000 | 2.35 | 19200 | 1.99
217754284 |  | Live | Midea Electric Trading | QUEBEC VAIR | Singlezone Non-Ducted, Wall Placement | 217754284 |  | HRCU-A-CB-O | NE-T53-AEG18EXT | Mini-Splits | NE-T53-AEG18INT* |  |  |  | 12.5 | 21.5 | 11.3 | TRUE | TRUE |  | 18000 | 15000 | 2.35 | 19200 | 1.99
217754286 |  | Live | Midea Electric Trading | MAXI AIR | Singlezone Non-Ducted, Wall Placement | 217754286 |  | HRCU-A-CB-O | NE-T53-AEG18EXT | Mini-Splits | NE-T53-AEG18INT* |  |  |  | 12.5 | 21.5 | 11.3 | TRUE | TRUE |  | 18000 | 15000 | 2.35 | 19200 | 1.99
217754285 |  | Live | Midea Electric Trading | MAXI AIR | Singlezone Non-Ducted, Wall Placement | 217754285 |  | HRCU-A-CB-O | NE-T53-AEG12EXT | Mini-Splits | NE-T53-AEG12INT* |  |  |  | 14 | 25.5 | 10.4 | TRUE | TRUE |  | 12000 | 10000 | 2.4 | 13112 | 2.11
217754283 |  | Live | Midea Electric Trading | QUEBEC VAIR | Singlezone Non-Ducted, Wall Placement | 217754283 |  | HRCU-A-CB-O | NE-T53-AEG12EXT | Mini-Splits | NE-T53-AEG12INT* |  |  |  | 14 | 25.5 | 10.4 | TRUE | TRUE |  | 12000 | 10000 | 2.4 | 13112 | 2.11
217754277 |  | Live | Midea Electric Trading | SUPREME | Singlezone Non-Ducted, Wall Placement | 217754277 |  | HRCU-A-CB-O | NE-T52-SUPAE12E | Mini-Splits | NE-T52-SUPAE12I* |  |  |  | 14 | 25.5 | 10.4 | TRUE | TRUE |  | 12000 | 10000 | 2.4 | 13112 | 2.11
217754273 |  | Live | Midea Electric Trading | MAXI AIR | Singlezone Non-Ducted, Wall Placement | 217754273 |  | HRCU-A-CB-O | NE-T52-SUPAE12E | Mini-Splits | NE-T52-SUPAE12I* |  |  |  | 14 | 25.5 | 10.4 | TRUE | TRUE |  | 12000 | 10000 | 2.4 | 13112 | 2.11
217754302 |  | Live | Midea Electric Trading | MAPLE HEAT | Singlezone Non-Ducted, Wall Placement | 217754302 |  | HRCU-A-CB-O | NE-T52-MHEAT3012E | Mini-Splits | NE-T52-MHEAT3012I* |  |  |  | 14 | 25.5 | 10.4 | TRUE | TRUE |  | 12000 | 10000 | 2.4 | 13112 | 2.11
217754299 |  | Live | Midea Electric Trading | QUEBEC VAIR | Singlezone Non-Ducted, Wall Placement | 217754299 |  | HRCU-A-CB-O | NE-T52-QVAIR3012E | Mini-Splits | NE-T52-QVAIR3012I* |  |  |  | 14 | 25.5 | 10.4 | TRUE | TRUE |  | 12000 | 10000 | 2.4 | 13112 | 2.11
217754316 |  | Live | Midea Electric Trading | MAXI AIR | Multizone Mix of Ducted and Non-Ducted | 217754316 |  | HMSV-A-CB | T55-MULTI36E454* | Mixed Ducted and Non-Ducted Indoor Units |  |  |  |  | 12.5 | 21.2 | 10.55 | TRUE | TRUE |  | 36000 | 31400 | 2.4 | 38000 | 2.41
217754315 |  | Live | Midea Electric Trading | MAXI AIR | Multizone All Ducted | 217754315 |  | HMSV-A-CB | T55-MULTI36E454* | Ducted Indoor Units |  |  |  |  | 12 | 19.4 | 10.4 | TRUE | TRUE |  | 36000 | 33000 | 2.4 | 34000 | 2.2
217754314 |  | Live | Midea Electric Trading | MAXI AIR | Multizone All Non-Ducted | 217754314 |  | HMSR-A-CB-O | T55-MULTI36E454* | Non-Ducted Indoor Units |  |  |  |  | 13 | 23 | 10.7 | TRUE | TRUE |  | 36000 | 30000 | 2.4 | 42000 | 2.6
217754313 |  | Live | Midea Electric Trading | MAXI AIR | Multizone Mix of Ducted and Non-Ducted | 217754313 |  | HMSV-A-CB | T55-MULTI28E454* | Mixed Ducted and Non-Ducted Indoor Units |  |  |  |  | 12.25 | 21 | 10 | TRUE | TRUE |  | 27400 | 24000 | 2.5 | 27500 | 2.15
217754312 |  | Live | Midea Electric Trading | MAXI AIR | Multizone All Ducted | 217754312 |  | HMSV-A-CB | T55-MULTI28E454* | Ducted Indoor Units |  |  |  |  | 12 | 19 | 9.5 | TRUE | TRUE |  | 28000 | 23000 | 2.4 | 27000 | 2.1
217754311 |  | Live | Midea Electric Trading | MAXI AIR | Multizone All Non-Ducted | 217754311 |  | HMSR-A-CB-O | T55-MULTI28E454* | Non-Ducted Indoor Units |  |  |  |  | 12.5 | 23 | 10.5 | TRUE | TRUE |  | 27000 | 25000 | 2.6 | 28000 | 2.2
217754310 |  | Live | Midea Electric Trading | QUEBEC VAIR | Singlezone Non-Ducted, Wall Placement | 217754310 |  | HRCU-A-CB-O | T55-QVAIR3018E454 | Mini-Splits | T55-QVAIR3018I454* |  |  |  | 12.5 | 21.4 | 11 | TRUE | TRUE |  | 18000 | 15000 | 2.56 | 19200 | 2
217754309 |  | Live | Midea Electric Trading | QUEBEC VAIR | Singlezone Non-Ducted, Wall Placement | 217754309 |  | HRCU-A-CB-O | T55-QVAIR3012E454 | Mini-Splits | T55-QVAIR3012I454* |  |  |  | 13.4 | 25.4 | 10.5 | TRUE | TRUE |  | 12000 | 9800 | 2.71 | 12800 | 1.75
217739019 |  | Live | Midea Electric Trading | ACIQ | Singlezone Non-Ducted, Ceiling Placement | 217739019 |  | HRCU-A-CB-O | ACIQ-12ZS-HP230C | Mini-Splits | SCC-0612-HH-MB |  |  |  | 12.3 | 22.1 | 10 | TRUE | TRUE |  | 12000 | 8600 | 2.77 | 10000 | 2.59
217739014 |  | Live | Midea Electric Trading | ACIQ | Singlezone Non-Ducted, Ceiling Placement | 217739014 |  | HRCU-A-CB-O | ACIQ-06ZPL-HP230C | Mini-Splits | SCC-0612-HH-MB |  |  |  | 15 | 22 | 12 | TRUE | TRUE |  | 6500 | 7000 | 2.66 | 9500 | 2.53
217739020 |  | Live | Midea Electric Trading | ACIQ | Singlezone Non-Ducted, Ceiling Placement | 217739020 |  | HRCU-A-CB-O | ACIQ-18ZS-HP230C | Mini-Splits | SCC-18-HH-MB |  |  |  | 12.5 | 22.2 | 12.2 | TRUE | TRUE |  | 18000 | 14000 | 2.77 | 15200 | 2.47
217739018 |  | Live | Midea Electric Trading | ACIQ | Singlezone Non-Ducted, Ceiling Placement | 217739018 |  | HRCU-A-CB-O | ACIQ-09ZS-HP230C | Mini-Splits | SCC-0612-HH-MB |  |  |  | 14.4 | 22.1 | 11.8 | TRUE | TRUE |  | 9000 | 7900 | 2.69 | 9900 | 2.59
217752812 |  | Live | Midea Electric Trading | ZERO | Multizone All Ducted | 217752812 |  | HMSV-A-CB | Z4SOV-53HDMB-USHH | Ducted Indoor Units |  |  |  |  | 11.7 | 20 | 10.7 | TRUE | TRUE |  | 53000 | 45000 | 2.7 | 52000 | 2.3
217752813 |  | Live | Midea Electric Trading | ZERO | Multizone Mix of Ducted and Non-Ducted | 217752813 |  | HMSV-A-CB | Z4SOV-53HDMB-USHH | Mixed Ducted and Non-Ducted Indoor Units |  |  |  |  | 11.85 | 20.7 | 10.65 | TRUE | TRUE |  | 52000 | 45000 | 2.65 | 50500 | 2.25
217735895 |  | Live | Midea Electric Trading | PERFECTAIRE | Multizone All Non-Ducted | 217735895 |  | HMSR-A-CB-O | 3KARDA27MZ3 | Non-Ducted Indoor Units |  | 12 | 22.5 | 10.2 | 12.2 | 23.5 | 9.2 | TRUE | FALSE |  | 27000 | 20000 | 2.35 | 22600 | 2.25
217739016 |  | Live | Midea Electric Trading | ACIQ | Singlezone Non-Ducted, Ceiling Placement | 217739016 |  | HRCU-A-CB-O | ACIQ-12ZPL-HP230C | Mini-Splits | SCC-0612-HH-MB |  |  |  | 13 | 23 | 10 | TRUE | TRUE |  | 12000 | 9600 | 2.65 | 11900 | 1.95
217752779 |  | Live | Midea Electric Trading | MAXI AIR | Multizone All Non-Ducted | 217752779 |  | HMSR-A-CB-O | T55-MULTI36E454 | Non-Ducted Indoor Units |  |  |  |  | 13 | 23 | 10.7 | FALSE | FALSE |  | 36000 | 30000 | 2.4 | 42000 | 2.6
217752799 |  | Live | Midea Electric Trading | ZERO | Multizone All Non-Ducted | 217752799 |  | HMSR-A-CB-O | Z4SOV-18HDMB-USHH | Non-Ducted Indoor Units |  |  |  |  | 13 | 21 | 10 | TRUE | TRUE |  | 19000 | 16400 | 2.5 | 18000 | 2.1
217752801 |  | Live | Midea Electric Trading | ZERO | Multizone Mix of Ducted and Non-Ducted | 217752801 |  | HMSV-A-CB | Z4SOV-18HDMB-USHH | Mixed Ducted and Non-Ducted Indoor Units |  |  |  |  | 13 | 20.5 | 10 | TRUE | TRUE |  | 19000 | 16700 | 2.55 | 20000 | 2.3
217752800 |  | Live | Midea Electric Trading | ZERO | Multizone All Ducted | 217752800 |  | HMSV-A-CB | Z4SOV-18HDMB-USHH | Ducted Indoor Units |  |  |  |  | 13 | 20 | 10 | TRUE | TRUE |  | 19000 | 17000 | 2.59 | 22000 | 2.5
217752780 |  | Live | Midea Electric Trading | MAXI AIR | Multizone All Ducted | 217752780 |  | HMSV-A-CB | T55-MULTI36E454 | Ducted Indoor Units |  |  |  |  | 12 | 19.4 | 10.4 | FALSE | FALSE |  | 36000 | 33000 | 2.4 | 34000 | 2.2
217752806 |  | Live | Midea Electric Trading | ZERO | Multizone All Ducted | 217752806 |  | HMSV-A-CB | Z4SOV-36HDMB-USHH | Ducted Indoor Units |  |  |  |  | 12 | 19.4 | 10.4 | TRUE | TRUE |  | 36000 | 33000 | 2.4 | 34000 | 2.2
217735896 |  | Live | Midea Electric Trading | PERFECTAIRE | Multizone Mix of Ducted and Non-Ducted | 217735896 |  | HMSV-A-CB | 3KARDA27MZ3 | Mixed Ducted and Non-Ducted Indoor Units |  | 11.6 | 21.75 | 10.2 | 11.95 | 22.25 | 9.2 | TRUE | FALSE |  | 27400 | 21000 | 2.48 | 22600 | 2.25
217752781 |  | Live | Midea Electric Trading | MAXI AIR | Multizone Mix of Ducted and Non-Ducted | 217752781 |  | HMSV-A-CB | T55-MULTI36E454 | Mixed Ducted and Non-Ducted Indoor Units |  |  |  |  | 12.5 | 21.2 | 10.55 | FALSE | FALSE |  | 36000 | 31400 | 2.4 | 38000 | 2.41
217752778 |  | Live | Midea Electric Trading | MAXI AIR | Multizone Mix of Ducted and Non-Ducted | 217752778 |  | HMSV-A-CB | T55-MULTI28E454 | Mixed Ducted and Non-Ducted Indoor Units |  |  |  |  | 12.25 | 21 | 10 | FALSE | FALSE |  | 27400 | 24000 | 2.5 | 27500 | 2.15
217735894 |  | Live | Midea Electric Trading | PERFECTAIRE | Multizone All Ducted | 217735894 |  | HMSV-A-CB | 3KARDA27MZ3 | Ducted Indoor Units |  | 11.2 | 21 | 10.2 | 11.7 | 21 | 9.2 | TRUE | FALSE |  | 28000 | 22000 | 2.6 | 22600 | 2.25
217752776 |  | Live | Midea Electric Trading | MAXI AIR | Multizone All Non-Ducted | 217752776 |  | HMSR-A-CB-O | T55-MULTI28E454 | Non-Ducted Indoor Units |  |  |  |  | 12.5 | 23 | 10.5 | FALSE | FALSE |  | 27000 | 25000 | 2.6 | 28000 | 2.2
217752810 |  | Live | Midea Electric Trading | ZERO | Multizone Mix of Ducted and Non-Ducted | 217752810 |  | HMSV-A-CB | Z4SOV-48HDMB-USHH | Mixed Ducted and Non-Ducted Indoor Units |  |  |  |  | 11.85 | 20.8 | 10.6 | TRUE | TRUE |  | 46000 | 42500 | 2.5 | 44000 | 2.1
217752809 |  | Live | Midea Electric Trading | ZERO | Multizone All Ducted | 217752809 |  | HMSV-A-CB | Z4SOV-48HDMB-USHH | Ducted Indoor Units |  |  |  |  | 11.7 | 20.4 | 11 | TRUE | TRUE |  | 47000 | 44500 | 2.6 | 46000 | 2.2
217752808 |  | Live | Midea Electric Trading | ZERO | Multizone All Non-Ducted | 217752808 |  | HMSR-A-CB-O | Z4SOV-48HDMB-USHH | Non-Ducted Indoor Units |  |  |  |  | 12 | 21.2 | 10.2 | TRUE | TRUE |  | 45000 | 40500 | 2.4 | 42000 | 2
217752777 |  | Live | Midea Electric Trading | MAXI AIR | Multizone All Ducted | 217752777 |  | HMSV-A-CB | T55-MULTI28E454 | Ducted Indoor Units |  |  |  |  | 12 | 19 | 9.5 | FALSE | FALSE |  | 28000 | 23000 | 2.4 | 27000 | 2.1
217752803 |  | Live | Midea Electric Trading | ZERO | Multizone All Ducted | 217752803 |  | HMSV-A-CB | Z4SOV-27HDMB-USHH | Ducted Indoor Units |  |  |  |  | 12 | 19 | 9.5 | TRUE | TRUE |  | 28000 | 23000 | 2.4 | 27000 | 2.1
217752811 |  | Live | Midea Electric Trading | ZERO | Multizone All Non-Ducted | 217752811 |  | HMSR-A-CB-O | Z4SOV-53HDMB-USHH | Non-Ducted Indoor Units |  |  |  |  | 12 | 21.4 | 10.6 | TRUE | TRUE |  | 51000 | 45000 | 2.6 | 49000 | 2.2
217752766 |  | Live | Midea Electric Trading | MAXI AIR | Singlezone Ducted, Centrally Ducted | 217752766 |  | HRCU-A-CB | MAXS-2430-454 |  | AHMS-3015-454 |  |  |  | 11.7 | 16.8 | 10 | FALSE | FALSE |  | 30000 | 23800 | 2.76 | 37800 | 2.39
217752804 |  | Live | Midea Electric Trading | ZERO | Multizone Mix of Ducted and Non-Ducted | 217752804 |  | HMSV-A-CB | Z4SOV-27HDMB-USHH | Mixed Ducted and Non-Ducted Indoor Units |  |  |  |  | 12 | 20 | 9.75 | TRUE | TRUE |  | 27400 | 23200 | 2.4 | 27000 | 1.99
217752807 |  | Live | Midea Electric Trading | ZERO | Multizone Mix of Ducted and Non-Ducted | 217752807 |  | HMSV-A-CB | Z4SOV-36HDMB-USHH | Mixed Ducted and Non-Ducted Indoor Units |  |  |  |  | 12.1 | 20.45 | 10.85 | TRUE | TRUE |  | 36000 | 34800 | 2.39 | 38500 | 2.26
217752769 |  | Live | Midea Electric Trading | MAPLE HEAT | Singlezone Non-Ducted, Wall Placement | 217752769 |  | HRCU-A-CB-O | T55-MHEAT3018E454 | Mini-Splits | T55-MHEAT3018I454 |  |  |  | 12.5 | 21.4 | 11 | FALSE | FALSE |  | 18000 | 15000 | 2.56 | 19200 | 2
217752773 |  | Live | Midea Electric Trading | MAXI AIR | Singlezone Non-Ducted, Wall Placement | 217752773 |  | HRCU-A-CB-O | T55-AES18EXT454 | Mini-Splits | T55-AES18INT454 |  |  |  | 12.5 | 21.4 | 11 | FALSE | FALSE |  | 18000 | 15000 | 2.56 | 19200 | 2
217752771 |  | Live | Midea Electric Trading | SUPREME | Singlezone Non-Ducted, Wall Placement | 217752771 |  | HRCU-A-CB-O | T55-SUPAE18E454 | Mini-Splits | T55-SUPAE18I454 |  |  |  | 12.5 | 21.4 | 11 | FALSE | FALSE |  | 18000 | 15000 | 2.56 | 19200 | 2
217752775 |  | Live | Midea Electric Trading | QUEBEC VAIR | Singlezone Non-Ducted, Wall Placement | 217752775 |  | HRCU-A-CB-O | T55-QVAIR3018E454 | Mini-Splits | T55-QVAIR3018I454 |  |  |  | 12.5 | 21.4 | 11 | FALSE | FALSE |  | 18000 | 15000 | 2.56 | 19200 | 2
217752802 |  | Live | Midea Electric Trading | ZERO | Multizone All Non-Ducted | 217752802 |  | HMSR-A-CB-O | Z4SOV-27HDMB-USHH | Non-Ducted Indoor Units |  |  |  |  | 12 | 21 | 10 | TRUE | TRUE |  | 27000 | 23600 | 2.4 | 27000 | 1.9
217752805 |  | Live | Midea Electric Trading | ZERO | Multizone All Non-Ducted | 217752805 |  | HMSR-A-CB-O | Z4SOV-36HDMB-USHH | Non-Ducted Indoor Units |  |  |  |  | 12.2 | 21.5 | 11.3 | TRUE | TRUE |  | 36000 | 36600 | 2.37 | 43000 | 2.3
217735477 |  | Live | Midea Electric Trading | APOODR | Singlezone Ducted, Centrally Ducted | 217735477 |  | HRCU-A-CB | AHU3G-60HFN-B |  | AHU3G-60HFN-A |  |  |  | 12 | 17.5 | 9.5 | TRUE | TRUE |  | 54000 | 35000 | 2.5 | 54000 | 2.29
217739017 |  | Live | Midea Electric Trading | ACIQ | Singlezone Non-Ducted, Ceiling Placement | 217739017 |  | HRCU-A-CB-O | ACIQ-18ZPL-HP230C | Mini-Splits | SCC-18-HH-MB |  |  |  | 12.5 | 20.6 | 12.2 | TRUE | TRUE |  | 16700 | 14500 | 2.5 | 18800 | 2.05
217752956 |  | Live | Midea Electric Trading | DUOHOME | Singlezone Non-Ducted, Wall Placement | 217752956 |  | HRCU-A-CB-O | DOX430-24HFN10-M1E | Mini-Splits | DSAG11D-24HRFN10-M1E-D |  |  |  | 10 | 21.3 | 8.7 | FALSE | FALSE |  | 12000 | 7800 | 2.31 | 8100 | 1.99
217752955 |  | Live | Midea Electric Trading | DUOHOME | Singlezone Non-Ducted, Wall Placement | 217752955 |  | HRCU-A-CB-O | DOX230-12HFN10-B1E | Mini-Splits | DSAG11B-12HRFN10-B1E-D |  |  |  | 10 | 21.3 | 8.7 | FALSE | FALSE |  | 12000 | 7800 | 2.31 | 8100 | 1.99
217739015 |  | Live | Midea Electric Trading | ACIQ | Singlezone Non-Ducted, Ceiling Placement | 217739015 |  | HRCU-A-CB-O | ACIQ-09ZPL-HP230C | Mini-Splits | SCC-0612-HH-MB |  |  |  | 14.6 | 24 | 12.1 | TRUE | TRUE |  | 9000 | 9000 | 2.44 | 11900 | 2
217752767 |  | Live | Midea Electric Trading | MAXI AIR | Singlezone Ducted, Centrally Ducted | 217752767 |  | HRCU-A-CB | MAXS-4260-454 |  | AHMS-6020-454 |  |  |  | 10 | 16 | 9 | FALSE | FALSE |  | 54000 | 45000 | 2.4 | 50400 | 2.3
217752768 |  | Live | Midea Electric Trading | MAPLE HEAT | Singlezone Non-Ducted, Wall Placement | 217752768 |  | HRCU-A-CB-O | T55-MHEAT3012E454 | Mini-Splits | T55-MHEAT3012I454 |  |  |  | 13.4 | 25.4 | 10.5 | FALSE | FALSE |  | 12000 | 9800 | 2.71 | 12800 | 1.75
217752770 |  | Live | Midea Electric Trading | SUPREME | Singlezone Non-Ducted, Wall Placement | 217752770 |  | HRCU-A-CB-O | T55-SUPAE12E454 | Mini-Splits | T55-SUPAE12I454 |  |  |  | 13.4 | 25.4 | 10.5 | FALSE | FALSE |  | 12000 | 9800 | 2.71 | 12800 | 1.75
217752772 |  | Live | Midea Electric Trading | MAXI AIR | Singlezone Non-Ducted, Wall Placement | 217752772 |  | HRCU-A-CB-O | T55-AES12EXT454 | Mini-Splits | T55-AES12INT454 |  |  |  | 13.4 | 25.4 | 10.5 | FALSE | FALSE |  | 12000 | 9800 | 2.71 | 12800 | 1.75
217752774 |  | Live | Midea Electric Trading | QUEBEC VAIR | Singlezone Non-Ducted, Wall Placement | 217752774 |  | HRCU-A-CB-O | T55-QVAIR3012E454 | Mini-Splits | T55-QVAIR3012I454 |  |  |  | 13.4 | 25.4 | 10.5 | FALSE | FALSE |  | 12000 | 9800 | 2.71 | 12800 | 1.75
217816020 |  | Live | Daikin North America, LLC | DAIKIN | Singlezone Ducted, Compact Ducted | 217816020 |  | HRCU-A-CB | RXP24AVJU* | Mini-Splits | FDMA24AVJU* |  |  |  | 10.3 | 18.3 | 9.2 | FALSE | FALSE |  | 21800 | 16600 | 2.64 | 24800 | 2.01
217816018 |  | Live | Daikin North America, LLC | DAIKIN | Singlezone Ducted, Compact Ducted | 217816018 |  | HRCU-A-CB | RXP18AVJU* | Mini-Splits | FDMA18AVJU* |  |  |  | 11.6 | 18 | 9.2 | FALSE | FALSE |  | 17600 | 15800 | 2.5 | 22400 | 2.02
217816015 |  | Live | Daikin North America, LLC | DAIKIN | Singlezone Ducted, Compact Ducted | 217816015 |  | HRCU-A-CB | RXP15AVJU* | Mini-Splits | FDMA15AVJU* |  |  |  | 11.8 | 18 | 9.2 | FALSE | FALSE |  | 14400 | 13000 | 2.51 | 18100 | 2.01
217816012 |  | Live | Daikin North America, LLC | DAIKIN | Singlezone Ducted, Compact Ducted | 217816012 |  | HRCU-A-CB | RXP12AVJU* | Mini-Splits | FDMA12AVJU* |  |  |  | 10 | 16 | 9 | FALSE | FALSE |  | 10800 | 8500 | 2.31 | 13100 | 2.05
217816008 |  | Live | Daikin North America, LLC | DAIKIN | Singlezone Ducted, Compact Ducted | 217816008 |  | HRCU-A-CB | RXP09AVJU* | Mini-Splits | FDMA09AVJU* |  |  |  | 11.1 | 16 | 9 | FALSE | FALSE |  | 9000 | 7500 | 2.29 | 11400 | 2.02
217603526 |  | Live | Gree | KINGHOME | Singlezone Ducted, Centrally Ducted | 217603526 |  | HRCU-A-C | KU60UXO |  | KCAC60HI |  |  |  | 9.8 | 16 | 9 | FALSE | FALSE |  | 52000 | 35200 | 2.1 | 35600 | 2.1
217595567 |  | Live | Gree | TOSOT | Singlezone Ducted, Centrally Ducted | 217595567 |  | HRCU-A-CB | TU60-R32GDU |  | TUD48-R32GDU |  |  |  | 11.7 | 20 | 9.5 | TRUE | FALSE |  | 48000 | 38500 | 2.68 | 40400 | 2.65
217595566 |  | Live | Gree | TOSOT | Singlezone Ducted, Centrally Ducted | 217595566 |  | HRCU-A-CB | TU30-R32GDU |  | TUD24-R32GDU |  |  |  | 11.7 | 18.5 | 8.3 | TRUE | FALSE |  | 24000 | 19600 | 2.45 | 24000 | 2.5
217595565 |  | Live | Gree | TOSOT | Singlezone Ducted, Centrally Ducted | 217595565 |  | HRCU-A-CB | TU60-R32GDU |  | TUD60-R32GDU |  |  |  | 11.5 | 19 | 9.5 | TRUE | FALSE |  | 53500 | 43000 | 2.66 | 45000 | 2.4
217595563 |  | Live | Gree | TOSOT | Singlezone Ducted, Centrally Ducted | 217595563 |  | HRCU-A-CB | TU30-R32GDU |  | TUD30-R32GDU |  |  |  | 11.5 | 18 | 8.3 | TRUE | FALSE |  | 27000 | 23000 | 2.5 | 28000 | 2.63
217595562 |  | Live | Gree | TOSOT | Singlezone Ducted, Centrally Ducted | 217595562 |  | HRCU-A-CB | TU60-R32WEDU |  | TUD48-R32AHEDU |  |  |  | 12 | 19 | 10 | TRUE | TRUE |  | 48000 | 39500 | 2.86 | 41500 | 2.84
217120784 |  | Live | Gree | TOSOT | Singlezone Ducted, Centrally Ducted | 217120784 |  | HRCU-A-CB | TU60W-EDU |  | TUD60AH2-GDU |  |  |  | 11.5 | 18.5 | 10.5 | TRUE | TRUE |  | 53000 | 45000 | 2.66 | 47300 | 2.64
217120783 |  | Live | Gree | TOSOT | Singlezone Ducted, Centrally Ducted | 217120783 |  | HRCU-A-CB | TU60W-EDU |  | TUD48AH2-GDU |  |  |  | 12 | 19 | 10 | TRUE | TRUE |  | 48000 | 39500 | 2.86 | 41500 | 2.84
217120782 |  | Live | Gree | TOSOT | Singlezone Ducted, Centrally Ducted | 217120782 |  | HRCU-A-CB | TU36W-EDU |  | TUD36AH2-GDU |  |  |  | 11.5 | 18.2 | 10 | TRUE | TRUE |  | 34000 | 28200 | 2.5 | 29600 | 2.47
217080961 |  | Live | Gree | TOSOT | Singlezone Ducted, Centrally Ducted | 217080961 |  | HRCU-A-CB | TU60-32GDU |  | TU60-32AH2GDU |  |  |  | 11.5 | 19 | 9.5 | TRUE | FALSE |  | 53500 | 43000 | 2.66 | 45000 | 2.4
217052380 |  | Live | Gree | KINGHOME | Singlezone Ducted, Centrally Ducted | 217052380 |  | HRCU-A-C | KU60UXO |  | KCAC60H/NHA |  |  |  | 9.8 | 16 | 9 | FALSE | FALSE |  | 52000 | 35200 | 2.1 | 35600 | 2.1
217052379 |  | Live | Gree | KINGHOME | Singlezone Ducted, Centrally Ducted | 217052379 |  | HRCU-A-C | KU60UXO |  | KCAC48H/NHA |  |  |  | 11 | 16 | 8.8 | FALSE | FALSE |  | 47000 | 31200 | 2.1 | 31600 | 2.1
217052377 |  | Live | Gree | KINGHOME | Singlezone Ducted, Centrally Ducted | 217052377 |  | HRCU-A-C | KU36UXO |  | KCAC24F/NHA |  |  |  | 11 | 16 | 8.5 | FALSE | FALSE |  | 23000 | 15000 | 2.09 | 15200 | 2.09
216770146 |  | Live | Gree | TOSOT | Singlezone Ducted, Centrally Ducted | 216770146 |  | HRCU-A-C | TU60W-FDU |  | TCAC60H/NXA |  |  |  | 9.8 | 16 | 8.5 | FALSE | FALSE |  | 52000 | 35200 | 2.1 | 35600 | 2.1
216770145 |  | Live | Gree | TOSOT | Singlezone Ducted, Centrally Ducted | 216770145 |  | HRCU-A-C | TU60W-FDU |  | TCAC48H/NXA |  |  |  | 11 | 16 | 8.8 | FALSE | FALSE |  | 47000 | 31200 | 2.1 | 31600 | 2.1
216770144 |  | Live | Gree | TOSOT | Singlezone Ducted, Centrally Ducted | 216770144 |  | HRCU-A-C | TU36W-FDU |  | TCAC36F/NXA |  |  |  | 11 | 16 | 8.5 | FALSE | FALSE |  | 32000 | 22000 | 2 | 22300 | 2
216770143 |  | Live | Gree | TOSOT | Singlezone Ducted, Centrally Ducted | 216770143 |  | HRCU-A-C | TU36W-FDU |  | TCAC24F/NXA |  |  |  | 11 | 16 | 8.5 | FALSE | FALSE |  | 22000 | 15000 | 2.09 | 15200 | 2.09
216770142 |  | Live | Gree | TOSOT | Singlezone Ducted, Centrally Ducted | 216770142 |  | HRCU-A-C | TU60W-EDU |  | TCAC60H/NHA |  |  |  | 9.8 | 16 | 9 | FALSE | FALSE |  | 52000 | 35200 | 2.1 | 35600 | 2.1
216770141 |  | Live | Gree | TOSOT | Singlezone Ducted, Centrally Ducted | 216770141 |  | HRCU-A-C | TU60W-EDU |  | TCAC48H/NHA |  |  |  | 11 | 16 | 9 | FALSE | FALSE |  | 47000 | 31200 | 2.1 | 31600 | 2.1
216770139 |  | Live | Gree | TOSOT | Singlezone Ducted, Centrally Ducted | 216770139 |  | HRCU-A-C | TU36W-EDU |  | TCAC24F/NHA |  |  |  | 11 | 16 | 8.5 | FALSE | FALSE |  | 23000 | 15000 | 2.09 | 15200 | 2.09
216626004 |  | Live | Gree | TOSOT | Singlezone Ducted, Centrally Ducted | 216626004 |  | HRCU-A-CB | TU60W-GDU |  | TUD60AH2-GDU |  |  |  | 11.5 | 19 | 9.5 | TRUE | FALSE |  | 53500 | 43000 | 2.66 | 45000 | 2.4
216626001 |  | Live | Gree | TOSOT | Singlezone Ducted, Centrally Ducted | 216626001 |  | HRCU-A-CB | TU30W-GDU |  | TUD30AH2-GDU |  |  |  | 11.5 | 18 | 8.3 | TRUE | FALSE |  | 27000 | 23000 | 2.5 | 28000 | 2.63
215390439 |  | Live | Gree | TOSOT | Singlezone Ducted, Centrally Ducted | 215390439 |  | HRCU-A-CB | TU60W-EDU |  | TUD60AH2-EDU |  |  |  | 11.5 | 18.5 | 10.5 | TRUE | TRUE | TRUE | 53000 | 45000 | 2.66 | 47300 | 2.64
215390438 |  | Live | Gree | TOSOT | Singlezone Ducted, Centrally Ducted | 215390438 |  | HRCU-A-CB | TU48W-EDU |  | TUD48AH2-EDU |  |  |  | 12 | 19 | 10 | TRUE | TRUE | TRUE | 48000 | 39500 | 2.86 | 41500 | 2.84
215351154 |  | Live | Gree | TOSOT | Singlezone Ducted, Centrally Ducted | 215351154 |  | HRCU-A-CB | TU60-R32WEDU |  | TUD60-R32AHEDU |  |  |  | 11.5 | 18.5 | 10.5 | TRUE | TRUE | TRUE | 53000 | 45000 | 2.66 | 47300 | 2.64
215351152 |  | Live | Gree | TOSOT | Singlezone Ducted, Centrally Ducted | 215351152 |  | HRCU-A-CB | TU60-32WEDU |  | TUD60-32AH2EDU |  |  |  | 11.5 | 18.5 | 10.5 | TRUE | TRUE | TRUE | 53000 | 45000 | 2.66 | 47300 | 2.64
215351151 |  | Live | Gree | TOSOT | Singlezone Ducted, Centrally Ducted | 215351151 |  | HRCU-A-CB | TU48-32WEDU |  | TUD48-32AH2EDU |  |  |  | 12 | 19 | 10 | TRUE | TRUE | TRUE | 48000 | 39500 | 2.86 | 41500 | 2.84
217731058 |  | Live | Gree | GREE | Singlezone Ducted, Centrally Ducted | 217731058 |  | HRCU-A-CB | GUD18W2/NHE-D(U) |  | GUD12AH2/E-D(U) |  |  |  | 12.5 | 18 | 9 | TRUE | TRUE |  | 17000 | 14500 | 2.4 | 14800 | 2.34
217729838 |  | Live | Gree | GREE | Singlezone Ducted, Centrally Ducted | 217729838 |  | HRCU-A-C | GUD60W2/NHG-D(U) |  | GCAC60H/NHA |  |  |  | 10 | 16 | 8.5 | FALSE | FALSE |  | 51000 | 33000 | 2.1 | 33600 | 2.07
217729837 |  | Live | Gree | GREE | Singlezone Ducted, Centrally Ducted | 217729837 |  | HRCU-A-C | GUD60W2/NHG-D(U) |  | GCAC48H/NHA |  |  |  | 11 | 16.5 | 8.5 | FALSE | FALSE |  | 47000 | 31000 | 2.2 | 31600 | 2.17
217595573 |  | Live | Gree | GREE | Singlezone Ducted, Centrally Ducted | 217595573 |  | HRCU-A-C | GUD36W2/NHG-D(U) |  | GCAC24F/NHA |  |  |  | 11.7 | 16 | 8.5 | TRUE | FALSE |  | 24000 | 14000 | 2.1 | 15200 | 2.05
217595572 |  | Live | Gree | GREE | Singlezone Ducted, Centrally Ducted | 217595572 |  | HRCU-A-C | GUD36W2/NHG-D(U) |  | GCAC36F/NHA |  |  |  | 11 | 16 | 8.5 | FALSE | FALSE |  | 33000 | 20000 | 2 | 22000 | 1.95
217559793 |  | Live | Gree | ENVI | Singlezone Ducted, Centrally Ducted | 217559793 |  | HRCU-A-CB | ECSO19A36FL230A |  | ECSI19A36FL230A |  |  |  | 11.5 | 19 | 8.3 | FALSE | FALSE |  | 34000 | 27400 | 2.42 | 32600 | 2.58
217559792 |  | Live | Gree | ENVI | Singlezone Ducted, Centrally Ducted | 217559792 |  | HRCU-A-CB | ECSO19A60FL230A |  | ECSI19A60FL230A |  |  |  | 11.5 | 19 | 9.5 | FALSE | FALSE |  | 53500 | 43000 | 2.66 | 45000 | 2.4
217120777 |  | Live | Gree | TOSOT | Singlezone Non-Ducted, Wall Placement | 217120777 |  | HRCU-A-CB-O | TW12WH29D6DO | Mini-Splits | TW12WH29D6DI |  |  |  | 15.2 | 29.5 | 10 | TRUE | TRUE |  | 12000 | 10300 | 3.11 | 13000 | 2.06
217120762 |  | Live | Gree | GREE | Singlezone Ducted, Centrally Ducted | 217120762 |  | HRCU-A-CB | GUD60W2/NHE-D(U) |  | GUD60AH2/G-D(U) |  |  |  | 11.5 | 18.5 | 10.5 | TRUE | TRUE |  | 53000 | 45000 | 2.66 | 47300 | 2.64
217120761 |  | Live | Gree | GREE | Singlezone Ducted, Centrally Ducted | 217120761 |  | HRCU-A-CB | GUD60W2/NHE-D(U) |  | GUD48AH2/G-D(U) |  |  |  | 12 | 19 | 10 | TRUE | TRUE |  | 48000 | 39500 | 2.86 | 41500 | 2.84
217120760 |  | Live | Gree | GREE | Singlezone Ducted, Centrally Ducted | 217120760 |  | HRCU-A-CB | GUD36W2/NHE-D(U) |  | GUD36AH2/G-D(U) |  |  |  | 11.5 | 18.2 | 10 | TRUE | TRUE |  | 34000 | 28200 | 2.5 | 29600 | 2.47
217052374 |  | Live | Gree | GREE | Singlezone Ducted, Centrally Ducted | 217052374 |  | HRCU-A-CB | GUD18W2/NHE-D(U) |  | GUD18AH2/E-D(U) |  |  |  | 12.5 | 18 | 9 | TRUE | TRUE |  | 18000 | 14500 | 2.4 | 14800 | 2.34
216768112 |  | Live | Gree | GREE | Singlezone Ducted, Centrally Ducted | 216768112 |  | HRCU-A-C | GUD60W2/NXF-D(U) |  | GCAC48H/NXA |  |  |  | 11 | 16 | 8.8 | TRUE | TRUE |  | 47000 | 31200 | 2.1 | 31600 | 2.1
216768111 |  | Live | Gree | GREE | Singlezone Ducted, Centrally Ducted | 216768111 |  | HRCU-A-C | GUD36W2/NXF-D(U) |  | GCAC24F/NXA |  |  |  | 11 | 16 | 8.5 | FALSE | TRUE |  | 22000 | 14900 | 2.08 | 15200 | 2.09
216768110 |  | Live | Gree | GREE | Singlezone Ducted, Centrally Ducted | 216768110 |  | HRCU-A-C | GUD60W2/NHE-D(U) |  | GCAC48H/NHA |  |  |  | 11 | 16 | 9 | FALSE | TRUE |  | 47000 | 35200 | 2.4 | 36000 | 2.39
216768109 |  | Live | Gree | GREE | Singlezone Ducted, Centrally Ducted | 216768109 |  | HRCU-A-C | GUD36W2/NHE-D(U) |  | GCAC24F/NHA |  |  |  | 11 | 16 | 8.5 | TRUE | TRUE |  | 23000 | 15000 | 2.09 | 15200 | 2.09
216765698 |  | Live | Gree | GREE | Singlezone Ducted, Centrally Ducted | 216765698 |  | HRCU-A-C | GUD60W2/NXF-D(U) |  | GCAC60H/NXA |  |  |  | 9.8 | 16 | 8.5 | FALSE | TRUE |  | 52000 | 35200 | 2.1 | 35600 | 2.09
216765696 |  | Live | Gree | GREE | Singlezone Ducted, Centrally Ducted | 216765696 |  | HRCU-A-C | GUD36W2/NXF-D(U) |  | GCAC36F/NXA |  |  |  | 11 | 16 | 8.5 | FALSE | TRUE |  | 32000 | 22000 | 2 | 22300 | 2
216765694 |  | Live | Gree | GREE | Singlezone Ducted, Centrally Ducted | 216765694 |  | HRCU-A-C | GUD60W2/NHE-D(U) |  | GCAC60H/NHA |  |  |  | 9.8 | 16 | 9 | FALSE | TRUE |  | 52000 | 40000 | 2.34 | 41000 | 2.33
216765692 |  | Live | Gree | GREE | Singlezone Ducted, Centrally Ducted | 216765692 |  | HRCU-A-C | GUD36W2/NHE-D(U) |  | GCAC36F/NHA |  |  |  | 11 | 16 | 8.5 | TRUE | TRUE |  | 32000 | 22000 | 2 | 22300 | 2
216621484 |  | Live | Gree | GREE | Singlezone Ducted, Centrally Ducted | 216621484 |  | HRCU-A-CB | GUD60W2/NHE-D(U) |  | GUD48AH2/E-D(U) |  |  |  | 12 | 19 | 10 | TRUE | TRUE |  | 48000 | 39500 | 2.86 | 41500 | 2.84
216621483 |  | Live | Gree | GREE | Singlezone Ducted, Centrally Ducted | 216621483 |  | HRCU-A-CB | GUD30W2/NHG-D(U) |  | GUD24AH2/G-D(U) |  |  |  | 11.7 | 18.5 | 8.3 | TRUE | FALSE |  | 24000 | 19600 | 2.45 | 24000 | 2.43
216621481 |  | Live | Gree | GREE | Singlezone Ducted, Centrally Ducted | 216621481 |  | HRCU-A-CB | GUD60W2/NHG-D(U) |  | GUD48AH2/G-D(U) |  |  |  | 11.7 | 20 | 9.5 | TRUE | FALSE |  | 48000 | 38500 | 2.68 | 40400 | 2.65
216505509 |  | Live | Gree | GREE | Singlezone Ducted, Centrally Ducted | 216505509 |  | HRCU-A-CB | GUD30W2/NHG-D(U) |  | GUD30AH2/G-D(U) |  |  |  | 11.5 | 18 | 8.3 | TRUE | FALSE |  | 27000 | 23000 | 2.5 | 28000 | 2.47
216505508 |  | Live | Gree | GREE | Singlezone Ducted, Centrally Ducted | 216505508 |  | HRCU-A-CB | GUD36W2/NHG-D(U) |  | GUD36AH2/G-D(U) |  |  |  | 11.5 | 19 | 8.3 | TRUE | FALSE |  | 34000 | 27400 | 2.42 | 32600 | 2.4
216426822 |  | Live | Gree | TOSOT | Singlezone Non-Ducted, Wall Placement | 216426822 |  | HRCU-A-CB-O | TWH12AV29D6DO | Mini-Splits | TWH12AV29D6DI |  |  |  | 15.2 | 29.5 | 10 | TRUE | TRUE |  | 12000 | 10300 | 3.11 | 13000 | 2.06
216030805 |  | Live | Gree | TOSOT | Singlezone Non-Ducted, Wall Placement | 216030805 |  | HRCU-A-CB-O | TW12HAY32A1DOC | Mini-Splits | TW12HAY32A1DIC |  |  |  | 15.2 | 29.5 | 10 | TRUE | TRUE |  | 12000 | 10300 | 3.11 | 13000 | 2.06
215889444 |  | Live | Gree | GREE | Singlezone Ducted, Centrally Ducted | 215889444 |  | HRCU-A-CB | GUD60W2/NHG-D(U) |  | GUD60AH2/G-D(U) |  |  |  | 11.5 | 19 | 9.5 | TRUE | FALSE |  | 53500 | 43000 | 2.66 | 45000 | 2.4
215876649 |  | Live | Gree | KINGHOME | Singlezone Non-Ducted, Wall Placement | 215876649 |  | HRCU-A-CB-O | KW12XQ29SDO | Mini-Splits | KW12XQ29SDI |  |  |  | 15.2 | 29.5 | 10 | TRUE | TRUE |  | 12000 | 10300 | 3.11 | 13000 | 2.06
215494739 |  | Live | Gree | GREE | Singlezone Ducted, Centrally Ducted | 215494739 |  | HRCU-A-CB | GUD36W2/NXF-D(U) |  | GUD36AH2/F-D(U) |  |  |  | 11 | 18.5 | 10 | TRUE | TRUE | TRUE | 34000 | 28200 | 2.7 | 32000 | 2.53
215405583 |  | Live | Gree | TOSOT | Singlezone Non-Ducted, Wall Placement | 215405583 |  | HRCU-A-CB-O | TW12HAY32A1DO | Mini-Splits | TW12HAY32A1DI |  |  |  | 15.2 | 29.5 | 10 | TRUE | TRUE | TRUE | 12000 | 10300 | 3.11 | 13000 | 2.06
215386290 |  | Live | Gree | GREE | Singlezone Non-Ducted, Wall Placement | 215386290 |  | HRCU-A-CB-O | GWH12AVDXE-D6DNA1B/O | Mini-Splits | GWH12AVDXE-D6DN***/I |  |  |  | 15.2 | 29.5 | 10 | FALSE | TRUE | TRUE | 12000 | 10300 | 3.11 | 13000 | 2.06
214810380 |  | Live | Gree | GREE | Singlezone Non-Ducted, Wall Placement | 214810380 |  | HRCU-A-CB-O | SAP12HP230V1R32AO | Mini-Splits | SAP12HP230V1R32AH |  |  |  | 15.2 | 29.5 | 10 | TRUE | TRUE | TRUE | 12000 | 10300 | 3.11 | 13000 | 2.06
214810379 |  | Live | Gree | GREE | Singlezone Non-Ducted, Wall Placement | 214810379 |  | HRCU-A-CB-O | GWH12AVDXE-D6DNA1A/O | Mini-Splits | GWH12AVDXE-D6DN***/I |  |  |  | 15.2 | 29.5 | 10 | TRUE | TRUE | TRUE | 12000 | 10300 | 3.11 | 13000 | 2.06
214568858 |  | Live | Gree | GREE | Singlezone Ducted, Centrally Ducted | 214568858 |  | HRCU-A-CB | GUD48W2/NHE-D(U) |  | GUD48AH2/E-D(U) |  |  |  | 12 | 19 | 10 | TRUE | TRUE | TRUE | 48000 | 39500 | 2.86 | 41500 | 2.84
214568857 |  | Live | Gree | GREE | Singlezone Ducted, Centrally Ducted | 214568857 |  | HRCU-A-CB | GUD60W2/NHE-D(U) |  | GUD60AH2/E-D(U) |  |  |  | 11.5 | 18.5 | 10.5 | TRUE | TRUE | TRUE | 53000 | 45000 | 2.66 | 47300 | 2.64
214568826 |  | Live | Gree | GREE | Singlezone Ducted, Centrally Ducted | 214568826 |  | HRCU-A-CB | GUD36W2/NHE-D(U) |  | GUD36AH2/E-D(U) |  |  |  | 11.5 | 18.2 | 10 | TRUE | TRUE | TRUE | 34000 | 28200 | 2.5 | 29600 | 2.47
217882880 |  | Live | Quilt Systems, Inc. | QUILT | Multizone All Non-Ducted | 217882880 |  | HRCU-A-CB-O | QO1-M2Z18-NC-NA | Mini-Splits | QI1-M09-N-NA |  |  |  | 13.65 | 21 | 10 | FALSE | FALSE |  | 8000 | 5700 | 2.49 | 12100 | 2.27
214609234 |  | Live | Quilt Systems, Inc. | QUILT | Multizone All Non-Ducted | 214609234 |  | HRCU-A-CB-O | QO1-M2Z18-NC-NA | Mini-Splits | QI1-M09-N-NA |  |  |  | 14.5 | 25 | 12 | TRUE | TRUE |  | 16000 | 12000 | 3.01 | 22520 | 2.5
215712204 |  | Live | Mitsubishi Electric Trane | MITSUBISHI ELECTRIC | Singlezone Ducted, Centrally Ducted | 215712204 |  | HRCU-A-C | PUZ-AK24NLHZ*** | Mini-Splits | PAA-BA24NL*** |  |  |  | 12.1 | 17 | 9.4 | TRUE | TRUE |  | 24000 | 20800 | 2.4 | 26000 | 1.98
215712202 |  | Live | Mitsubishi Electric Trane | MITSUBISHI ELECTRIC | Singlezone Ducted, Centrally Ducted | 215712202 |  | HRCU-A-C | PUZ-AK24NLHZ*** | Mini-Splits | PAA-BA18NL*** |  |  |  | 11.7 | 15.9 | 8.5 | TRUE | TRUE |  | 18000 | 16500 | 2.1 | 22000 | 1.58
215712203 |  | Live | Mitsubishi Electric Trane | MITSUBISHI ELECTRIC | Singlezone Ducted, Centrally Ducted | 215712203 |  | HRCU-A-C | PUZ-AK24NLHZ*** | Mini-Splits | PAA-AA24NL*** |  |  |  | 12.1 | 17 | 9.4 | TRUE | TRUE |  | 24000 | 20800 | 2.4 | 26000 | 1.98
215712201 |  | Live | Mitsubishi Electric Trane | MITSUBISHI ELECTRIC | Singlezone Ducted, Centrally Ducted | 215712201 |  | HRCU-A-C | PUZ-AK24NLHZ*** | Mini-Splits | PAA-AA18NL*** |  |  |  | 11.7 | 15.9 | 8.5 | TRUE | TRUE |  | 18000 | 16500 | 2.1 | 22000 | 1.58
216445262 |  | Live | LG | LG | Singlezone Ducted, Centrally Ducted | 216445262 |  | HRCU-A-C | KUSXA482A |  | LKMMA48D1 |  |  |  | 11.7 | 16.1 | 9.1 | TRUE | TRUE |  | 45500 | 32600 | 2.34 | 46000 | 2.21
216445261 |  | Live | LG | LG | Singlezone Ducted, Centrally Ducted | 216445261 |  | HRCU-A-C | KUSXA482A |  | LKMMA48C1 |  |  |  | 11.7 | 15.9 | 8.9 | TRUE | TRUE |  | 45500 | 32600 | 2.34 | 45000 | 2.16
216445260 |  | Live | LG | LG | Singlezone Ducted, Centrally Ducted | 216445260 |  | HRCU-A-C | KUSXA422A |  | LKMMA42C1 |  |  |  | 11.9 | 16 | 8.9 | TRUE | TRUE |  | 41000 | 29000 | 2.3 | 43000 | 2.17
216445264 |  | Live | LG | LG | Singlezone Ducted, Centrally Ducted | 216445264 |  | HRCU-A-C | KUSXA301A |  | LKMMA24B1 |  |  |  | 11.7 | 15.5 | 8.8 | TRUE | TRUE |  | 23000 | 16000 | 2.22 | 25000 | 2.22
216445259 |  | Live | LG | LG | Singlezone Ducted, Centrally Ducted | 216445259 |  | HRCU-A-C | KUSXA361A |  | LKMMA36C1 |  |  |  | 11.7 | 16 | 8.9 | TRUE | TRUE |  | 34400 | 24000 | 2.2 | 37000 | 2.13
216445258 |  | Live | LG | LG | Singlezone Ducted, Centrally Ducted | 216445258 |  | HRCU-A-C | KUSXA361A |  | LKMMA36B1 |  |  |  | 11.7 | 15.5 | 8.9 | TRUE | TRUE |  | 34400 | 24000 | 2.2 | 37000 | 2.17
216445257 |  | Live | LG | LG | Singlezone Ducted, Centrally Ducted | 216445257 |  | HRCU-A-C | KUSXA301A |  | LKMMA30B1 |  |  |  | 11.8 | 15.7 | 8.8 | TRUE | TRUE |  | 30000 | 22000 | 2.3 | 33700 | 2.1
216445256 |  | Live | LG | LG | Singlezone Ducted, Centrally Ducted | 216445256 |  | HRCU-A-C | KUSXA241A |  | LKMMA24B1 |  |  |  | 11 | 15 | 8.6 | FALSE | FALSE |  | 21600 | 16000 | 2.22 | 24200 | 2.15
216445255 |  | Live | LG | LG | Singlezone Ducted, Centrally Ducted | 216445255 |  | HRCU-A-C | KUSXA181A |  | LKMMA18B1 |  |  |  | 11.5 | 15.2 | 8.1 | TRUE | TRUE |  | 18000 | 13000 | 2.34 | 19800 | 2.23
216445254 |  | Live | LG | LG | Singlezone Ducted, Centrally Ducted | 216445254 |  | HRCU-A-C | KUSXA181A |  | LKMMA18A1 |  |  |  | 11.5 | 15.2 | 8.1 | TRUE | TRUE |  | 17000 | 13000 | 2.34 | 19800 | 2.23
216445251 |  | Live | LG | LG | Singlezone Ducted, Centrally Ducted | 216445251 |  | HRCU-A-C | KUSXB481A |  | LKMMA48D1 |  |  |  | 11 | 15.5 | 8.5 | TRUE | TRUE |  | 45500 | 32000 | 2.4 | 41000 | 2
216445250 |  | Live | LG | LG | Singlezone Ducted, Centrally Ducted | 216445250 |  | HRCU-A-C | KUSXB481A |  | LKMMA48C1 |  |  |  | 10.5 | 15.2 | 8.3 | FALSE | TRUE |  | 45500 | 32000 | 2.4 | 41000 | 2.04
217194129 |  | Live | Lennox Industries | LENNOX | Singlezone Ducted, Centrally Ducted | 217194129 |  | HRCU-A-CB | EL19KPV-024-230A** | Ducted Indoor Units | CBK48MVT-018/024-230-** |  |  |  | 12.4 | 18.5 | 8 | TRUE | FALSE |  | 23400 | 14200 | 2.18 | 14200 | 2.18
217194428 |  | Live | Lennox Industries | LENNOX | Singlezone Ducted, Centrally Ducted | 217194428 |  | HRCU-A-CB | EL19KPV-048-230A** | Ducted Indoor Units | CBK48MVT-048-230-** |  |  |  | 11.2 | 18.2 | 8.4 | TRUE | FALSE |  | 48000 | 29800 | 2.5 | 29800 | 2.5
217462486 |  | Live | Lennox Industries | LENNOX | Singlezone Ducted, Centrally Ducted | 217462486 |  | HRCU-A-CB | EL21KLV-048-230A** | Ducted Indoor Units | CBK47UHET-048-230-**+TDR |  |  |  | 12 | 19.5 | 9 | TRUE | TRUE |  | 47000 | 38000 | 2.42 | 38000 | 2.42
217675855 |  | Live | Lennox Industries | DUCANE | Singlezone Ducted, Centrally Ducted | 217675855 |  | HRCU-A-C | 7SCP18V36P-**A | Ducted Indoor Units | 7E[C,U]30/36CX-**+TDR |  |  |  | 10 | 15.2 | 8.1 | FALSE | FALSE |  | 33000 | 29000 | 2.2 | 29000 | 2.2
217675839 |  | Live | Lennox Industries | ARMSTRONG AIR | Singlezone Ducted, Centrally Ducted | 217675839 |  | HRCU-A-C | A7SCP18V36P-**A | Ducted Indoor Units | 7E[C,U]30/36CX-**+TDR |  |  |  | 10 | 15.2 | 8.1 | FALSE | FALSE |  | 33000 | 29000 | 2.2 | 29000 | 2.2
217675826 |  | Live | Lennox Industries | AIREASE | Singlezone Ducted, Centrally Ducted | 217675826 |  | HRCU-A-C | A7SCP18V36P-**A | Ducted Indoor Units | 7E[C,U]30/36CX-**+TDR |  |  |  | 10 | 15.2 | 8.1 | FALSE | FALSE |  | 33000 | 29000 | 2.2 | 29000 | 2.2
217270704 |  | Live | Friedrich Air Conditioning | RUUD | Singlezone Non-Ducted, Wall Placement | 217270704 |  | HRCU-A-CB-O | FPHFR24A3D | Mini-Splits | FAHFW24A3D |  |  |  | 11 | 20 | 10 | TRUE | TRUE |  | 24000 | 18000 | 2.4 | 24000 | 2
217270703 |  | Live | Friedrich Air Conditioning | RUUD | Singlezone Non-Ducted, Wall Placement | 217270703 |  | HRCU-A-CB-O | FPHFR18A3D | Mini-Splits | FAHFW18A3D |  |  |  | 11.7 | 19.5 | 9.5 | TRUE | TRUE |  | 18000 | 13400 | 2.5 | 18000 | 2.18
217270702 |  | Live | Friedrich Air Conditioning | RUUD | Singlezone Non-Ducted, Wall Placement | 217270702 |  | HRCU-A-CB-O | FPHFR12A3D | Mini-Splits | FAHFW12A3D |  |  |  | 11.2 | 21 | 10 | TRUE | TRUE |  | 12000 | 8900 | 2.61 | 12000 | 2.43
217270701 |  | Live | Friedrich Air Conditioning | RUUD | Singlezone Non-Ducted, Wall Placement | 217270701 |  | HRCU-A-CB-O | FPHFR09A3D | Mini-Splits | FAHFW09A3D |  |  |  | 12 | 21 | 10 | TRUE | TRUE |  | 9000 | 6700 | 2.58 | 9000 | 2.44
217270700 |  | Live | Friedrich Air Conditioning | RHEEM | Singlezone Non-Ducted, Wall Placement | 217270700 |  | HRCU-A-CB-O | FPHFR24A3D | Mini-Splits | FAHFW24A3D |  |  |  | 11 | 20 | 10 | TRUE | TRUE |  | 24000 | 18000 | 2.4 | 24000 | 2
217270699 |  | Live | Friedrich Air Conditioning | RHEEM | Singlezone Non-Ducted, Wall Placement | 217270699 |  | HRCU-A-CB-O | FPHFR18A3D | Mini-Splits | FAHFW18A3D |  |  |  | 11.7 | 19.5 | 9.5 | TRUE | TRUE |  | 18000 | 13400 | 2.5 | 18000 | 2.18
217270698 |  | Live | Friedrich Air Conditioning | RHEEM | Singlezone Non-Ducted, Wall Placement | 217270698 |  | HRCU-A-CB-O | FPHFR12A3D | Mini-Splits | FAHFW12A3D |  |  |  | 11.2 | 21 | 10 | TRUE | TRUE |  | 12000 | 8900 | 2.61 | 12000 | 2.43
217270697 |  | Live | Friedrich Air Conditioning | RHEEM | Singlezone Non-Ducted, Wall Placement | 217270697 |  | HRCU-A-CB-O | FPHFR09A3D | Mini-Splits | FAHFW09A3D |  |  |  | 12 | 21 | 10 | TRUE | TRUE |  | 9000 | 6700 | 2.58 | 9000 | 2.44
217269482 |  | Live | Friedrich Air Conditioning | FRIEDRICH | Singlezone Non-Ducted, Wall Placement | 217269482 |  | HRCU-A-CB-O | FPHFR24A3D | Mini-Splits | FAHFW24A3D |  |  |  | 11 | 20 | 10 | TRUE | TRUE |  | 24000 | 18000 | 2.4 | 24000 | 2
217269481 |  | Live | Friedrich Air Conditioning | FRIEDRICH | Singlezone Non-Ducted, Wall Placement | 217269481 |  | HRCU-A-CB-O | FPHFR18A3D | Mini-Splits | FAHFW18A3D |  |  |  | 11.7 | 19.5 | 9.5 | TRUE | TRUE |  | 18000 | 13400 | 2.5 | 18000 | 2.18
217269480 |  | Live | Friedrich Air Conditioning | FRIEDRICH | Singlezone Non-Ducted, Wall Placement | 217269480 |  | HRCU-A-CB-O | FPHFR12A3D | Mini-Splits | FAHFW12A3D |  |  |  | 11.2 | 21 | 10 | TRUE | TRUE |  | 12000 | 8900 | 2.61 | 12000 | 2.43
217269479 |  | Live | Friedrich Air Conditioning | FRIEDRICH | Singlezone Non-Ducted, Wall Placement | 217269479 |  | HRCU-A-CB-O | FPHFR09A3D | Mini-Splits | FAHFW09A3D |  |  |  | 12 | 21 | 10 | TRUE | TRUE |  | 9000 | 6700 | 2.58 | 9000 | 2.44
216699608 |  | Live | Friedrich Air Conditioning | FRIEDRICH | Singlezone Non-Ducted, Ceiling Placement | 216699608 |  | HRCU-A-CB-O | FPHFR36A3D | Mini-Splits | FPHSC36A3D |  |  |  | 12 | 19.5 | 9.5 | TRUE | TRUE |  | 36000 | 25600 | 2.75 | 30000 | 2.53
216626155 |  | Live | Friedrich Air Conditioning | FRIEDRICH | Singlezone Non-Ducted, Ceiling Placement | 216626155 |  | HRCU-A-CB-O | FPHFR24A3D | Mini-Splits | FPHFC24A3D |  |  |  | 12 | 20 | 10.5 | TRUE | TRUE |  | 24000 | 19100 | 2.69 | 19740 | 2.35
216626154 |  | Live | Friedrich Air Conditioning | FRIEDRICH | Singlezone Non-Ducted, Ceiling Placement | 216626154 |  | HRCU-A-CB-O | FPHFR18A3D | Mini-Splits | FPHFC18A3D |  |  |  | 12 | 20 | 10 | TRUE | TRUE |  | 18000 | 14100 | 2.89 | 17600 | 2.43
216626153 |  | Live | Friedrich Air Conditioning | FRIEDRICH | Singlezone Non-Ducted, Ceiling Placement | 216626153 |  | HRCU-A-CB-O | FPHFR12A3D | Mini-Splits | FPHFC12A3D |  |  |  | 12 | 20 | 9.5 | TRUE | TRUE |  | 12000 | 8900 | 2.69 | 9700 | 2.45
216626152 |  | Live | Friedrich Air Conditioning | FRIEDRICH | Singlezone Non-Ducted, Ceiling Placement | 216626152 |  | HRCU-A-CB-O | FPHFR09A3D | Mini-Splits | FPHFC09A3D |  |  |  | 12 | 20 | 9.5 | TRUE | TRUE |  | 9000 | 8900 | 2.69 | 9700 | 2.45
215792871 |  | Live | Friedrich Air Conditioning | RUUD | Multizone Mix of Ducted and Non-Ducted | 215792871 |  | HMSR-A-CB-O | FPHMR36A3D | Mixed Ducted and Non-Ducted Indoor Units |  |  |  |  | 12.85 | 20.5 | 9.5 | TRUE | TRUE |  | 36000 | 21800 | 2.74 | 33875 | 2.22
215792870 |  | Live | Friedrich Air Conditioning | RUUD | Multizone All Non-Ducted | 215792870 |  | HMSR-A-CB-O | FPHMR36A3D | Non-Ducted Indoor Units |  |  |  |  | 12.85 | 22 | 10 | TRUE | TRUE |  | 36000 | 22600 | 2.92 | 33850 | 2.22
215792869 |  | Live | Friedrich Air Conditioning | RUUD | Multizone All Ducted | 215792869 |  | HMSV-A-CB | FPHMR36A3D | Ducted Indoor Units |  |  |  |  | 12.85 | 19 | 9 | TRUE | TRUE |  | 36000 | 21000 | 2.56 | 33900 | 2.21
215792868 |  | Live | Friedrich Air Conditioning | RUUD | Multizone Mix of Ducted and Non-Ducted | 215792868 |  | HMSR-A-CB-O | FPHMR42A3D | Mixed Ducted and Non-Ducted Indoor Units |  |  |  |  | 11.8 | 20 | 9.15 | TRUE | TRUE |  | 42000 | 27800 | 2.54 | 36600 | 2.21
215792867 |  | Live | Friedrich Air Conditioning | RUUD | Multizone All Non-Ducted | 215792867 |  | HMSR-A-CB-O | FPHMR42A3D | Non-Ducted Indoor Units |  |  |  |  | 12 | 22 | 9.5 | TRUE | TRUE |  | 42000 | 28200 | 2.59 | 35650 | 2.28
215792866 |  | Live | Friedrich Air Conditioning | RUUD | Multizone All Ducted | 215792866 |  | HMSV-A-CB | FPHMR42A3D | Ducted Indoor Units |  |  |  |  | 11.35 | 18 | 8.8 | TRUE | TRUE |  | 42000 | 27400 | 2.49 | 37550 | 2.15
215792865 |  | Live | Friedrich Air Conditioning | RUUD | Multizone Mix of Ducted and Non-Ducted | 215792865 |  | HMSR-A-CB-O | FPHMR27A3D | Mixed Ducted and Non-Ducted Indoor Units |  |  |  |  | 12.2 | 20.5 | 9.4 | TRUE | TRUE |  | 27000 | 18000 | 2.75 | 28525 | 2.36
215792864 |  | Live | Friedrich Air Conditioning | RUUD | Multizone All Ducted | 215792864 |  | HMSV-A-CB | FPHMR27A3D | Ducted Indoor Units |  |  |  |  | 11.5 | 18 | 8.8 | TRUE | TRUE |  | 27000 | 18200 | 2.75 | 27950 | 2.34
215792863 |  | Live | Friedrich Air Conditioning | RUUD | Multizone All Non-Ducted | 215792863 |  | HMSR-A-CB-O | FPHMR27A3D | Non-Ducted Indoor Units |  |  |  |  | 12.85 | 23 | 10 | TRUE | TRUE |  | 27000 | 17600 | 2.71 | 29100 | 2.38
215792862 |  | Live | Friedrich Air Conditioning | RUUD | Multizone Mix of Ducted and Non-Ducted | 215792862 |  | HMSR-A-CB-O | FPHMR18A3D | Mixed Ducted and Non-Ducted Indoor Units |  |  |  |  | 12.65 | 19.75 | 9.7 | TRUE | TRUE |  | 18000 | 11700 | 2.96 | 18050 | 2.39
215792861 |  | Live | Friedrich Air Conditioning | RUUD | Multizone All Ducted | 215792861 |  | HMSV-A-CB | FPHMR18A3D | Ducted Indoor Units |  |  |  |  | 12 | 17.5 | 9.4 | TRUE | TRUE |  | 18000 | 11900 | 2.98 | 17800 | 2.38
215792860 |  | Live | Friedrich Air Conditioning | RUUD | Multizone All Non-Ducted | 215792860 |  | HMSR-A-CB-O | FPHMR18A3D | Non-Ducted Indoor Units |  |  |  |  | 13.3 | 22 | 10 | TRUE | TRUE |  | 18000 | 11500 | 2.93 | 18300 | 2.41
215792859 |  | Live | Friedrich Air Conditioning | RHEEM | Multizone Mix of Ducted and Non-Ducted | 215792859 |  | HMSR-A-CB-O | FPHMR36A3D | Mixed Ducted and Non-Ducted Indoor Units |  |  |  |  | 12.85 | 20.5 | 9.5 | TRUE | TRUE |  | 36000 | 21800 | 2.74 | 33875 | 2.22
215792858 |  | Live | Friedrich Air Conditioning | RHEEM | Multizone All Non-Ducted | 215792858 |  | HMSR-A-CB-O | FPHMR36A3D | Non-Ducted Indoor Units |  |  |  |  | 12.85 | 22 | 10 | TRUE | TRUE |  | 36000 | 22600 | 2.92 | 33850 | 2.22
215792857 |  | Live | Friedrich Air Conditioning | RHEEM | Multizone All Ducted | 215792857 |  | HMSV-A-CB | FPHMR36A3D | Ducted Indoor Units |  |  |  |  | 12.85 | 19 | 9 | TRUE | TRUE |  | 36000 | 21000 | 2.56 | 33900 | 2.21
215792856 |  | Live | Friedrich Air Conditioning | RHEEM | Multizone Mix of Ducted and Non-Ducted | 215792856 |  | HMSR-A-CB-O | FPHMR42A3D | Mixed Ducted and Non-Ducted Indoor Units |  |  |  |  | 11.8 | 20 | 9.15 | TRUE | TRUE |  | 42000 | 27800 | 2.54 | 36600 | 2.21
215792855 |  | Live | Friedrich Air Conditioning | RHEEM | Multizone All Non-Ducted | 215792855 |  | HMSR-A-CB-O | FPHMR42A3D | Non-Ducted Indoor Units |  |  |  |  | 12 | 22 | 9.5 | TRUE | TRUE |  | 42000 | 28200 | 2.59 | 35650 | 2.28
215792854 |  | Live | Friedrich Air Conditioning | RHEEM | Multizone All Ducted | 215792854 |  | HMSV-A-CB | FPHMR42A3D | Ducted Indoor Units |  |  |  |  | 11.35 | 18 | 8.8 | TRUE | TRUE |  | 42000 | 27400 | 2.49 | 37550 | 2.15
215792853 |  | Live | Friedrich Air Conditioning | RHEEM | Multizone Mix of Ducted and Non-Ducted | 215792853 |  | HMSR-A-CB-O | FPHMR27A3D | Mixed Ducted and Non-Ducted Indoor Units |  |  |  |  | 12.2 | 20.5 | 9.4 | TRUE | TRUE |  | 27000 | 18000 | 2.75 | 28525 | 2.36
215792852 |  | Live | Friedrich Air Conditioning | RHEEM | Multizone All Ducted | 215792852 |  | HMSV-A-CB | FPHMR27A3D | Ducted Indoor Units |  |  |  |  | 11.5 | 18 | 8.8 | TRUE | TRUE |  | 27000 | 18200 | 2.75 | 27950 | 2.34
215792851 |  | Live | Friedrich Air Conditioning | RHEEM | Multizone All Non-Ducted | 215792851 |  | HMSR-A-CB-O | FPHMR27A3D | Non-Ducted Indoor Units |  |  |  |  | 12.85 | 23 | 10 | TRUE | TRUE |  | 27000 | 17600 | 2.71 | 29100 | 2.38
215792850 |  | Live | Friedrich Air Conditioning | RHEEM | Multizone Mix of Ducted and Non-Ducted | 215792850 |  | HMSR-A-CB-O | FPHMR18A3D | Mixed Ducted and Non-Ducted Indoor Units |  |  |  |  | 12.65 | 19.75 | 9.7 | TRUE | TRUE |  | 18000 | 11700 | 2.96 | 18050 | 2.39
215792849 |  | Live | Friedrich Air Conditioning | RHEEM | Multizone All Ducted | 215792849 |  | HMSV-A-CB | FPHMR18A3D | Ducted Indoor Units |  |  |  |  | 12 | 17.5 | 9.4 | TRUE | TRUE |  | 18000 | 11900 | 2.98 | 17800 | 2.38
215792848 |  | Live | Friedrich Air Conditioning | RHEEM | Multizone All Non-Ducted | 215792848 |  | HMSR-A-CB-O | FPHMR18A3D | Non-Ducted Indoor Units |  |  |  |  | 13.3 | 22 | 10 | TRUE | TRUE |  | 18000 | 11500 | 2.93 | 18300 | 2.41
215792847 |  | Live | Friedrich Air Conditioning | FRIEDRICH | Multizone Mix of Ducted and Non-Ducted | 215792847 |  | HMSR-A-CB-O | FPHMR36A3D | Mixed Ducted and Non-Ducted Indoor Units |  |  |  |  | 12.85 | 20.5 | 9.5 | TRUE | TRUE |  | 36000 | 21800 | 2.74 | 33875 | 2.22
215792846 |  | Live | Friedrich Air Conditioning | FRIEDRICH | Multizone All Non-Ducted | 215792846 |  | HMSR-A-CB-O | FPHMR36A3D | Non-Ducted Indoor Units |  |  |  |  | 12.85 | 22 | 10 | TRUE | TRUE |  | 36000 | 22600 | 2.92 | 33850 | 2.22
215792845 |  | Live | Friedrich Air Conditioning | FRIEDRICH | Multizone All Ducted | 215792845 |  | HMSV-A-CB | FPHMR36A3D | Ducted Indoor Units |  |  |  |  | 12.85 | 19 | 9 | TRUE | TRUE |  | 36000 | 21000 | 2.56 | 33900 | 2.21
215792844 |  | Live | Friedrich Air Conditioning | FRIEDRICH | Multizone Mix of Ducted and Non-Ducted | 215792844 |  | HMSR-A-CB-O | FPHMR42A3D | Mixed Ducted and Non-Ducted Indoor Units |  |  |  |  | 11.8 | 20 | 9.15 | TRUE | TRUE |  | 42000 | 27800 | 2.54 | 36600 | 2.21
215792843 |  | Live | Friedrich Air Conditioning | FRIEDRICH | Multizone All Non-Ducted | 215792843 |  | HMSR-A-CB-O | FPHMR42A3D | Non-Ducted Indoor Units |  |  |  |  | 12 | 22 | 9.5 | TRUE | TRUE |  | 42000 | 28200 | 2.59 | 35650 | 2.28
215792842 |  | Live | Friedrich Air Conditioning | FRIEDRICH | Multizone All Ducted | 215792842 |  | HMSV-A-CB | FPHMR42A3D | Ducted Indoor Units |  |  |  |  | 11.35 | 18 | 8.8 | TRUE | TRUE |  | 42000 | 27400 | 2.49 | 37550 | 2.15
215792841 |  | Live | Friedrich Air Conditioning | FRIEDRICH | Multizone Mix of Ducted and Non-Ducted | 215792841 |  | HMSR-A-CB-O | FPHMR27A3D | Mixed Ducted and Non-Ducted Indoor Units |  |  |  |  | 12.2 | 20.5 | 9.4 | TRUE | TRUE |  | 27000 | 18000 | 2.75 | 28525 | 2.36
215792840 |  | Live | Friedrich Air Conditioning | FRIEDRICH | Multizone All Ducted | 215792840 |  | HMSV-A-CB | FPHMR27A3D | Ducted Indoor Units |  |  |  |  | 11.5 | 18 | 8.8 | TRUE | TRUE |  | 27000 | 18200 | 2.75 | 27950 | 2.34
215792839 |  | Live | Friedrich Air Conditioning | FRIEDRICH | Multizone All Non-Ducted | 215792839 |  | HMSR-A-CB-O | FPHMR27A3D | Non-Ducted Indoor Units |  |  |  |  | 12.85 | 23 | 10 | TRUE | TRUE |  | 27000 | 17600 | 2.71 | 29100 | 2.38
215792838 |  | Live | Friedrich Air Conditioning | FRIEDRICH | Multizone Mix of Ducted and Non-Ducted | 215792838 |  | HMSR-A-CB-O | FPHMR18A3D | Mixed Ducted and Non-Ducted Indoor Units |  |  |  |  | 12.65 | 19.75 | 9.7 | TRUE | TRUE |  | 18000 | 11700 | 2.96 | 18050 | 2.39
215792837 |  | Live | Friedrich Air Conditioning | FRIEDRICH | Multizone All Ducted | 215792837 |  | HMSV-A-CB | FPHMR18A3D | Ducted Indoor Units |  |  |  |  | 12 | 17.5 | 9.4 | TRUE | TRUE |  | 18000 | 11900 | 2.98 | 17800 | 2.38
215792836 |  | Live | Friedrich Air Conditioning | FRIEDRICH | Multizone All Non-Ducted | 215792836 |  | HMSR-A-CB-O | FPHMR18A3D | Non-Ducted Indoor Units |  |  |  |  | 13.3 | 22 | 10 | TRUE | TRUE |  | 18000 | 11500 | 2.93 | 18300 | 2.41

## Integrated Control & Electrical
2026 Residential Efficiency Program Integrated Controls and Electrical Information Worksheet, Version 2.0
If the customer will have fossil fuel back up heat present after the proposed equipment is installed, Integrated Controls (Modulating or Fixed), or Dual Fuel Thermostats must be installed. For Ductless Systems, installation of integrated/modulating controls is required.
Instructions:
| 1. | In the Electrical System Section - Fill in electrical panel type. If the electric panel needs upgrades for the installation of a heat pump please indicate yes/no and the associated cost.
| 2. | In the Integrated Controls Section - If fossil fuel heating system removed, please select "No Fossil Fuel Heater" under "Technology Type" dropdown. (Space Heating Projects Only)
| 3. | In the Integrated Controls Section - If the fossil fuel heating system remains, please select on of the integrated control types under "Technology Type" Dropdown. (Space Heating Projects Only)
| 4. | Refer to the Mass Save list of qualified controls:
https://www.masssave.com/-/media/Files/PDFs/Integrated-Controls-and-Dual-Fuel-TStats-Master.pdf
| * | All Serial Numbers entered must match invoice
Electrical System:
|  | Existing Main Breaker Size (Amps) | Was an Electrical Panel Upgrade needed? |  | Upgrade Cost
Select…
Customer Incentive - Income Eligible
Integrated Controls:
|  | Technology Type | - Modulating Controls allow the backup fossil fuel system to modulate to meet the load without limiting the ASHP from delivering its maximum capacity - Fixed Controls allow the backup fossil fuel system (which is generally larger than the ASHP) to operate because the ASHP is not always able to deliver its maximum capacity
Integrated/Modulating Controls
Integrated/Fixed Controls
|  | Dual Fuel Thermostat |  |  | Decommission Bonus: | 0
|  | Technology Type |  | Manufacturer | Model Number | Serial Number | Customer Incentive
| Unit 1 | [5 empty] | #REF!
| Unit 2 | [5 empty] | #REF! |  | #REF!
| Unit 3 | [5 empty] | #REF! | #REF!
| Unit 4 | [5 empty] | #REF! | #REF!
| Unit 5 | [5 empty] | #REF! | #REF!
| Unit 6 | [5 empty] | #REF! | #REF!
| Unit 7 | [5 empty] | #REF! | #REF!
| Unit 8 | [5 empty] | #REF! | #REF!
| Unit 9 | [5 empty] | #REF! | #REF!
| Unit 10 | [5 empty] | #REF! | #REF!
#REF!
[7 empty] | #REF! | 0
| Application Version: |  | 2.0 |  | Effective Date: | 5.7.26 | 5.7.26

## Water Heating Worksheet
2026 Residential Efficiency Program Water Heating Worksheet, Version 2.0
Equipment Worksheet
Eligibility Requirements
* | All Heat Pump Water Heaters must be ENERGY STAR Listed
- Limit 1 per year
* | Contractor incentive is per project and not per unit
|  | Total Equipment Rebate | 0
|  | Total Contractor Rebate | 0
Heat Pump Water Heater
|  | Energy Star Unique ID |  | Existing Equipment Type:
New Equipment Type:
|  | Manufacturer: |  | Serial Number:
|  | Model Number: |  | Invoice/Receipt Number:
|  | Proposed Efficiency (UEF): |  | Cost:
|  | Total Equipment Rebate: | 0 | Total Contractor Rebate | 0
GSHP Dedicated Water Heating
|  | New Equipment Type |  | Existing Equipment Type:
|  | AHRI Heating Full Load BTUh |  | Proposed Storage Tank Size (gallons)
|  | Manufacturer: |  | AHRI Full Load COP:
|  | Model Number: |  | Supplemental Electric Heat?
|  | Serial Number: |  | Cost:
|  | Total Equipment Rebate: | 0

## NYSERDA EFS $$ Calculator (hidden)
Cost Savings Calculations |  |  |  | Long Island Fuel Costs
|  |  |  | Oil | 4.08 |  |  | MMBTU Conv Factors |  |  | kWhTherm | Natural Gas | 0.03413
|  |  |  | Natural Gas | 1.818 |  |  | Oil | 7.1942 |  | kWhGallon - Oil | Oil | 0.022779
|  |  |  | Propane | 4.22 |  |  | Natural Gas | 10 |  | kWhGallon - Propane | Propane | 0.035729
|  |  |  | Electric | 0.2487 |  |  | Propane | 10.8696 |  | Electric | Electric | 1
|  |  |  | Electric Heat Pump | 0.2487 |  |  | *Prop and oil need to be comfirmed with nyserda |  |  | Electric Heat Pump | Electric Heat Pump | 1
ASHP | Baseline FF Savings MMBTU | MMBTU | Heating Fuel Displaced | Heating Cost
| Oil |  | #VALUE! | #VALUE!
| Gas |  | #VALUE! | #VALUE!
| Propane |  | #VALUE! | #VALUE!
ASHP | Scenario | Heating kWh | Cooling kWh | Oil Displaced | NG Displaced | Propane Displaced | Oil Heating Cost | NG Heating Cost | Propane Heating Cost | Heating Cost | Cooling Cost | Total Annual ASHP Cost
| Base Case | 0 | 0 | #VALUE! | #VALUE! | #VALUE! | #VALUE! | #VALUE! | #VALUE! | #VALUE! | 0 | #VALUE!
| ASHP | 0 | 0 | [6 empty] | 0 | 0 | 0
| Savings | 0 | 0 | #VALUE! | #VALUE! | #VALUE! | #VALUE! | #VALUE! | #VALUE! | #VALUE! | 0 | #VALUE!
HPwES | Measure | Heating Fuel 1 | kWh Savings | FF Savings | Heating Savings in Units Consumed by Home | $$ Savings
| Air Sealing |  | 0 | 0 | 0 | #N/A
| Insulation |  | #VALUE! | 0 | 0 | #VALUE!
| Duct Sealing |  | 0 | 0 | 0 | #N/A
| Windows |  | 0 | 0 | 0 | #N/A
HPWH | Baseline FF Savings MMBTU | MMBTU | Heating Fuel Displaced | Heating Cost
| Oil |  | #VALUE! | #VALUE!
| Gas |  | #VALUE! | #VALUE!
| Propane |  | #VALUE! | #VALUE!
| HPWH Cost | FF Displaced Cost | Total Cost Savings
| #VALUE! | #VALUE! | #VALUE!

## Tune Up Worksheet (hidden)
2026 Residential Efficiency Program
HVAC Equipment Tune Up Worksheet, Version 2.0
Equipment Worksheet
Eligibility Requirements
* | Tune up must be on a Central Air Conditioner or Ducted Air Source Heat Pump
* | Each Tune up must include refrigerant charge level checks and adjustments, filter inspection and replacement (if necessary), blower and motor inspection, clean and inspect condensor (include all items on invoice)
* | For Air Source Heat Pumps, ducted equipment is eligible for a rebate only; ductless systems are not eligible
* | Systems 5 years and older are eligible for rebate; rebate are limited to once every 5 years
* | For the Test Results: Please enter the % difference in charge from the value that appears on the manifold and the manufacturers specification before system tune-up is conducted
| Total Equipment Rebate | #REF!
HVAC Equipment Tune Up 1
| Tune-Up Type: | Select… | Manufacturer:
| Cooling Capacity (btu): |  | Condenser Model Number:
| Heat Pump Heating Capacity (btu): |  | Condenser Serial Number:
| Test Results: (Pre Tune-Up Factory Charge) |  | Rebate: | #REF!
12000
HVAC Equipment Tune Up 2
| Tune-Up Type: | Select… | Manufacturer:
| Cooling Capacity (btu): |  | Condenser Model Number:
| Heat Pump Heating Capacity (btu): |  | Condenser Serial Number:
| Test Results: (Pre Tune-Up Factory Charge) |  | Rebate: | #REF!
HVAC Equipment Tune Up 3
| Tune-Up Type: | Select… | Manufacturer:
| Cooling Capacity (btu): |  | Condenser Model Number:
| Heat Pump Heating Capacity (btu): |  | Condenser Serial Number:
| Test Results: (Pre Tune-Up Factory Charge) |  | Rebate: | #REF!
HVAC Equipment Tune Up 4
| Tune-Up Type: | Select… | Manufacturer:
| Cooling Capacity (btu): |  | Condenser Model Number:
| Heat Pump Heating Capacity (btu): |  | Condenser Serial Number:
| Test Results: (Pre Tune-Up Factory Charge) |  | Rebate: | #REF!
HVAC Equipment Tune Up 5
| Tune-Up Type: | Select… | Manufacturer:
| Cooling Capacity (btu): |  | Condenser Model Number:
| Heat Pump Heating Capacity (btu): |  | Condenser Serial Number:
| Test Results: (Pre Tune-Up Factory Charge) |  | Rebate: | #REF!

## References (hidden)
General References
| Conversion Factors |  |  |  | Worksheet Name
| 2204.6 | lbs/metric ton |  |  | PSEGLI_2025 Resi Master Internal_Version 1.0_Draft1.xlsm |  |  | ccASHP & AWHP | Rebate Cap(Cost) | Rebate Cap(rebate Value) |  | ccASHP |  |  |  |  | Total Calculated Rebate | Total Estimated Cost | Total Expected Rebate | Calculated Rebate to Expected Rebate %
| 0.001 | kg/metric ton | [6 empty] | 70% | 4000 |  | Program | Rebate | Inc |  |  | 6000 | 0 | 0 | 70%
| 0.003412 | kWh to MMBTU |  |  | Value | Decimal Places |  |  | 70% | 5000 |  | Market | 4000 | 250
| 3.412 | COP to HSPF |  |  | kW | 6 |  |  | 100% | 7500 |  | Market DAC | 5000 | 250 |  |  | 2025 Home Comfort Rebate Calculations |  |  |  | Adjusted Rebate
| 1.1962 | Emission Factor (lb CO2 / kWh) |  |  | kWh | 5 |  | GSHP | 70% | 12000 |  | Moderate Income | 5000 | 250 |  |  | ASHP Equipment Information | Total Tons | Qualifyed? |  | Customer Rebate | % of Calculated Rebate Total | Adjusted Per Unit Rebate
| 2204.6 | lbs/metric ton | [6 empty] | 70% | 15000 |  | Low Income | 7500 | 250 |  |  | Unit 1 |  |  |  | 0 | 0% | 0
| 0.07396 | CO2 Baseline | [6 empty] | 100% | 24000 |  | GSHP New Install |  |  |  |  | Unit 2 |  |  |  | 0 | 0% | 0
[9 empty] | 70% | 6000 |  | Program | Rebate | Inc |  |  | Unit 3 |  |  |  | 0 | 0% | 0
| Yes_No | [7 empty] | 70% | 7500 |  | Market | 12000 | 500 |  |  | Unit 4 |  |  |  | 0 | 0% | 0
| Select… | [7 empty] | 100% | 12000 |  | Market DAC | 15000 | 500 |  |  | Unit 5 |  |  |  | 0 | 0% | 0
| Yes | [7 empty] | 70% | 6000 |  | Moderate Income | 15000 | 500 |  |  | Unit 6 |  |  |  | 0 | 0% | 0
| No | [10 empty] | Low Income | 24000 | 500 |  |  | Unit 7 |  |  |  | 0 | 0% | 0
| Declined | [10 empty] | GSHP Retrofit |  |  |  |  | Unit 8 |  |  |  | 0 | 0% | 0
[5 empty] | Whole House? |  |  | Contractor Incentive | Combo Incentive | Decommission Inc |  | Program | Rebate | Inc |  |  | Unit 9 |  |  |  | 0 | 0% | 0
| PASS/FAIL |  |  |  | FALSE |  |  | 250 | 750 | 250 |  | Market | 6000 | 200 |  |  | Unit 10 |  |  |  | 0 | 0% | 0
| Pass | [10 empty] | Market DAC | 7500 | 200 |  |  | AWHP Equipment Information | Total Tons |  |  | AWHP | % of Calculated Rebate Total
| Fail |  |  |  | Income Eligible? | DAC/AMI? | [5 empty] | Moderate Income | 7500 | 200 |  |  | Unit 1 |  |  |  | 0 | 0% | 0
[5 empty] | FALSE | FALSE | [5 empty] | Low Income | 12000 | 200 |  |  | Unit 2 |  |  |  | 0 | 0% | 0
| Rebate Payment Method | [15 empty] | Unit 3 |  |  |  | 0 | 0% | 0
| Select… |  |  |  | DAC? | [11 empty] | Unit 4 |  |  |  | 0 | 0% | 0
| Bill Credit |  |  |  | PSEGLI_2025 Resi Master Internal_Version 1.0_Draft34.xlsm | [11 empty] | Unit 5 |  |  |  | 0 | 0% | 0
| Check | [15 empty] | Total | 0 |  |  | GSHP | % of Calculated Rebate Total
| Assigned to Contractor | [15 empty] | Total # of Units | 0 |  |  | 0 | 0% | 0
[5 empty] | Combo Project Incentive | [7 empty] | GSHP NI Equipment Information | Total Tons | Qualifyed? |  | GSHP Equipment Information | Total Tons | Qualifyed? |  | 0 | 0% | 0
[13 empty] | Unit 1 |  |  |  | Unit 1 |  |  |  | 0 | 0% | 0
[13 empty] | Unit 2 |  |  |  | Unit 2 |  |  |  | 0 | 0% | 0
| Income Eligibility | Building Type | Project Type | Heating Source | CO2 (tons / MMBTU) | [7 empty] | Unit 3 |  |  |  | Unit 3 |  |  |  | 0 | 0% | 0
| Select… | Select… | Select… | Natural Gas | 116.9761 | [7 empty] | Unit 4 |  |  |  | Unit 4 |  |  |  | 0 | 0% | 0
| Low Income (60% AMI) | Existing Building | Whole House | Oil | 163.0522 | [7 empty] | Unit 5 |  |  |  | Unit 5 |  |  |  | 0 | 0% | 0
| Moderate Income (80% AMI) | New Construction | Partial to Whole House | Electric | 1.1962 | [7 empty] | Unit 6 |  |  |  | Unit 6 |  |  |  | 0 | 0% | 0
| Market |  |  | Electric Heat Pump | 1.1962 | [7 empty] | Unit 7 |  |  |  | Unit 7 |  |  |  | 0 | 0% | 0
| Low Income (60% SMI) |  |  | Propane | 135.4947 | [7 empty] | Unit 8 |  |  |  | Unit 8 |  |  |  | 0 | 0% | 0
|  |  |  | Wood | 206.7915 | [7 empty] | Unit 9 |  |  |  | Unit 9
|  |  |  | Other | 116.9761 | [7 empty] | Unit 10 |  |  |  | Unit 10
|  |  |  | Heat Pump | 1.1962 | [7 empty] | Total | 0 |  |  | Total | 0
[13 empty] | Total # of Units | 0 |  |  | Total # of Units | 0
|  |  |  | Home Performance Primary Cooling Source | [8 empty] | GSHP Rtrft Equipment Information | Total Tons | Qualifyed?
|  |  |  | Select… | [8 empty] | Unit 1
|  |  |  | Home Comfort Heat Pump | [8 empty] | Unit 2
|  |  |  | Air to Water Heat Pump | [8 empty] | Unit 3
|  |  |  | Ducted Air Source HP | [8 empty] | Unit 4
|  |  |  | Central Air Conditioner | [8 empty] | Unit 5
|  |  |  | Ductless Mini Split - AC | [8 empty] | Unit 6
|  |  |  | Ductless Mini Split - HP | [8 empty] | Unit 7
|  |  |  | PTHP | [8 empty] | Unit 8
|  |  |  | Other | [8 empty] | Unit 9
|  |  |  | None | [8 empty] | Unit 10
|  |  |  | New Construction | [8 empty] | Total | 0
[13 empty] | Total # of Units | 0
Home Comfort
| ASHP DSA TRM Entry | [9 empty] | ASHP Baseline Efficency Look-up | [34 empty] | A2WHP DSA TRM Entry
|  | Term | New Construction (Home Comfort, All-electric Homes and Multi-family In-Unit) | Electric Resistance (Home Comfort and Multi-family In-Unit) | Oil w/ no CAC (Home Comfort, All-electric Homes and Multi-family In-Unit) | All Others (Home Comfort, All-electric Homes and Multi-family In-Unit) | Reasoning |  |  |  | Heating Baseline | Oil Boiler | Oil Furnace | Oil Other | Natural Gas Boiler | Natural Gas Furnace | Natural Gas Other | Electric ASHP | Propane Boiler | Propane Furnace | Propane Other | Electric Boiler | Electric Furnace | Electric Resistance | PTHP | Electric Other | None | New Construction | Sizing Range | Lower | Upper |  | Measure Type Table |  | QI Savings | [11 empty] | Term | Value | Reasoning | [19 empty] | Sizing Range | Lower | Upper
|  | Cooling Baseline | CAC | ASHP | CAC | Site-specific (Early Retirement) CAC (New/EOL) | NYS TRM V12 Pre-existing equipment efficiency must be collected for early retirement applications. If it is not collected, the default baseline of ASHP (cooling) must be utilized in calculations |  |  |  | EER2base | 11.32 | 11.32 | 11.32 | 11.32 | 11.32 | 11.32 | 11.32 | 11.32 | 11.32 | 11.32 | 11.32 | 11.32 | 11.32 | 11.32 | 11.32 | 11.32 | 11.32 | Cooling | 65% | 135% |  | NC |  | kW C&A | kW RS | kWh | [9 empty] | Cooling Baseline | Room AC | NYS TRM V12 Pre-existing equipment efficiency must be collected for early retirement applications. If it is not collected, the default baseline of Room AC (cooling) must be utilized in calculations | [19 empty] | Cooling | 65% | 135%
|  | Heating Baseline | Blend of 97% Oil-fired Furnace and 3% Electric Heating | Electric Resistance | Oil-fired Furnace/Boiler | Site-specific (Early Retirement) Blend of 97% Oil-fired Furnace and 3% Electric Heating (New/EOL) | New Construction - Anticipated building code changes in NY for 2026 All others - Based on Implementer and PSEG Long Island data on Long Island Pre-existing equipment efficiency must be collected for early retirement applications. If it is not collected, the default baseline of 97% oil-fired furnace and 3% electric heating (heating) must be utilized in calculations |  |  |  | SEER2base | 14.3 | 14.3 | 14.3 | 14.3 | 14.3 | 14.3 | 14.3 | 14.3 | 14.3 | 14.3 | 14.3 | 14.3 | 14.3 | 13.4 | 14.3 | 14.3 | 14.3 | Heating | 100% | 120% |  | OC |  | 0.001594 |  | 0.05 | [9 empty] | Heating Baseline | Blended Baseline | New Construction - Anticipated building code changes in NY for 2026 All others - Based on Implementer and PSEG Long Island data on Long Island Pre-existing equipment efficiency must be collected for early retirement applications. If it is not collected, the default baseline of 97% oil-fired furnace and 3% electric heating (heating) must be utilized in calculations | [19 empty] | Heating | 100% | 120%
|  | EER2base: Code Baseline EER | 11.32 | 11.32 | 11.32 | 11.32 | NYS TRM v12 and PA SWE team's recommendation to convert from EER to EER2 |  |  |  | HSPF2base | 0 | 0 | 0 | 0 | 0 | 0 | 7.5 | 0 | 0 | 0 | 2.9 | 2.9 | 2.9 | 6.7 | 2.9 | 7.5 | 7.5 |  |  |  |  | AO | [13 empty] | BCL: Manual J building cooling load at design conditions (Planning only) | 23396 | From project application From 2024 Home Comfort tracking installs for planning
|  | SEER2base: Code Baseline SEER (Split) | 14.3 | 14.3 | 14.3 | 14.3 | Federal standards beginning 1/1/2023 |  |  |  | FHSPF | 0 | 0 | 0 | 0 | 0 | 0 | 0.8 | 0 | 0 | 0 | 1 | 1 | 1 | 0.8 | 1 | 0.8 | 0.8 | ASHP Equipment Type |  | Equipment Condition | Control Type | EH | [13 empty] | BHL: Manual J building heating load at design conditons (Planning only) | 32373 | From project application From 2024 Home Comfort tracking installs for planning | [19 empty] | Freset | Fpump |  | SEF | [6 empty] | AWHP System Type | Fdefrost | Fdefrost
|  | SEER2base: Code Baseline SEER (Packaged) |  | 13.4 | [6 empty] | CF | 69% | 69% | 69% | 69% | 69% | 69% | 69% | 69% | 69% | 69% | 69% | 69% | 69% | 69% | 69% | 69% | 69% | Ducted ccASHP |  | Select… | Integrated/Modulating Control | [14 empty] | EER2base: Code Baseline EER | 9.4 | Site-specific. Planning Only: See table below for Room AC Federal Standard with Louvered Sides (CEER) - units 20,000 to 27,999 Btu/h | [19 empty] | 1 | 0.984 |  | Ney York | [6 empty] | Constant Speed | Single Spd | 0.8
|  | HSPF2base: Code Baseline HSPF (Split) | 7.5 | 2.9 | 0 | 7.5 | Federal standards beginning 1/1/2023 |  |  |  | BEFLHcooling | 754 | 754 | 754 | 754 | 754 | 754 | 754 | 754 | 754 | 754 | 754 | 754 | 754 | 754 | 754 | 731 | 731 | Ductless Mini Split - ccASHP |  | End of Life | No Fossil Fuel Heater | Measure Type | Measure Type Table | Product Class | Product Line | Product Name | Free Ridership | Spillover | Line Loss kW Summer | Line Loss Energy | [5 empty] | EER2season,base: Code Baseline SEER | 9.4 | Site-specific. Planning Only: See table below for Room AC Federal Standard with Louvered Sides (CEER) - units 20,000 to 27,999 Btu/h | [19 empty] | NYS TRM V11 |  |  | 100 | 110 | 120 | 130 | 140 | 150 | 150+ | Variable Speed | Multi Spd | 0.85
|  | HSPF2base: Code Baseline HSPF (Packaged) | 6.7 |  |  | 6.7 |  |  |  |  | BEFLHheating | 1697 | 1697 | 1697 | 1697 | 1697 | 1697 | 1697 | 1697 | 1697 | 1697 | 1697 | 1697 | 1697 | 1697 | 1697 | 1535 | 1535 | Ductless Multi Split - ccASHP |  | Early Retirement | Dual Fuel Thermostat | WH-Ductless Mini Split - ccASHP-NC | CH220-WH-NC | Cool Homes Ductless | Cooling - HVAC Equipment | CH - WH DUCTLESS ccASHP New TIER 2 | 0.1 | 0 | 0.0719 | 0.0567 | [5 empty] | HSPF2base: Code Baseline HSPF | 6.7 | Federal standards beginning 1/1/2023 | [22 empty] | 1.42 | 1.3 | 1.19 | 1.07 | 0.96 | 0.84 | 0.84 | Variable Speed w/DF | Variable Spd | 0.9
|  | FHSPF = HSPF Climate Adjustment Factor | 0.8 | 1 | 0 | 0.8 | NYS TRM V12 |  |  |  | FkWh | 0.05 | 0.05 | 0.05 | 0.05 | 0.05 | 0.05 | 0.05 | 0.05 | 0.05 | 0.05 | 0.05 | 0.05 | 0.05 | 0.05 | 0.05 | 0.05 | 0.05 |  |  | New Unit | Integrated/Fixed Control | WH-Ductless Mini Split - ccASHP-OC | CH220-WH-OC | Cool Homes Ductless | Cooling - HVAC Equipment | CH - WH S2 DUCTLESS ccASHP New TIER 2 | 0.1 | 0 | 0.0719 | 0.0567 | [5 empty] | COP2season,base: Code Baseline HSPF | 1.96 | HSPF to COP conversion | [22 empty] | NYS TRM V11
|  | Coincidence factor | 0.69 | 0.69 | 0.69 | 0.69 | NYS TRM V12 |  |  |  | FkW,C | 0.001594 | 0.001594 | 0.001594 | 0.001594 | 0.001594 | 0.001594 | 0.001594 | 0.001594 | 0.001594 | 0.001594 | 0.001594 | 0.001594 | 0.001594 | 0.001594 | 0.001594 | 0.001594 | 0.001594 | Cooling System | SEER2 Baseline |  |  | WH-Ductless Mini Split - ccASHP-AO | CH220-WH-AO | Cool Homes Ductless | Cooling - HVAC Equipment | CH - WH S3 DUCTLESS ccASHP New TIER 2 | 0.1 | 0 | 0.0719 | 0.0567 | [5 empty] | EER2ee: Installed EER | 9.32 | Average of NYS Clean Heat AWHP Qualified Products (see List below)
|  | BEFLHcooling: Building Equivalent full-load cooling hours | 731 | 754 | 754 | 754 | NYS TRM V12 |  |  |  | AFUE | 86% | 83% | 84.5% | 84% | 80% | 82% |  | 84% | 80% | 82% | [5 empty] | 83% | 83% | Ducted Air Source HP | 14.3 |  |  | WH-Ducted ccASHP-NC | CH221-WH-NC | Cool Homes Heat Pump | Cooling - HVAC Equipment | CH - WH ccASHP New TIER 2 | 0.1 | 0 | 0.0719 | 0.0567 | [5 empty] | EER2season,ee: Installed SEER | 9.17 | Estimated using Average EER from NYS Clean Heat AWHP Qualified Products and Fpump
|  | BEFLHheatling: Building Equivalent full-load heating hours | 1535 | 1697 | 1697 | 1697 | Upcoming updates to NYS TRM V13 |  |  |  | FEH | 0% | 0% | 0% | 0% | 0% | 0% | 100% | 0% | 0% | 0% | 100% | 100% | 100% | 100% | 100% | 3% | 3% | Central Air Conditioner | 13.4 |  | Fuel Type | WH-Ducted ccASHP-OC | CH221-WH-OC | Cool Homes Heat Pump | Cooling - HVAC Equipment | CH - WH S2 ccASHP New TIER 2 | 0.1 | 0 | 0.0719 | 0.0567 | [5 empty] | Fpump: Pumping adjustment factor | 0.984 | From 60 watts/ton default from NYS TRM v12
|  | FkWh: Quality install factor for kWh | 0.05 | 0.05 | 0.05 | 0.05 | MA eTRM 2019 |  |  |  | FFFH | 100% | 100% | 100% | 100% | 100% | 100% | 0% | 100% | 100% | 100% | 0% | 0% | 0% | 0% | 0% | 97% | 97% | Ductless Mini Split - AC | 13.4 |  | Natural Gas | WH-Ducted ccASHP-AO | CH221-WH-AO | Cool Homes Heat Pump | Cooling - HVAC Equipment | CH - WH S3 ccASHP New TIER 2 | 0.1 | 0 | 0.0719 | 0.0567 | [5 empty] | Fdefrost,cycle: Defrost/Cycling adjustment factor | 0.80 (constant speed AWHP system) 0.85 (variable speed AWHP system) 0.90 (variable speed w/ adaptive Defrost AWHP system) 0.85 (planning only) | NYS TRM V12 | Measure Type | Measure Code | Product Class | Product Line | Product Name | CF | Free Ridership | Spillover | Line Loss kW Summer | Line Loss Energy
|  | FkW,C: Annual maximum demand factor (cooling) | 0.001594 | 0.001594 | 0.001594 | 0.001594 | MA eTRM 2019 |  |  |  | COPbase | 0 | 0 | 0 | 0 | 0 | 0 | 1.76 | 0 | 0 | 0 | 0.78 | 0.78 | 1 | 1.57 | 1 | 1.76 | 1.76 | Ductless Mini Split - HP | 14.3 |  | Oil | WH-Ductless Multi Split - ccASHP-NC | CH222-WH-NC | Cool Homes Ductless | Cooling - HVAC Equipment | CH - WH DUCTLESS Multi Split ccASHP New TIER 2 | 0.1 | 0 | 0.0719 | 0.0567 | [5 empty] | SEF: Seasonal Efficiency Factor | 1.19 | From 120F Design Leaving Temp default in NYC from NYS TRM v12 | Whole House AWHP - Split | CH250-AWHP-WH | Cool Homes Air-to-Water Heat Pump | Cooling - HVAC Equipment | CH - WH AWHP New TIER 2 | 69% | 0.1 | 0 | 0.0719 | 0.0567
|  | FEH,new: Supplemental electric resistance heating presence flag | 0 | 0 | 0 | 0 | NYS TRM V12 |  |  |  | CO2base | 0.07396 | 0.07396 | 0.07396 | 0.05306 | 0.05306 | 0.05306 | 0.00054259 | 0.06146 | 0.06146 | 0.06146 | 0.00060826 | 0.00054259 | 0.00054259 | 0.00060826 | 0.00060826 | 0.07396 | 0.07396 | PTHP | 14.3 |  | Propane | WH-Ductless Multi Split - ccASHP-OC | CH222-WH-OC | Cool Homes Ductless | Cooling - HVAC Equipment | CH - WH S2 DUCTLESS Multi Split ccASHP New TIER 2 | 0.1 | 0 | 0.0719 | 0.0567 | [5 empty] | Freset: Load side temperature reset factor | 1.1 (AWHP system equipped with OAT-based load side temperature reset) 1.0 (all others) 1.0 (planning only) | NYS TRM V12 | Whole House AWHP - mono-bloc | CH250-AWHP-WH | Cool Homes Air-to-Water Heat Pump | Cooling - HVAC Equipment | CH - WH AWHP New TIER 2 | 69% | 0.1 | 0 | 0.0719 | 0.0567
|  | AFUEbase: Baseline Fossil Fuel Efficiency (gas-fired warm air furnace) | N/A | N/A | N/A | 0.8 | NYS TRM V12 |  |  |  | Displacement Factor | 80% | 80% | 80% | 80% | 80% | 80% | 100% | 80% | 80% | 80% | 80% | 80% | 80% | 80% | 80% | 80% | 80% | Other | 14.3 |  | None | WH-Ductless Multi Split - ccASHP-AO | CH222-WH-AO | Cool Homes Ductless | Cooling - HVAC Equipment | CH - WH S3 DUCTLESS Multi Split ccASHP New TIER 2 | 0.1 | 0 | 0.0719 | 0.0567 | [5 empty] | COP2season,ee: Installed COP | 2.16 | Estimated using Average COP from NYS Clean Heat AWHP Qualified Products | Whole House AWHP - Split | CH250-AWHP-WH-LMI | Cool Homes Air-to-Water Heat Pump | Cooling - HVAC Equipment | CH - WH AWHP New TIER 2 | 69% | 0.1 | 0 | 0.0719 | 0.0567
|  | AFUEbase: Baseline Fossil Fuel Efficiency (gas-fired hot water boiler) | N/A | N/A | N/A | 0.84 | NYS TRM V12 |  |  |  | Seasonal Heating and Cooling Efficiency Coefficients Table | [17 empty] | None | 14.3 |  | Electric | WH-Ductless Mini Split - ccASHP-NC-LMI | CH220-WH-NC-LMI | Cool Homes Ductless | Cooling - HVAC Equipment | CH - WH DUCTLESS ccASHP New TIER 2 | 0.1 | 0 | 0.0719 | 0.0567 | [5 empty] | Coincidence factor | 0.69 | NYS TRM V12 | Whole House AWHP - mono-bloc | CH250-AWHP-WH-LMI | Cool Homes Air-to-Water Heat Pump | Cooling - HVAC Equipment | CH - WH AWHP New TIER 2 | 69% | 0.1 | 0 | 0.0719 | 0.0567
|  | AFUEbase: Baseline Fossil Fuel Efficiency (gas-fired steam boiler) | N/A | N/A | N/A | 0.82 | NYS TRM V12 |  |  |  | Scenario | HP Sizing Parameter | a | b | c | d | Fload,heating | Fload,cooling | Integrated Control | Changeover Tdes+5F | Reasoning | [7 empty] | New Construction | 14.3 |  |  | WH-Ductless Mini Split - ccASHP-OC-LMI | CH220-WH-OC-LMI | Cool Homes Ductless | Cooling - HVAC Equipment | CH - WH S2 DUCTLESS ccASHP New TIER 2 | 0.1 | 0 | 0.0719 | 0.0567 | [5 empty] | BEFLHcooling: Building Equivalent full-load cooling hours | 752 | NYS TRM V12
|  | AFUEbase: Baseline Fossil Fuel Efficiency (oil-fired hot water boiler) | N/A | N/A | 0.86 | 0.86 | NYS TRM V12 |  |  |  | 1A | 0.9 | 0.817 | 0.781 | 2.91 | 0.786 | 0.99 | 1 | 1 | 0.94 | NYS TRM V13 | [11 empty] | WH-Ductless Mini Split - ccASHP-AO-LMI | CH220-WH-AO-LMI | Cool Homes Ductless | Cooling - HVAC Equipment | CH - WH S3 DUCTLESS ccASHP New TIER 2 | 0.1 | 0 | 0.0719 | 0.0567 | [5 empty] | BEFLHheatling: Building Equivalent full-load heating hours | 1698 | Upcoming updates to NYS TRM V13 | AWHP Manufacturers
|  | AFUEbase: Baseline Fossil Fuel Efficiency (oil-fired steam boiler) | N/A | N/A | 0.82 | 0.82 | NYS TRM V12 |  |  |  | 1B | 0.9 | 0.817 | 0.781 | 2.91 | 0.786 | 0.99 | 1 | 1 | 0.94 | NYS TRM V13 | [11 empty] | WH-Ducted ccASHP-NC-LMI | CH221-WH-NC-LMI | Cool Homes Heat Pump | Cooling - HVAC Equipment | CH - WH ccASHP New TIER 2 | 0.1 | 0 | 0.0719 | 0.0567 | [5 empty] | AFUEbase: Baseline Fossil Fuel Efficiency | 0.83 | NYS TRM V12 | Aermec
|  | AFUEbase: Baseline Fossil Fuel Efficiency (oil-fired warm air furnace) | 0.83 | N/A | 0.83 | 0.83 | NYS TRM V12 |  |  |  | 1C | 0.9 | 0.817 | 0.781 | 2.91 | 0.786 | 0.99 | 1 | 1 | 0.94 | NYS TRM V13 | [11 empty] | WH-Ducted ccASHP-OC-LMI | CH221-WH-OC-LMI | Cool Homes Heat Pump | Cooling - HVAC Equipment | CH - WH S2 ccASHP New TIER 2 | 0.1 | 0 | 0.0719 | 0.0567 | [5 empty] | FEH: Electric heating flag; used to account for the presence or absence of an electric heating system in the baseline case | 1 | Based on Implementer and PSEG Long Island data on Long Island | Apollo/Mbtek |  |  | #N/A
|  | FEH: Electric heating flag; used to account for the presence or absence of an electric heating system in the baseline case | 0.03 | 1 | 0 | 0.03 | Based on Implementer and PSEG Long Island data on Long Island |  |  |  | 1D | 1 | 1.158 | 0.651 | -6.06 | 1.244 | 1 | 1 | 1.01 | 0.92 | NYS TRM V13 | [11 empty] | WH-Ducted ccASHP-AO-LMI | CH221-WH-AO-LMI | Cool Homes Heat Pump | Cooling - HVAC Equipment | CH - WH S3 ccASHP New TIER 2 | 0.1 | 0 | 0.0719 | 0.0567 | [5 empty] | FFFH: Fossil fuel heating flag; used to account for the presence or absence of a fossil fuel-fired heating system in the baseline case | 1 | Based on Implementer and PSEG Long Island data on Long Island | Arctic
|  | FFFH: Fossil fuel heating flag; used to account for the presence or absence of a fossil fuel-fired heating system in the baseline case | 0.97 | 0 | 1 | 0.97 | Based on Implementer and PSEG Long Island data on Long Island |  |  |  | 2G | 0.9 | 2.836 | 0.134 | 8.67 | 0.353 | 0.97 | 1 | 1.03 | 0.96 | NYS TRM V13 | [11 empty] | WH-Ductless Multi Split - ccASHP-NC-LMI | CH222-WH-NC-LMI | Cool Homes Ductless | Cooling - HVAC Equipment | CH - WH DUCTLESS Multi Split ccASHP New TIER 2 | 0.1 | 0 | 0.0719 | 0.0567 | [5 empty] | FFFH: Fossil fuel heating flag; used to account for the presence or absence of a fossil fuel-fired heating system in the baseline case | 1 | Baseline assumed as oil-fired furnace/boiler | Chiltrix
|  | COP,base Split | 1.76 | 1 | 0 | 1.76 |  |  |  |  | 2H | 1 | 2.573 | 0.165 | 6.2 | 0.56 | 0.97 | 1 | 1.02 | 0.95 | NYS TRM V13 | [11 empty] | WH-Ductless Multi Split - ccASHP-OC-LMI | CH222-WH-OC-LMI | Cool Homes Ductless | Cooling - HVAC Equipment | CH - WH S2 DUCTLESS Multi Split ccASHP New TIER 2 | 0.1 | 0 | 0.0719 | 0.0567 | [8 empty] | EcoForest
|  | COP,base Packaged | 1.57 |  |  | 1.57 |  |  |  |  | 3B | 0.9 | -2.914 | 1.913 | 16.95 | -0.122 | 0.95 | 1 | 1.05 | 0.93 | NYS TRM V13 | [11 empty] | WH-Ductless Multi Split - ccASHP-AO-LMI | CH222-WH-AO-LMI | Cool Homes Ductless | Cooling - HVAC Equipment | CH - WH S3 DUCTLESS Multi Split ccASHP New TIER 2 | 0.1 | 0 | 0.0719 | 0.0567 | [8 empty] | EnerTech
[11 empty] | 3C | 1 | 1.765 | 0.547 | 11.96 | 0.087 | 0.96 | 1 | 1.04 | 0.94 | NYS TRM V13 | [28 empty] | IBC Technologies
[11 empty] | 4C | 0.9 | 0.432 | 0.924 | -14.29 | 1.563 | 0.96 | 1 | 1.04 | 0.99 | NYS TRM V13 | [28 empty] | LG
[11 empty] | 4D | 1 | 2.844 | 0.018 | -0.76 | 0.831 | 0.98 | 1 | 1.02 | 0.94 | NYS TRM V13 | [28 empty] | Mestek / SpacePak
Nordic
Samsung
Stiebel Eltron
Taco
[33 empty] | Measure Type | Measure Code | Measure Code (LMI) | Product Class | Product Line | Product Name | Free Ridership | Spillover | Line Loss kW Summer | Line Loss Energy | CF | Market Rebate | LMI Rebate |  |  |  |  | US Boiler
[33 empty] | Integrated/Modulating Control | CH426 | CH426-LMI | Residential HVAC - Other | Cooling - HVAC Equipment | CH - Integrated/Modulating Controls | 0.1 | 0 | 0.0719 | 0.0567 | 0.69 | 0 | 0 |  |  |  |  | Viessmann
[33 empty] | Integrated/Fixed Control | CH427 | CH427-LMI | Residential HVAC - Other | Cooling - HVAC Equipment | CH - Integrated/Fixed Controls | 0.1 | 0 | 0.0719 | 0.0567 | 0.69 | 0 | 0 |  |  |  |  | Weil McLain
[33 empty] | Dual Fuel Thermostat | CH430 | CH430-LMI | Residential HVAC - Other | Cooling - HVAC Equipment | CH - Dual Fuel Thermostat | 0.1 | 0 | 0.0719 | 0.0567 | 0.69 | 0 | 0
[33 empty] | Freeze Stat | CH435 | CH435-LMI | Residential HVAC - Other | Cooling - HVAC Equipment | CH - Freeze Stat | 0.1 | 0 | 0.0719 | 0.0567 | 0.69 | 0 | 0 |  |  |  |  | Aermec | Apollo/Mbtek | Arctic | Chiltrix | Daikin | EcoForest | EnerTech | IBC Technologies | Harvest Thermal / Sanden | LG | Lochinvar | Mestek / SpacePak | Midea | Nordic | NTI | Samsung | Stiebel Eltron | Taco | US Boiler | Viessmann | Weil McLain
[50 empty] | ANK030H°°°°°5 | EVI DC 3.5 Ton | 035ZA/(BE) | Chiltrix CX34 | UPRA036DAVJ | ecoAIR 1-7 PRO | AV030 | HPX3 | PD2B-1H / (1) SANCO2 | KPHTC411M | RAH040 | ILAHP48A4 | MHA-V12WD2MN8-B2 | ATW-25-HACW | NHP32-036 | AM036CNBDCH/AA | WPL A2W 15 Premium | System M-1 | HPS-5T60 | AM2V 034043 | ECO HP SPLT ODU 41
[50 empty] | ANK045H°°°°°5 | EVI DC 5 Ton | 050ZA/(BE) | Chiltrix CX35 | UPRA043DAVJ | ecoAIR 1-9 PRO | AV060 | HPX5 | PD2B-2H / (2) SANCO2 | KPHTC481M |  | SIM-036A4 | MHA-V14WD2MN8-B2 | ATW-45-HACW | NHP32-060 | AM048CNBDCH/AA | WPL A2W 25 Premium |  | HPS-5T60-DF | AM2V 051078 | ECO HP SPLT ODU 48
[50 empty] | ANK050H°°°°°5 | EVI DC 6 Ton | 060ZA/(BE) | Chiltrix CX50 |  | ecoAIR 3-12 PRO |  |  |  | KPHTC551M |  | SIM-060A4 | MHA-V16WD2MN8-B2 | ATW-55-HACW |  | AM048CNBFCB/AA |  |  |  |  | ECO HP SPLT ODU 55
[50 empty] | ANKI020H°°°J°°5 |  |  |  |  | ecoAIR T 3-12 PRO | [5 empty] | SIS-060A4 |  | ATW-65-HACW
[50 empty] | ANKI020HX°°J°°5 |  |  |  |  | ecoAIR 3-18 PRO | [5 empty] | CC32-18 |  | ATW-75-HACW
[50 empty] | ANKI025H°°°J°°5 |  |  |  |  | ecoAIR T 3-18 PRO | [5 empty] | CC32-40
[50 empty] | ANKI025HX°°J°°5 |  |  |  |  | ecoAIR EVI 4-20 | [5 empty] | CC32-60
[50 empty] | ANKI045H°°°J°°5 |  |  |  |  | ecoAIR EVI T 4-20
ANKI045HX°°J°°5
Heat Pump Water Heater
|  | Term | < 55 | > 55 | Reasoning |  | Fuel Type |  | Product | Measure Code | Product Name | Product Class | Coincidence Factor | Free Ridership | Spillover | Line Loss kW Summer | Line Loss Energy | In Service Rate
|  | Gallons/Day (GPD) | 48.16 | 48.16 | NYS TRM v12, assumes 2.8PPH |  | Natural Gas |  | Heat Pump Water Heater | CH600 | Heat Pump Water Heater < 55 Gallons | Heat Pump Water Heaters | 100% | 10% | 0% | 7.19% | 5.7% | 100%
|  | THW: Hot Water Temp (Tank Setpoint) | 125 | 125 | NYS TRM v12 |  | Oil |  | Heat Pump Water Heater | CH610 | Heat Pump Water Heater > 55 Gallons | Heat Pump Water Heaters | 100% | 10% | 0% | 7.19% | 5.7% | 100%
|  | TI: Inlet Temp (Tank-In Temperature) | 59.23 | 59.23 | MacArthur Airport 20 year normals |  | Propane
|  | UEFEWH: Baseline uniform energy factor for EWH | 0.92025 | 2.1685 | NYS TRM v12; Medium draw pattern for <55 gal, High draw for >=55 gal. Avg tank sizes of 52.2 and 66.6 gallons per 2021-2023 program data |  | None
|  | UEFbase: Baseline Uniform Energy Factor FF | 0.55951 | 0.78721 | NYS TRM v12; Medium draw pattern for <55 gal, High draw for >=55 gal. Avg tank sizes of 52.2 and 66.6 gallons per 2021-2023 program data |  | Electric
|  | UEFee: Efficient Uniform Energy Factor | 3.5645 | 3.7143 | Average of HPWHs in ES QPL
|  | FD: Derate Factor | 0.88667 | 0.88667 | PY2019 HPwES data on location of equipment installation |  | Existing Water Heaters
|  | FL: Location Factor | 0.33333 | 0.33333 | PY2019 HPwES data on location of equipment installation |  | Select…
|  | FWH,E: Electric water heating factor | 14.8% | 14.8% | 2018 PSEG Long Island Commercial and Residential Potential Study |  | Gas Storage Water Heater
|  | FWH,FF: Fossil fuel water heating factor | 85.2% | 85.2% | 2018 PSEG Long Island Commercial and Residential Potential Study |  | Oil Storage Water Heater
|  | FCool: Cooling Factor | 0.51 | 0.51 | NYS TRM v12 for NYC, the percentage of heat extracted from the ambient air by the heat pump that decreases the building’s cooling load |  | Propane Storage Water Heater
|  | FHeat: Heating Factor | 0.49 | 0.49 | NYS TRM v12 for NYC, the percentage of heat extracted from the ambient air by the heat pump that increases the building’s heating load |  | Electric Storage Water Heater
|  | FAC: Air Conditioning Factor | 0.95 | 0.95 | 2018 PSEG Long Island Commercial and Residential Potential Study |  | Gas Tankless Water Heater
|  | FEH: Electric Heating Factor | 0.0725 | 0.0725 | 2018 PSEG Long Island Commercial and Residential Potential Study |  | Electric Tankless Water Heater
|  | FGH: Natural gas heating factor | 52.25% | 52.25% | 2018 PSEG Long Island Commercial and Residential Potential Study |  | Heat Pump Water Heater
|  | FOH: Fuel oil heating factor | 39.25% | 39.25% | 2018 PSEG Long Island Commercial and Residential Potential Study |  | None
|  | FPH: Propane heating factor | 1.25% | 1.25% | 2018 PSEG Long Island Commercial and Residential Potential Study |  | Geothermal
|  | Ffuelheat | 92.75% | 92.75% | Fossil fuel heating factor. Share of households with fossil fuel space heat
|  | SEER | 13 | 13 | NYS TRM v12 |  | Proposed Water Heaters | Min UEF
|  | HSPF | 5.5818 | 5.5818 | 2018 PSEG Long Island Commercial and Residential Potential Study and NYS TRM v7.0 2-20 ROR |  | Select…
|  | AFUEff | 0.8 | 0.8 | NYS TRM v12 for warm air furnace, gas fired |  | Heat Pump Water Heater < 55 Gallons | 2
|  | Days/Year | 365 | 365 |  |  | Heat Pump Water Heater > 55 Gallons | 2.2
|  | Btu/gal-°F | 8.33 | 8.33
|  | Btu/kW | 3412 | 3412 |  |  | Rebate
|  | MCT | 9630574.2954 | 9630574.2954 | Calculation of heat capacity |  | Rebate Level | Customer | Contractor
[7 empty] | Market | 1200 | 100
[7 empty] | LMI | 1700 | 100
HPwES Measures
| Heating Source | Cooling Source | Fuel Type |  | Heating and Cooling System |  | Insulation Location | Attic Attribute | Basement Attribute |  | Contractor Incentive
| Home Comfort Heat Pump | Home Comfort Heat Pump | Heat Pump |  | - Please Select - |  | Attic | Attic Flat | Above Grade |  | 150
| Oil | Ducted Air Source HP | Oil |  | Heating & Cooling (1) |  | Attic 2 | Attic Slope | Mixed Grade |  | 250
| Natural Gas | Central Air Conditioner | Natural Gas |  | Heating & Cooling (1&2) |  | Exterior Walls | Knee Wall | Below Grade
| Propane | Ductless Mini-Split AC | Propane |  |  |  | Garage/Overhang | Knee Wall Flat
| Electric | Ductless Mini-Split HP | Electric |  |  |  | Basement Ceiling | Knee Wall Slope
| None | PTHP | None |  |  |  | Rim Joists | Attic Hatch or Tent
| Air to Water Heat Pump | Other | [5 empty] | Dense Pack Floor
| Geothermal Heat Pump | None
Air to Water Heat Pump
Geothermal Heat Pump
Air Sealing
|  | HPwES 2025 PSEG-LI TRM Gross Savings Algorithm Terms |  |  |  | Single-Family Infiltration Reduction |  |  |  |  | Rebate
|  | Term | Value | Reasoning |  |  | ΔkW/CFM | ΔkWh/CFM | Δtherms/CFM |  | LMI | 2000
|  | ΔCFM50: change in infiltration determine by blower door testing at a negative preasure differential of 50 Pa. | 0.5 * SF | NY TRM v12 alternative when blower door data is unavailable |  | AC Fuel Heat | 0.004 | 2.3 | 1.7 |  | Market | 1000
|  | SF: square footage of sealed area | From application. | NY TRM v12 |  | Heat Pump | 0.003 | 21 | N/A |  | DAC-Market | 1250
|  | Fn: infiltration-leakage ratio climate zone factor | 19 | NY TRM v12 |  | AC Electric Heat | 0.004 | 39.8 | N/A | [5 empty] | MR | MR DAC | LMI
|  | Fh: infiltration-leakage ratio building height factor | 1 story: 1.0 1.5 stories: 0.90 2 stories: 0.81 2.5 stories: 0.76 3+ stories: 0.70 | NY TRM v12 |  | Fuel Heat Only | 0 | 0.8 | 1.7 |  |  |  | 1000 | Old MR $$ Ratio | 4000 | 5000 | 8000 | Total Cap | 8000 | 6250
|  | ΔkW/CFM: peak coincident demand eectric savings per cubic foot per minute of reduced air leakage at 50 PA | Look up at right | NY TRM v12 |  | Electric Heat Only | 0.004 | 38.4 | N/A |  |  |  | 500 | 50% | 2500 | 3125 | 5500 | Insul | 6000 | 4650 | 75%
|  | ΔkWh/CFM: annual electric energy savings per cubic foot per minute of reduced air leakage at 50 Pa | Look up at right | NY TRM v12 | [8 empty] | 250 | 25% | 1000 | 1250 | 1700 | Air Sealing | 768 | 600 | 9.6%
|  | Δtherms/CFM: annual fossil fuel energy savings per cubic foot per minute of reduced air leakage at 50 Pa | Look up at right | NY TRM v12 |  | Fh |  |  | Fn |  |  |  | 250 | 25% | 500 | 625 | 800 | Duct Sealing | 1200 | 1000 | 15%
|  | CF: coincidence factor | 0.69 | NY TRM v12 |  | 1 | 1 |  | 19
|  | Fba: Billing Analysis Adjustment | 0.75 | PY2024 PSEG-LI evaluation |  | 1.5 | 0.9
[6 empty] | 2 | 0.81
[6 empty] | 2.5 | 0.76
[6 empty] | 3 | 0.7
|  | Product | Measure Code | Product Line | Product Class | Product Name | Coincidence Factor | Free Ridership | Spillover | Line Loss kW Summer | Line Loss Energy
|  | HPwES Air Sealing | HPwES-115 | HPwES-Systems | HPwES-Systems | HPwES Air Sealing | 0.69 | 0 | 0 | 0.0719 | 0.0567
Insulation
| Basement Insulation |  |  |  | Attic Insulation |  |  |  | Ext Wall Insulation |  |  |  | Garage Insulation
| Term | Value | Reasoning |  | Term | Value | Reasoning |  | Term | Value | Reasoning |  | Term | Value | Reasoning
| Rbaseline: R-value of existing insulation | From application. If unknown assume, Floors, R-2.0 Rim joists, R-4.0 | NY TRM v11 |  | Rbaseline: R-value of existing insulation | From application. Assume R-2 if uninsulated. If unknown, assume as follows: Rbaseline = 11 (older home, poorly insulated) Rbaseline = 19 (existing home, average insulation) Rbaseline = 38 (new construction) | NY TRM v11 |  | Rbaseline: R-value of existing insulation | From application. If unknown, assume R= 4.0 | NY TRM v11 |  | Rbaseline: R-value of existing insulation | From application. Assume R-2 if uninsulated. If unknown, assume as follows: Rbaseline = 11 (older home, poorly insulated) Rbaseline = 19 (existing home, average insulation) Rbaseline = 38 (new construction) | NY TRM v11
| ΔR: difference in R-value between installed insulation and existing insulation | From application. | NY TRM v11 |  | ΔR: difference in R-value between installed insulation and existing insulation | From application | NY TRM v11 |  | ΔR: difference in R-value between installed insulation and existing insulation | From application. | NY TRM v11 |  | ΔR: difference in R-value between installed insulation and existing insulation | From application. | NY TRM v11
| A: insulated area | From application. | NY TRM v11 |  | A: insulated area | From application | NY TRM v11 |  | A: insulated area | From application. | NY TRM v11 |  | A: insulated area | From application. | NY TRM v11
| Fframing: framing factor | 0.12 | NY TRM v11 |  | Fframing: framing factor (ceilings) | 0.07 | NY TRM v11 |  | Fframing: framing factor (walls) | 0.25 | NY TRM v11 |  | Fframing: framing factor (ceilings) | 0.07 | NY TRM v11
| EFLHcool: effective full-load cooling hours | 602 | NY TRM v11, SF, NYC location |  | EFLHcool: effective full-load cooling hours | 602 | NY TRM v11, SF, NYC location |  | EFLHcool: effective full-load cooling hours | 602 | NY TRM v11, SF, NYC location |  | EFLHcool: effective full-load cooling hours | 602 | NY TRM v11, SF, NYC location
| CDD: cooling degree days | 776 | MacArthur Airport |  | CDD: cooling degree days | 776 | MacArthur Airport |  | CDD: cooling degree days | 776 | MacArthur Airport |  | CDD: cooling degree days | 776 | MacArthur Airport
| HDD: heating degree days | 5073 | MacArthur Airport |  | HDD: heating degree days | 5073 | MacArthur Airport |  | HDD: heating degree days | 5073 | MacArthur Airport |  | HDD: heating degree days | 5073 | MacArthur Airport
| FElecCool: electric cooling factor | If electric cooling: 1.0 If no electric cooling: 0.0 | NY TRM v11 |  | FElecCool: electric cooling factor | If electric cooling: 1.0 If no electric cooling: 0.0 | NY TRM v11 |  | FElecCool: electric cooling factor | If electric cooling: 1.0 If no electric cooling: 0.0 | NY TRM v11 |  | FElecCool: electric cooling factor | If electric cooling: 1.0 If no electric cooling: 0.0 | NY TRM v11
| FElecHeat: electric heating factor | If electric heat: 1.0 If no electric heat: 0.0 | NY TRM v11 |  | FElecHeat: electric heating factor | If electric heat: 1.0 If no electric heat: 0.0 | NY TRM v11 |  | FElecHeat: electric heating factor | If electric heat: 1.0 If no electric heat: 0.0 | NY TRM v11 |  | FElecHeat: electric heating factor | If electric heat: 1.0 If no electric heat: 0.0 | NY TRM v11
| SEER: seasonal average energy efficiency ratio | From application. If unknown, assume 13 SEER. | Per NY TRM v11, For equipment rated in SEER2, SEER2 rating shall be used. |  | SEER: seasonal average energy efficiency ratio | 13 | Per NY TRM v11, For equipment rated in SEER2, SEER2 rating shall be used. |  | SEER: seasonal average energy efficiency ratio | From application. If unknown, assume 13 SEER. | Per NY TRM v11, For equipment rated in SEER2, SEER2 rating shall be used. |  | SEER: seasonal average energy efficiency ratio | From application. If unknown, assume 13 SEER. | Per NY TRM v11, For equipment rated in SEER2, SEER2 rating shall be used.
| HSPF: heating seasonal performance factor | From application. If unknown, assume 8.2 HSPF for ASHP or 3.4 HSPF for electric resistance heating. | Per NY TRM v11, For equipment rated in HSPF2, HPSF2 rating shall be used. If taken from application, COP must be converted to HSPF using the equivalency HSPF = COP x 3.412. |  | HSPF: heating seasonal performance factor | From application. If unknown, assume 8.2 HSPF for ASHP or 3.4 HSPF for electric resistance heating. | Per NY TRM v11, For equipment rated in HSPF2, HPSF2 rating shall be used. If taken from application, COP must be converted to HSPF using the equivalency HSPF = COP x 3.412. |  | HSPF: heating seasonal performance factor | From application. If unknown, assume 8.2 HSPF for ASHP or 3.4 HSPF for electric resistance heating. | Per NY TRM v11, For equipment rated in HSPF2, HPSF2 rating shall be used. If taken from application, COP must be converted to HSPF using the equivalency HSPF = COP x 3.412. |  | HSPF: heating seasonal performance factor | From application. If unknown, assume 8.2 HSPF for ASHP or 3.4 HSPF for electric resistance heating. | Per NY TRM v11, For equipment rated in HSPF2, HPSF2 rating shall be used. If taken from application, COP must be converted to HSPF using the equivalency HSPF = COP x 3.412.
| CF: coincidence factor | 0.69 | NY TRM v11 |  | CF: coincidence factor | 0.69 | NY TRM v11 |  | CF: coincidence factor | 0.69 | NY TRM v11 |  | CF: coincidence factor | 0.69 | NY TRM v11
| FFuelHeat: fossil fuel heating factor | If fuel heat: 1.0 If no fuel heat: 0.0 | NY TRM v11 |  | FFuelHeat: fossil fuel heating factor | If fuel heat: 1.0 If no fuel heat: 0.0 | NY TRM v11 |  | FFuelHeat: fossil fuel heating factor | If fuel heat: 1.0 If no fuel heat: 0.0 | NY TRM v11 |  | FFuelHeat: fossil fuel heating factor | If fuel heat: 1.0 If no fuel heat: 0.0 | NY TRM v11
| EffFuelHeat: efficiency of fuel heating equipment | From application. If unknown, look up in 'Global Inputs' tab. | NY TRM v11 |  | EffFuelHeat: efficiency of fuel heating equipment | From application. If unknown, look up in 'Global Inputs' tab. | NY TRM v11 |  | EffFuelHeat: efficiency of fuel heating equipment | From application. If unknown, look up in 'Global Inputs' tab. | NY TRM v11 |  | EffFuelHeat: efficiency of fuel heating equipment | From application. If unknown, look up in 'Global Inputs' tab. | NY TRM v11
| kWh_to_MMBtu: conversion factor | 0.003412 |  |  | kWh_to_MMBtu: conversion factor | 0.003412 |  |  | kWh_to_MMBtu: conversion factor | 0.003412 |  |  | kWh_to_MMBtu: conversion factor | 0.003412
| Fba: Billing analysis adjustment | 0.75 | PY2024 PSEG-LI evaluation |  | Fba: Billing analysis adjustment | 0.75 | PY2024 PSEG-LI evaluation |  | Fba: Billing analysis adjustment | 0.75 | PY2024 PSEG-LI evaluation |  | Fba: Billing analysis adjustment | 0.75 | PY2024 PSEG-LI evaluation
| Location |  | Location | Attic | Attic 2 | Exterior Walls | Garage/Overhang | Basement Ceiling | Rim Joists |  | Rebate
| Attic |  | Rbaseline | 5 | 5 | 5 | 5 | 5 | 5 |  | LMI | 5200
| Attic 2 |  | Fframing | 0.07 | 0.07 | 0.25 | 0.07 | 0.12 | 0.05 |  | Market | 2500
| Exterior Walls |  | EFLHcool | 602 | 602 | 602 | 602 | 602 | 602 |  | Market-DAC | 3125
| Garage/Overhang |  | CDD | 776 | 776 | 776 | 776 | 776 | 776
| Basement Ceiling |  | HDD | 5073 | 5073 | 5073 | 5073 | 5073 | 5073
Rim Joists
|  | Product | Measure Code | Product Line | Product Class | Product Name | Coincidence Factor | Free Ridership | Spillover | Line Loss kW Summer | Line Loss Energy
|  | Attic | HPwES-120 | HPwES-Systems | HPwES-Systems | HPwES Insulation | 0.69 | 0 | 0 | 0.0719 | 0.0567
|  | Attic 2 | HPwES-120 | HPwES-Systems | HPwES-Systems | HPwES Insulation | 0.69 | 0 | 0 | 0.0719 | 0.0567
|  | Exterior Walls | HPwES-125 | HPwES-Systems | HPwES-Systems | HPwES Insulation | 0.69 | 0 | 0 | 0.0719 | 0.0567
|  | Garage/Overhang | HPwES-130 | HPwES-Systems | HPwES-Systems | HPwES Insulation | 0.69 | 0 | 0 | 0.0719 | 0.0567
|  | Basement Ceiling | HPwES-135 | HPwES-Systems | HPwES-Systems | HPwES Insulation | 0.69 | 0 | 0 | 0.0719 | 0.0567
|  | Rim Joists | HPwES-140 | HPwES-Systems | HPwES-Systems | HPwES Insulation | 0.69 | 0 | 0 | 0.0719 | 0.0567
Duct Sealing
Eff Cooling & Heating
| Term | Value | Reasoning |  | Eff | Attic | Basement | Crawl Space | Garage |  |  |  | Duct Location |  | Rebate
| lduct,uncond: length of sealed/insulated ductwork in unconditioned space | From application. | NY TRM v11 |  | Heating Distribution baseline | 75% | 94% | 79% | 75% |  |  |  | Unconditioned Attic |  | Market | 500
| lduct: total length of ductwork in home | From application. | NY TRM v11 |  | Cooling Distribution baseline | 66% | 85% | 81% | 66% |  |  |  | Unconditioned Basement |  | LMI | 800
| tons: output cooling capacity in tons | From application. | NY TRM v11 |  | Heating Distribution Eff | 91% | 98% | 93% | 91% |  |  |  | Unconditioned Crawl Space |  | DAC-Market | 625
| SEER: seasonal energy efficiency ratio | From application. | NY TRM v11 |  | Cooling Distribution Eff | 89% | 95% | 94% | 89% |  |  |  | Unconditioned Garage
| IEER: integrated energy efficiency ratio | From application. | NY TRM v11
| EER: energy efficiency ratio | From application. | NY TRM v11 |  | Duct Location | TRFcooling | TRFheating | Heating Distribution baseline | Cooling Distribution baseline | Heating Distribution Eff | Cooling Distribution Eff |  | Duct_Heating_Cooling System |  | Basement
| HSPF: heating sesaonal performance factor | From application. | NY TRM v11 |  | Unconditioned Attic | 0.1 | 0.1 | 75% | 66% | 91% | 89% |  | - Please Select - |  | Select…
| COP: coefficient of performance | From application. | NY TRM v11 |  | Unconditioned Garage | 0.1 | 0.1 | 75% | 66% | 91% | 89% |  | Heating & Cooling (1) |  | Insulated
| EFLHcooling: cooling equivalent full-load hours | 602 | NY TRM v11, SF, NYC location |  | Unconditioned Crawl Space Uninsulated | 0.6 | 0.55 | 79% | 81% | 93% | 94% |  | Heating & Cooling (1&2) |  | Uninsulated
| EFLHheating: heating equivalent full-load hours | 767 | NY TRM v11, SF, NYC location |  | Unconditioned Crawl Space Insulated Floor & Walls | 0.63 | 0.6 | 79% | 81% | 93% | 94% |  | Heating & Cooling (2)
| Effdist,cooling,baseline: baseline cooling distribution system efficiency | Lookup at right. | NY TRM v11, Building Performance Institute |  | Unconditioned Crawl Space Insulated Floor | 0.3 | 0.3 | 79% | 81% | 93% | 94% |  | Heating (1) |  | Crawlspace
| Effdist,cooling,ee: efficient cooling distribution system efficiency | Lookup at right. | NY TRM v11, Building Performance Institute |  | Unconditioned Basement Uninsulated | 0.5 | 0.5 | 94% | 85% | 98% | 95% |  | Cooling (1) |  | Select…
| Effdist,heating,baseline: baseling heating distribution system efficency | Lookup at right. | NY TRM v11, Building Performance Institute |  | Unconditioned Basement Insulated | 0.6 | 0.6 | 94% | 85% | 98% | 95% |  | Heating (2) |  | Insulated Floor
| Effdist,heating,ee: efficient heating system distribution efficiency | Lookup at right. | NY TRM v11, Building Performance Institute | [9 empty] | Cooling (2) |  | Insulated Floor & Walls
| kBtu/hout: output heating capacity in kBtu/h | From application. | NY TRM v11 | [9 empty] | Heating (1&2) |  | Uninsulated
| kWin: input heating capacity in kW | From application. | NY TRM v11 | [9 empty] | Cooling (1&2)
| kBtu/hin: input heating capacity in kBtu/h | From application. | NY TRM v11
| TRFcooling: cooling thermal regain factor | Lookup at right. | NY TRM v11 |  | Product | Measure Code | Product Line | Product Class | Product Name | Coincidence Factor | Free Ridership | Spillover | Line Loss kW Summer | Line Loss Energy |  | Rebate
| TRFheating: heating thermal regain factor | Lookup at right. | NY TRM v11 |  | Unconditioned Attic | HPwES-105 | HPwES-Systems | HPwES-Systems | HPwES Duct Sealing | 0.69 | 0 | 0 | 0.0719 | 0.0567 |  | LMI | 800
| CF: coincidence factor | 0.69 | NY TRM v11 |  | Unconditioned Basement | HPwES-106 | HPwES-Systems | HPwES-Systems | HPwES Duct Sealing | 0.69 | 0 | 0 | 0.0719 | 0.0567 |  | Market | 500
| kWh_to_MMBtu: conversion factor | 0.003412 |  |  | Unconditioned Garage | HPwES-107 | HPwES-Systems | HPwES-Systems | HPwES Duct Sealing | 0.69 | 0 | 0 | 0.0719 | 0.0567 |  | DAC-Market | 625
| Fba: Billing analysis adjustment | 0.75 | PY2024 PSEG-LI evaluation |  | Unconditioned Crawl Space | HPwES-110 | HPwES-Systems | HPwES-Systems | HPwES Duct Sealing | 0.69 | 0 | 0 | 0.0719 | 0.0567
Windows
HPwES 2025 PSEG-LI TRM Gross Savings Algorithm Terms
|  | Term | Ducted | Ductless | Reasoning |  | U Baseline
|  | Ubaseline | 0.698 | 0.698 | NY TRM v12, average of single pane and in-tact double pane |  | Single Pane | 0.879
|  | Uee | 0.32 | 0.32 | NY TRM v12, average of single pane and in-tact double pane |  | Failed Double Pane | 0.879
|  | A: average window area | 12 | 12 | From application. If unknown 12 |  | Double Pane | 0.517
|  | N: number of windows replaced | 15 | 15 | From application. If unknown 15
|  | CDD: cooling degree days | 776 | 776 | MacArthur Airport
|  | HDD: heating degree days | 5073 | 5073 | MacArthur Airport
|  | SEER2: seasonal average energy efficiency ratio | 17.66 | 19.05 | Average of PY2024 Home Comfort tracked installs |  | Rebate
|  | HSPF2: heating seasonal performance factor | 8.15 | 8.31 | Average of PY2024 Home Comfort tracked installs |  | LMI | 8 | 4500
|  | EER2 | 13.54 | 14.08 | Average of PY2024 Home Comfort tracked installs |  | Market | 4 | 3000
|  | ∆T | 20 | 20 | Difference between cooling season design temperature (90°) and indoor set temperature (70°). |  | Market DAC | 4 | 3000
|  | CF: coincidence factor | 0.69 | 0.69 | NY TRM v12
|  | kWh_to_MMBtu: conversion factor | 0.003412 | 0.003412 | Conversion factor
|  | kWhcooling | 71.7541 | 66.5185 | Calculated
|  | kWhheating | 1016.4425 | 996.872 | Calculated
|  | Product | Measure Code | Product Line | Product Class | Product Name | Coincidence Factor | Free Ridership | Spillover | Line Loss kW Summer | Line Loss Energy
|  | Windows | HPwES-145 | HPwES-Systems | HPwES-Systems | HPwES Windows | 0.69 | 0 | 0 | 0.0719 | 0.0567
Air Flow & HPwES H&S
| Combustion Equipment |  | DHW
| Furnace |  | Electric
| Boiler |  | Direct Storage
| Heat Pump |  | Indirect Storage
| Geothermal |  | Tankless
Electric Baseboard
| Venting |  | Fuel Type |  | Distribution
| Natural |  | Oil |  | Forced Hot Air
| Induced |  | Natural Gas |  | Baseboard
| Power Vented |  | Electric |  | Radiator
| Sealed |  | Propane
Other
| Total Static Measured With |  | Refrigerant Type
| …Select |  | …Select
| Dry Coil (blower only, fan on cooling speed |  | R-410A
Wet Coil (entire A/C unit operating)
CFM Air Flow Estimated from Total Static Measurement:
…Select
Existing Ductwork
Variable Speed
Charging Method Used
…Select
Subcooling
Superheat
GSHP's
| Cooling |  | Heating |  |  | Heating Baseline | Oil Boiler | Oil Furnace | Oil Other | Natural Gas Boiler | Natural Gas Furnace | Natural Gas Other | Electric ASHP | Propane Boiler | Propane Furnace | Propane Other | Electric Boiler | Electric Furnace | Electric Resistance | PTHP | Electric Other | None | New Construction
| Geothermal System | Geothermal HP | Geothermal System | Geothermal HP |  | EER2base | 11.3225 | 11.3225 | 11.3225 | 11.3225 | 11.3225 | 11.3225 | 11.3225 | 11.3225 | 11.3225 | 11.3225 | 11.3225 | 11.3225 | 11.3225 | 11.3225 | 11.3225 | 11.3225 | 11.3225
[6 empty] | HSPF2base | 0 | 0 | 0 | 0 | 0 | 0 | 7.5 | 0 | 0 | 0 | 2.9 | 2.9 | 2.9 | 6.7 | 2.9 | 7.5 | 7.5
| Ducted Air Source HP | Geothermal | Oil Boiler | Geothermal |  | AFUE | 0.86 | 0.83 | 0.845 | 0.84 | 0.8 | 0.82 |  | 0.84 | 0.8 | 0.82 | [5 empty] | 0.83 | 0.83
| Central Air Conditioner |  | Oil Furnace |  |  | COPbase | 0 | 0 | 0 | 0 | 0 | 0 | 1.76 | 0 | 0 | 0 | 0.78 | 0.78 | 1 | 1.57 | 1 | 1.76 | 1.76
| Ductless Mini Split - AC |  | Oil Other
| Ductless Mini Split - HP |  | Natural Gas Boiler
| PTHP |  | Natural Gas Furnace |  |  | Cooling System | SEER2 Baseline |  | Stage Type | Pump Type | Equipment Condition
| Other |  | Natural Gas Other |  |  | Ducted Air Source HP | 14.3 |  | Single Stage | Variable Pumping | Select…
| None |  | Electric ASHP |  |  | Central Air Conditioner | 13.4 |  | Dual Stage | Staged Pumping | End of Life
| New Construction |  | Propane Boiler |  |  | Ductless Mini Split - AC | 13.4 |  | Multi-Stage | Constant Pumping | Early Retirement
|  |  | Propane Furnace |  |  | Ductless Mini Split - HP | 14.3 |  | Variable Speed |  | New Unit
|  |  | Propane Other |  |  | PTHP | 14.3
|  |  | Electric Boiler |  |  | Other | 14.3
|  |  | Electric Furnace |  |  | None | 14.3
|  |  | Electric Resistance |  |  | New Construction | 14.3
PTHP
Electric Other
|  |  | None |  |  | Application Type |  | Heating Range | Cooling Range |  | Cost Cap
|  |  | New Construction |  |  | Select… |  | 100% | 75% |  | 70% | 25000
[6 empty] | Geothermal System |  | 120% | 125% |  | 100% | 35000
[6 empty] | Geothermal HP |  |  |  |  | 70% | 25000
Efficiency Requirments
| Equipment Type | EER | COP |  |  | Application Type | Market Rebate | LMI Rebate | Contractor Inc | Desuperheater Inc
| Geothermal, Water to Air - Closed | 17.1 | 3.6 |  |  | Geothermal System | 1500 | 3000 | 500 | 250
| Geothermal, Water to Air - Open | 21.1 | 4.1 |  |  | Geothermal HP | 500 | 1000 | 200 | 250
| Geothermal, Water to Water - Closed | 16.1 | 3.1
| Geothermal, Water to Water - Open | 20.1 | 3.5
| Geothermal, DGX | 16 | 3.6
[6 empty] | EER2season Var |  | COPseason Var
[6 empty] | Ffull | 0.25 | Ffull | 0.25
[6 empty] | Fpump,full,cooling | 0.93 | Fpump,full,heating | 0.92
[6 empty] | Fpart | 0.75 | Fpart | 0.75
[6 empty] | Fpump,part,cooling | 0.89 | Fpump,part,heating | 0.91
[6 empty] | Fdist,c | 0.95 | Fdist,c | 0.96
| Application Type | COP | Rebate |  |  | Heating
| Select… |  | MR New Install | MR Retrofit |  | Geothermal System, WTW - Closed | Geothermal HP, WTW - Closed | Geothermal System, WTW - Open | Geothermal HP, WTW - Open
| Geothermal System, WTW - Closed | 3.1 | 1000 | 2000
| Geothermal HP, WTW - Closed | 3.1 | 500 | 1000 |  | Gas Storage Water Heater | Geothermal | Gas Storage Water Heater | Geothermal
| Geothermal System, WTW - Open | 3.5 | 1000 | 2000 |  | Oil Storage Water Heater |  | Oil Storage Water Heater
| Geothermal HP, WTW - Open | 3.5 | 500 | 1000 |  | Propane Storage Water Heater |  | Propane Storage Water Heater
[6 empty] | Electric Storage Water Heater |  | Electric Storage Water Heater
[6 empty] | Gas Tankless Water Heater |  | Gas Tankless Water Heater
[6 empty] | Electric Tankless Water Heater |  | Electric Tankless Water Heater
[6 empty] | Heat Pump Water Heater |  | Heat Pump Water Heater
[6 empty] | None |  | None
Note on B9: Rush, Meaghan C (US): https://www.epa.gov/sites/production/files/2017-02/documents/egrid2014_summarytables_v2.pdf
Note on E31: Rush, Meaghan: move?
Note on AM67: Evelyn Dean: Remove kW RS Savings based on 2019 Planning Tool
Note on B204: [Threaded comment] Your version of Excel allows you to read this threaded comment; however, any edits to it will get removed if the file is opened in a newer version of Excel. Learn more: https://go.microsoft.com/fwlink/?linkid=870924 Comment: Updated per 2026 TRM
Note on H212: [Threaded comment] Your version of Excel allows you to read this threaded comment; however, any edits to it will get removed if the file is opened in a newer version of Excel. Learn more: https://go.microsoft.com/fwlink/?linkid=870924 Comment: For Winter kW Calcs
Note on F280: [Threaded comment] Your version of Excel allows you to read this threaded comment; however, any edits to it will get removed if the file is opened in a newer version of Excel. Learn more: https://go.microsoft.com/fwlink/?linkid=870924 Comment: Using the Vented Variant of Crawl Spaces

## NYS AWHP QPL (hidden)
Whole Building Heat Pumps: Air to Water - New Product Submission: As of January 21 2026
ALL AWHPs
Eligibility Requirements (products must meet all of the following criteria):
• Must be an air source heat pump • Has refrigerant to water or water/glycol heat exchange • Feeds into building space heating hydronic distribution system • Meets the following performance criteria: o COP of 1.7 or greater at A5W110 (Ambient air 5F, Leaving Water Temperatue 110F) • Nominal Cooling Capacity ≤ 72,000 btu/h
* Coefficient of Performance 1.7 (or above) under the following condition: Outdoor (Ambient) temperature of 5F, delivered water temperature of 110F
Manufacturer | Model # | Model/Series Name | System Type Mono-bloc or Split | Control Type Variable, Multi, or Single Speed | Nominal Cooling Capacity (tons) | COP @ A5W110 | Heating Capacity @ A5W110 (MBtu/h) | Cooling EER @ A95W45 (Btu/Wh) | Product ID | Heating Tons | Heating Capacity (BTUH) | Cooling Capacity (BTUH)
Aermec | ANK030H°°°°°5 | ANK | Mono-bloc | Single Spd | 2.4 | 1.84 | 17.8 | 10.5 | 2000001 | 1.4833 | 17800 | 28800
| ANK045H°°°°°5 | ANK | Mono-bloc | Single Spd | 3.2 | 1.94 | 24.6 | 10.2 | 2000002 | 2.05 | 24600 | 38400
| ANK050H°°°°°5 | ANK | Mono-bloc | Single Spd | 3.9 | 2.05 | 28.2 | 10.9 | 2000003 | 2.35 | 28200 | 46800
| ANKI020H°°°J°°5 | ANK | Mono-bloc | Single Spd | 1.5 | 1.99 | 10 | 9.8 | 2000004 | 0.83333 | 10000 | 18000
| ANKI020HX°°J°°5 | ANK | Mono-bloc | Single Spd | 1.5 | 1.87 | 10 | 9.3 | 2000005 | 0.83333 | 10000 | 18000
| ANKI025H°°°J°°5 | ANK | Mono-bloc | Single Spd | 1.9 | 1.95 | 12.6 | 8.9 | 2000006 | 1.05 | 12600 | 22800
| ANKI025HX°°J°°5 | ANK | Mono-bloc | Single Spd | 1.9 | 1.84 | 12.6 | 8.5 | 2000007 | 1.05 | 12600 | 22800
| ANKI045H°°°J°°5 | ANK | Mono-bloc | Single Spd | 3 | 1.91 | 21 | 8.9 | 2000008 | 1.75 | 21000 | 36000
| ANKI045HX°°J°°5 | ANK | Mono-bloc | Single Spd | 3 | 1.84 | 21 | 8.7 | 2000009 | 1.75 | 21000 | 36000
Apollo/Mbtek | EVI DC 3.5 Ton | AP-EVI-DC-3.5T | Mono-bloc | Variable Spd | 2.3 | 3.36 | 34.2 | 7.9 | 1070666 | 2.85 | 34200 | 27600
| EVI DC 5 Ton | AP-EVI-DC-5T | Mono-bloc | Variable Spd | 5 | 2.2 | 40.6 | 8.7 | 1070667 | 3.3833 | 40600 | 60000
| EVI DC 6 Ton | AP-EVI-DC-6T | Mono-bloc | Variable Spd | 5.5 | 3.3 | 48 | 7.9 | 1070668 | 4 | 48000 | 66000
Arctic | 035ZA/(BE) | ARCTIC EVI | Mono-bloc | Variable Spd | 2.5 | 2.25 | 19.9 | 8.8 | 992279 | 1.6583 | 19900 | 30000
| 050ZA/(BE) | ARCTIC EVI | Mono-bloc | Variable Spd | 4 | 2.26 | 33.1 | 8.8 | 992280 | 2.7583 | 33100 | 48000
| 060ZA/(BE) | ARCTIC EVI | Mono-bloc | Variable Spd | 5 | 2.32 | 39.9 | 8.8 | 992281 | 3.325 | 39900 | 60000
Chiltrix | Chiltrix CX34 | CX34 | Mono-bloc | Variable Spd | 2 | 1.98 | 14.6 | 10.8 | 992282 | 1.2167 | 14600 | 24000
| Chiltrix CX35 | CX35 | Mono-bloc | Variable Spd | 2 | 2.19 | 18.8 | 10.8 | 1196972 | 1.5667 | 18800 | 24000
| Chiltrix CX50 | CX50 | Mono-bloc | Variable Spd | 3.5 | 2.17 | 28.8 | 10.8 | 992283 | 2.4 | 28800 | 42000
Daikin | UPRA036DAVJ | Altherma 3 H HT | Mono-bloc | Variable Spd | 2.9 | 2.2 | 37.6 | 9.3 | 2000028 | 3.1333 | 37600 | 34800
| UPRA043DAVJ | Altherma 3 H HT | Mono-bloc | Variable Spd | 2.9 | 2.17 | 38.7 | 9.2 | 2000029 | 3.225 | 38700 | 34800
EcoForest | ecoAIR 1-7 PRO | ecoAIR | Mono-bloc | Variable Spd | 1.6 | 2.52 | 12.9 | 10.2 | 1196973 | 1.075 | 12900 | 19200
| ecoAIR 1-9 PRO | ecoAIR | Mono-bloc | Variable Spd | 1.9 | 2.33 | 15.9 | 10.6 | 1196974 | 1.325 | 15900 | 22800
| ecoAIR 3-12 PRO | ecoAIR | Mono-bloc | Variable Spd | 2.4 | 2.25 | 21 | 9.2 | 1196975 | 1.75 | 21000 | 28800
| ecoAIR T 3-12 PRO | ecoAIR | Mono-bloc | Variable Spd | 2.4 | 2.25 | 21 | 9.2 | 1196976 | 1.75 | 21000 | 28800
| ecoAIR 3-18 PRO | ecoAIR | Mono-bloc | Variable Spd | 3.7 | 2.45 | 33.3 | 9.8 | 1196977 | 2.775 | 33300 | 44400
| ecoAIR T 3-18 PRO | ecoAIR | Mono-bloc | Variable Spd | 3.7 | 2.45 | 33.3 | 9.8 | 1196978 | 2.775 | 33300 | 44400
| ecoAIR EVI 4-20 | ecoAIR | Mono-bloc | Variable Spd | 4.7 | 2.4 | 45.4 | 8.4 | 1196979 | 3.7833 | 45400 | 56400
| ecoAIR EVI T 4-20 | ecoAIR | Mono-bloc | Variable Spd | 4.7 | 2.4 | 45.4 | 8.4 | 1196980 | 3.7833 | 45400 | 56400
EnerTech | AV030 | AV | Mono-bloc | Variable Spd | 1.7 | 2.25 | 23.5 | 7.8 | 992284 | 1.9583 | 23500 | 20400
| AV060 | AV | Mono-bloc | Variable Spd | 3.2 | 2.55 | 41 | 8.6 | 992285 | 3.4167 | 41000 | 38400
IBC Technologies | HPX3 | HPX | Mono-bloc | Variable Spd | 3 | 2.02 | 26.6 | 9.3 | 1165857 | 2.2167 | 26600 | 36000
| HPX5 | HPX | Mono-bloc | Variable Spd | 4 | 2.36 | 34.3 | 9.2 | 1165858 | 2.8583 | 34300 | 48000
Harvest Thermal / Sanden | PD2B-1H / (1) SANCO2 | Harvest Thermal | Mono-bloc | Variable Spd | no cooling | 2.3 | 12 |  | 2000030 | 1 | 12000
| PD2B-2H / (2) SANCO2 | Harvest Thermal | Mono-bloc | Variable Spd | no cooling | 2.3 | 24 |  | 2000031 | 2 | 24000
LG | KPHTC411M | LG R32 AWHP | Mono-bloc | Variable Spd | 3.5 | 2.5 | 40.9 | 11.3 | 1180209 | 3.4083 | 40900 | 42000
| KPHTC481M | LG R32 AWHP | Mono-bloc | Variable Spd | 4 | 2.45 | 47.7 | 11.3 | 1180208 | 3.975 | 47700 | 48000
| KPHTC551M | LG R32 AWHP | Mono-bloc | Variable Spd | 4.5 | 2.38 | 49.1 | 10.6 | 1180207 | 4.0917 | 49100 | 54000
Lochinvar | RAH040 | Centrus | Mono-bloc | Variable Spd | 3.4 | 1.89 | 39.3 | 10.3 | 2000023 | 3.275 | 39300 | 40800
Mestek / SpacePak | ILAHP48A4 | SIM Series | Mono-bloc | Variable Spd | 4 | 2.6 | 38.5 | 9.5 | 992290 | 3.2083 | 38500 | 48000
| SIM-036A4 | SIM Series | Mono-bloc | Variable Spd | 3 | 1.93 | 30.7 | 9.4 | 992291 | 2.5583 | 30700 | 36000
| SIM-060A4 | SIM Series | Mono-bloc | Variable Spd | 5 | 1.75 | 49.5 | 9.3 | 992292 | 4.125 | 49500 | 60000
| SIS-060A4 | SIS Series | Split | Variable Spd | 5 | 1.9 | 51.2 | 10.9 | 992293 | 4.2667 | 51200 | 60000
| CC32-18 | Solstice R32 Series | Mono-bloc | Variable Spd | 1.7 | 1.54 | 10 | 8.7 | 2000011 | 0.83333 | 10000 | 20400
| CC32-40 | Solstice R32 Series | Mono-bloc | Variable Spd | 2.8 | 2.83 | 26.6 | 8.9 | 2000012 | 2.2167 | 26600 | 33600
| CC32-60 | Solstice R32 Series | Mono-bloc | Variable Spd | 4.3 | 2.39 | 42 | 8.1 | 2000013 | 3.5 | 42000 | 51600
Midea | MHA-V12WD2MN8-B2 | M Thermal Arctic Split | Split | Variable Spd | 3.5 | 2.11 | 31.4 | 9.4 | 2000024 | 2.6167 | 31400
| MHA-V14WD2MN8-B2 | M Thermal Arctic Split | Split | Variable Spd | 4 | 2.08 | 32.8 | 8.7 | 2000025 | 2.7333 | 32800
| MHA-V16WD2MN8-B2 | M Thermal Arctic Split | Split | Variable Spd | 4.5 | 2.06 | 33.8 | 8.4 | 2000022 | 2.8167 | 33800
Nordic | ATW-25-HACW | ATW-Series | Split | Multi Spd | 1.3 | 1.72 | 12.8 | 8.3 | 2000010 | 1.0667 | 12800 | 15600
| ATW-45-HACW | ATW-Series | Split | Multi Spd | 2 | 1.85 | 19.2 | 9.4 | 992286 | 1.6 | 19200 | 24000
| ATW-55-HACW | ATW-Series | Split | Multi Spd | 2.6 | 1.81 | 24 | 9.3 | 992287 | 2 | 24000 | 31200
| ATW-65-HACW | ATW-Series | Split | Multi Spd | 3.2 | 1.81 | 28.8 | 9.4 | 992288 | 2.4 | 28800 | 38400
| ATW-75-HACW | ATW-Series | Split | Multi Spd | 3.7 | 1.8 | 31.2 | 9.4 | 992289 | 2.6 | 31200 | 44400
NTI | NHP32-036 | Verta | Mono-bloc | Variable Spd | 3 | 1.9 | 19.1 | 10.6 | 2000026 | 1.5917 | 19100 | 36000
| NHP32-060 | Verta | Mono-bloc | Variable Spd | 5 | 2 | 30.7 | 11 | 2000027 | 2.5583 | 30700 | 60000
Samsung | AM036CNBDCH/AA | Hydro Unit HE | Split | Variable Spd | no cooling | 1.9 | 22.3 |  | 2000014 | 1.8583 | 22300
| AM048CNBDCH/AA | Hydro Unit HE | Split | Variable Spd | no cooling | 1.9 | 30.4 |  | 2000015 | 2.5333 | 30400
| AM048CNBFCB/AA | Hydro Unit HT | Split | Variable Spd | no cooling | 1.82 | 52.9 |  | 2000016 | 4.4083 | 52900
Stiebel Eltron | WPL A2W 15 Premium | WPL A2W | Mono-bloc | Variable Spd | 2.1 | 2.51 | 21.4 | 7.3 | 1046371 | 1.7833 | 21400 | 25200
| WPL A2W 25 Premium | WPL A2W | Mono-bloc | Variable Spd | 4.1 | 2.77 | 45.4 | 8 | 1046372 | 3.7833 | 45400 | 49200
Taco | System M-1 | System M | Mono-bloc | Variable Spd | 3 | 2.2 | 17.9 | 14.9 | 992295 | 1.4917 | 17900 | 36000
US Boiler | HPS-5T60 | AMBIENT HPS | Mono-bloc | Variable Spd | 4.3 | 1.9 | 42.4 | 7.9 | 1200412 | 3.5333 | 42400 | 51600
| HPS-5T60-DF | AMBIENT HPS | Mono-bloc | Variable Spd | 4.3 | 1.9 | 42.4 | 7.9 | 1200413 | 3.5333 | 42400 | 51600
Viessmann | AM2V 034043 | Vitocal 100-AW | Mono-bloc | Variable Spd | 3 | 2.2 | 25 | 8.93 | 2000017 | 2.0833 | 25000 | 36000
| AM2V 051078 | Vitocal 100-AW | Mono-bloc | Variable Spd | 4.3 | 1.9 | 42 | 7.84 | 2000018 | 3.5 | 42000 | 51600
Weil McLain | ECO HP SPLT ODU 41 | ECO HP | Split | Variable Spd | 3.3 | 2.1 | 31.4 | 9.4 | 2000019 | 2.6167 | 31400 | 39600
| ECO HP SPLT ODU 48 | ECO HP | Split | Variable Spd | 3.6 | 2.08 | 33.1 | 8.7 | 2000020 | 2.7583 | 33100 | 43200
| ECO HP SPLT ODU 55 | ECO HP | Split | Variable Spd | 4 | 2.06 | 33.4 | 8.4 | 2000021 | 2.7833 | 33400 | 48000

## Smart T-Stats (hidden)
2026 Residential Efficiency Program
Smart Thermostat Eligibility Table & Worksheet, Version 2.0
Smart thermostat incentives are limited to one thermostat per unit and cannot replace an existing Smart thermostat. Smart thermostat must control the installed unit in order to be eligible for an incentive. Thermostats must be installed by a QIV contractor or by a Home Performance with ENERGY STAR contractor.
Instructions:
| 1. | Enter Manufacturer, Approved Thermostat, and Serial Number.
| 2. | If new thermostat is to be connected to a unit identified on the Worksheet tab, please indicate the unit number from Column B. of the Worksheet tab in Column G under "Unit Controlled".
| 3. | If thermostat was installed during a Home Performance with ENERGY STAR project, please check the appropriate check box
|  | Eligible Equipment | Customer Incentive (per unit)
|  | Wi-Fi Enabled Smart Thermostat | 100
|  | Learning Smart Thermostat | 130
| In order to qualify for an incentive, Smart thermostats must be listed at. |  |  |  | https://enrollmythermostat.com/faqs/pseg-long-island-faq/
| Manufacturer |  | Approved Thermostat | Model Number | Serial Number | Unit Controlled | Primary Cooling | Heating Type | Customer Incentive
Unit 1
Unit 2
Unit 3
Unit 4
Unit 5
Unit 6
Unit 7
Unit 8
Unit 9
Unit 10
[6 empty] | Smart Thermostat Rebate Amount: |  |  | 0
| Application Version: |  | 2.0 |  |  | Effective: |  |  | 5.7.26

## ASHP Load Calculations (hidden)
2026 Residential Efficiency Program
Air Source Heat Pump Worksheet, Version 2.0
Load Calculations Worksheet
#REF!
| Total Cooling Manual J | 0 | Total Estimated Equipment Rebate | 0
| Total Heating Manual J | 0 | Total Actual Equipment Rebate* | #REF!
|  |  | Total Contractor Rebate | #REF!
*Please note rebates are calculated using the 17°F Rated Heating Capacity*
| Heating and Cooling System 1 |  |  |  | #REF!
| New Equipment Type: |  | Unit Controlled: (Required for Cold Climate Equipment)
| Manual J Cooling Load (BTUh)*: *Sensible and Latent |  | Smart Thermostat/Integrated Control Type 1*: *Required for Cold Climate systems
| Manual J Heating Load (BTUh): |  | Qualifying Tier: | #REF!
| Manual J Pass/Fail: |  | Equipment Rebate:
#REF!
| Heating and Cooling System 2 |  |  |  | #REF!
| New Equipment Type: |  | Unit Controlled: (Required for Cold Climate Equipment)
| Manual J Cooling Load (BTUh)*: *Sensible and Latent |  | Smart Thermostat/Integrated Control Type 2*: *Required for Cold Climate systems
| Manual J Heating Load (BTUh): |  | Qualifying Tier: | #REF!
| Manual J Pass/Fail: |  | Equipment Rebate:
#REF!
| Heating and Cooling System 3 |  |  |  | #REF!
| New Equipment Type: |  | Unit Controlled: (Required for Cold Climate Equipment)
| Manual J Cooling Load (BTUh)*: *Sensible and Latent |  | Smart Thermostat/Integrated Control Type 3*: *Required for Cold Climate systems
| Manual J Heating Load (BTUh): |  | Qualifying Tier: | #REF!
| Manual J Pass/Fail: |  | Equipment Rebate:
#REF!
| Heating and Cooling System 4 |  |  |  | #REF!
| New Equipment Type: |  | Unit Controlled: (Required for Cold Climate Equipment)
| Manual J Cooling Load (BTUh)*: *Sensible and Latent |  | Smart Thermostat/Integrated Control Type 4*: *Required for Cold Climate systems
| Manual J Heating Load (BTUh): |  | Qualifying Tier: | #REF!
| Manual J Pass/Fail: |  | Equipment Rebate:
#REF!
| Heating and Cooling System 5 |  |  |  | #REF!
| New Equipment Type: |  | Unit Controlled: (Required for Cold Climate Equipment)
| Manual J Cooling Load (BTUh)*: *Sensible and Latent |  | Smart Thermostat/Integrated Control Type 5*: *Required for Cold Climate systems
| Manual J Heating Load (BTUh): |  | Qualifying Tier: | #REF!
| Manual J Pass/Fail: |  | Equipment Rebate:
#REF!
| Heating and Cooling System 6 |  |  |  | #REF!
| New Equipment Type: |  | Unit Controlled: (Required for Cold Climate Equipment)
| Manual J Cooling Load (BTUh)*: *Sensible and Latent |  | Smart Thermostat/Integrated Control Type 6*: *Required for Cold Climate systems
| Manual J Heating Load (BTUh): |  | Qualifying Tier: | #REF!
| Manual J Pass/Fail: |  | Equipment Rebate:
#REF!
| Heating and Cooling System 7 |  |  |  | #REF!
| New Equipment Type: |  | Unit Controlled: (Required for Cold Climate Equipment)
| Manual J Cooling Load (BTUh)*: *Sensible and Latent |  | Smart Thermostat/Integrated Control Type 7*: *Required for Cold Climate systems
| Manual J Heating Load (BTUh): |  | Qualifying Tier: | #REF!
| Manual J Pass/Fail: |  | Equipment Rebate:
#REF!
| Heating and Cooling System 8 |  |  |  | #REF!
| New Equipment Type: |  | Unit Controlled: (Required for Cold Climate Equipment)
| Manual J Cooling Load (BTUh)*: *Sensible and Latent |  | Smart Thermostat/Integrated Control Type 8*: *Required for Cold Climate systems
| Manual J Heating Load (BTUh): |  | Qualifying Tier: | #REF!
| Manual J Pass/Fail: |  | Equipment Rebate:
#REF!
| Heating and Cooling System 9 |  |  |  | #REF!
| New Equipment Type: |  | Unit Controlled: (Required for Cold Climate Equipment)
| Manual J Cooling Load (BTUh)*: *Sensible and Latent |  | Smart Thermostat/Integrated Control Type 9*: *Required for Cold Climate systems
| Manual J Heating Load (BTUh): |  | Qualifying Tier: | #REF!
| Manual J Pass/Fail: |  | Equipment Rebate:
#REF!
| Heating and Cooling System 10 |  |  |  | #REF!
| New Equipment Type: |  | Unit Controlled: (Required for Cold Climate Equipment)
| Manual J Cooling Load (BTUh)*: *Sensible and Latent |  | Smart Thermostat/Integrated Control Type 10*: *Required for Cold Climate systems
| Manual J Heating Load (BTUh): |  | Qualifying Tier: | #REF!
| Manual J Pass/Fail: |  | Equipment Rebate:
#REF!

## Home Performance
2026 Residential Efficiency Program Home Performance with ENERGY STAR
Home Performance with ENERGY STAR market and income eligible rebates are available to all residential electric customers. It is recommended that all participants receive a free Home Energy Assessment before Home Performance with ENERGY STAR participation. Loans are available for Home Performance with ENERGY STAR projects. Speak to your Home Performance with ENERGY STAR Partner for more information.
Instructions:
| 1) | If a new heat pump is installed through the Home Comfort program, enter "Home Comfort Heat Pump" as the Heating and Cooling System
a) The total capacity and average efficiencies from the new systems will be populated from the Equipment Information tab
| 2) | If there are no new heat pumps installed during the project, select "Heating Source" and "Cooling Source" and enter applicable efficiencies for existing equipment
| 3) | Select Yes/No from "Performed" drop down
| 4) | Enter all data inputs fields for installed measures
| 5) | If only Heating & Cooling 1 and Cooling 2 require inputs, please enter 0% in the" % of Heating Load" field for Heating System 2
Worksheet
|  | Heating and Cooling Data |  |  |  | Customer Incentive: | 0
- Please Select -
[6 empty] | Contractor Incentive: | 0
|  | Heating System 1: |  |  |  | Cooling System 1:
|  | Heating Source: |  | *Heating Source must be Home Comfort Heat Pump, AWHP, or GSHP |  | Cooling Source: |  | *Cooling Source must be Home Comfort Heat Pump, AWHP, or GSHP | FALSE
FALSE
|  | Heating Type: |  |  |  | Cooling Type: |  |  | FALSE
FALSE
|  | Heating Capacity: |  | (btu) |  | Cooling Capacity: |  | (btu)
|  | Efficiency: |  |  |  | SEER:
|  | HSPF: |  |  |  | EER:
|  | COP: |  |  |  | % of Cooling Load
% of Heating Load
|  | Heating System 2: |  |  |  | Cooling System 2:
|  | Heating Source: |  |  |  | Cooling Source:
|  | Heating Type: |  |  |  | Cooling Type:
|  | Heating Capacity: |  | (btu) |  | Cooling Capacity: |  | (btu)
|  | Efficiency: |  |  |  | SEER:
|  | HSPF: |  |  |  | EER:
|  | COP: |  |  |  | % of Cooling Load
% of Heating Load
Duct Sealing
|  | Duct Sealing Performed: | Select… |  |  | Total Cost:
|  | Total Ductwork: |  | (linear feet) |  | Rebate: | 0
(Conditioned + Unconditioned)
|  | Location 1: |  |  |  | Location 2:
|  | Duct Location: |  |  |  | Duct Location:
|  | Location Attribute: |  |  |  | Location Attribute:
|  | Total Linear Footage of Ductwork: |  |  |  | Total Linear Footage of Ductwork:
|  | R-Value Installed |  |  |  | R-Value Installed:
|  | System Impacted: | - Please Select - |  |  | System Impacted: | - Please Select -
Location 3:
Duct Location:
Location Attribute:
Total Linear Footage of Ductwork
R-Value Installed
|  | System Impacted: | - Please Select -
Air Sealing
|  | Air Sealing Performed: | Select… |  |  | Total Cost:
[6 empty] | Rebate: | 0
Location 1:
Number of Stories
|  | Was a Blower Door Test Conducted: | Select…
Whole Home Conditioned Air Volume (cubic ft):
Total Air Sealing Square Footage:
|  | Pre CFM50: |  |  | Pre ACH50:
|  | Post CFM50: |  |  | Post ACH50:
Insulation
|  | Insulation Installed: | Select… |  |  | Total Cost:
[6 empty] | Rebate: | 0
|  | Location 1: |  |  |  | Location 2:
|  | Location: |  |  |  | Location:
|  | Location Attribute: |  |  |  | Location Attribute:
|  | Installed Square Footage: |  |  |  | Installed Square Footage:
|  | Existing R-Value: |  |  |  | Existing R-Value:
|  | R-Value Installed: |  |  |  | R-Value Installed:
|  | Cost: |  |  |  | Cost:
|  | Location 3: |  |  |  | Location 4:
|  | Location: |  |  |  | Location:
|  | Location Attribute: |  |  |  | Location Attribute:
|  | Installed Square Footage: |  |  |  | Installed Square Footage:
|  | Existing R-Value: |  |  |  | Existing R-Value:
|  | R-Value Installed: |  |  |  | R-Value Installed:
|  | Cost: |  |  |  | Cost:
|  | Location 5: |  |  |  | Location 6:
|  | Location: |  |  |  | Location:
|  | Location Attribute: |  |  |  | Location Attribute:
|  | Installed Square Footage: |  |  |  | Installed Square Footage:
|  | Existing R-Value: |  |  |  | Existing R-Value:
|  | R-Value Installed: |  |  |  | R-Value Installed:
|  | Cost: |  |  |  | Cost:
Windows
|  | Windows Installed*: | Select… |  |  | Total Cost:
*Heat Pump, Insulation and Air Sealing Must be installed to qualify for a rebate
[6 empty] | Rebate: | 0
|  | Location 1: |  |  |  | Location 2:
|  | Location: |  |  |  | Location:
|  | Window Type Replaced: |  |  |  | Window Type Replaced:
|  | # of Windows Replaced: |  |  |  | # of Windows Replaced:
|  | Window SqFT (per Window) |  |  |  | Window SqFT (per Window)
|  | U-Factor: |  |  |  | U-Factor:
|  | Location 3: |  |  |  | Location 4:
|  | Location: |  |  |  | Location:
|  | Window Type Replaced: |  |  |  | Window Type Replaced:
|  | # of Windows Replaced: |  |  |  | # of Windows Replaced:
|  | Window SqFT (per Window) |  |  |  | Window SqFT (per Window)
|  | U-Factor: |  |  |  | U-Factor:

## Home Performance H&S
2026 Residential Efficiency Program Health & Safety: Heating and Air Conditioning
Project Number
Date
CAZ Pressure Diagnostics
[5 empty] | Test In |  | Test Out
|  | Baseline Pressure WRTO: |  |  |  | Pa |  | Pa
|  | Worst Case Pressure WRTO: |  |  |  | Pa |  | Pa
|  | Pressure Difference: |  |  |  | Pa |  | Pa
Notes:
Combustion Safety test in (Tested at worst case)
[5 empty] | Test In |  | Test Out
|  | CAZ Ambient CO: |  |  |  | ppm |  | ppm
|  | Worst Case Pressure WRTO: |  |  |  | ppm |  | ppm
Gas Leak:
Notes:
Combustion Appliance No. 1
|  | Location: |  |  |  | Detail:
|  | Type: |  |  |  | Venting:
|  | B.T.U.: |  |  |  | Distribution:
|  | Fuel: |  |  |  | Year of Mfg.:
|  |  | Test In |  |  |  | Test Out
|  | CO Flue: |  | ppm |  |  | ppm
|  | CO Ambient: |  | ppm |  |  | ppm
|  | Draft: |  | Pa |  |  | Pa
|  |  |  | Test In |  |  | Test Out
Spillage:
Notes:
Combustion Appliance No. 2
|  | Location: |  |  |  | Detail:
|  | Type: |  |  |  | Venting:
|  | B.T.U.: |  |  |  | Distribution:
|  | Fuel: |  |  |  | Year of Mfg.:
|  |  | Test In |  |  |  | Test Out
|  | CO Flue: |  | ppm |  |  | ppm
|  | CO Ambient: |  | ppm |  |  | ppm
|  | Draft: |  | Pa |  |  | Pa
|  |  |  | Test In |  |  | Test Out
Spillage:
Notes:
DHW
|  | Location: |  |  |  | Detail:
|  | Type: |  |  |  | Venting:
|  | B.T.U.: |  |  |  | Distribution:
|  | Fuel: |  |  |  | Year of Mfg.:
|  | Size(gallons): |  |  |  | Energy Factor:
|  |  | Test In |  |  |  | Test Out
|  | CO Flue: |  | ppm |  |  | ppm
|  | CO Ambient: |  | ppm |  |  | ppm
|  | Draft: |  | Pa |  |  | Pa
|  |  |  | Test In |  |  | Test Out
Spillage:
Notes:
| Application Version: |  | 2.0 | [5 empty] | Effective: | 5.7.26
Yes
No
Group Box 20
Group Box 21
Group Box 22
Group Box 23
Group Box 24
Group Box 25
Group Box 20
Group Box 21
Group Box 22
Group Box 23
Group Box 24
Group Box 25
Group Box 20
Group Box 21
Group Box 22
Group Box 23
Group Box 24
Group Box 25
Group Box 450
Group Box 451
Group Box 452
Group Box 453
Group Box 454
Group Box 455
Group Box 456
Group Box 20
Group Box 20
Group Box 20
Group Box 20
Group Box 23
Group Box 23
Group Box 20
Group Box 20
Group Box 23
Group Box 23
Group Box 20
Group Box 20
Group Box 23
Group Box 23

## HPwES Completion Info Form
2026 Residential Efficiency Program
HPwES: Certificate of Completion - Read and Sign after Work is Completed
Note to Customer: Please read the following statement before signing. By signing this document, you are attesting that all work has been completed pursuant to your contract. If any part of the work has not been completed, please indicate below. If you have any questions or concerns about any aspect of the work performed, you should resolve them with your contractor BEFORE signing this form.
All work has been completed, with the exception of the following:
Contractor agrees to complete these items and will notify PSEG Long Island upon their completion. Job will not be credited fully as a completed project until the Contractor and Customer sign a new Certificate of Completion that has no pending items.
Contractor Initials
Warranty
Contractor warrants that the work and the equipment furnished in this installation job comply with the requirements as outlined in the Contractor Participation Agreement with PSEG Long Island. In the event that ant defect in workmanship or equipment is discovered within one (1) year after payment authorization, the Contractor will remedy, repair, correct, or cause to be remedied, repaired, corrected, or replaced at Contractor's expense such defect in equipment or workmanship. The foregoing warranty survives any inspection PSEG Long Island may elect to make.
Lien Waiver
WORK AND EQUIPMENT COVERED BY Home Performance Program FINANCING OR ASSISTED HOME PERFORMANCE SUBSIDY: Contractor hereby waives and releases any and all lien or claim of, or right, to lien, under laws relating to mechanics liens with respect to and on the property referenced above.
WORK AND EQUIPMENT NOT COVERED BY Home Performance FINANCING: Said waiver does not apply to any work and equipment furnished in this installation job that is not financed by the Home Performance Loan or an Assisted Home Performance Subsidy. Any costs incurred by Customer exceeding the sum of the Home Performance Loan and the Assisted Home Performance Subsidy, or financed by any means other than Home Performance financing or an Assisted Home Performance Subsidy, are subject to a mechanics lien or claim under applicable laws relating to mechanics liens with respect to and on the property referenced above.
Customer Affirmation
Customer's Acceptance of Work Scope
The energy efficiency upgrades to be installed in the property as well as any applicable incentives, loan, and/or subsidy stated herein have been explained thoroughly by the Contractor, are satisfactory, and are hereby accepted. This worksheet accurately describes the work as agreed to through the contract between me and the Home Performance Contractor. The Home Performance Contractor is authorized to do the work as specified in the contract that has been provided to me by my contractor.
Program Quality Assurance and Evaluation
I agree to participate in program quality assurance and evaluation activities. The purposes of these activities are to provide the Program Administrators with an opportunity to ensure that the eligible measures are installed consistent with program standards, to assess energy savings and to evaluate program effectiveness. Program quality assurance and evaluation activities may include in-site visits, questionnaires and interviews.
As a value added service, the PSEG Long Island Home Performance Program offers participants the option of having a post-completion inspection performed on their home. If you are interested in receiving this valuable, FREE service, please contact PSEG Long Island to schedule an appointment. Availability depends upon number of requests received.
Customer Statement
The undersigned hereby certifies personal ownership of the home specified above, that all materials and equipment included in the construction contract (work order, job order, bd summary, proposal, invoice, etc.) have been furnished and installed by the Contractor, and that the work has been completed pursuant to the contract. In addition, I have not obtained the benefit of and will not receive any cash payment, rebate, cash bonus, sales commission, or anything from the contractor as inducement to enter into the Home Performance Agreement or proceed with work. If there is a Home Performance Loan Agreement, I also agree to the terms specified in the Home Performance Loan Agreement and authorize payment to the above Contractor.
Loan Project ID: (if applicable)
I would like customer rebate: (Check One)
(must complete a Rebate Assignment Form/This option may not be offered to all Contractors)
Homeowner's Name (Print) |  | Signature | Date
Contractor's Business Name (Print) |  | Signature | Date
Application Version: | 2.0 |  | Effective: | 5.7.26
Yes, I have received a copy of the Comprehensive Home Energy Assessment Report
Credited to my PSEG Long Island electric account
Assigned to my Installation Contractor
Check mailed to Home Address or Mailing Address

## Pre Inspection Form (hidden)
2026 Residential Efficiency Program
Pre-Inspection Form, Version 2.0
Performed By: | [5 empty] | Account No:
Confirmation and Screening Questions
1. Have you or any family member traveled to a country for which the CDC has issued a Level 2 or 3 travel designation within the last 14 days?
2. Have you or any family member traveled had contact with any Persons Under Investigation (PUIs) for COVID-19 within the last 14 days, OR with anyone with known COVID-19?
3. Do you or any family member have any symptoms of a fever or respiratory infection (e.g., cough, sore throat, fever, or shortness of breath)?
IF ANY QUESTION IS RESPONDED TO WITH A YES, YOU CANNOT PROCEED AND WILL NEED TO RESCHEDULE THE APPOINTMENT
Customer Information
Customer Name: | [5 empty] | Address:
Town: | [5 empty] | Phone:
Inspector: | [5 empty] | Date:
Inspection Type:
Contractor Information
Company: | [5 empty] | Contact Name:
Phone: | [5 empty] | Application ID:
Existing Equipment Details
Space Heating Information
| Heating Equipment | AFUE | Equipment Tonnage |  | Matching?
Primary: | #REF! | 0% | 0
Secondary: | #REF! | 0% | 0
Space Cooling Information
| Type | Manufacturer | Model # |  | Tonnage | Operating? |  | Efficiency Rating | Matching?
Primary:
Secondary: | Select… | [6 empty] | SEER/ EER
Water Heating
| Heating Equipment |  | Matching?
Primary: | #REF!
Inspection Analysis
Fail Reason*:
ACCA Manual J (Total Tons):
| ACCA Manual J (BTU) | AHRI Certificate Number: |  | AHRI Ratings:
Unit 1 | [6 empty] | 24
Unit 2 | [6 empty] | 29
Unit 3 | [6 empty] | 34
Unit 4 | [6 empty] | 39
Unit 5 | [6 empty] | 44
Unit 6 | [6 empty] | 49
Unit 7 | [6 empty] | 54
Unit 8 | [6 empty] | 59
Unit 9 | [6 empty] | 64
Unit 10 | [6 empty] | 69
Notes:
Customer Signature: | [6 empty] | Date:
Inspector Signature: | [6 empty] | Date:
New
Retrofit
Group Box 528
Group Box 531
Yes
No
Yes
No
Yes
No

## Post Inspection Form (hidden)
2026 Residential Efficiency Program
Post-Inspection Form, Version 2.0
Performed By: |  |  |  |  | Account No:
Confirmation and Screening Questions
1. Have you or any family member traveled to a country for which the CDC has issued a Level 2 or 3 travel designation within the last 14 days?
2. Have you or any family member traveled had contact with any Persons Under Investigation (PUIs) for COVID-19 within the last 14 days, OR with anyone with known COVID-19?
3. Do you or any family member have any symptoms of a fever or respiratory infection (e.g., cough, sore throat, fever, or shortness of breath)?
IF ANY QUESTION IS RESPONDED TO WITH A YES, YOU CANNOT PROCEED AND WILL NEED TO RESCHEDULE THE APPOINTMENT
Customer Information
Account Holder Name: |  |  |  |  | Address:
Town: |  |  |  |  | Phone:
Inspector: |  |  |  |  | Date:
Inspection Type:
Contractor Information
Company: |  |  |  |  | Contact Name:
Phone: |  |  |  |  | Application ID:
New Equipment Details
Heat Pump Units
Unit # | Type |  | Manufacturer | Model # |  | Serial # |  | Matches Invoice
1 |  |  | #REF! | #REF! |  | #REF!
2
3
4
5
6
7
8
9
10
Secondary Heating Source
Integrated Controls
Unit # | Type |  | Manufacturer | Model # |  | Serial # |  | Matches Invoice
1 | #REF! |  |  | #REF!
2 |  |  |  | #REF!
Smart Thermostats
Unit # | Type |  | Manufacturer | Model # |  | Serial # |  | Matches Invoice
1
2
3
4
5
6
7
8
9
10
11
Water Heating
Type |  |  | Manufacturer | Model # |  | Serial # |  | Matches Invoice
Home Performance with ENERGY STAR Measures
Measure # | Measure Name |  | Location | Location Attribute |  | Matches Invoice
1
2
3
4
5
6
7
8
9
Inspection Analysis
Fail Reason*:
ACCA Manual J (Total Tons): |  | #REF!
| ACCA Manual J (BTU) |  | AHRI Certificate Number: | AHRI Ratings:
Unit 1 | #REF! | [5 empty] | 25
Unit 2 | #REF! | [5 empty] | 30
Unit 3 | #REF! | [5 empty] | 35
Unit 4 | #REF! | [5 empty] | 40
Unit 5 | #REF! |  | Condenser Serial Number: |  |  |  | 45
Unit 6 | #REF! | [5 empty] | 50
Unit 7 | #REF! |  | AHRI Heating Capacity (BTUh)*: *@17⁰F Rated |  |  |  | 55
Unit 8 | #REF! | [5 empty] | 60
Unit 9 | #REF! | [5 empty] | 65
Unit 10 | #REF! | [5 empty] | 70
Notes:
Customer Signature: | [6 empty] | Date:
Inspector Signature: | [6 empty] | Date:
New
Retrofit
Group Box 528
Pass
Fail
Group Box 531
Yes
No
Yes
No
Yes
No

## Air Flow References (hidden)
Air Flow Tabs
Air Flow Tab - Airflow Inputs | Range | Pass/Fail Check | Air Flow Tab 2 - Airflow Inputs | Range | Pass/Fail Check | Air Flow Tab 3 - Airflow Inputs | Range | Pass/Fail Check | Air Flow Tab 4 - Airflow Inputs | Range | Pass/Fail Check | Air Flow Tab 5 - Airflow Inputs | Range | Pass/Fail Check | Air Flow Tab 6 - Airflow Inputs | Range | Pass/Fail Check | Air Flow Tab 7 - Airflow Inputs | Range | Pass/Fail Check | Air Flow Tab 8 - Airflow Inputs | Range | Pass/Fail Check | Air Flow Tab 9 - Airflow Inputs | Range | Pass/Fail Check | Air Flow Tab 10 - Airflow Inputs | Range | Pass/Fail Check
Rated Cooling Capacity | .5-11.3 | FAIL | Rated Cooling Capacity | .5-11.3 | FAIL | Rated Cooling Capacity | .5-11.3 | FAIL | Rated Cooling Capacity | .5-11.3 | FAIL | Rated Cooling Capacity | .5-11.3 | FAIL | Rated Cooling Capacity | .5-11.3 | FAIL | Rated Cooling Capacity | .5-11.3 | FAIL | Rated Cooling Capacity | .5-11.3 | FAIL | Rated Cooling Capacity | .5-11.3 | FAIL | Rated Cooling Capacity | .5-11.3 | FAIL
Static Pressure Drop | .1-.8 | FAIL | Static Pressure Drop | .1-.8 | FAIL | Static Pressure Drop | .1-.8 | FAIL | Static Pressure Drop | .1-.8 | FAIL | Static Pressure Drop | .1-.8 | FAIL | Static Pressure Drop | .1-.8 | FAIL | Static Pressure Drop | .1-.8 | FAIL | Static Pressure Drop | .1-.8 | FAIL | Static Pressure Drop | .1-.8 | FAIL | Static Pressure Drop | .1-.8 | FAIL
CFM Per Ton | 325-450 | FAIL | CFM Per Ton | 325-450 | FAIL | CFM Per Ton | 325-450 | FAIL | CFM Per Ton | 325-450 | FAIL | CFM Per Ton | 325-450 | FAIL | CFM Per Ton | 325-450 | FAIL | CFM Per Ton | 325-450 | FAIL | CFM Per Ton | 325-450 | FAIL | CFM Per Ton | 325-450 | FAIL | CFM Per Ton | 325-450 | FAIL
External Static Pressure | .1-.8 | FAIL | External Static Pressure | .1-.8 | FAIL | External Static Pressure | .1-.8 | FAIL | External Static Pressure | .1-.8 | FAIL | External Static Pressure | .1-.8 | FAIL | External Static Pressure | .1-.8 | FAIL | External Static Pressure | .1-.8 | FAIL | External Static Pressure | .1-.8 | FAIL | External Static Pressure | .1-.8 | FAIL | External Static Pressure | .1-.8 | FAIL
True Flow CFM Measured | ANSI/ACCA Standard 5 | #VALUE! | True Flow CFM Measured | ANSI/ACCA Standard 5 | #VALUE! | True Flow CFM Measured | ANSI/ACCA Standard 5 | #VALUE! | True Flow CFM Measured | ANSI/ACCA Standard 5 | #VALUE! | True Flow CFM Measured | ANSI/ACCA Standard 5 | #VALUE! | True Flow CFM Measured | ANSI/ACCA Standard 5 |  | True Flow CFM Measured | ANSI/ACCA Standard 5 |  | True Flow CFM Measured | ANSI/ACCA Standard 5 |  | True Flow CFM Measured | ANSI/ACCA Standard 5 |  | True Flow CFM Measured | ANSI/ACCA Standard 5
CFM Air Flow Estimated | ANSI/ACCA Standard 6 | #VALUE! | CFM Air Flow Estimated | ANSI/ACCA Standard 6 | #VALUE! | CFM Air Flow Estimated | ANSI/ACCA Standard 6 | #VALUE! | CFM Air Flow Estimated | ANSI/ACCA Standard 6 | #VALUE! | CFM Air Flow Estimated | ANSI/ACCA Standard 6 | #VALUE! | CFM Air Flow Estimated | ANSI/ACCA Standard 6 |  | CFM Air Flow Estimated | ANSI/ACCA Standard 6 |  | CFM Air Flow Estimated | ANSI/ACCA Standard 6 |  | CFM Air Flow Estimated | ANSI/ACCA Standard 6 |  | CFM Air Flow Estimated | ANSI/ACCA Standard 6
Air Flow Tab - Refrigerant Inputs Subcooling | Range | Pass/Fail Check | Air Flow Tab 2 - Refrigerant Inputs Subcooling | Range | Pass/Fail Check | Air Flow Tab 3 - Refrigerant Inputs Subcooling | Range | Pass/Fail Check | Air Flow Tab 4 - Refrigerant Inputs Subcooling | Range | Pass/Fail Check | Air Flow Tab 5 - Refrigerant Inputs Subcooling | Range | Pass/Fail Check | Air Flow Tab 6 - Refrigerant Inputs Subcooling | Range | Pass/Fail Check | Air Flow Tab 7 - Refrigerant Inputs Subcooling | Range | Pass/Fail Check | Air Flow Tab 8 - Refrigerant Inputs Subcooling | Range | Pass/Fail Check | Air Flow Tab 9 - Refrigerant Inputs Subcooling | Range | Pass/Fail Check | Air Flow Tab 10 - Refrigerant Inputs Subcooling | Range | Pass/Fail Check
Required Subcooling | 6-14 | FAIL | Required Subcooling | 6-14 | FAIL | Required Subcooling | 6-14 | FAIL | Required Subcooling | 6-14 | FAIL | Required Subcooling | 6-14 | FAIL | Required Subcooling | 6-14 | FAIL | Required Subcooling | 6-14 | FAIL | Required Subcooling | 6-14 | FAIL | Required Subcooling | 6-14 | FAIL | Required Subcooling | 6-14 | FAIL
Outdoor Dry Bulb Temp | 60-114 | FAIL | Outdoor Dry Bulb Temp | 60-114 | FAIL | Outdoor Dry Bulb Temp | 60-114 | FAIL | Outdoor Dry Bulb Temp | 60-114 | FAIL | Outdoor Dry Bulb Temp | 60-114 | FAIL | Outdoor Dry Bulb Temp | 60-114 | FAIL | Outdoor Dry Bulb Temp | 60-114 | FAIL | Outdoor Dry Bulb Temp | 60-114 | FAIL | Outdoor Dry Bulb Temp | 60-114 | FAIL | Outdoor Dry Bulb Temp | 60-114 | FAIL
Liquid Line Pressure | 195-475 | FAIL | Liquid Line Pressure | 195-475 | FAIL | Liquid Line Pressure | 195-475 | FAIL | Liquid Line Pressure | 195-475 | FAIL | Liquid Line Pressure | 195-475 | FAIL | Liquid Line Pressure | 195-475 | FAIL | Liquid Line Pressure | 195-475 | FAIL | Liquid Line Pressure | 195-475 | FAIL | Liquid Line Pressure | 195-475 | FAIL | Liquid Line Pressure | 195-475 | FAIL
Saturation Temp | 71-130 | FAIL | Saturation Temp | 71-130 | FAIL | Saturation Temp | 71-130 | FAIL | Saturation Temp | 71-130 | FAIL | Saturation Temp | 71-130 | FAIL | Saturation Temp | 71-130 | FAIL | Saturation Temp | 71-130 | FAIL | Saturation Temp | 71-130 | FAIL | Saturation Temp | 71-130 | FAIL | Saturation Temp | 71-130 | FAIL
Liquid Line Temp | 57-116 | FAIL | Liquid Line Temp | 57-116 | FAIL | Liquid Line Temp | 57-116 | FAIL | Liquid Line Temp | 57-116 | FAIL | Liquid Line Temp | 57-116 | FAIL | Liquid Line Temp | 57-116 | FAIL | Liquid Line Temp | 57-116 | FAIL | Liquid Line Temp | 57-116 | FAIL | Liquid Line Temp | 57-116 | FAIL | Liquid Line Temp | 57-116 | FAIL
Measured Subcooling | +-3 |  | Measured Subcooling | +-3 |  | Measured Subcooling | +-3 |  | Measured Subcooling | +-3 |  | Measured Subcooling | +-3 |  | Measured Subcooling | +-3 |  | Measured Subcooling | +-3 |  | Measured Subcooling | +-3 |  | Measured Subcooling | +-3 |  | Measured Subcooling | +-3
Air Flow Tab - Refrigerant Inputs Super Heat | Range | Pass/Fail Check | Air Flow Tab 2 - Refrigerant Inputs Super Heat | Range | Pass/Fail Check | Air Flow Tab 3 - Refrigerant Inputs Super Heat | Range | Pass/Fail Check | Air Flow Tab 4 - Refrigerant Inputs Super Heat | Range | Pass/Fail Check | Air Flow Tab 5 - Refrigerant Inputs Super Heat | Range | Pass/Fail Check | Air Flow Tab 6 - Refrigerant Inputs Super Heat | Range | Pass/Fail Check | Air Flow Tab 7 - Refrigerant Inputs Super Heat | Range | Pass/Fail Check | Air Flow Tab 8 - Refrigerant Inputs Super Heat | Range | Pass/Fail Check | Air Flow Tab 9 - Refrigerant Inputs Super Heat | Range | Pass/Fail Check | Air Flow Tab 10 - Refrigerant Inputs Super Heat | Range | Pass/Fail Check
Manufactured Spec Superheat | 5-30 | FAIL | Manufactured Spec Superheat | 5-30 | FAIL | Manufactured Spec Superheat | 5-30 | FAIL | Manufactured Spec Superheat | 5-30 | FAIL | Manufactured Spec Superheat | 5-30 | FAIL | Manufactured Spec Superheat | 5-30 | FAIL | Manufactured Spec Superheat | 5-30 | FAIL | Manufactured Spec Superheat | 5-30 | FAIL | Manufactured Spec Superheat | 5-30 | FAIL | Manufactured Spec Superheat | 5-30 | FAIL
Indoor Wet Bulb Temp | 50-80 | FAIL | Indoor Wet Bulb Temp | 50-80 | FAIL | Indoor Wet Bulb Temp | 50-80 | FAIL | Indoor Wet Bulb Temp | 50-80 | FAIL | Indoor Wet Bulb Temp | 50-80 | FAIL | Indoor Wet Bulb Temp | 50-80 | FAIL | Indoor Wet Bulb Temp | 50-80 | FAIL | Indoor Wet Bulb Temp | 50-80 | FAIL | Indoor Wet Bulb Temp | 50-80 | FAIL | Indoor Wet Bulb Temp | 50-80 | FAIL
Outdoor Dry Bulb Temp | 50-114 | FAIL | Outdoor Dry Bulb Temp | 50-114 | FAIL | Outdoor Dry Bulb Temp | 50-114 | FAIL | Outdoor Dry Bulb Temp | 50-114 | FAIL | Outdoor Dry Bulb Temp | 50-114 | FAIL | Outdoor Dry Bulb Temp | 50-114 | FAIL | Outdoor Dry Bulb Temp | 50-114 | FAIL | Outdoor Dry Bulb Temp | 50-114 | FAIL | Outdoor Dry Bulb Temp | 50-114 | FAIL | Outdoor Dry Bulb Temp | 50-114 | FAIL
Vapor Pressure | 110-160 | FAIL | Vapor Pressure | 110-160 | FAIL | Vapor Pressure | 110-160 | FAIL | Vapor Pressure | 110-160 | FAIL | Vapor Pressure | 110-160 | FAIL | Vapor Pressure | 110-160 | FAIL | Vapor Pressure | 110-160 | FAIL | Vapor Pressure | 110-160 | FAIL | Vapor Pressure | 110-160 | FAIL | Vapor Pressure | 110-160 | FAIL
Saturation Temp | 35-95 | FAIL | Saturation Temp | 35-95 | FAIL | Saturation Temp | 35-95 | FAIL | Saturation Temp | 35-95 | FAIL | Saturation Temp | 35-95 | FAIL | Saturation Temp | 35-95 | FAIL | Saturation Temp | 35-95 | FAIL | Saturation Temp | 35-95 | FAIL | Saturation Temp | 35-95 | FAIL | Saturation Temp | 35-95 | FAIL
Vapor Line Temp | 40-90 | FAIL | Vapor Line Temp | 40-90 | FAIL | Vapor Line Temp | 40-90 | FAIL | Vapor Line Temp | 40-90 | FAIL | Vapor Line Temp | 40-90 | FAIL | Vapor Line Temp | 40-90 | FAIL | Vapor Line Temp | 40-90 | FAIL | Vapor Line Temp | 40-90 | FAIL | Vapor Line Temp | 40-90 | FAIL | Vapor Line Temp | 40-90 | FAIL
Measured Super Heat | +-5 |  | Measured Super Heat | +-5 |  | Measured Super Heat | +-5 |  | Measured Super Heat | +-5 |  | Measured Super Heat | +-5 |  | Measured Super Heat | +-5 |  | Measured Super Heat | +-5 |  | Measured Super Heat | +-5 |  | Measured Super Heat | +-5 |  | Measured Super Heat | +-5

## Tables (hidden)
Below tables for 2024
| Whole-House Projects (Market Rate) |  | Whole-House Projects (Income Eligible Rate)
| Total Project Heating Tons* | Customer Rebate** | Total Project Heating Tons* | Customer Rebate**
| Ton 1 | $1,000/12,000 heating BTU @ 17°F Rated | Ton 1 | $4,000/12,000 heating BTU @ 17°F Rated
| Ton 2 | $1,000/12,000 heating BTU @ 17°F Rated | Ton 2 | $3,000/12,000 heating BTU @ 17°F Rated
| Ton 3 | $1,000/12,000 heating BTU @ 17°F Rated | Ton 3 | $2,000/12,000 heating BTU @ 17°F Rated
| Ton 4 | $1,000/12,000 heating BTU @ 17°F Rated | Ton 4 | $1,000/12,000 heating BTU @ 17°F Rated
| Ton 5 | $500/12,000 heating BTU @ 17°F Rated | Ton 5 | $500/12,000 heating BTU @ 17°F Rated
| Ton 6 | $500/12,000 heating BTU @ 17°F Rated | Ton 6 | $500/12,000 heating BTU @ 17°F Rated
| *For the purpose of this table, "Tons" is referring to Heating BTUh based on AHRI 17F Rated data (ccASHP) or Heating Capacity (AWHP) **Rebates are based on Total Heating Capacity |  | *For the purpose of this table, "Tons" is referring to Heating BTUh based on AHRI 17F Rated data (ccASHP) or Heating Capacity (AWHP) **Rebates are based on Total Heating Capacity
Contractor Incentive
Per Project
500
[5 empty] | Home Performance with ENERGY STAR |  |  |  | Tune Up Rebates
[5 empty] | Eligible Equipment | Rebate |  |  | Eligible Equipment |  | Rebate |  |  | Electric Resistance Heating Replacement - Income Eligible
[14 empty] | Eligible Equipment | Efficiency Requirements |  |  |  | Customer Incentive ($/12,000 btu Heating Capacity) |  | Contractor Incentive (per project)
[15 empty] | Tier I SEER | Tier I HSPF | Tier II SEER | Tier II HSPF | Tier I | Tier II | Tier I | Tier II
[5 empty] | Duct Sealing | 300 |  |  | Central Air Conditioner |  | 40
[5 empty] | Air Sealing | 300 |  |  | Ducted Air Source Heat Pump |  | 50 |  |  | Ducted ASHP | 16 | 8.5 | 17 | 10 | 1200 | 1500 | 500 | 500
[5 empty] | Insulation | 600 | [7 empty] | Ducted Cold Climate ASHP | n/a | n/a | 17 | 10 | n/a | 1500 | n/a | 500
[14 empty] | Ductless Mini Split Systems - ASHP | 18 | 8.5 | 18 | 10 | 1200 | 1500 | 500 | 500
[14 empty] | Ductless Mini Split Systems - Cold Climate ASHP | n/a | n/a | 18 | 10 | n/a | 1500 | n/a | 500
[14 empty] | Ductless Multi Split Systems - Cold Climate ASHP | n/a | n/a | 18 | 10 | n/a | 1500 | n/a | 500
Home Performance with ENERGY STAR -Income Eligible
[5 empty] | Eligible Equipment | Rebate |  |  | Water Heating Rebates |  |  |  |  | Electric Resistance Heating Replacement - Income Eligible
[9 empty] | Eligible Equipment | Uniform Energy Factor (UEF) | Market Rebate | Income-Eligible Rebate |  | Eligible Equipment | Efficiency Requirements |  |  |  | Customer Incentive ($/12,000 btu Heating Capacity) |  | Contractor Incentive (per project)
[13 empty] | Contractor Incentive |  | Tier I SEER | Tier I HSPF | Tier II SEER | Tier II HSPF | Tier I | Tier II | Tier I | Tier II
[5 empty] | Duct Sealing | 500 |  |  | Heat Pump Water Heater ≤ 55 | ≥ 2.00 | 1000 | 1500 | 250
[5 empty] | Air Sealing | 1000 |  |  | Heat Pump Water Heater > 55 | ≥ 2.20 | 1000 | 1500 | 250 | Ducted ASHP | 16 | 8.5 | 17 | 10 | 1200 | 1500 | 500 | 500
[5 empty] | Insulation | 4500 |  |  | Tankless Water Heater < 12 kW | ≥ 0.93 | 100 | 100 | 60 | Ducted Cold Climate ASHP | n/a | n/a | 17 | 10 | n/a | 4000 | n/a | 500
[9 empty] | Tankless Water Heater ≥ 12 kW | ≥ 0.93 | 300 | 300 | 100 | Ductless Mini Split Systems - ASHP | 18 | 8.5 | 18 | 10 | 1200 | 1500 | 500 | 500
[14 empty] | Ductless Mini Split Systems - Cold Climate ASHP | n/a | n/a | 18 | 10 | n/a | 4000 | n/a | 500
[14 empty] | Ductless Multi Split Systems - Cold Climate ASHP | n/a | n/a | 18 | 10 | n/a | 4000 | n/a | 500
**Electric Resistance Rebate Table updated 3/09/2021 per PSEG Approval on 3/05
Home Performance with ENERGY STAR
[7 empty] | Eligible Equipment | Market Rebate | Market & Disadvantaged Community Rebate
[7 empty] | Insulation | 500 | 650
[7 empty] | Air Sealing | 250 | 300
[7 empty] | Duct Sealing | 250 | 300
[7 empty] | Windows* | 4 | 4
*Windows Rebate is Per Square Foot
Home Performance with ENERGY STAR - Income Eligible
[7 empty] | Eligible Equipment | Low Income & Low Income Disadvantaged Community Rebate
[7 empty] | Insulation | 4650
[7 empty] | Air Sealing | 1000
[7 empty] | Duct Sealing | 600
[7 empty] | Windows* | 8
*Windows Rebate is Per Square Foot
Home Comfort & Home Performance with ENERGY STAR
Combo Project Contractor Incentive
500

## Project Review (hidden)
Heat Pumps
Unit Number | Product Name | Proposed/Installed EER | Proposed/Installed SEER | Proposed/Installed HSPF | Cooling Manual J | Heating Manual J | AHRI Cooling Capacity | AHRI Heating Capacity | Existing Cooling Equipment | Existing Heating Equipment | SEER | EER | HSPF/COP | AFUE | Qualifying Tier | Customer Rebate | Contractor Incentive | Utility Gross kW
|  |  | #REF! | #REF! | #REF! | #REF! | #REF! | #REF!
|  | HSPF: |  |  | #REF! | #REF!
[5 empty] | #REF! | #REF!
|  | Total Installed Costs Per System*: | Equipment Rebate: | NEEP Heating Capacity (BTUh)*: *@17⁰F Maximum | #REF! | #REF! |  | Manual J (Pass/Fail):
|  |  | Partial to Whole House Existing ASHP Unit: | Equipment Rebate: | #REF! | #REF! | Coil/Air Handler Serial Number:
|  |  |  | Partial to Whole House Existing ASHP Unit: | #REF! | #REF! | HSPF: | Condenser Serial Number:
[5 empty] | #REF! | #REF!
|  | Condenser Serial Number: | HSPF: | Coil/Air Handler Serial Number: | #REF! | #REF!
[5 empty] | #REF! | #REF!
[5 empty] | #REF! | #REF!
Smart Therms | #REF! | [11 empty] | #REF! |  |  | #REF! |  | #REF!
| #REF! | [11 empty] | #REF! |  |  | #REF! |  | #REF!
| #REF! | [11 empty] | #REF! |  |  | #REF! |  | #REF!
| #REF! | [11 empty] | #REF! |  |  | #REF! |  | #REF!
| #REF! | [11 empty] | #REF! |  |  | #REF! |  | #REF!
| #REF! | [11 empty] | #REF! |  |  | #REF! |  | #REF!
| #REF! | [11 empty] | #REF! |  |  | #REF! |  | #REF!
| #REF! | [11 empty] | #REF! |  |  | #REF! |  | #REF!
| #REF! | [11 empty] | #REF! |  |  | #REF! |  | #REF!
| #REF! | [11 empty] | #REF! |  |  | #REF! |  | #REF!
Int Controls | #REF! | [11 empty] | #REF! |  |  | #REF! |  | #REF!
| #REF! | [11 empty] | #REF! |  |  | #REF! |  | #REF!
Home Performance
| Product Name | Total Ductwork Linear Feet | Ductwork R-Value Installed | Total Air Sealing Square Footage | Total Insulation Square Footage | Insulation R-Value Installed | Customer Rebate | Utility Gross kW
Water Heating
| Product Name | Customer Rebate | Contractor Incentive | Utility Gross kW
#REF!
Tunes Ups
| Product Name | Customer Rebate | Utility Gross kW
| Select… | #REF! | #REF!
| Select… | #REF! | #REF!
| Select… | #REF! | #REF!
| Select… | #REF! | #REF!
| Select… | #REF! | #REF!
| Total Rebate | Total Contractor Incentive | Total Utility Gross kW
| #REF! | 0 | #REF!

## EFS Pre-Approval (hidden)
1043
This form is to be used only for Home Comfort and Home Performance with ENERGY STAR projects where a loan from EFS is to be provided to the customer.
Please fill in appropriate project data in grey fields.
| Customer Name: |  | Application ID:
| Customer Address: |  | Customer City:
| Customer Zip: |  | Contractor:
| Customer Incentive Amount: | #REF! | Total Project Cost | #VALUE!
| EFS Project ID Number: |  | Project Type:
| Total Customer Down Payment: |  | Customer Incentive Type:
| Loan Type Requested: |  | Total Loan Amount*:
*Indicate if Loan Amount includes $150 EFS Fee
Non-Incentive Measure Cost Total:

## GSHP Equipment Information
2026 Residential Efficiency Program Ground Source Heat Pump Worksheet, Version 2.0
Important: Please read all instructions thoroughly before submitting forms
(Keep a copy for your records)
Instructions:
| 1. | Select the appropriate options based upon the proposed equipment including the system type as well as system use.
| 2. | Select Geothermal System/Geothermal HP (Retrofit) from drop down menu. If Geothermal System is selected, a new well or ground heat exchange is installed. If Geothermal Heat Pump is selected an existing Geothermal System is being replaced.
| 3. | Select Existing Equipment when applicable, from drop down menu: Ductless Mini Split System, Central Air Conditioner (CAC), Air Source Heat Pump (ASHP),Room Air Conditioner (AC), Air Conditioners - Air Cooled, Air Conditioners - Water & Evaporatively Cooled, Air Cooled Heat Pumps, Ductless Mini Split Heat Pumps, Packaged Terminal Air Conditioners, Packaged Terminal Heat Pumps, or if no equipment currently exists, simply select "None".
| 4. | For all Geothermal Projects the existing equipment condition must be selected: - End of Life: Existing equipment has reached the end of its useful lifespan and is no longer performing efficiently - Early Retirement: Existing equipment is being replaced/supplemented before it has reached its end of useful lifespan but is still functioning - New Unit: No Existing Equipment is being replaced * Please note: If the existing equipment condition is early retirement, the existing equipment efficiencies must be entered
| 5. | Select New Equipment Type from drop down menu.
| 6. | Enter Tonnage and all applicable Efficiency ratings (EER & COP).
| 7. | Available rebate amounts, when eligible, will populate automatically based upon data entered. Rebates are based on the Heating Full Load Capacity.
Customer Incentive (Per Dwelling)
| Rebate per System |  |  | Eligible Equipment |  | Efficiency Requirements |  | Market Rate |  | Market DAC & Moderate Income |  | Low Income |  | Desuperheater Incentive
| Unit # | Customer |  |  |  | EER | COP | New Install | Retrofit | New Install | Retrofit | New Install | Retrofit
| 1 |  |  | Geothermal, Water to Air - Closed |  | 17.1 | 3.6 | 12000 | 6000 | 15000 | 7500 | 24000 | 12000 | 250
| 2 |  |  | Geothermal, Water to Air - Open |  | 21.1 | 4.1
| 3 |  |  | Geothermal, Water to Water - Closed |  | 16.1 | 3.1
| 4 |  |  | Geothermal, Water to Water - Open |  | 20.1 | 3.5
| 5 |  |  | Geothermal, DGX |  | 16 | 3.6
6
| 7 |  |  | Contractor Incentive
| 8 |  |  | New Install | 500
| 9 |  |  | Retrofit | 200
10
Total Customer Rebate Amount:
0
Total Contractor Incentive Amount:
0
Worksheet
| Unit | Application Type (New System or Retrofit HP) |  | New Equipment Type |  | Stages | Pump Type | AHRI Full Load Capacity |  | AHRI Part Load Capacity |  | AHRI Reference No. | Full Load Efficiency |  | Part Load Efficiency |  | Pass/Fail |  | Existing Equipment Type | [6 empty] | ← Check Completeness
[8 empty] | Cooling BTUh | Heating BTUh | Cooling BTUh | Heating BTUh |  | EER | COP | EER | COP |  |  | Heating | Cooling | Existing Heating Equipment Condition | Existing Cooling Equipment Condition | SEER | EER | Heating COP/ AFUE
1
2
3
4
5
6
7
8
9
10
Installed System Specifications
Condenser information must be entered in all cases. In cases where Coil/Air Handler information is not available, please enter "N/A".
| Unit | Condenser | [5 empty] | Coil/Air Handler | [5 empty] | Residential Only - Desuperheater Included?* | Equipment Sized in Accordance with Manual S? | Total Installed Costs Per System* |  | Manual J Residential Load Calculation |  |  |  | <-- Check for Completeness
|  | Manufacturer |  | Model Number |  | Serial Number |  | Manufacturer |  | Model Number |  | Serial Number | [5 empty] | Btu Cooling | Btu Heating | Pass/Fail
1
2
3
4
5
6
7
8
9
10
| *Installed costs per system should include equipment, labor, ancillary work required for the installation, fees, taxes, etc. Please exclude any costs that are not associated with the project. Per System costs should also exclude the rebate | [12 empty] | *Existing electric water heater must be present

## Loop Field Cx Form
2026 Residential Efficiency Program
Performed By:
System Type:
Loop Field Pressure and Temperature Data During Heating Mode
Set thermostat to Heating Mode, run continuously for 10 minutes and then take temperature and pressure readings across the water refrigerant coil(s)
| Primary or Source-Side Coil |  |  |  | Load-Side Coil (Water-to-Water Systems ONLY)
| Entering Water Temperature |  | deg. F |  | Entering Load Temperature |  | deg. F
| Leaving Water Temperature |  | deg. F |  | Leaving Load Temperature |  | deg. F
| Temperature Difference | 0 | deg. F |  | Temperature Difference | 0 | deg. F
| Inlet Pressure |  | psi |  | Inlet Load Pressure |  | psi
| Outlet Pressure |  | psi |  | Outlet Load Pressure |  | psi
| Pressure Difference | 0 | psi |  | Pressure Difference | 0 | psi
| Measured Flow Rate (GPM) |  | gpm |  | Measured Flow Rate (GPM) |  | gpm
Heat of Extraction Calculation
Circulating Fluid Type
| Fluid Temp |  | deg. F
Concentration (volume %)
Estimated K-Value (default = 500)
| Heat of Extraction | 0 | Btu/hr
Capacity and Efficiency Calculation
Measure voltage supplied to GSHP and measure current draw
| Measured voltage |  | volts
| Measured current draw |  | amps
Number of power phases
| Electrical Demand | 0 | Watts
| GSHP Heating Capacity | 0 | Btu/hr
Coefficient of Performance (COP)
Overall Performance Check
| Parameter | Measured Value | Manufacturer's Data | Difference | In Agreement? | Explanation (if necessary)
| Heat of Extraction (Btu/hr) | 0
| Heating Capacity (Btu/hr) | 0
| Electrical Demand (W) | 0
Coefficient of Performance (COP)
General Notes:
| Commissioning Technician Signature: | [6 empty] | Date:
| Application Version: | 5.7.26_2.0 | [6 empty] | Effective: | 5.7.26
Group Box 528
Group Box 531
Group Box 531
Group Box 531
Group Box 531
Group Box 531
Group Box 528
Group Box 531
Group Box 531
Group Box 531

## NYSERDA HP ProForma
2026 Residential Efficiency Program NYSERDA Web ProForma Inputs for Savings
| Web ProForma Inputs for Savings |  | ASHP | A2WHP | Added HPWH
Total Project Cost
Installed Capacity
MWh Generation
MWH Savings
Natural Gas MMBTU Savings
Propane MMBTU Savings
#2/Distillate Oil MMBTU Savings
#6/ Residual Oil MMBTU Savings
Gasoline MMBTU Savings
Wood MMBTU Savings
Steam MMBTU Savings
Kerosene MMBTU Savings
Coal MMBTU Savings
Other MMBTU Savings
Total MMBTU Savings
Fuel Switch: (Y/N)
$ Savings
Application Version: |  | 2.0 |  |  |  | Effective Date: | 5.7.26

## NYSERDA Wx ProForma
2026 Residential Efficiency Program NYSERDA Weatherization Web ProForma Inputs for Savings
|  | Total Project Cost: | 0
Space Heating Fuel Switch:
Water Heating Fuel Switch:
Dollar Savings by Measure
| Measure | First Year Savings | Measure Cost
| Air Sealing |  | 0
Insulation (attic, wall, floor, band joist, basement, crawl space)
| Replacement Windows |  | 0
Upgrade Heating System to Air Source Heat Pump (ducted or ductless)
| Duct Sealing |  | 0
| Water Heater - Tank: Heat Pump |  | 0
Energy Savings by Fuel Type
| Electric Mwh Savings | #VALUE!
| Natural Gas MMBTU Savings | 0
| Propane MMBTU Savings | 0
| #2/Distillate Oil MMBTU Savings | 0
#6/Residual Oil MMBTU Savings
Gasoline MMBTU Savings
Wood MMBTU Savings
Steam MMBTU Savings
Kerosene MMBTU Savings
Coal MMBTU Savings
Other MMBTU Savings
| Total MMBtu Savings | 0
Space Heating Fuel Switch: (Y/N)
Water Heating Fuel Switch: (Y/N)
Application Version: |  | 2.0 |  | Effective Date: | 5.7.26

## AIRFLOW FORM (hidden)
2026 Residential Efficiency Program
Post Installation/Airflow & Refrigerant Charge Form
For Ducted Systems Only
Equipment Data
Unit Number: | 1 |  |  |  |  | Manufacturer
Ducts Tested: | …Select |  |  |  |  | Model No.
Ducts Sealed: | …Select
Airflow
Please fill out all of the below fields as applicable for the installation
1. Rated Cooling Capacity (tons): | [9 empty] | 2. Target Airflow Volume (CFM) PER TON:
Complete field 3a OR field 3b
3a. Static pressure drop in inches of water column W.C. measures across evaporator coil if new installed: | [7 empty] | OR |  | 3b. External static pressure for fan coil unit:
4. Total Static measured with: |  |  |  | …Select
5. CFM Air Flow Estimated from Total Static Measurement: | [6 empty] | …Select
*If this field contains data, leave True Flow CFM field below blank
6. True Flow CFM measured:
*If this field contains data, no data input is required for field 3a/3b and field 5
Installations must have visible and accessible ports for airflow and temperature measurements. Ports must be sealed with contrasting color plugs. Please indicate
location of test ports:
Notes:
Convert Pascals to inches of WC by dividing pascals by 249.09
Copy of table or graph supplied by manufacturer and used to estimate airflow must be attached to this form.
Refrigerant Charge Method
Charging Method Used: |  |  | …Select
Option 1: SUBCOOLING Notes: Preferred Method. Typical for most Thermal Expansion Valve systems when outdoor temperature is greater than OEM spec. (Typ. 60°F)
Inputs
Refrigerant Type - 410A
| Required Subcooling: |  |  |  | °F
| Outdoor Dry Bulb Temperature: |  |  |  | °F
Measurements
Liquid Line Pressure |  |  |  |  | psig
(F) Saturation temperature for measured pressure |  |  |  |  | °F
(G) Liquid Line temperature |  |  |  |  | °F
*Measured Subcooling (F minus G) |  |  |  |  | °F
*Measured Subcooling must be within 3°F of the manufacturer specified Subcooling.
Note: A copy of the documentation of the manufacturer's specified subcooling for the installed equipment must be attached to this form
Option 2: SUPERHEAT Note: Can only be used for fixed orifice systems (Non-TXV) when outdoor temperature is greater than OEM spec. (Type 55°)
Inputs
Refrigerant Type - R410A
| Manufacturer Specified Superheat |  |  |  | °F
(from manufacturer service guide or as per manufacturer's specification or cut sheet)
| Indoor Wet Bulb Temperature |  |  |  | °F
| Outdoor Dry Bulb Temperature |  |  |  | °F
Measurements
Vapor (suction) pressure |  |  |  |  | psig
(D) Saturation temperature for measured pressure |  |  |  |  | °F
(E) Vapor (suction) line temperature near compressor |  |  |  |  | °F
*Measured Superheat (E minus D) |  |  |  |  | °F
*Measured Superheat must be within 5°F of the manufacturer specified Superheat.
Note: A copy of the documentation of the manufacturer's specified superheat for the installed equipment must be attached to this form.
Option 3: Weigh In (can be used for any system ONLY when outdoor ambient temperature is below OEM specification.):
Refrigerant Type:
(specify)
Capacity of Refrigerant Shipped With Outdoor Unit:
|  |  | lbs. |  | oz.
Does this capacity include an allowance for an evaporator ?
Does this capacity include an allowance for a line set?
Allowed Line Set Length: |  |  | feet
(A) Suction Line Outside Diameter |  |  |  | inches | Net length* |  | feet | x | ounces/foot | = | ounces
(B) Liquid Line Outside Diameter |  |  |  | inches | Net length* |  | feet | x | ounces/foot | = | ounces
(C) Driers, Accumulator, and Evaporator Capacities (if not included above): | [10 empty] | ounces
*Net Length = Measured Length Minus (-) Allowed Length |  |  |  |  | Total charge weighed in (A) + (B) + (C) | [5 empty] | ounces
Note: Copy of table or graph supplied by manufacturer and used to estimate charge must be attached to this form.
Application Version: |  | 2.0 | [8 empty] | Effective: | 5.7.26
Group Box 3
No
Group Box 38
Yes
No
WEIGH IN
Group Box 304
Group Box 305
R-22
R-410A
Other:
Group Box 312
Group Box 313
Group Box 315
Group Box 312
Group Box 312

## AIRFLOW FORM 2 (hidden)
2026 Residential Efficiency Program
Post Installation/Airflow & Refrigerant Charge Form
Equipment Data
Unit Number: | 2 |  |  |  |  | Manufacturer
Ducts Tested: | …Select |  |  |  |  | Model No.
Ducts Sealed: | …Select
Airflow
Please fill out all of the below fields as applicable for the installation
1. Rated Cooling Capacity (tons): | [9 empty] | 2. Target Airflow Volume (CFM) PER TON:
Complete field 3a OR field 3b
3a. Static pressure drop in inches of water column W.C. measures across evaporator coil if new installed: | [7 empty] | OR |  | 3b. External static pressure for fan coil unit:
4. Total static measured with: |  |  |  | …Select
5. CFM Air Flow Estimated from Total Static Measurement: | [6 empty] | …Select
*If this field contains data, leave True Flow CFM field below blank
6. True Flow CFM measured:
*If this field contains data, no data input is required for field 3a/3b and field 5
Installations must have visible and accessible ports for airflow and temperature measurements. Ports must be sealed with contrasting color plugs. Please indicate
location of test ports:
Notes:
Convert Pascals to inches of WC by dividing pascals by 249.09
Copy of table or graph supplied by manufacturer and used to estimate airflow must be attached to this form.
Refrigerant Charge Method
Charging Method Used: |  |  | …Select
Option 1: SUBCOOLING Notes: Typical for most Thermal Expansion Valve systems when outdoor temperature is greater than OEM spec. (Typ. 60°F)
Inputs
Refrigerant Type - R-410A
| Required Subcooling: |  |  |  | °F
| Outdoor Dry Bulb Temperature: |  |  |  | °F
Measurements
Liquid Line Pressure |  |  |  |  | psig
(F) Saturation temperature for measured pressure |  |  |  |  | °F
(G) Liquid Line temperature |  |  |  |  | °F
*Measured Subcooling (F minus G) |  |  |  |  | °F
*Measured Subcooling must be within 3°F of the manufacturer specified Subcooling.
Note: A copy of the documentation of the manufacturer's specified subcooling for the installed equipment must be attached to this form
Option 2: SUPERHEAT Note: Can only be used for fixed orifice systems (Non-TXV) when outdoor temperature is greater than OEM spec. (Type 55°)
Inputs
Refrigerant Type R-410A
| Manufacturer Specified Superheat |  |  |  | °F
(from manufacturer service guide or as per manufacturer's specification or cut sheet)
| Indoor Wet Bulb Temperature |  |  |  | °F
| Outdoor Dry Bulb Temperature |  |  |  | °F
Measurements
Vapor (suction) pressure |  |  |  |  | psig
(D) Saturation temperature for measured pressure |  |  |  |  | °F
(E) Vapor (suction) line temperature near compressor |  |  |  |  | °F
*Measured Superheat (E minus D) |  |  |  |  | °F
*Measured Superheat must be within 5°F of the manufacturer specified Superheat.
Note: A copy of the documentation of the manufacturer's specified superheat for the installed equipment must be attached to this form.
Option 3: Weigh In (can be used for any system ONLY when outdoor ambient temperature is below OEM specification.):
Refrigerant Type:
(specify)
Capacity of Refrigerant Shipped With Outdoor Unit:
|  |  | lbs. |  | oz.
Does this capacity include an allowance for an evaporator?
Does this capacity include an allowance for a line set?
Allowed Line Set Length: |  |  | feet
(A) Suction Line Outside Diameter |  |  |  | inches | Net length* |  | feet | x | ounces/foot | = | ounces
(B) Liquid Line Outside Diameter |  |  |  | inches | Net length* |  | feet | x | ounces/foot | = | ounces
(C) Driers, Accumulator, and Evaporator Capacities (if not included above): | [10 empty] | ounces
*Net Length = Measured Length Minus (-) Allowed Length |  |  |  |  | Total charge weighed in (A) + (B) + (C) | [5 empty] | ounces
Note: Copy of table or graph supplied by manufacturer and used to estimate charge must be attached to this form.
Application Version: |  | 5.7.26_2.0 | [8 empty] | Effective: | 5.7.26
Group Box 3
Group Box 9
Yes
No
Group Box 38
Group Box 39
Yes
No
Group Box 42
Group Box 39
WEIGH IN
Group Box 56
Group Box 39
R-22
R-410A
Other
Group Box 9
Yes
No
Group Box 38
Group Box 39
Yes
No
Group Box 42
R-22
R-410A
Other

## AIRFLOW FORM 3 (hidden)
2026 Residential Efficiency Program
Post Installation/Airflow & Refrigerant Charge Form
Equipment Data
Unit Number: | 3 |  |  |  |  | Manufacturer
Ducts Tested: | …Select |  |  |  |  | Model No.
Ducts Sealed: | …Select
Airflow
Please fill out all of the below fields as applicable for the installation
1. Rated Cooling Capacity (tons): | [9 empty] | 2. Target Airflow Volume (CFM) PER TON:
Complete field 3a or 3b
3a. Static pressure drop in inches of water column W.C. measures across evaporator coil if new installed: | [7 empty] | OR |  | 3b. External static pressure for fan coil unit:
4. Total Static measure with: |  |  |  | …Select
5. CFM Air Flow Estimated from Total Static Measurement: | [6 empty] | …Select
If this field contains data, no data input is required for the True Flow CFM field below
6. True Flow CFM measured:
If this field contains data, no data input is required for field 3a/3b and field 5
Installations must have visible and accessible ports for airflow and temperature measurements. Ports must be sealed with contrasting color plugs. Please indicate
location of test ports:
Notes:
Convert Pascals to inches of WC by dividing pascals by 249.09
Copy of table or graph supplied by manufacturer and used to estimate airflow must be attached to this form.
Refrigerant Charge Method
Charging Method Used: |  |  | …Select
Option 1: SUBCOOLING Notes: Typical for most Thermal Expansion Valve systems when outdoor temperature is greater than OEM spec. (Typ. 60°F)
Inputs
Refrigerant Type R-410A
| Required Subcooling: |  |  |  | °F
| Outdoor Dry Bulb Temperature: |  |  |  | °F
Measurements
Liquid Line Pressure |  |  |  |  | psig
(F) Saturation temperature for measured pressure |  |  |  |  | °F
(G) Liquid Line temperature |  |  |  |  | °F
*Measured Subcooling (F minus G) |  |  |  |  | °F
*Measured Subcooling must be within 3°F of the manufacturer specified Subcooling.
Note: A copy of the documentation of the manufacturer's specified subcooling for the installed equipment must be attached to this form
Option 2: SUPERHEAT Note: Can only be used for fixed orifice systems (Non-TXV) when outdoor temperature is greater than OEM spec. (Type 55°)
Inputs
Refrigerant Type R-410A
| Manufacturer Specified Superheat |  |  |  | °F
(from manufacturer service guide or as per manufacturer's specification or cut sheet)
| Indoor Wet Bulb Temperature |  |  |  | °F
| Outdoor Dry Bulb Temperature |  |  |  | °F
Measurements
Vapor (suction) pressure |  |  |  |  | psig
(D) Saturation temperature for measured pressure |  |  |  |  | °F
(E) Vapor (suction) line temperature near compressor |  |  |  |  | °F
*Measured Superheat (E minus D) |  |  |  |  | °F
*Measured Superheat must be within 5°F of the manufacturer specified Superheat.
Note: A copy of the documentation of the manufacturer's specified superheat for the installed equipment must be attached to this form.
Option 3: Weigh in (Can be used for any system ONLY when outdoor ambient temperature is below OEM specifications):
Refrigerant Type:
(specify)
Capacity of Refrigerant Shipped With Outdoor Unit:
|  |  | lbs. |  | oz.
Does this capacity include an allowance for an evaportator?
Does this capacity include an allowance for a line set?
Allowed Line Set Length: |  |  | feet
(A) Suction Line Outside Diameter |  |  |  | inches | Net length* |  | x |  | ounces/foot | = | ounces
(B) Liquid Line Outside Diameter |  |  |  | inches | Net length* |  | x |  | ounces/foot | = | ounces
(C) Driers, Accumulator, and Evaporator Capcities (if not included above) | [10 empty] | ounces
Total charge weighed in (A) + (B) + (C)
| *Net Length = Measured Length Minus (-) Allowed Length | [9 empty] | ounces
Note: Copy of table or graph supplied by manufacturer and used to estimate charge must be attached to this form.
Application Version: |  | 5.7.26_2.0 | [8 empty] | Effective: | 5.7.26
Group Box 3
Group Box 9
Yes
No
Group Box 38
Group Box 39
Yes
No
Group Box 42
Group Box 39
WEIGH IN
Group Box 56
Group Box 39
WEIGH IN
WEIGH IN

## AIRFLOW FORM 4 (hidden)
2026 Residential Efficiency Program
Post Installation/Airflow & Refrigerant Charge Form
Equipment Data
Unit Number: | 4 |  |  |  |  | Manufacturer
Ducts Tested: | …Select |  |  |  |  | Model No.
Ducts Sealed: | …Select
Airflow
Please fill out all of the below fields as applicable for the installation
1. Rated Cooling Capacity (tons): | [9 empty] | 2. Target Airflow Volume (CFM) PER TON:
Complete field 3a or 3b
3a. Static pressure drop in inches of water column W.C. measures across evaporator coil if new installed: | [7 empty] | OR |  | 3b. External static pressure for fan coil unit:
4. Total Static measured with: |  |  |  | …Select
5. CFM Air Flow Estimated from Total Static Measurement: | [6 empty] | …Select
If this field contains data, no data input is required for the True Flow CFM field below
6. True Flow CFM measured:
If this field contains data, no data input is required for field 3a/3b and field 5
Installations must have visible and accessible ports for airflow and temperature measurements. Ports must be sealed with contrasting color plugs. Please indicate
location of test ports:
Notes:
Convert Pascals to inches of WC by dividing pascals by 249.09
Copy of table or graph supplied by manufacturer and used to estimate airflow must be attached to this form.
Refrigerant Charge Method
Charging Method Used: |  |  | …Select
Option 1: SUBCOOLING Notes: Typical for most Thermal Expansion Valve systems when outdoor temperature is greater than OEM spec. (Typ. 60°F)
Inputs
Refrigerant Type R-410A
| Required Subcooling: |  |  |  | °F
| Outdoor Dry Bulb Temperature: |  |  |  | °F
Measurements
Liquid Line Pressure |  |  |  |  | psig
(F) Saturation temperature for measured pressure |  |  |  |  | °F
(G) Liquid Line temperature |  |  |  |  | °F
*Measured Subcooling (F minus G) |  |  |  |  | °F
*Measured Subcooling must be within 3°F of the manufacturer specified Subcooling.
Note: A copy of the documentation of the manufacturer's specified subcooling for the installed equipment must be attached to this form
Option 2: SUPERHEAT Note: Can only be used for fixed orifice systems (Non-TXV) when outdoor temperature is greater than OEM spec. (Type 55°)
Inputs
Refrigerant Type R-410A
| Manufacturer Specified Superheat |  |  |  | °F
(from manufacturer service guide or as per manufacturer's specification or cut sheet)
| Indoor Wet Bulb Temperature |  |  |  | °F
| Outdoor Dry Bulb Temperature |  |  |  | °F
Measurements
Vapor (suction) pressure |  |  |  |  | psig
(D) Saturation temperature for measured pressure |  |  |  |  | °F
(E) Vapor (suction) line temperature near compressor |  |  |  |  | °F
*Measured Superheat (E minus D) |  |  |  |  | °F
*Measured Superheat must be within 5°F of the manufacturer specified Superheat.
Note: A copy of the documentation of the manufacturer's specified superheat for the installed equipment must be attached to this form.
Option 3: Weigh In (can be used for any system ONLY when outdoor ambient temperature is below OEM specification.):
Refrigerant Type:
(specify)
Capacity of Refrigerant Shipped With Outdoor Unit:
|  |  | lbs. |  | oz.
Does this capacity include an allowance for an evaporator?
Does this capacity include an allowance for a line set?
Allowed Line Set Length: |  |  | feet
(A) Suction Line Outside Diameter |  |  |  | inches | Net length* |  | feet | x | ounces/foot | = |  | ounces
(B) Liquid Line Outside Diameter |  |  |  | inches | Net length* |  | feet | x | ounces/foot | = |  | ounces
(C) Driers, Accumulator, and Evaporator Capacities (if not included above): | [11 empty] | ounces
*Net Length = Measured Length Minus (-) Allowed Length |  |  |  |  | Total charge weighed in (A) + (B) + (C) | [6 empty] | ounces
Note: Copy of table or graph supplied by manufacturer and used to estimate charge must be attached to this form.
Application Version: |  | 5.7.26_2.0 | [8 empty] | Effective: | 5.7.26
Group Box 3
Group Box 9
Yes
No
Group Box 38
Group Box 39
Yes
No
Group Box 42
Group Box 39
WEIGH IN
Group Box 56
Group Box 39
Group Box 9
Yes
No
Group Box 38
Group Box 39
Yes
No
Group Box 42
WEIGH IN
WEIGH IN
WEIGH IN

## AIRFLOW FORM 5 (hidden)
2026 Residential Efficiency Program
Post Installation/Airflow & Refrigerant Charge Form
Equipment Data
Unit Number: | 5 |  |  |  |  | Manufacturer
Ducts Tested: | …Select |  |  |  |  | Model No.
Ducts Sealed: | …Select
Airflow
Please fill out all of the below fields as applicable for the installation
1. Rated Cooling Capacity (tons): | [9 empty] | 2. Target Airflow Volume (CFM) PER TON:
Complete field 3a or 3b
3a. Static pressure drop in inches of water column W.C. measures across evaporator coil if new installed: | [7 empty] | OR |  | 3b. External static pressure for fan coil unit:
4. Total Static measured with: |  |  |  | …Select
5. CFM Air Flow Estimated from Total Static Measurement: | [6 empty] | …Select
If this field contains data, no data input is required for the True Flow CFM field below
6. True Flow CFM measured:
If this field contains data, no data input is required for field 3a/3b and field 5
Installations must have visible and accessible ports for airflow and temperature measurements. Ports must be sealed with contrasting color plugs. Please indicate
location of test ports:
Notes:
Convert Pascals to inches of WC by dividing pascals by 249.09
Copy of table or graph supplied by manufacturer and used to estimate airflow must be attached to this form.
Refrigerant Charge Method
Charging Method Used: |  |  | …Select
Option 1: SUBCOOLING Notes: Typical for most Thermal Expansion Valve systems when outdoor temperature is greater than OEM spec. (Typ. 60°F)
Inputs
Refrigerant Type R-410A
| Required Subcooling: |  |  |  | °F
| Outdoor Dry Bulb Temperature: |  |  |  | °F
Measurements
Liquid Line Pressure |  |  |  |  | psig
(F) Saturation temperature for measured pressure |  |  |  |  | °F
(G) Liquid Line temperature |  |  |  |  | °F
*Measured Subcooling (F minus G) |  |  |  |  | °F
*Measured Subcooling must be within 3°F of the manufacturer specified Subcooling.
Note: A copy of the documentation of the manufacturer's specified subcooling for the installed equipment must be attached to this form
Option 2: SUPERHEAT Note: Can only be used for fixed orifice systems (Non-TXV) when outdoor temperature is greater than OEM spec. (Type 55°)
Inputs
Refrigerant Type R-410A
| Manufacturer Specified Superheat |  |  |  | °F
(from manufacturer service guide or as per manufacturer's specification or cut sheet)
| Indoor Wet Bulb Temperature |  |  |  | °F
| Outdoor Dry Bulb Temperature |  |  |  | °F
Measurements
Vapor (suction) pressure |  |  |  |  | psig
(D) Saturation temperature for measured pressure |  |  |  |  | °F
(E) Vapor (suction) line temperature near compressor |  |  |  |  | °F
*Measured Superheat (E minus D) |  |  |  |  | °F
*Measured Superheat must be within 5°F of the manufacturer specified Superheat.
Note: A copy of the documentation of the manufacturer's specified superheat for the installed equipment must be attached to this form.
Option 3: Weigh In (can be used for any system ONLY when outdoor ambient temperature is below OEM specification.):
Refrigerant Type:
(specify)
Capacity of Refrigerant Shipped With Outdoor Unit:
|  |  | lbs. |  | oz.
Does this capacity include an allowance for an evaporator?
Does this capacity include an allowance for a line set?
Allowed Line Set Length: |  |  | feet
(A) Suction Line Outside Diameter |  |  |  | inches | Net length* |  | feet | x | ounces/foot | = | ounces
(B) Liquid Line Outside Diameter |  |  |  | inches | Net length* |  | feet | x | ounces/foot | = | ounces
(C) Driers, Accumulator, and Evaporator Capacities (if not included above): | [10 empty] | ounces
*Net Length = Measured Length Minus (-) Allowed Length |  |  |  |  | Total charge weighed in (A) + (B) + (C) | [5 empty] | ounces
Note: Copy of table or graph supplied by manufacturer and used to estimate charge must be attached to this form.
Application Version: |  | 5.7.26_2.0 | [8 empty] | Effective: | 5.7.26
Group Box 3
Group Box 9
Yes
No
Group Box 38
Group Box 39
Yes
No
Group Box 42
Group Box 39
WEIGH IN
Group Box 56
Group Box 39
Group Box 9
Yes
No
Group Box 38
Group Box 39
Yes
No
Group Box 42
WEIGH IN
WEIGH IN
WEIGH IN
WEIGH IN

## AIRFLOW FORM 6 (hidden)
2026 Residential Efficiency Program
Post Installation/Airflow & Refrigerant Charge Form
Equipment Data
Unit Number: | 6 |  |  |  |  | Manufacturer
Ducts Tested: | …Select |  |  |  |  | Model No.
Ducts Sealed: | …Select
Airflow
Please fill out all of the below fields as applicable for the installation
1. Rated Cooling Capacity (tons): | [9 empty] | 2. Target Airflow Volume (CFM) PER TON:
Complete field 3a or 3b
3a. Static pressure drop in inches of water column W.C. measures across evaporator coil if new installed: | [7 empty] | OR |  | 3b. External static pressure for fan coil unit:
4. Total Static measured with: |  |  |  | …Select
5. CFM Air Flow Estimated from Total Static Measurement: | [6 empty] | …Select
If this field contains data, no data input is required for the True Flow CFM field below
6. True Flow CFM measured:
If this field contains data, no data input is required for field 3a/3b and field 5
Installations must have visible and accessible ports for airflow and temperature measurements. Ports must be sealed with contrasting color plugs. Please indicate
location of test ports:
Notes:
Convert Pascals to inches of WC by dividing pascals by 249.09
Copy of table or graph supplied by manufacturer and used to estimate airflow must be attached to this form.
Refrigerant Charge Method
Charging Method Used: |  |  | …Select
Option 1: SUBCOOLING Notes: Typical for most Thermal Expansion Valve systems when outdoor temperature is greater than OEM spec. (Typ. 60°F)
Inputs
Refrigerant Type R-410A
| Required Subcooling: |  |  |  | °F
| Outdoor Dry Bulb Temperature: |  |  |  | °F
Measurements
Liquid Line Pressure |  |  |  |  | psig
(F) Saturation temperature for measured pressure |  |  |  |  | °F
(G) Liquid Line temperature |  |  |  |  | °F
*Measured Subcooling (F minus G) |  |  |  |  | °F
*Measured Subcooling must be within 3°F of the manufacturer specified Subcooling.
Note: A copy of the documentation of the manufacturer's specified subcooling for the installed equipment must be attached to this form
Option 2: SUPERHEAT Note: Can only be used for fixed orifice systems (Non-TXV) when outdoor temperature is greater than OEM spec. (Type 55°)
Inputs
Refrigerant Type R-410A
| Manufacturer Specified Superheat |  |  |  | °F
(from manufacturer service guide or as per manufacturer's specification or cut sheet)
| Indoor Wet Bulb Temperature |  |  |  | °F
| Outdoor Dry Bulb Temperature |  |  |  | °F
Measurements
Vapor (suction) pressure |  |  |  |  | psig
(D) Saturation temperature for measured pressure |  |  |  |  | °F
(E) Vapor (suction) line temperature near compressor |  |  |  |  | °F
*Measured Superheat (E minus D) |  |  |  |  | °F
*Measured Superheat must be within 5°F of the manufacturer specified Superheat.
Note: A copy of the documentation of the manufacturer's specified superheat for the installed equipment must be attached to this form.
Option 3: Weigh In (can be used for any system ONLY when outdoor ambient temperature is below OEM specification.):
Refrigerant Type:
(specify)
Capacity of Refrigerant Shipped With Outdoor Unit:
|  |  | lbs. |  | oz.
Does this capacity include an allowance for an evaporator?
Does this capacity include an allowance for a line set?
Allowed Line Set Length: |  |  | feet
(A) Suction Line Outside Diameter |  |  |  | inches | Net length* |  | feet | x | ounces/foot | = | ounces
(B) Liquid Line Outside Diameter |  |  |  | inches | Net length* |  | feet | x | ounces/foot | = | ounces
(C) Driers, Accumulator, and Evaporator Capacities (if not included above): | [10 empty] | ounces
*Net Length = Measured Length Minus (-) Allowed Length |  |  |  |  | Total charge weighed in (A) + (B) + (C) | [5 empty] | ounces
Note: Copy of table or graph supplied by manufacturer and used to estimate charge must be attached to this form.
Application Version: |  | 5.7.26_2.0 | [8 empty] | Effective: | 5.7.26
Group Box 3
Group Box 9
Yes
No
Group Box 38
Group Box 39
Yes
No
Group Box 42
Group Box 39
WEIGH IN
Group Box 56
Group Box 39
Group Box 9
Yes
No
Group Box 38
Group Box 39
Yes
No
Group Box 42
WEIGH IN
WEIGH IN
WEIGH IN
WEIGH IN

## AIRFLOW FORM 7 (hidden)
2026 Residential Efficiency Program
Post Installation/Airflow & Refrigerant Charge Form
Equipment Data
Unit Number: | 7 |  |  |  |  | Manufacturer
Ducts Tested: | …Select |  |  |  |  | Model No.
Ducts Sealed: | …Select
Airflow
Please fill out all of the below fields as applicable for the installation
1. Rated Cooling Capacity (tons): | [9 empty] | 2. Target Airflow Volume (CFM) PER TON:
Complete field 3a or 3b
3a. Static pressure drop in inches of water column W.C. measures across evaporator coil if new installed: | [7 empty] | OR |  | 3b. External static pressure for fan coil unit:
4. Total Static measured with: |  |  |  | …Select
5. CFM Air Flow Estimated from Total Static Measurement: | [6 empty] | …Select
If this field contains data, no data input is required for the True Flow CFM field below
6. True Flow CFM measured:
If this field contains data, no data input is required for field 3a/3b and field 5
Installations must have visible and accessible ports for airflow and temperature measurements. Ports must be sealed with contrasting color plugs. Please indicate
location of test ports:
Notes:
Convert Pascals to inches of WC by dividing pascals by 249.09
Copy of table or graph supplied by manufacturer and used to estimate airflow must be attached to this form.
Refrigerant Charge Method
Charging Method Used: |  |  | …Select
Option 1: SUBCOOLING Notes: Typical for most Thermal Expansion Valve systems when outdoor temperature is greater than OEM spec. (Typ. 60°F)
Inputs
Refrigerant Type R-410A
| Required Subcooling: |  |  |  | °F
| Outdoor Dry Bulb Temperature: |  |  |  | °F
Measurements
Liquid Line Pressure |  |  |  |  | psig
(F) Saturation temperature for measured pressure |  |  |  |  | °F
(G) Liquid Line temperature |  |  |  |  | °F
*Measured Subcooling (F minus G) |  |  |  |  | °F
*Measured Subcooling must be within 3°F of the manufacturer specified Subcooling.
Note: A copy of the documentation of the manufacturer's specified subcooling for the installed equipment must be attached to this form
Option 2: SUPERHEAT Note: Can only be used for fixed orifice systems (Non-TXV) when outdoor temperature is greater than OEM spec. (Type 55°)
Inputs
Refrigerant Type R-410A
| Manufacturer Specified Superheat |  |  |  | °F
(from manufacturer service guide or as per manufacturer's specification or cut sheet)
| Indoor Wet Bulb Temperature |  |  |  | °F
| Outdoor Dry Bulb Temperature |  |  |  | °F
Measurements
Vapor (suction) pressure |  |  |  |  | psig
(D) Saturation temperature for measured pressure |  |  |  |  | °F
(E) Vapor (suction) line temperature near compressor |  |  |  |  | °F
*Measured Superheat (E minus D) |  |  |  |  | °F
*Measured Superheat must be within 5°F of the manufacturer specified Superheat.
Note: A copy of the documentation of the manufacturer's specified superheat for the installed equipment must be attached to this form.
Option 3: Weigh In (can be used for any system ONLY when outdoor ambient temperature is below OEM specification.):
Refrigerant Type:
(specify)
Capacity of Refrigerant Shipped With Outdoor Unit:
|  |  | lbs. |  | oz.
Does this capacity include an allowance for an evaporator?
Does this capacity include an allowance for a line set?
Allowed Line Set Length: |  |  | feet
(A) Suction Line Outside Diameter |  |  |  | inches | Net length* |  | feet | x | ounces/foot | = | ounces
(B) Liquid Line Outside Diameter |  |  |  | inches | Net length* |  | feet | x | ounces/foot | = | ounces
(C) Driers, Accumulator, and Evaporator Capacities (if not included above): | [10 empty] | ounces
*Net Length = Measured Length Minus (-) Allowed Length |  |  |  |  | Total charge weighed in (A) + (B) + (C) | [5 empty] | ounces
Note: Copy of table or graph supplied by manufacturer and used to estimate charge must be attached to this form.
Application Version: |  | 5.7.26_2.0 | [8 empty] | Effective: | 5.7.26
Group Box 3
Group Box 9
Yes
No
Group Box 38
Group Box 39
Yes
No
Group Box 42
Group Box 39
WEIGH IN
Group Box 56
Group Box 39
Group Box 9
Yes
No
Group Box 38
Group Box 39
Yes
No
Group Box 42
WEIGH IN
WEIGH IN
WEIGH IN
WEIGH IN

## AIRFLOW FORM 8 (hidden)
2026 Residential Efficiency Program
Post Installation/Airflow & Refrigerant Charge Form
Equipment Data
Unit Number: | 8 |  |  |  |  | Manufacturer
Ducts Tested: | …Select |  |  |  |  | Model No.
Ducts Sealed: | …Select
Airflow
Please fill out all of the below fields as applicable for the installation
1. Rated Cooling Capacity (tons): | [9 empty] | 2. Target Airflow Volume (CFM) PER TON:
Complete field 3a or 3b
3a. Static pressure drop in inches of water column W.C. measures across evaporator coil if new installed: | [7 empty] | OR |  | 3b. External static pressure for fan coil unit:
4. Total Static measured with: |  |  |  | …Select
5. CFM Air Flow Estimated from Total Static Measurement: | [6 empty] | …Select
If this field contains data, no data input is required for the True Flow CFM field below
6. True Flow CFM measured:
If this field contains data, no data input is required for field 3a/3b and field 5
Installations must have visible and accessible ports for airflow and temperature measurements. Ports must be sealed with contrasting color plugs. Please indicate
location of test ports:
Notes:
Convert Pascals to inches of WC by dividing pascals by 249.09
Copy of table or graph supplied by manufacturer and used to estimate airflow must be attached to this form.
Refrigerant Charge Method
Charging Method Used: |  |  | …Select
Option 1: SUBCOOLING Notes: Typical for most Thermal Expansion Valve systems when outdoor temperature is greater than OEM spec. (Typ. 60°F)
Inputs
Refrigerant Type R-410A
| Required Subcooling: |  |  |  | °F
| Outdoor Dry Bulb Temperature: |  |  |  | °F
Measurements
Liquid Line Pressure |  |  |  |  | psig
(F) Saturation temperature for measured pressure |  |  |  |  | °F
(G) Liquid Line temperature |  |  |  |  | °F
*Measured Subcooling (F minus G) |  |  |  |  | °F
*Measured Subcooling must be within 3°F of the manufacturer specified Subcooling.
Note: A copy of the documentation of the manufacturer's specified subcooling for the installed equipment must be attached to this form
Option 2: SUPERHEAT Note: Can only be used for fixed orifice systems (Non-TXV) when outdoor temperature is greater than OEM spec. (Type 55°)
Inputs
Refrigerant Type R-410A
| Manufacturer Specified Superheat |  |  |  | °F
(from manufacturer service guide or as per manufacturer's specification or cut sheet)
| Indoor Wet Bulb Temperature |  |  |  | °F
| Outdoor Dry Bulb Temperature |  |  |  | °F
Measurements
Vapor (suction) pressure |  |  |  |  | psig
(D) Saturation temperature for measured pressure |  |  |  |  | °F
(E) Vapor (suction) line temperature near compressor |  |  |  |  | °F
*Measured Superheat (E minus D) |  |  |  |  | °F
*Measured Superheat must be within 5°F of the manufacturer specified Superheat.
Note: A copy of the documentation of the manufacturer's specified superheat for the installed equipment must be attached to this form.
Option 3: Weigh In (can be used for any system ONLY when outdoor ambient temperature is below OEM specification.):
Refrigerant Type:
(specify)
Capacity of Refrigerant Shipped With Outdoor Unit:
|  |  | lbs. |  | oz.
Does this capacity include an allowance for an evaporator?
Does this capacity include an allowance for a line set?
Allowed Line Set Length: |  |  | feet
(A) Suction Line Outside Diameter |  |  |  | inches | Net length* |  | feet | x | ounces/foot | = | ounces
(B) Liquid Line Outside Diameter |  |  |  | inches | Net length* |  | feet | x | ounces/foot | = | ounces
(C) Driers, Accumulator, and Evaporator Capacities (if not included above): | [10 empty] | ounces
*Net Length = Measured Length Minus (-) Allowed Length |  |  |  |  | Total charge weighed in (A) + (B) + (C) | [5 empty] | ounces
Note: Copy of table or graph supplied by manufacturer and used to estimate charge must be attached to this form.
Application Version: |  | 5.7.26_2.0 | [8 empty] | Effective: | 5.7.26
Group Box 3
Group Box 9
Yes
No
Group Box 38
Group Box 39
Yes
No
Group Box 42
Group Box 39
WEIGH IN
Group Box 56
Group Box 39
Group Box 9
Yes
No
Group Box 38
Group Box 39
Yes
No
Group Box 42
WEIGH IN
WEIGH IN
WEIGH IN
WEIGH IN

## AIRFLOW FORM 6.1 (hidden)
2026 Residential Efficiency Program
Post Installation/Airflow & Refrigerant Charge Form
Equipment Data
Unit Number: | [5 empty] | Manufacturer
Model No.
For Ducted Systems Only
| Ducts Tested? |  | Ducts Sealed?
Airflow
Please fill out all of the below fields as applicable for the installation
1. Rated Cooling Capacity (tons): | [9 empty] | 2. Target Airflow Volume (CFM) PER TON:
Complete field 3a or 3b
3a. Static pressure drop in inches of water column W.C. measures across evaporator coil if new installed: | [6 empty] | OR |  |  | 3b. External static pressure for fan coil unit:
4. Total Static measured with:
5. CFM Air Flow Estimated from Total Static Measurement:
If this field contains data, no data input is required for the True Flow CFM field below
6. True Flow CFM measured:
If this field contains data, no data input is required for field 3a/3b and field 5
Installations must have visible and accessible ports for airflow and temperature measurements. Ports must be sealed with contrasting color plugs. Please indicate
location of test ports:
Notes:
Convert Pascals to inches of WC by dividing pascals by 249.09
Copy of table or graph supplied by manufacturer and used to estimate airflow must be attached to this form.
Refrigerant Charge Method
Charging Method Used:
Option 1: SUBCOOLING Notes: Typical for most Thermal Expansion Valve systems when outdoor temperature is greater than OEM spec. (Typ. 60°F)
Inputs
Refrigerant Type
| Required Subcooling: |  |  |  | °F
| Outdoor Dry Bulb Temperature: |  |  |  | °F
Measurements
Liquid Line Pressure |  |  |  |  | psig
(F) Saturation temperature for measured pressure |  |  |  |  | °F
(G) Liquid Line temperature |  |  |  |  | °F
*Measured Subcooling (F minus G) |  |  |  |  | °F
*Measured Subcooling must be within 3°F of the manufacturer specified Subcooling.
Note: A copy of the documentation of the manufacturer's specified subcooling for the installed equipment must be attached to this form
Option 2: SUPERHEAT Note: Can only be used for fixed orifice systems (Non-TXV) when outdoor temperature is greater than OEM spec. (Type 55°)
Inputs
Refrigerant Type
| Manufacturer Specified Superheat |  |  |  | °F
(from manufacturer service guide or as per manufacturer's specification or cut sheet)
| Indoor Wet Bulb Temperature |  |  |  | °F
| Outdoor Dry Bulb Temperature |  |  |  | °F
Measurements
Vapor (suction) pressure |  |  |  |  | psig
(D) Saturation temperature for measured pressure |  |  |  |  | °F
(E) Vapor (suction) line temperature near compressor |  |  |  |  | °F
*Measured Superheat (E minus D) |  |  |  |  | °F
*Measured Superheat must be within 5°F of the manufacturer specified Superheat.
Note: A copy of the documentation of the manufacturer's specified superheat for the installed equipment must be attached to this form.
Option 3: Weigh In (can be used for any system ONLY when outdoor ambient temperature is below OEM specification.):
Refrigerant Type:
(specify)
Capacity of Refrigerant Shipped With Outdoor Unit:
|  |  | lbs. |  | oz.
Does this capacity include an allowance for an evaporator?
Does this capacity include an allowance for a line set?
Allowed Line Set Length: |  |  | feet
(A) Suction Line Outside Diameter |  |  |  | inches | Net length* |  | feet | x | ounces/foot | = | ounces
(B) Liquid Line Outside Diameter |  |  |  | inches | Net length* |  | feet | x | ounces/foot | = | ounces
(C) Driers, Accumulator, and Evaporator Capacities (if not included above): | [10 empty] | ounces
*Net Length = Measured Length Minus (-) Allowed Length |  |  |  |  | Total charge weighed in (A) + (B) + (C) | [5 empty] | ounces
Note: Copy of table or graph supplied by manufacturer and used to estimate charge must be attached to this form.
Application Version: |  | 5.7.26_2.0 | [8 empty] | Effective: | 5.7.26
Group Box 3
Existing Ductwork
Variable Speed
Group Box 9
Yes
No
Group Box 38
Group Box 39
Yes
No
Group Box 42
Group Box 39
WEIGH IN
SUPERHEAT
SUBCOOLING
Group Box 56
Group Box 39
No
Yes
No
Yes
Group Box 9
Yes
No
Group Box 38
Group Box 39
Yes
No
Group Box 42

## AIRFLOW FORM 7.1 (hidden)
2026 Residential Efficiency Program
Post Installation/Airflow & Refrigerant Charge Form
Equipment Data
Unit Number: | [5 empty] | Manufacturer
Model No.
For Ducted Systems Only
| Ducts Tested? |  | Ducts Sealed?
Airflow
Please fill out all of the below fields as applicable for the installation
1. Rated Cooling Capacity (tons): | [9 empty] | 2. Target Airflow Volume (CFM) PER TON:
Complete field 3a or 3b
3a. Static pressure drop in inches of water column W.C. measures across evaporator coil if new installed: | [7 empty] | OR |  | 3b. External static pressure for fan coil unit:
4. Total Static measured with:
5. CFM Air Flow Estimated from Total Static Measurement:
If this field contains data, no data input is required for the True Flow CFM field below
6. True Flow CFM measured:
If this field contains data, no data input is required for field 3a/3b and field 5
Installations must have visible and accessible ports for airflow and temperature measurements. Ports must be sealed with contrasting color plugs. Please indicate
location of test ports:
Notes:
Convert Pascals to inches of WC by dividing pascals by 249.09
Copy of table or graph supplied by manufacturer and used to estimate airflow must be attached to this form.
Refrigerant Charge Method
Charging Method Used:
Option 1: SUBCOOLING Notes: Typical for most Thermal Expansion Valve systems when outdoor temperature is greater than OEM spec. (Typ. 60°F)
Inputs
Refrigerant Type
| Required Subcooling: |  |  |  | °F
| Outdoor Dry Bulb Temperature: |  |  |  | °F
Measurements
Liquid Line Pressure |  |  |  |  | psig
(F) Saturation temperature for measured pressure |  |  |  |  | °F
(G) Liquid Line temperature |  |  |  |  | °F
*Measured Subcooling (F minus G) |  |  |  |  | °F
*Measured Subcooling must be within 3°F of the manufacturer specified Subcooling.
Note: A copy of the documentation of the manufacturer's specified subcooling for the installed equipment must be attached to this form
Option 2: SUPERHEAT Note: Can only be used for fixed orifice systems (Non-TXV) when outdoor temperature is greater than OEM spec. (Type 55°)
Inputs
Refrigerant Type
| Manufacturer Specified Superheat |  |  |  | °F
(from manufacturer service guide or as per manufacturer's specification or cut sheet)
| Indoor Wet Bulb Temperature |  |  |  | °F
| Outdoor Dry Bulb Temperature |  |  |  | °F
Measurements
Vapor (suction) pressure |  |  |  |  | psig
(D) Saturation temperature for measured pressure |  |  |  |  | °F
(E) Vapor (suction) line temperature near compressor |  |  |  |  | °F
*Measured Superheat (E minus D) |  |  |  |  | °F
*Measured Superheat must be within 5°F of the manufacturer specified Superheat.
Note: A copy of the documentation of the manufacturer's specified superheat for the installed equipment must be attached to this form.
Option 3: Weigh In (can be used for any system ONLY when outdoor ambient temperature is below OEM specification.):
Refrigerant Type:
(specify)
Capacity of Refrigerant Shipped With Outdoor Unit:
|  |  | lbs. |  | oz.
Does this capacity include an allowance for an evaporator?
Does this capacity include an allowance for a line set?
Allowed Line Set Length: |  |  | feet
(A) Suction Line Outside Diameter |  |  |  | inches | Net length* |  | feet | x | ounces/foot | = |  | ounces
(B) Liquid Line Outside Diameter |  |  |  | inches | Net length* |  | feet | x | ounces/foot | = |  | ounces
(C) Driers, Accumulator, and Evaporator Capacities (if not included above): | [11 empty] | ounces
*Net Length = Measured Length Minus (-) Allowed Length |  |  |  |  | Total charge weighed in (A) + (B) + (C) | [6 empty] | ounces
Note: Copy of table or graph supplied by manufacturer and used to estimate charge must be attached to this form.
Application Version: |  | 5.7.26_2.0 | [8 empty] | Effective: | 5.7.26
Group Box 3
Existing Ductwork
Variable Speed
Group Box 9
Yes
No
Group Box 38
Group Box 39
Yes
No
Group Box 42
Group Box 39
WEIGH IN
SUPERHEAT
SUBCOOLING
Group Box 56
Group Box 39
No
No
Yes
Yes
Group Box 9
Yes
No
Group Box 38
Group Box 39
Yes
No
Group Box 42

## AIRFLOW FORM 8.1 (hidden)
2026 Residential Efficiency Program
Post Installation/Airflow & Refrigerant Charge Form
Equipment Data
Unit Number: | [5 empty] | Manufacturer
Model No.
For Ducted Systems Only
| Ducts Tested? |  | Ducts Sealed?
Airflow
Please fill out all of the below fields as applicable for the installation
1. Rated Cooling Capacity (tons): | [9 empty] | 2. Target Airflow Volume (CFM) PER TON:
Complete field 3a or 3b
3a. Static pressure drop in inches of water column W.C. measures across evaporator coil if new installed: | [7 empty] | OR |  | 3b. External static pressure for fan coil unit:
4. Total Static measured with:
5. CFM Air Flow Estimated from Total Static Measurement:
If this field contains data, no data input is required for the True Flow CFM field below
6. True Flow CFM measured:
If this field contains data, no data input is required for field 3a/3b and field 5
Installations must have visible and accessible ports for airflow and temperature measurements. Ports must be sealed with contrasting color plugs. Please indicate
location of test ports:
Notes:
Convert Pascals to inches of WC by dividing pascals by 249.09
Copy of table or graph supplied by manufacturer and used to estimate airflow must be attached to this form.
Refrigerant Charge Method
Charging Method Used:
Option 1: SUBCOOLING Notes: Typical for most Thermal Expansion Valve systems when outdoor temperature is greater than OEM spec. (Typ. 60°F)
Inputs
Refrigerant Type
| Required Subcooling: |  |  |  | °F
| Outdoor Dry Bulb Temperature: |  |  |  | °F
Measurements
Liquid Line Pressure |  |  |  |  | psig
(F) Saturation temperature for measured pressure |  |  |  |  | °F
(G) Liquid Line temperature |  |  |  |  | °F
*Measured Subcooling (F minus G) |  |  |  |  | °F
*Measured Subcooling must be within 3°F of the manufacturer specified Subcooling.
Note: A copy of the documentation of the manufacturer's specified subcooling for the installed equipment must be attached to this form
Option 2: SUPERHEAT Note: Can only be used for fixed orifice systems (Non-TXV) when outdoor temperature is greater than OEM spec. (Type 55°)
Inputs
Refrigerant Type
| Manufacturer Specified Superheat |  |  |  | °F
(from manufacturer service guide or as per manufacturer's specification or cut sheet)
| Indoor Wet Bulb Temperature |  |  |  | °F
| Outdoor Dry Bulb Temperature |  |  |  | °F
Measurements
Vapor (suction) pressure |  |  |  |  | psig
(D) Saturation temperature for measured pressure |  |  |  |  | °F
(E) Vapor (suction) line temperature near compressor |  |  |  |  | °F
*Measured Superheat (E minus D) |  |  |  |  | °F
*Measured Superheat must be within 5°F of the manufacturer specified Superheat.
Note: A copy of the documentation of the manufacturer's specified superheat for the installed equipment must be attached to this form.
Option 3: Weigh In (can be used for any system ONLY when outdoor ambient temperature is below OEM specification.):
Refrigerant Type:
(specify)
Capacity of Refrigerant Shipped With Outdoor Unit:
|  |  | lbs. |  | oz.
Does this capacity include an allowance for an evaporator?
Does this capacity include an allowance for a line set?
Allowed Line Set Length: |  |  | feet
(A) Suction Line Outside Diameter |  |  |  | inches | Net length* |  | feet | x | ounces/foot | = | ounces
(B) Liquid Line Outside Diameter |  |  |  | inches | Net length* |  | feet | x | ounces/foot | = | ounces
(C) Driers, Accumulator, and Evaporator Capacities (if not included above): | [10 empty] | ounces
*Net Length = Measured Length Minus (-) Allowed Length |  |  |  |  | Total charge weighed in (A) + (B) + (C) | [5 empty] | ounces
Note: Copy of table or graph supplied by manufacturer and used to estimate charge must be attached to this form.
Application Version: |  | 5.7.26_2.0 | [8 empty] | Effective: | 5.7.26
Group Box 3
Existing Ductwork
Variable Speed
Group Box 9
Yes
No
Group Box 38
Group Box 39
Yes
No
Group Box 42
Group Box 39
WEIGH IN
SUPERHEAT
SUBCOOLING
Group Box 56
Group Box 39
No
Yes
No
Yes
Group Box 9
Yes
No
Group Box 38
Group Box 39
Yes
No
Group Box 42

## A2WHP Equipment Information
2026 Residential Efficiency Program Air to Water Heat Pump Worksheet, Version 2.0
Equipment Information Worksheet
Data must be entered in all grey fields. All white fields will auto populate.
Please be sure to complete all fields under the "Existing Heating and Cooling System" table, including the new "Existing Heating/Cooling Equipment Condition" fields, and if applicable the existing efficiency fields. For more information, please see the "Eligibility Table" tab.
All rebates are calculated using the Nameplate Heating Capacity
Equipment Summary
|  | Total Cooling Manual J: | 0 | Total Heating Manual J: | 0 | Total A2WHP Equipment Cost: |  | 0
|  | Total A2WHP Estimated Equipment Rebate: | 0 | Total A2WHP Actual Equipment Rebate: | 0 | Total Contractor Incentive: |  | 0
|  | Total Estimated A2WHP ∆kWh Savings: | 0 | Total Estimated A2WHP MMBTU Savings: | 0
Existing Heating and Cooling System
|  | Existing Heating Equipment: |  | Existing Cooling Equipment: |  | Existing SEER: |  | Existing AFUE: | Missing Equipment Info | Missing Equipment Info
|  | Existing Heating Equipment Condition: |  | Existing Cooling Equipment Condition: |  | Existing EER: |  | Existing COP:
*If the Existing Equipment Condition is "Early Retirement" then the Existing Efficiencies must be entered for the rebate to populate
AWHP Heating and Cooling System 1
|  | Total Installed Costs Per System*: |  |  |  | Equipment Rebate:
| 1 | Manufacturer: |  | Model Number: |  | Serial Number:
|  | System Type |  | Model Number 2: |  | Serial Number 2:
|  | Cooling Capacity (BTUh): |  | Heating Capacity (BTUh): |  |  | Design Leaving Water Temperature:
|  | EER2A95W45: |  | COPA5W110: |  |  | Control Type:
|  | Integrated Control Type: | FALSE | Unit Controlled From Integrated Controls Tab : | Unit 1
|  | Manual J Cooling Load (BTUh)*: *Sensible and Latent |  | Manual J Heating Load (BTUh): |  | Manual J (Pass/Fail):
*Installed costs per system should include equipment, labor, ancillary work required for the installation, fees, taxes, etc. Please exclude any costs that are not associated with the project. Per System costs should also exclude the rebate
AWHP Heating and Cooling System 2
|  | Total Installed Costs Per System*: |  |  |  | Equipment Rebate:
|  | Manufacturer: |  | Model Number: |  | Serial Number:
|  | System Type |  | Model Number 2: |  | Serial Number 2:
#REF!
|  | Cooling Capacity (BTUh): |  | Heating Capacity (BTUh): |  |  | Design Leaving Water Temperature:
|  | EER2A95W45: |  | COPA5W110: |  |  | Control Type:
|  | Integrated Control Type: |  | Unit Controlled From Integrated Controls Tab :
|  | Manual J Cooling Load (BTUh)*: *Sensible and Latent |  | Manual J Heating Load (BTUh): |  | Manual J (Pass/Fail):
*Installed costs per system should include equipment, labor, ancillary work required for the installation, fees, taxes, etc. Please exclude any costs that are not associated with the project. Per System costs should also exclude the rebate
AWHP Heating and Cooling System 3
|  | Total Installed Costs Per System*: |  |  |  | Equipment Rebate:
|  | Manufacturer: |  | Model Number: |  | Serial Number:
|  | System Type |  | Model Number 2: |  | Serial Number 2:
|  | Cooling Capacity (BTUh): |  | Heating Capacity (BTUh): |  |  | Design Leaving Water Temperature:
#REF!
|  | EER2A95W45: |  | COPA5W110: |  |  | Control Type
|  | Integrated Control Type: |  | Unit Controlled From Integrated Controls Tab :
|  | Manual J Cooling Load (BTUh)*: *Sensible and Latent |  | Manual J Heating Load (BTUh): |  | Manual J (Pass/Fail):
*Installed costs per system should include equipment, labor, ancillary work required for the installation, fees, taxes, etc. Please exclude any costs that are not associated with the project. Per System costs should also exclude the rebate
AWHP Heating and Cooling System 4
|  | Total Installed Costs Per System*: |  |  |  | Equipment Rebate:
|  | Manufacturer: |  | Model Number: |  | Serial Number:
|  | System Type |  | Model Number 2: |  | Serial Number 2:
|  | Cooling Capacity (BTUh): |  | Heating Capacity (BTUh): |  |  | Design Leaving Water Temperature:
|  | EER2A95W45: |  | COPA5W110: |  |  | Control Type
#REF!
|  | Integrated Control Type: |  | Unit Controlled From Integrated Controls Tab :
|  | Manual J Cooling Load (BTUh)*: *Sensible and Latent |  | Manual J Heating Load (BTUh): |  | Manual J (Pass/Fail):
*Installed costs per system should include equipment, labor, ancillary work required for the installation, fees, taxes, etc. Please exclude any costs that are not associated with the project. Per System costs should also exclude the rebate
AWHP Heating and Cooling System 5
|  | Total Installed Costs Per System*: |  |  |  | Equipment Rebate:
|  | Manufacturer: |  | Model Number: |  | Serial Number:
|  | System Type |  | Model Number 2: |  | Serial Number 2:
|  | Cooling Capacity (BTUh): |  | Heating Capacity (BTUh): |  |  | Design Leaving Water Temperature:
|  | EER2A95W45: |  | COPA5W110: |  |  | Control Type
|  | Integrated Control Type: |  | Unit Controlled From Integrated Controls Tab : |  |  |  |  | #REF!
|  | Manual J Cooling Load (BTUh)*: *Sensible and Latent |  | Manual J Heating Load (BTUh): |  | Manual J (Pass/Fail):
*Installed costs per system should include equipment, labor, ancillary work required for the installation, fees, taxes, etc. Please exclude any costs that are not associated with the project. Per System costs should also exclude the rebate

## ASHP Equipment Info Admin
2026 Residential Efficiency Program
Air Source Heat Pump Worksheet, Version 2.0
| Heating and Cooling System 1 |  |  |  | #REF!
1 | New Equipment Type:
AHRI Reference Number:
| AHRI Cooling Capacity (BTUh): |  | NEEP Heating Capacity (BTUh)*: *@17⁰F Maximum | AHRI Heating Capacity (BTUh)*: *@17⁰F Rated
Rating Method:
| SEER: |  | EER: | HSPF:
| Condenser Manufacturer: |  | Condenser Model Number:
| Coil/Air Handler Manufacturer: |  | Coil/Air Handler Model Number:
| Heating and Cooling System 2 |  |  |  | #REF!
New Equipment Type:
AHRI Reference Number:
| AHRI Cooling Capacity (BTUh): |  | NEEP Heating Capacity (BTUh)*: *@17⁰F Maximum | AHRI Heating Capacity (BTUh)*: *@17⁰F Rated
Rating Method:
| SEER: |  | EER: | HSPF:
| Condenser Manufacturer: |  | Condenser Model Number:
| Coil/Air Handler Manufacturer: |  | Coil/Air Handler Model Number:
| Heating and Cooling System 3 |  |  |  | #REF!
New Equipment Type:
AHRI Reference Number:
| AHRI Cooling Capacity (BTUh): |  | NEEP Heating Capacity (BTUh)*: *@17⁰F Maximum | AHRI Heating Capacity (BTUh)*: *@17⁰F Rated
Rating Method:
| SEER: |  | EER: | HSPF:
| Condenser Manufacturer: |  | Condenser Model Number:
| Coil/Air Handler Manufacturer: |  | Coil/Air Handler Model Number:
| Heating and Cooling System 4 |  |  |  | #REF!
New Equipment Type:
AHRI Reference Number:
| AHRI Cooling Capacity (BTUh): |  | NEEP Heating Capacity (BTUh)*: *@17⁰F Maximum | AHRI Heating Capacity (BTUh)*: *@17⁰F Rated
Rating Method:
| SEER: |  | EER: | HSPF:
| Condenser Manufacturer: |  | Condenser Model Number:
| Coil/Air Handler Manufacturer: |  | Coil/Air Handler Model Number:
| Heating and Cooling System 5 |  |  |  | #REF!
New Equipment Type:
AHRI Reference Number:
| AHRI Cooling Capacity (BTUh): |  | NEEP Heating Capacity (BTUh)*: *@17⁰F Maximum | AHRI Heating Capacity (BTUh)*: *@17⁰F Rated
Rating Method:
| SEER: |  | EER: | HSPF:
| Condenser Manufacturer: |  | Condenser Model Number:
| Coil/Air Handler Manufacturer: |  | Coil/Air Handler Model Number:
| Heating and Cooling System 6 |  |  |  | #REF!
New Equipment Type:
AHRI Reference Number:
| AHRI Cooling Capacity (BTUh): |  | NEEP Heating Capacity (BTUh)*: *@17⁰F Maximum | AHRI Heating Capacity (BTUh)*: *@17⁰F Rated
Rating Method:
| SEER: |  | EER: | HSPF:
| Condenser Manufacturer: |  | Condenser Model Number:
| Coil/Air Handler Manufacturer: |  | Coil/Air Handler Model Number:
| Heating and Cooling System 7 |  |  |  | #REF!
New Equipment Type:
AHRI Reference Number:
| AHRI Cooling Capacity (BTUh): |  | NEEP Heating Capacity (BTUh)*: *@17⁰F Maximum | AHRI Heating Capacity (BTUh)*: *@17⁰F Rated
Rating Method:
| SEER: |  | EER: | HSPF:
| Condenser Manufacturer: |  | Condenser Model Number:
| Coil/Air Handler Manufacturer: |  | Coil/Air Handler Model Number:
| Heating and Cooling System 8 |  |  |  | #REF!
New Equipment Type:
AHRI Reference Number:
| AHRI Cooling Capacity (BTUh): |  | NEEP Heating Capacity (BTUh)*: *@17⁰F Maximum | AHRI Heating Capacity (BTUh)*: *@17⁰F Rated
Rating Method:
| SEER: |  | EER: | HSPF:
| Condenser Manufacturer: |  | Condenser Model Number:
| Coil/Air Handler Manufacturer: |  | Coil/Air Handler Model Number:
| HPWH |  | HPWH
| Energy Star ID | 0
New Equipment Type:
Manufacturer:
Model Number:
Proposed Efficiency (UEF):

## AIRFLOW FORM 9 (hidden)
2026 Residential Efficiency Program
Post Installation/Airflow & Refrigerant Charge Form
Equipment Data
Unit Number: | [5 empty] | Manufacturer
Model No.
For Ducted Systems Only
| Ducts Tested? |  | Ducts Sealed?
Airflow
Please fill out all of the below fields as applicable for the installation
1. Rated Cooling Capacity (tons): | [9 empty] | 2. Target Airflow Volume (CFM) PER TON:
Complete field 3a or 3b
3a. Static pressure drop in inches of water column W.C. measures across evaporator coil if new installed: | [7 empty] | OR |  | 3b. External static pressure for fan coil unit:
4. Total Static measured with:
5. CFM Air Flow Estimated from Total Static Measurement:
If this field contains data, no data input is required for the True Flow CFM field below
6. True Flow CFM measured:
If this field contains data, no data input is required for field 3a/3b and field 5
Installations must have visible and accessible ports for airflow and temperature measurements. Ports must be sealed with contrasting color plugs. Please indicate
location of test ports:
Notes:
Convert Pascals to inches of WC by dividing pascals by 249.09
Copy of table or graph supplied by manufacturer and used to estimate airflow must be attached to this form.
Refrigerant Charge Method
Charging Method Used:
Option 1: SUBCOOLING Notes: Typical for most Thermal Expansion Valve systems when outdoor temperature is greater than OEM spec. (Typ. 60°F)
Inputs
Refrigerant Type
| Required Subcooling: |  |  |  | °F
| Outdoor Dry Bulb Temperature: |  |  |  | °F
Measurements
Liquid Line Pressure |  |  |  |  | psig
(F) Saturation temperature for measured pressure |  |  |  |  | °F
(G) Liquid Line temperature |  |  |  |  | °F
*Measured Subcooling (F minus G) |  |  |  |  | °F
*Measured Subcooling must be within 3°F of the manufacturer specified Subcooling.
Note: A copy of the documentation of the manufacturer's specified subcooling for the installed equipment must be attached to this form
Option 2: SUPERHEAT Note: Can only be used for fixed orifice systems (Non-TXV) when outdoor temperature is greater than OEM spec. (Type 55°)
Inputs
Refrigerant Type
| Manufacturer Specified Superheat |  |  |  | °F
(from manufacturer service guide or as per manufacturer's specification or cut sheet)
| Indoor Wet Bulb Temperature |  |  |  | °F
| Outdoor Dry Bulb Temperature |  |  |  | °F
Measurements
Vapor (suction) pressure |  |  |  |  | psig
(D) Saturation temperature for measured pressure |  |  |  |  | °F
(E) Vapor (suction) line temperature near compressor |  |  |  |  | °F
*Measured Superheat (E minus D) |  |  |  |  | °F
*Measured Superheat must be within 5°F of the manufacturer specified Superheat.
Note: A copy of the documentation of the manufacturer's specified superheat for the installed equipment must be attached to this form.
Option 3: Weigh In (can be used for any system ONLY when outdoor ambient temperature is below OEM specification.):
Refrigerant Type:
(specify)
Capacity of Refrigerant Shipped With Outdoor Unit:
|  |  | lbs. |  | oz.
Does this capacity include an allowance for an evaporator?
Does this capacity include an allowance for a line set?
Allowed Line Set Length: |  |  | feet
(A) Suction Line Outside Diameter |  |  |  | inches | Net length* |  | feet | x | ounces/foot | = | ounces
(B) Liquid Line Outside Diameter |  |  |  | inches | Net length* |  | feet | x | ounces/foot | = | ounces
(C) Driers, Accumulator, and Evaporator Capacities (if not included above): | [10 empty] | ounces
*Net Length = Measured Length Minus (-) Allowed Length |  |  |  |  | Total charge weighed in (A) + (B) + (C) | [5 empty] | ounces
Note: Copy of table or graph supplied by manufacturer and used to estimate charge must be attached to this form.
Application Version: |  | 5.7.26_2.0 | [8 empty] | Effective: | 5.7.26
Group Box 3
Existing Ductwork
Variable Speed
Group Box 9
Yes
No
Group Box 38
Group Box 39
Yes
No
Group Box 42
Group Box 39
WEIGH IN
SUPERHEAT
SUBCOOLING
Group Box 56
Group Box 39
No
Yes
No
Yes
Group Box 9
Yes
No
Group Box 38
Group Box 39
Yes
No
Group Box 42

## AIRFLOW FORM 10 (hidden)
2026 Residential Efficiency Program
Post Installation/Airflow & Refrigerant Charge Form
Equipment Data
Unit Number: | [5 empty] | Manufacturer
Model No.
For Ducted Systems Only
| Ducts Tested? |  | Ducts Sealed?
Airflow
Please fill out all of the below fields as applicable for the installation
1. Rated Cooling Capacity (tons): | [9 empty] | 2. Target Airflow Volume (CFM) PER TON:
Complete field 3a or 3b
3a. Static pressure drop in inches of water column W.C. measures across evaporator coil if new installed: | [7 empty] | OR |  | 3b. External static pressure for fan coil unit:
4. Total Static measured with:
5. CFM Air Flow Estimated from Total Static Measurement:
If this field contains data, no data input is required for the True Flow CFM field below
6. True Flow CFM measured:
If this field contains data, no data input is required for field 3a/3b and field 5
Installations must have visible and accessible ports for airflow and temperature measurements. Ports must be sealed with contrasting color plugs. Please indicate
location of test ports:
Notes:
Convert Pascals to inches of WC by dividing pascals by 249.09
Copy of table or graph supplied by manufacturer and used to estimate airflow must be attached to this form.
Refrigerant Charge Method
Charging Method Used:
Option 1: SUBCOOLING Notes: Typical for most Thermal Expansion Valve systems when outdoor temperature is greater than OEM spec. (Typ. 60°F)
Inputs
Refrigerant Type
| Required Subcooling: |  |  |  | °F
| Outdoor Dry Bulb Temperature: |  |  |  | °F
Measurements
Liquid Line Pressure |  |  |  |  | psig
(F) Saturation temperature for measured pressure |  |  |  |  | °F
(G) Liquid Line temperature |  |  |  |  | °F
*Measured Subcooling (F minus G) |  |  |  |  | °F
*Measured Subcooling must be within 3°F of the manufacturer specified Subcooling.
Note: A copy of the documentation of the manufacturer's specified subcooling for the installed equipment must be attached to this form
Option 2: SUPERHEAT Note: Can only be used for fixed orifice systems (Non-TXV) when outdoor temperature is greater than OEM spec. (Type 55°)
Inputs
Refrigerant Type
| Manufacturer Specified Superheat |  |  |  | °F
(from manufacturer service guide or as per manufacturer's specification or cut sheet)
| Indoor Wet Bulb Temperature |  |  |  | °F
| Outdoor Dry Bulb Temperature |  |  |  | °F
Measurements
Vapor (suction) pressure |  |  |  |  | psig
(D) Saturation temperature for measured pressure |  |  |  |  | °F
(E) Vapor (suction) line temperature near compressor |  |  |  |  | °F
*Measured Superheat (E minus D) |  |  |  |  | °F
*Measured Superheat must be within 5°F of the manufacturer specified Superheat.
Note: A copy of the documentation of the manufacturer's specified superheat for the installed equipment must be attached to this form.
Option 3: Weigh In (can be used for any system ONLY when outdoor ambient temperature is below OEM specification.):
Refrigerant Type:
(specify)
Capacity of Refrigerant Shipped With Outdoor Unit:
|  |  | lbs. |  | oz.
Does this capacity include an allowance for an evaporator?
Does this capacity include an allowance for a line set?
Allowed Line Set Length: |  |  | feet
(A) Suction Line Outside Diameter |  |  |  | inches | Net length* |  | feet | x | ounces/foot | = | ounces
(B) Liquid Line Outside Diameter |  |  |  | inches | Net length* |  | feet | x | ounces/foot | = | ounces
(C) Driers, Accumulator, and Evaporator Capacities (if not included above): | [10 empty] | ounces
*Net Length = Measured Length Minus (-) Allowed Length |  |  |  |  | Total charge weighed in (A) + (B) + (C) | [5 empty] | ounces
Note: Copy of table or graph supplied by manufacturer and used to estimate charge must be attached to this form.
Application Version: |  | 5.7.26_2.0 | [8 empty] | Effective: | 5.7.26
Group Box 3
Existing Ductwork
Variable Speed
Group Box 9
Yes
No
Group Box 38
Group Box 39
Yes
No
Group Box 42
Group Box 39
WEIGH IN
SUPERHEAT
SUBCOOLING
Group Box 56
Group Box 39
No
No
Yes
No
Yes
Group Box 9
Yes
No
Group Box 38
Group Box 39
Yes
No
Group Box 42

## Project Completion Form DNU (hidden)
2026 Residential Efficiency Program
Project Completion Form
Use this form to self certify project completion. All customer and installation fields must be completed. Ensure customer name and signature match the account holder of record as found on the PSEG Long Island bill.
Customer Information
Account No: |  |  |  |  | Home Phone:
Customer Name: |  |  |  | Cell Phone:
Installation Address:
Mailing Address: (if different than above)
Loan Project ID Number: (if applicable)
Airflow
Installation Information
Installation Completion Date : | [5 empty] | Project Cost ( as reflected on invoice ) :
Customer Payment:
I would like customer rebate: (check one)
(must complete a Rebate Assignment Form / This option may not be offered by all Contractors)
Customer Verification Statement:
I, the Customer, certify that the equipment listed on the rebate application has been purchased and installed at the address indicated on the application. I understand that PSEG Long Island reserves the right to verify any equipment purchases or installations which may include a site visit. I further understand that PSEG Long Island may adjust the incentive amount before issuing the rebate based upon the verification and documentation provided by me or my Contractors responsible for the installation of the equipment.
Disclaimer: Terms and conditions are subject to change without notice, including early termination of this promotion. No additional fees apply. The rebate will be issued in the form of a check unless otherwise indicated. PSEG Long Island administers the rebate program on behalf of the Long Island Power Authority, the rebate program sponsor. Please visit www.psegliny.com/efficiency for more details.
DO NOT SIGN THIS DOCUMENT UNTIL THE WORK IS 100% COMPLETE
Customer Name*: (Print)
*Must be the Account Holder of Record
Customer Signature: | [5 empty] | Date:
Contractor Verification Statement:
I, the Contractor, certify that the equipment listed on the rebate application has been purchased and installed at the address indicated on the application. I understand that PSEG Long Island reserves the right to verify any equipment purchases or installations which may include a site visit. I further understand that PSEG Long Island may adjust the incentive amount before issuing the rebate based upon the verification and documentation provided by me or my technicians responsible for the installation of the equipment.
Contractor Name: (Print)
Contractor Signature: | [5 empty] | Date:
Please send all required documents to |  |  | HomeComfortLI@pseg.com
| Application Version: | 2.0 |  |  |  | Effective: | 5.7.26
Airflow and Charge testing is not applicable due to installation type
Airflow complete. See attached.
Check mailed to my Home Address or Mailing Address
Assign to my installation Contractor
Credited to my PSEG Long Island electric account