215853325 | 04/28/2022 | Live | Johnson Controls Inc. (York International Norman) | JOHNSON CONTROLS | Singlezone Ducted, Centrally Ducted | 215853325 |  | HRCU-A-CB | HH836E2S11 |  | CTM36C5CDS1+JMET12CS2N1 |  |  |  | 11.7 | 19 | 9 | TRUE | TRUE |  | 34000 | 27800 | 2.54 | 27800 | 2.54
215853431 | 04/28/2022 | Live | Johnson Controls Inc. (York International Norman) | CHAMPION HEATING AND COOLING | Singlezone Ducted, Centrally Ducted | 215853431 |  | HRCU-A-CB | HH836E2S11 |  | CTM36C5CDS1+JMET12CS2N1 |  |  |  | 11.7 | 19 | 9 | TRUE | TRUE |  | 34000 | 27800 | 2.54 | 27800 | 2.54
215853409 | 04/28/2022 | Live | Johnson Controls Inc. (York International Norman) | FRASER-JOHNSTON | Singlezone Ducted, Centrally Ducted | 215853409 |  | HRCU-A-CB | HH836E2S11 |  | CTM36C5CDS1+JMET12CS2N1 |  |  |  | 11.7 | 19 | 9 | TRUE | TRUE |  | 34000 | 27800 | 2.54 | 27800 | 2.54
215853375 | 04/28/2022 | Live | Johnson Controls Inc. (York International Norman) | LUXAIRE | Singlezone Ducted, Centrally Ducted | 215853375 |  | HRCU-A-CB | HH836E2S11 |  | CTM36C5CDS1+JMET12CS2N1 |  |  |  | 11.7 | 19 | 9 | TRUE | TRUE |  | 34000 | 27800 | 2.54 | 27800 | 2.54
215853353 | 04/28/2022 | Live | Johnson Controls Inc. (York International Norman) | COLEMAN | Singlezone Ducted, Centrally Ducted | 215853353 |  | HRCU-A-CB | HH836E2S11 |  | CTM36C5CDS1+JMET12CS2N1 |  |  |  | 11.7 | 19 | 9 | TRUE | TRUE |  | 34000 | 27800 | 2.54 | 27800 | 2.54
215853279 | 04/28/2022 | Live | Johnson Controls Inc. (York International Norman) | YORK | Singlezone Ducted, Centrally Ducted | 215853279 |  | HRCU-A-CB | HH836E2S11 |  | CTM36C5CDS1+JMET12CS2N1 |  |  |  | 11.7 | 19 | 9 | TRUE | TRUE |  | 34000 | 27800 | 2.54 | 27800 | 2.54
215853324 | 04/28/2022 | Live | Johnson Controls Inc. (York International Norman) | JOHNSON CONTROLS | Singlezone Ducted, Centrally Ducted | 215853324 |  | HRCU-A-CB | HH836E2S11 |  | CTM36C5CDS1+JMC16C2SN1 |  |  |  | 11.7 | 19 | 9 | TRUE | TRUE |  | 34400 | 28200 | 2.6 | 28200 | 2.6
215853436 | 04/28/2022 | Live | Johnson Controls Inc. (York International Norman) | CHAMPION HEATING AND COOLING | Singlezone Ducted, Centrally Ducted | 215853436 |  | HRCU-A-CB | HH836E2S11 |  | CTM36C5CDS1+JMC16C2SN1 |  |  |  | 11.7 | 19 | 9 | TRUE | TRUE |  | 34400 | 28200 | 2.6 | 28200 | 2.6
215853408 | 04/28/2022 | Live | Johnson Controls Inc. (York International Norman) | FRASER-JOHNSTON | Singlezone Ducted, Centrally Ducted | 215853408 |  | HRCU-A-CB | HH836E2S11 |  | CTM36C5CDS1+JMC16C2SN1 |  |  |  | 11.7 | 19 | 9 | TRUE | TRUE |  | 34400 | 28200 | 2.6 | 28200 | 2.6
215853380 | 04/28/2022 | Live | Johnson Controls Inc. (York International Norman) | LUXAIRE | Singlezone Ducted, Centrally Ducted | 215853380 |  | HRCU-A-CB | HH836E2S11 |  | CTM36C5CDS1+JMC16C2SN1 |  |  |  | 11.7 | 19 | 9 | TRUE | TRUE |  | 34400 | 28200 | 2.6 | 28200 | 2.6
215853352 | 04/28/2022 | Live | Johnson Controls Inc. (York International Norman) | COLEMAN | Singlezone Ducted, Centrally Ducted | 215853352 |  | HRCU-A-CB | HH836E2S11 |  | CTM36C5CDS1+JMC16C2SN1 |  |  |  | 11.7 | 19 | 9 | TRUE | TRUE |  | 34400 | 28200 | 2.6 | 28200 | 2.6
215853277 | 04/28/2022 | Live | Johnson Controls Inc. (York International Norman) | YORK | Singlezone Ducted, Centrally Ducted | 215853277 |  | HRCU-A-CB | HH836E2S11 |  | CTM36C5CDS1+JMC16C2SN1 |  |  |  | 11.7 | 19 | 9 | TRUE | TRUE |  | 34400 | 28200 | 2.6 | 28200 | 2.6
215853319 | 04/28/2022 | Live | Johnson Controls Inc. (York International Norman) | JOHNSON CONTROLS | Singlezone Ducted, Centrally Ducted | 215853319 |  | HRCU-A-CB | HH836E2S11 |  | CTU48C5XFS1+JMC16C2SN1+TXV |  |  |  | 11.7 | 19 | 9 | TRUE | TRUE |  | 34400 | 25800 | 2.48 | 25800 | 2.48
215853437 | 04/28/2022 | Live | Johnson Controls Inc. (York International Norman) | CHAMPION HEATING AND COOLING | Singlezone Ducted, Centrally Ducted | 215853437 |  | HRCU-A-CB | HH836E2S11 |  | CTU48C5XFS1+JMC16C2SN1+TXV |  |  |  | 11.7 | 19 | 9 | TRUE | TRUE |  | 34400 | 25800 | 2.48 | 25800 | 2.48
215853403 | 04/28/2022 | Live | Johnson Controls Inc. (York International Norman) | FRASER-JOHNSTON | Singlezone Ducted, Centrally Ducted | 215853403 |  | HRCU-A-CB | HH836E2S11 |  | CTU48C5XFS1+JMC16C2SN1+TXV |  |  |  | 11.7 | 19 | 9 | TRUE | TRUE |  | 34400 | 25800 | 2.48 | 25800 | 2.48
215853381 | 04/28/2022 | Live | Johnson Controls Inc. (York International Norman) | LUXAIRE | Singlezone Ducted, Centrally Ducted | 215853381 |  | HRCU-A-CB | HH836E2S11 |  | CTU48C5XFS1+JMC16C2SN1+TXV |  |  |  | 11.7 | 19 | 9 | TRUE | TRUE |  | 34400 | 25800 | 2.48 | 25800 | 2.48
215853347 | 04/28/2022 | Live | Johnson Controls Inc. (York International Norman) | COLEMAN | Singlezone Ducted, Centrally Ducted | 215853347 |  | HRCU-A-CB | HH836E2S11 |  | CTU48C5XFS1+JMC16C2SN1+TXV |  |  |  | 11.7 | 19 | 9 | TRUE | TRUE |  | 34400 | 25800 | 2.48 | 25800 | 2.48
215853275 | 04/28/2022 | Live | Johnson Controls Inc. (York International Norman) | YORK | Singlezone Ducted, Centrally Ducted | 215853275 |  | HRCU-A-CB | HH836E2S11 |  | CTU48C5XFS1+JMC16C2SN1+TXV |  |  |  | 11.7 | 19 | 9 | TRUE | TRUE |  | 34400 | 25800 | 2.48 | 25800 | 2.48
214398210 | 04/28/2022 | Live | Johnson Controls Inc. (York International Norman) | JOHNSON CONTROLS | Singlezone Ducted, Centrally Ducted | 214398210 |  | HRCU-A-CB | HH836E2S11 |  | CTF48C5CFS1+JMC16C2SN1 |  |  |  | 11.7 | 19 | 9 | TRUE | TRUE |  | 34400 | 25800 | 2.48 | 25800 | 2.48
214398209 | 04/28/2022 | Live | Johnson Controls Inc. (York International Norman) | CHAMPION HEATING AND COOLING | Singlezone Ducted, Centrally Ducted | 214398209 |  | HRCU-A-CB | HH836E2S11 |  | CTF48C5CFS1+JMC16C2SN1 |  |  |  | 11.7 | 19 | 9 | TRUE | TRUE |  | 34400 | 25800 | 2.48 | 25800 | 2.48
214398208 | 04/28/2022 | Live | Johnson Controls Inc. (York International Norman) | FRASER-JOHNSTON | Singlezone Ducted, Centrally Ducted | 214398208 |  | HRCU-A-CB | HH836E2S11 |  | CTF48C5CFS1+JMC16C2SN1 |  |  |  | 11.7 | 19 | 9 | TRUE | TRUE |  | 34400 | 25800 | 2.48 | 25800 | 2.48
214398207 | 04/28/2022 | Live | Johnson Controls Inc. (York International Norman) | LUXAIRE | Singlezone Ducted, Centrally Ducted | 214398207 |  | HRCU-A-CB | HH836E2S11 |  | CTF48C5CFS1+JMC16C2SN1 |  |  |  | 11.7 | 19 | 9 | TRUE | TRUE |  | 34400 | 25800 | 2.48 | 25800 | 2.48
214398206 | 04/28/2022 | Live | Johnson Controls Inc. (York International Norman) | COLEMAN | Singlezone Ducted, Centrally Ducted | 214398206 |  | HRCU-A-CB | HH836E2S11 |  | CTF48C5CFS1+JMC16C2SN1 |  |  |  | 11.7 | 19 | 9 | TRUE | TRUE |  | 34400 | 25800 | 2.48 | 25800 | 2.48
214395832 | 04/28/2022 | Live | Johnson Controls Inc. (York International Norman) | YORK | Singlezone Ducted, Centrally Ducted | 214395832 |  | HRCU-A-CB | HH836E2S11 |  | CTF48C5CFS1+JMC16C2SN1 |  |  |  | 11.7 | 19 | 9 | TRUE | TRUE |  | 34400 | 25800 | 2.48 | 25800 | 2.48
216591730 | 04/28/2022 | Live | Johnson Controls Inc. (York International Norman) | KENMORE | Singlezone Ducted, Centrally Ducted | 216591730 |  | HRCU-A-CB | HH836E2S11 |  | JHC42C5CF2SS1 |  |  |  | 11.7 | 19 | 9 | FALSE | FALSE |  | 34400 | 25800 | 2.48 | 25800 | 2.48
214397322 | 04/28/2022 | Live | Johnson Controls Inc. (York International Norman) | JOHNSON CONTROLS | Singlezone Ducted, Centrally Ducted | 214397322 |  | HRCU-A-CB | HH836E2S11 |  | JHC42C5CF2SS1 |  |  |  | 11.7 | 19 | 9 | TRUE | TRUE |  | 34400 | 25800 | 2.48 | 25800 | 2.48
214397321 | 04/28/2022 | Live | Johnson Controls Inc. (York International Norman) | CHAMPION HEATING AND COOLING | Singlezone Ducted, Centrally Ducted | 214397321 |  | HRCU-A-CB | HH836E2S11 |  | JHC42C5CF2SS1 |  |  |  | 11.7 | 19 | 9 | TRUE | TRUE |  | 34400 | 25800 | 2.48 | 25800 | 2.48
214397320 | 04/28/2022 | Live | Johnson Controls Inc. (York International Norman) | FRASER-JOHNSTON | Singlezone Ducted, Centrally Ducted | 214397320 |  | HRCU-A-CB | HH836E2S11 |  | JHC42C5CF2SS1 |  |  |  | 11.7 | 19 | 9 | TRUE | TRUE |  | 34400 | 25800 | 2.48 | 25800 | 2.48
214397319 | 04/28/2022 | Live | Johnson Controls Inc. (York International Norman) | LUXAIRE | Singlezone Ducted, Centrally Ducted | 214397319 |  | HRCU-A-CB | HH836E2S11 |  | JHC42C5CF2SS1 |  |  |  | 11.7 | 19 | 9 | TRUE | TRUE |  | 34400 | 25800 | 2.48 | 25800 | 2.48
214397318 | 04/28/2022 | Live | Johnson Controls Inc. (York International Norman) | COLEMAN | Singlezone Ducted, Centrally Ducted | 214397318 |  | HRCU-A-CB | HH836E2S11 |  | JHC42C5CF2SS1 |  |  |  | 11.7 | 19 | 9 | TRUE | TRUE |  | 34400 | 25800 | 2.48 | 25800 | 2.48
214395615 | 04/28/2022 | Live | Johnson Controls Inc. (York International Norman) | YORK | Singlezone Ducted, Centrally Ducted | 214395615 |  | HRCU-A-CB | HH836E2S11 |  | JHC42C5CF2SS1 |  |  |  | 11.7 | 19 | 9 | TRUE | TRUE |  | 34400 | 25800 | 2.48 | 25800 | 2.48
214606512 | 04/28/2022 | Live | Johnson Controls Inc. (York International Norman) | JOHNSON CONTROLS | Singlezone Ducted, Centrally Ducted | 214606512 |  | HRCU-A-C | HH836E2S11 |  | CTF48C5CFS1 |  |  |  | 10 | 15.2 | 8.5 | FALSE | FALSE |  | 31600 | 26000 | 2.28 | 26000 | 2.28
214606492 | 04/28/2022 | Live | Johnson Controls Inc. (York International Norman) | CHAMPION HEATING AND COOLING | Singlezone Ducted, Centrally Ducted | 214606492 |  | HRCU-A-C | HH836E2S11 |  | CTF48C5CFS1 |  |  |  | 10 | 15.2 | 8.5 | FALSE | FALSE |  | 31600 | 26000 | 2.28 | 26000 | 2.28
214606496 | 04/28/2022 | Live | Johnson Controls Inc. (York International Norman) | FRASER-JOHNSTON | Singlezone Ducted, Centrally Ducted | 214606496 |  | HRCU-A-C | HH836E2S11 |  | CTF48C5CFS1 |  |  |  | 10 | 15.2 | 8.5 | FALSE | FALSE |  | 31600 | 26000 | 2.28 | 26000 | 2.28
214606500 | 04/28/2022 | Live | Johnson Controls Inc. (York International Norman) | LUXAIRE | Singlezone Ducted, Centrally Ducted | 214606500 |  | HRCU-A-C | HH836E2S11 |  | CTF48C5CFS1 |  |  |  | 10 | 15.2 | 8.5 | FALSE | FALSE |  | 31600 | 26000 | 2.28 | 26000 | 2.28
214606505 | 04/28/2022 | Live | Johnson Controls Inc. (York International Norman) | COLEMAN | Singlezone Ducted, Centrally Ducted | 214606505 |  | HRCU-A-C | HH836E2S11 |  | CTF48C5CFS1 |  |  |  | 10 | 15.2 | 8.5 | FALSE | FALSE |  | 31600 | 26000 | 2.28 | 26000 | 2.28
214606577 | 04/28/2022 | Live | Johnson Controls Inc. (York International Norman) | YORK | Singlezone Ducted, Centrally Ducted | 214606577 |  | HRCU-A-C | HH836E2S11 |  | CTF48C5CFS1 |  |  |  | 10 | 15.2 | 8.5 | FALSE | FALSE |  | 31600 | 26000 | 2.28 | 26000 | 2.28
216591395 | 04/28/2022 | Live | Johnson Controls Inc. (York International Norman) | KENMORE | Singlezone Ducted, Centrally Ducted | 216591395 |  | HRCU-A-CB | HH860E2S11 |  | CTM60D5CGS1+JME18D2SN1 |  |  |  | 12 | 19 | 9 | FALSE | FALSE |  | 45000 | 32000 | 2.48 | 32000 | 2.48
214396588 | 04/28/2022 | Live | Johnson Controls Inc. (York International Norman) | JOHNSON CONTROLS | Singlezone Ducted, Centrally Ducted | 214396588 |  | HRCU-A-CB | HH860E2S11 |  | CTM60D5CGS1+JME18D2SN1 |  |  |  | 12 | 19 | 9 | TRUE | TRUE |  | 45000 | 32000 | 2.48 | 32000 | 2.48
214396587 | 04/28/2022 | Live | Johnson Controls Inc. (York International Norman) | CHAMPION HEATING AND COOLING | Singlezone Ducted, Centrally Ducted | 214396587 |  | HRCU-A-CB | HH860E2S11 |  | CTM60D5CGS1+JME18D2SN1 |  |  |  | 12 | 19 | 9 | TRUE | TRUE |  | 45000 | 32000 | 2.48 | 32000 | 2.48
214396586 | 04/28/2022 | Live | Johnson Controls Inc. (York International Norman) | FRASER-JOHNSTON | Singlezone Ducted, Centrally Ducted | 214396586 |  | HRCU-A-CB | HH860E2S11 |  | CTM60D5CGS1+JME18D2SN1 |  |  |  | 12 | 19 | 9 | TRUE | TRUE |  | 45000 | 32000 | 2.48 | 32000 | 2.48
214396585 | 04/28/2022 | Live | Johnson Controls Inc. (York International Norman) | LUXAIRE | Singlezone Ducted, Centrally Ducted | 214396585 |  | HRCU-A-CB | HH860E2S11 |  | CTM60D5CGS1+JME18D2SN1 |  |  |  | 12 | 19 | 9 | TRUE | TRUE |  | 45000 | 32000 | 2.48 | 32000 | 2.48
214396584 | 04/28/2022 | Live | Johnson Controls Inc. (York International Norman) | COLEMAN | Singlezone Ducted, Centrally Ducted | 214396584 |  | HRCU-A-CB | HH860E2S11 |  | CTM60D5CGS1+JME18D2SN1 |  |  |  | 12 | 19 | 9 | TRUE | TRUE |  | 45000 | 32000 | 2.48 | 32000 | 2.48
214396048 | 04/28/2022 | Live | Johnson Controls Inc. (York International Norman) | YORK | Singlezone Ducted, Centrally Ducted | 214396048 |  | HRCU-A-CB | HH860E2S11 |  | CTM60D5CGS1+JME18D2SN1 |  |  |  | 12 | 19 | 9 | TRUE | TRUE |  | 45000 | 32000 | 2.48 | 32000 | 2.48
215224781 | 04/28/2022 | Live | TCL AIR CONDITIONER (ZHONGSHAN) CO.,LTD. | TCL | Singlezone Non-Ducted, Wall Placement | 215224781 |  | HRCU-A-CB-O | TSH24HEI2NAJ0T24 | Mini-Splits | TSH24IEI2NAJ0T24 |  |  |  | 12 | 19 | 9.5 | FALSE | FALSE |  | 23000 | 14000 | 1.39 | 22000 | 1.87
215224780 | 04/28/2022 | Live | TCL AIR CONDITIONER (ZHONGSHAN) CO.,LTD. | TCL | Singlezone Non-Ducted, Wall Placement | 215224780 |  | HRCU-A-CB-O | TSH18HEI2NAJ0T24 | Mini-Splits | TSH18IEI2NAJ0T24 |  |  |  | 12.5 | 19 | 9.5 | FALSE | FALSE |  | 18000 | 11000 | 1.61 | 17500 | 2.14
215224779 | 04/28/2022 | Live | TCL AIR CONDITIONER (ZHONGSHAN) CO.,LTD. | TCL | Singlezone Non-Ducted, Wall Placement | 215224779 |  | HRCU-A-CB-O | TSH12HEI2NAJ0T24 | Mini-Splits | TSH12IEI2NAJ0T24 |  |  |  | 13 | 19 | 10 | FALSE | FALSE |  | 12000 | 8100 | 3.08 | 9700 | 2.2
215224776 | 04/28/2022 | Live | TCL AIR CONDITIONER (ZHONGSHAN) CO.,LTD. | TCL | Singlezone Non-Ducted, Wall Placement | 215224776 |  | HRCU-A-CB-O | TSH09HEI1NAJ0T24 | Mini-Splits | TSH09IEI1NAJ0T24 |  |  |  | 13 | 19 | 10 | FALSE | FALSE |  | 9000 | 6200 | 2.84 | 9100 | 2.22
212524535 | 04/28/2022 | Live | TCL AIR CONDITIONER (ZHONGSHAN) CO.,LTD. | TCL | Singlezone Non-Ducted, Wall Placement | 212524535 |  | HRCU-A-CB-O | TSH12HDI1NAN0T23 | Mini-Splits | TSH12IDI1NAN0T23 |  |  |  | 13 | 23 | 9.5 | TRUE | FALSE |  | 12000 | 7500 | 2.78 | 9700 | 2.2
212524534 | 04/28/2022 | Live | TCL AIR CONDITIONER (ZHONGSHAN) CO.,LTD. | TCL | Singlezone Non-Ducted, Wall Placement | 212524534 |  | HRCU-A-CB-O | TSH09HDI1NAN0T23 | Mini-Splits | TSH09IDI1NAN0T23 |  |  |  | 13.5 | 23.5 | 9.5 | TRUE | FALSE |  | 9000 | 5800 | 2.66 | 9100 | 2.22
212617000 | 04/28/2022 | Live | TCL AIR CONDITIONER (ZHONGSHAN) CO.,LTD. | TCL | Singlezone Ducted, Centrally Ducted | 212617000 |  | HRCU-A-CB | THH42HAI2NAF2U23 | Ducted Indoor Units | THH36IAI2NAF2H23 |  |  |  | 10 | 15.2 | 8.5 | FALSE | TRUE |  | 36000 | 30000 | 1.91 | 30000 | 1.91
212616999 | 04/28/2022 | Live | TCL AIR CONDITIONER (ZHONGSHAN) CO.,LTD. | TCL | Singlezone Ducted, Centrally Ducted | 212616999 |  | HRCU-A-CB | THH48HAI2NAF2U23 | Ducted Indoor Units | THH36IAI2NAF2H23 |  |  |  | 10 | 15.2 | 8.5 | FALSE | TRUE |  | 36000 | 30000 | 1.91 | 30000 | 1.91
211603991 | 04/28/2022 | Live | TCL AIR CONDITIONER (ZHONGSHAN) CO.,LTD. | TCL | Singlezone Ducted, Centrally Ducted | 211603991 |  | HRCU-A-CB | THH42HAI2NAF2U23 | Ducted Indoor Units | THH48IAI2NAF2H23 |  |  |  | 9 | 15.2 | 8.1 | FALSE | TRUE |  | 42000 | 33000 | 2.5 | 33000 | 2.5
211603990 | 04/28/2022 | Live | TCL AIR CONDITIONER (ZHONGSHAN) CO.,LTD. | TCL | Singlezone Ducted, Centrally Ducted | 211603990 |  | HRCU-A-CB | THH30HAI2NAF2U23 | Ducted Indoor Units | THH36IAI2NAF2H23 |  |  |  | 11 | 15.2 | 8.5 | FALSE | TRUE |  | 28000 | 21000 | 2.1 | 21000 | 2.1
211603988 | 04/28/2022 | Live | TCL AIR CONDITIONER (ZHONGSHAN) CO.,LTD. | TCL | Singlezone Ducted, Centrally Ducted | 211603988 |  | HRCU-A-CB | THH18HAI2NAF2U23 | Ducted Indoor Units | THH24IAI2NAF2H23 |  |  |  | 9.8 | 15.2 | 8.5 | FALSE | TRUE |  | 20000 | 15000 | 2.4 | 15000 | 2.4
211603987 | 04/28/2022 | Live | TCL AIR CONDITIONER (ZHONGSHAN) CO.,LTD. | TCL | Singlezone Ducted, Centrally Ducted | 211603987 |  | HRCU-A-CB | THH60HAI2NAF2U23 | Ducted Indoor Units | THH60IAI2NAF2H23 |  |  |  | 8.2 | 15.2 | 8.1 | FALSE | TRUE |  | 54000 | 39000 | 2.5 | 39000 | 2.5
211603986 | 04/28/2022 | Live | TCL AIR CONDITIONER (ZHONGSHAN) CO.,LTD. | TCL | Singlezone Ducted, Centrally Ducted | 211603986 |  | HRCU-A-CB | THH48HAI2NAF2U23 | Ducted Indoor Units | THH48IAI2NAF2H23 |  |  |  | 8.2 | 15.2 | 8.1 | FALSE | TRUE |  | 48000 | 38000 | 2.5 | 38000 | 2.5
211603985 | 04/28/2022 | Live | TCL AIR CONDITIONER (ZHONGSHAN) CO.,LTD. | TCL | Singlezone Ducted, Centrally Ducted | 211603985 |  | HRCU-A-CB | THH36HAI2NAF2U23 | Ducted Indoor Units | THH36IAI2NAF2H23 |  |  |  | 9.2 | 15.2 | 8.1 | FALSE | FALSE |  | 34000 | 24000 | 2.2 | 24000 | 2.2
211603984 | 04/28/2022 | Live | TCL AIR CONDITIONER (ZHONGSHAN) CO.,LTD. | TCL | Singlezone Ducted, Centrally Ducted | 211603984 |  | HRCU-A-CB | THH24HAI2NAF2U23 | Ducted Indoor Units | THH24IAI2NAF2H23 |  |  |  | 9.2 | 15.2 | 8.1 | FALSE | TRUE |  | 24000 | 19100 | 2.5 | 19100 | 2.5
216706233 | 04/28/2022 | Live | TCL AIR CONDITIONER (ZHONGSHAN) CO.,LTD. | TCL | Singlezone Non-Ducted, Wall Placement | 216706233 |  | HRCU-A-CB-O | TSH22HEI2NAL0X24 | Mini-Splits | TSH22IEI2NAL0X24 |  |  |  | 11 | 21 | 9.5 | FALSE | FALSE |  | 24000 | 15500 | 2.72 | 17000 | 2.21
216706232 | 04/28/2022 | Live | TCL AIR CONDITIONER (ZHONGSHAN) CO.,LTD. | TCL | Singlezone Non-Ducted, Wall Placement | 216706232 |  | HRCU-A-CB-O | TSH17HEI2NAL0X24 | Mini-Splits | TSH17IEI2NAL0X24 |  |  |  | 11 | 21 | 9.5 | FALSE | FALSE |  | 18000 | 11500 | 2.55 | 12400 | 1.91
216706226 | 04/28/2022 | Live | TCL AIR CONDITIONER (ZHONGSHAN) CO.,LTD. | TCL | Singlezone Ducted, Centrally Ducted | 216706226 |  | HRCU-A-CB | H36TDH18XAC | Ducted Indoor Units | H24AHH17XAE |  |  |  | 11.7 | 19 | 9 | TRUE | TRUE |  | 24000 | 21000 | 2.4 | 21000 | 2.3
216706227 | 04/28/2022 | Live | TCL AIR CONDITIONER (ZHONGSHAN) CO.,LTD. | TCL | Singlezone Ducted, Centrally Ducted | 216706227 |  | HRCU-A-CB | H24TDH17XAC | Ducted Indoor Units | H24AHH17XAE |  |  |  | 10 | 18 | 9 | FALSE | TRUE |  | 24000 | 19000 | 2.3 | 19000 | 2.3
215387270 | 04/28/2022 | Live | TCL AIR CONDITIONER (ZHONGSHAN) CO.,LTD. | TCL | Multizone All Ducted | 215387270 |  | HMSV-A-CB | H42FMH20XPC | Ducted Indoor Units |  |  |  |  | 11.7 | 20 | 8.5 | TRUE | TRUE |  | 41000 | 29400 | 2.46 | 32000 | 2.18
215387269 | 04/28/2022 | Live | TCL AIR CONDITIONER (ZHONGSHAN) CO.,LTD. | TCL | Multizone All Ducted | 215387269 |  | HMSV-A-CB | H36FMH21XPC | Ducted Indoor Units |  |  |  |  | 11.7 | 20 | 8.5 | TRUE | TRUE |  | 34000 | 22400 | 2.65 | 26500 | 2.21
215387268 | 04/28/2022 | Live | TCL AIR CONDITIONER (ZHONGSHAN) CO.,LTD. | TCL | Multizone All Ducted | 215387268 |  | HMSV-A-CB | H27FMH22XPC | Ducted Indoor Units |  |  |  |  | 12 | 22 | 9 | TRUE | TRUE |  | 27000 | 19500 | 2.53 | 21000 | 2.15
215387267 | 04/28/2022 | Live | TCL AIR CONDITIONER (ZHONGSHAN) CO.,LTD. | TCL | Multizone All Ducted | 215387267 |  | HMSV-A-CB | H18FMH22XPC | Ducted Indoor Units |  |  |  |  | 12 | 21 | 9.5 | TRUE | TRUE |  | 17000 | 17400 | 2.63 | 18500 | 2.32
216706238 | 04/28/2022 | Live | TCL AIR CONDITIONER (ZHONGSHAN) CO.,LTD. | TCL | Singlezone Non-Ducted, Wall Placement | 216706238 |  | HRCU-A-CB-O | H12SFH25XPC | Mini-Splits | H12SFH25XPE |  |  |  | 13 | 24 | 9.5 | TRUE | TRUE |  | 12000 | 8000 | 3.04 | 9100 | 2.96
216506203 | 04/28/2022 | Live | TCL AIR CONDITIONER (ZHONGSHAN) CO.,LTD. | TCL | Singlezone Non-Ducted, Wall Placement | 216506203 |  | HRCU-A-CB-O | H24SUH23XGC | Mini-Splits | H24SUH23XGE |  |  |  | 12 | 23 | 10 | TRUE | TRUE |  | 24000 | 15500 | 2.67 | 22000 | 2.01
216506202 | 04/28/2022 | Live | TCL AIR CONDITIONER (ZHONGSHAN) CO.,LTD. | TCL | Singlezone Non-Ducted, Wall Placement | 216506202 |  | HRCU-A-CB-O | H18SUH23XGC | Mini-Splits | H18SUH23XGE |  |  |  | 12.5 | 23.5 | 10 | TRUE | TRUE |  | 18000 | 11500 | 2.81 | 20000 | 2.09
216506201 | 04/28/2022 | Live | TCL AIR CONDITIONER (ZHONGSHAN) CO.,LTD. | TCL | Singlezone Non-Ducted, Wall Placement | 216506201 |  | HRCU-A-CB-O | H12SUH25XGC | Mini-Splits | H12SUH25XGE |  |  |  | 14 | 25 | 10.5 | TRUE | TRUE |  | 12000 | 7800 | 3.13 | 15300 | 2.04
216506200 | 04/28/2022 | Live | TCL AIR CONDITIONER (ZHONGSHAN) CO.,LTD. | TCL | Singlezone Non-Ducted, Wall Placement | 216506200 |  | HRCU-A-CB-O | H09SUH25XGC | Mini-Splits | H09SUH25XGE |  |  |  | 14.5 | 25 | 10.5 | TRUE | TRUE |  | 9000 | 5800 | 2.93 | 10600 | 1.99
216741387 | 04/28/2022 | Live | TCL AIR CONDITIONER (ZHONGSHAN) CO.,LTD. | TCL | Singlezone Non-Ducted, Floor Placement | 216741387 |  | HRCU-A-CB-O | H18SBH22XPC | Mini-Splits | H18FCHU1XAE* |  |  |  | 11.7 | 20.5 | 9 | TRUE | TRUE |  | 18000 | 11400 | 2.57 | 17500 | 2.14
216741386 | 04/28/2022 | Live | TCL AIR CONDITIONER (ZHONGSHAN) CO.,LTD. | TCL | Singlezone Non-Ducted, Floor Placement | 216741386 |  | HRCU-A-CB-O | H24SBH20XPC | Mini-Splits | H24FCHU1XAE* |  |  |  | 11.7 | 20 | 9.5 | TRUE | TRUE |  | 22200 | 14400 | 2.59 | 22000 | 1.87
216498638 | 04/28/2022 | Live | Hisense | HISENSE | Singlezone Ducted, Compact Ducted | 216498638 |  | HRCU-A-CB-O | AOU-18U3T25U | Mini-Splits | ADU-18U3T25U |  |  |  | 11.7 | 19 | 9 | TRUE | TRUE |  | 18000 | 13200 | 2.74 | 17000 | 2.04
215224721 | 04/28/2022 | Live | Johnson Controls Inc. (York International Norman) | HITACHI | Singlezone Non-Ducted, Wall Placement | 215224721 |  | HRCU-A-CB-O | RAC-DJ18WHAA | Mini-Splits | RAK-DJ18PHAA |  |  |  | 12 | 19.5 | 10.5 | TRUE | FALSE | TRUE | 18000 | 13300 | 2.35 | 17100 | 2.1
216346013 | 04/28/2022 | Live | Johnson Controls Inc. (York International Norman) | GUARDIAN | Singlezone Non-Ducted, Wall Placement | 216346013 |  | HRCU-A-CB-O | UPC36CN23STG1 | Mini-Splits | UNI36HW23STG1 |  |  |  | 12 | 20 | 10 | TRUE | TRUE |  | 36000 | 26000 | 3.16 | 26000 | 2.12
216032336 | 04/28/2022 | Live | Midea Electric Trading | ACIQ | Singlezone Non-Ducted, Wall Placement | 216032336 |  | HRCU-A-CB-O | ACIQ-18ZPL-HP230C | Mini-Splits | ACIQ-18W-HH-MD |  |  |  | 12.5 | 21.4 | 11 | TRUE | TRUE |  | 18000 | 16600 | 2.55 | 19200 | 2
215745976 | 04/28/2022 | Live | Midea Electric Trading | CUSTOM COMFORT | Singlezone Non-Ducted, Wall Placement | 215745976 |  | HRCU-A-CB-O | CCOXHBSZ17HP | Mini-Splits | CCOXHBWM18 |  |  |  | 12.5 | 21.4 | 11 | TRUE | TRUE | TRUE | 18000 | 16600 | 2.55 | 19200 | 2
215866631 | 04/28/2022 | Live | Midea Electric Trading | KADEN | Singlezone Non-Ducted, Wall Placement | 215866631 |  | HRCU-A-CB-O | KOB-HH-PSX18HP-2AAMA | Mini-Splits | KIB-PSX18WM-2AAMA |  |  |  | 12.5 | 21.4 | 11 | FALSE | FALSE |  | 18000 | 16600 | 2.55 | 19200 | 2
216032270 | 04/28/2022 | Live | Midea Electric Trading | 1HVAC | Singlezone Non-Ducted, Wall Placement | 216032270 |  | HRCU-A-CB-O | ACIQ-18ZPL-HP230C | Mini-Splits | ACIQ-18W-HH-MD |  |  |  | 12.5 | 21.4 | 11 | TRUE | TRUE |  | 18000 | 16600 | 2.55 | 19200 | 2
216505504 | 04/28/2022 | Live | Midea Electric Trading | MOOVAIR | Singlezone Non-Ducted, Wall Placement | 216505504 |  | HRCU-A-CB-O | MSHMA15C2AN1 | Mini-Splits | MWHMA15C2AS1* |  |  |  | 13.5 | 22.2 | 11.5 | TRUE | TRUE |  | 15400 | 16600 | 2.63 | 19200 | 2
215449719 | 04/28/2022 | Live | Midea Electric Trading | CANAIR | Singlezone Non-Ducted, Wall Placement | 215449719 |  | HRCU-A-CB-O | 4C28SCH18H21 | Mini-Splits | 4C28SEH18H21 |  |  |  | 12.5 | 21.4 | 11 | TRUE | TRUE | TRUE | 18000 | 16600 | 2.55 | 19200 | 2
215449760 | 04/28/2022 | Live | Midea Electric Trading | BREEZE33 | Singlezone Non-Ducted, Wall Placement | 215449760 |  | HRCU-A-CB-O | BZ33-HYP18OUT2-454-G3-P | Mini-Splits | BZ33-HYP18WALL2-454-G3-P |  |  |  | 12.5 | 21.4 | 11 | TRUE | TRUE | TRUE | 18000 | 16600 | 2.55 | 19200 | 2
216031030 | 04/28/2022 | Live | Midea Electric Trading | MOOVAIR | Singlezone Non-Ducted, Wall Placement | 216031030 |  | HRCU-A-CB-O | MSHMA18C2AN1 | Mini-Splits | MWHMA18C2AS1 |  |  |  | 12.5 | 21.4 | 11 | TRUE | TRUE |  | 18000 | 16600 | 2.55 | 19200 | 2
215864175 | 04/28/2022 | Live | Midea Electric Trading | COOPER&HUNTER | Singlezone Non-Ducted, Wall Placement | 215864175 |  | HRCU-A-CB-O | CH-RHP18-230VO | Mini-Splits | CH-PRO18MASTWM-230VI |  |  |  | 12.5 | 21.4 | 11 | TRUE | TRUE |  | 18000 | 16600 | 2.55 | 19200 | 2
215864181 | 04/28/2022 | Live | Midea Electric Trading | COOPER&HUNTER | Singlezone Non-Ducted, Wall Placement | 215864181 |  | HRCU-A-CB-O | CH-RHP18-230VO | Mini-Splits | CH-RH18MASTWM-230VI |  |  |  | 12.5 | 21.4 | 11 | TRUE | TRUE |  | 18000 | 16600 | 2.55 | 19200 | 2
215853904 | 04/28/2022 | Live | Midea Electric Trading | BLUERIDGE | Singlezone Non-Ducted, Wall Placement | 215853904 |  | HRCU-A-CB-O | BMS1821HHYC | Mini-Splits | BMC18HHYW |  |  |  | 12.5 | 21.4 | 11 | TRUE | TRUE |  | 18000 | 16600 | 2.55 | 19200 | 2
215471382 | 04/28/2022 | Live | Midea Electric Trading | MIDEA | Singlezone Non-Ducted, Wall Placement | 215471382 |  | HRCU-A-CB-O | MO1HS-H18B-2A | Mini-Splits | MSEHU-H18B-2A |  |  |  | 12.5 | 21.4 | 11 | TRUE | TRUE | TRUE | 18000 | 16600 | 2.55 | 19200 | 2
216032563 | 04/28/2022 | Live | Midea Electric Trading | MRCOOL | Singlezone Non-Ducted, Wall Placement | 216032563 |  | HRCU-A-CB-O | O-HH-18-HP-C-230C-O | Mini-Splits | O-18-HP-WMAH-230C-O |  |  |  | 12.5 | 21.4 | 11 | TRUE | TRUE |  | 18000 | 16600 | 2.55 | 19200 | 2
216571374 | 04/28/2022 | Live | Midea Electric Trading | DIRECT AIR | Singlezone Non-Ducted, Wall Placement | 216571374 |  | HRCU-A-CB-O | DIRM4-18HXPRO28-1Z | Mini-Splits | DIRM4-18HP-WM |  |  |  | 12.5 | 21.4 | 11 | TRUE | TRUE |  | 18000 | 16600 | 2.55 | 19200 | 2
215213708 | 04/28/2022 | Live | Midea Electric Trading | NAPOLEON | Singlezone Non-Ducted, Wall Placement | 215213708 |  | HRCU-A-CB-O | NDHAS26B-18-O | Mini-Splits | NDHAS26B-18-I |  |  |  | 12.5 | 21.4 | 11 | FALSE | FALSE | TRUE | 18000 | 16600 | 2.55 | 19200 | 2
215213716 | 04/28/2022 | Live | Midea Electric Trading | CONTINENTAL | Singlezone Non-Ducted, Wall Placement | 215213716 |  | HRCU-A-CB-O | CDHAS26B-18-O | Mini-Splits | CDHAS26B-18-I |  |  |  | 12.5 | 21.4 | 11 | TRUE | TRUE | TRUE | 18000 | 16600 | 2.55 | 19200 | 2
215725445 | 04/28/2022 | Live | Midea Electric Trading | INNOVAIR | Singlezone Non-Ducted, Wall Placement | 215725445 |  | HRCU-A-CB-O | MOS18H2BH0A | Mini-Splits | MHW18H2BHRB |  |  |  | 12.5 | 21.4 | 11 | TRUE | TRUE | TRUE | 18000 | 16600 | 2.55 | 19200 | 2
215444938 | 04/28/2022 | Live | Midea Electric Trading | EMI | Singlezone Non-Ducted, Wall Placement | 215444938 |  | HRCU-A-CB-O | EMXSZ118DA | Mini-Splits | EMXWAL18DA |  |  |  | 12.5 | 21.4 | 11 | TRUE | TRUE | TRUE | 18000 | 16600 | 2.55 | 19200 | 2
216082324 | 04/28/2022 | Live | Midea Electric Trading | STELPRO | Singlezone Non-Ducted, Wall Placement | 216082324 |  | HRCU-A-CB-O | SEPB-H18A-O | Mini-Splits | SEPB-H18A-I |  |  |  | 12.5 | 21.4 | 11 | TRUE | TRUE |  | 18000 | 16600 | 2.55 | 19200 | 2
215931362 | 04/28/2022 | Live | Midea Electric Trading | NAPOLEON | Singlezone Non-Ducted, Wall Placement | 215931362 |  | HRCU-A-CB-O | NDHAS26BA-18-O | Mini-Splits | NDHAS26BA-18-I |  |  |  | 12.5 | 21.4 | 11 | FALSE | FALSE |  | 18000 | 16600 | 2.55 | 19200 | 2
215931367 | 04/28/2022 | Live | Midea Electric Trading | CONTINENTAL | Singlezone Non-Ducted, Wall Placement | 215931367 |  | HRCU-A-CB-O | CDHAS26BA-18-O | Mini-Splits | CDHAS26BA-18-I |  |  |  | 12.5 | 21.4 | 11 | TRUE | TRUE |  | 18000 | 16600 | 2.55 | 19200 | 2
216027622 | 04/28/2022 | Live | Midea Electric Trading | CAPELLA | Singlezone Non-Ducted, Wall Placement | 216027622 |  | HRCU-A-CB-O | CPPB-H18A-O | Mini-Splits | CPPB-H18A-I |  |  |  | 12.5 | 21.4 | 11 | TRUE | TRUE |  | 18000 | 16600 | 2.55 | 19200 | 2
215735297 | 04/28/2022 | Live | Midea Electric Trading | SENVILLE | Singlezone Non-Ducted, Wall Placement | 215735297 |  | HRCU-A-CB-O | SENA-18HF-OG | Mini-Splits | SENA-18HF-IGG |  |  |  | 12.5 | 21.4 | 11 | TRUE | TRUE | TRUE | 18000 | 16600 | 2.55 | 19200 | 2
216014129 | 04/28/2022 | Live | Midea Electric Trading | SEA BREEZE+ | Singlezone Non-Ducted, Wall Placement | 216014129 |  | HRCU-A-CB-O | HSZ18H525ZMO | Mini-Splits | WM18H525ZMI |  |  |  | 12.5 | 21.4 | 11 | TRUE | TRUE |  | 18000 | 16600 | 2.55 | 19200 | 2
216097113 | 04/28/2022 | Live | Midea Electric Trading | KERR | Singlezone Non-Ducted, Wall Placement | 216097113 |  | HRCU-A-CB-O | A-KHP18SA-1 | Mini-Splits | B-KHP18SA-1 |  |  |  | 12.5 | 21.4 | 11 | TRUE | TRUE |  | 18000 | 16600 | 2.55 | 19200 | 2
216097107 | 04/28/2022 | Live | Midea Electric Trading | COMFORT-AIRE | Singlezone Non-Ducted, Wall Placement | 216097107 |  | HRCU-A-CB-O | A-VHP18SA-1 | Mini-Splits | B-VHP18SA-1 |  |  |  | 12.5 | 21.4 | 11 | TRUE | TRUE |  | 18000 | 16600 | 2.55 | 19200 | 2
216445266 | 04/28/2022 | Live | Johnson Controls Inc. (York International Norman) | GUARDIAN | Singlezone Ducted, Centrally Ducted | 216445266 |  | HRCU-A-CB-O | UPC24CN23STG1 | Mini-Splits | UNI24DT23STG1 |  |  |  | 11.7 | 19 | 9.5 | TRUE | TRUE |  | 24000 | 18200 | 2.47 | 20700 | 2.23
216445265 | 04/28/2022 | Live | Johnson Controls Inc. (York International Norman) | GUARDIAN | Singlezone Ducted, Centrally Ducted | 216445265 |  | HRCU-A-CB-O | UPC18CN23STG1 | Mini-Splits | UNI18DT23STG1 |  |  |  | 11.7 | 19 | 9 | TRUE | TRUE |  | 18000 | 13200 | 3.12 | 17000 | 2.04
216019853 | 04/28/2022 | Live | Johnson Controls Inc. (York International Norman) | GUARDIAN | Singlezone Non-Ducted, Ceiling Placement | 216019853 |  | HRCU-A-CB-O | UPC24CN23STG1 | Mini-Splits | UNI24CS23STG1 |  |  |  | 12 | 20 | 10.5 | TRUE | TRUE |  | 24000 | 19100 | 3.33 | 19740 | 2.35
216019852 | 04/28/2022 | Live | Johnson Controls Inc. (York International Norman) | GUARDIAN | Singlezone Non-Ducted, Ceiling Placement | 216019852 |  | HRCU-A-CB-O | UPC18CN23STG1 | Mini-Splits | UNI18CS23STG1 |  |  |  | 12 | 20 | 10 | TRUE | TRUE |  | 18000 | 14100 | 3.59 | 17600 | 2.43
216770154 | 04/28/2022 | Live | Gree | OUELLET | Singlezone Ducted, Centrally Ducted | 216770154 |  | HRCU-A-C | OFLX1-H60A-O |  | GCAC60H/NHA |  |  |  | 9.5 | 15.2 | 8.5 | FALSE | FALSE |  | 52000 | 35200 | 2.1 | 35600 | 2.1
216770153 | 04/28/2022 | Live | Gree | OUELLET | Singlezone Ducted, Centrally Ducted | 216770153 |  | HRCU-A-C | OFLX1-H60A-O |  | GCAC48H/NHA |  |  |  | 10 | 15.2 | 8.5 | FALSE | FALSE |  | 48000 | 31200 | 2.1 | 31600 | 2.1
216770152 | 04/28/2022 | Live | Gree | OUELLET | Singlezone Ducted, Centrally Ducted | 216770152 |  | HRCU-A-C | OFLX1-H36A-O |  | GCAC36F/NHA |  |  |  | 9.5 | 15.2 | 8.5 | FALSE | FALSE |  | 34000 | 22000 | 2 | 22300 | 2
216770151 | 04/28/2022 | Live | Gree | OUELLET | Singlezone Ducted, Centrally Ducted | 216770151 |  | HRCU-A-C | OFLX1-H36A-O |  | GCAC24F/NHA |  |  |  | 11 | 15.2 | 8.5 | FALSE | FALSE |  | 23000 | 15000 | 2.09 | 15200 | 2.09
216770140 | 04/28/2022 | Live | Gree | TOSOT | Singlezone Ducted, Centrally Ducted | 216770140 |  | HRCU-A-C | TU36W-EDU |  | TCAC36F/NHA |  |  |  | 9.5 | 15.2 | 8.5 | FALSE | FALSE |  | 34000 | 22000 | 2 | 22300 | 2
216626176 | 04/28/2022 | Live | Gree | KINGHOME | Singlezone Ducted, Centrally Ducted | 216626176 |  | HRCU-A-CB | KD60UXO |  | KD60UXI |  |  |  | 11.7 | 19 | 9.5 | TRUE | FALSE |  | 54000 | 43000 | 2.66 | 45000 | 2.4
216626175 | 04/28/2022 | Live | Gree | KINGHOME | Singlezone Ducted, Centrally Ducted | 216626175 |  | HRCU-A-CB | KD60UXO |  | KD48UXI |  |  |  | 11.7 | 20 | 9.5 | TRUE | FALSE |  | 48000 | 38500 | 2.68 | 40400 | 2.65
216626174 | 04/28/2022 | Live | Gree | KINGHOME | Singlezone Ducted, Centrally Ducted | 216626174 |  | HRCU-A-CB | KD36UXO |  | KD36UXI |  |  |  | 11.7 | 19 | 8.3 | TRUE | FALSE |  | 34000 | 27400 | 2.42 | 32600 | 2.58
216626173 | 04/28/2022 | Live | Gree | KINGHOME | Singlezone Ducted, Centrally Ducted | 216626173 |  | HRCU-A-CB | KD30UXO |  | KD30UXI |  |  |  | 11.7 | 18 | 8.3 | TRUE | FALSE |  | 28000 | 23000 | 2.5 | 28000 | 2.63
216626172 | 04/28/2022 | Live | Gree | KINGHOME | Singlezone Ducted, Centrally Ducted | 216626172 |  | HRCU-A-CB | KD30UXO |  | KD24UXI |  |  |  | 11.7 | 18.5 | 8.3 | TRUE | FALSE |  | 24000 | 19600 | 2.45 | 24000 | 2.5
216626171 | 04/28/2022 | Live | Gree | OUELLET | Singlezone Ducted, Centrally Ducted | 216626171 |  | HRCU-A-CB | OFLX1-H60A-O |  | OAHX1-H48A-I |  |  |  | 12 | 19 | 10 | TRUE | TRUE |  | 48000 | 39500 | 2.86 | 41500 | 2.84
216626170 | 04/28/2022 | Live | Gree | OUELLET | Singlezone Ducted, Centrally Ducted | 216626170 |  | HRCU-A-CB | OFLX1-H36A-O |  | OAHX1-H24A-I |  |  |  | 12.5 | 18 | 10 | TRUE | TRUE |  | 24000 | 20600 | 2.7 | 21600 | 2.67
216626011 | 04/28/2022 | Live | Gree | GREE | Singlezone Ducted, Centrally Ducted | 216626011 |  | HRCU-A-CB | FXE60HP230V1R32AO |  | FXE60HP230V1R32AH |  |  |  | 11.7 | 19 | 9.5 | TRUE | FALSE |  | 54000 | 43000 | 2.66 | 45000 | 2.4
216626010 | 04/28/2022 | Live | Gree | GREE | Singlezone Ducted, Centrally Ducted | 216626010 |  | HRCU-A-CB | FXE60HP230V1R32AO |  | FXE48HP230V1R32AH |  |  |  | 11.7 | 20 | 9.5 | TRUE | FALSE |  | 48000 | 38500 | 2.68 | 40400 | 2.65
216626009 | 10/28/2022 | Live | Gree | GREE | Singlezone Ducted, Centrally Ducted | 216626009 |  | HRCU-A-CB | FXE36HP230V1R32AO |  | FXE36HP230V1R32AH |  |  |  | 11.7 | 19 | 8.3 | TRUE | FALSE |  | 34000 | 27400 | 2.42 | 32600 | 2.58
216626008 | 10/28/2022 | Live | Gree | GREE | Singlezone Ducted, Centrally Ducted | 216626008 |  | HRCU-A-CB | FXE30HP230V1R32AO |  | FXE30HP230V1R32AH |  |  |  | 11.7 | 18 | 8.3 | TRUE | FALSE |  | 28000 | 23000 | 2.5 | 28000 | 2.63
216626007 | 10/28/2022 | Live | Gree | GREE | Singlezone Ducted, Centrally Ducted | 216626007 |  | HRCU-A-CB | FXE30HP230V1R32AO |  | FXE24HP230V1R32AH |  |  |  | 11.7 | 18.5 | 8.3 | TRUE | FALSE |  | 24000 | 19600 | 2.45 | 24000 | 2.5
216626006 | 10/28/2022 | Live | Gree | GREE | Singlezone Ducted, Centrally Ducted | 216626006 |  | HRCU-A-CB | GUD60W2/NXF-D(U) |  | GUD48AH2/F-D(U) |  |  |  | 11.5 | 19 | 9.5 | TRUE | TRUE |  | 48000 | 39000 | 2.7 | 41000 | 2.68
216626005 | 10/28/2022 | Live | Gree | GREE | Singlezone Ducted, Centrally Ducted | 216626005 |  | HRCU-A-CB | GUD36W2/NXF-D(U) |  | GUD24AH2/F-D(U) |  |  |  | 12 | 18 | 10 | TRUE | TRUE |  | 24000 | 20000 | 2.7 | 24000 | 2.5
216626003 | 10/28/2022 | Live | Gree | TOSOT | Singlezone Ducted, Centrally Ducted | 216626003 |  | HRCU-A-CB | TU60W-GDU |  | TUD48AH2-GDU |  |  |  | 11.7 | 20 | 9.5 | TRUE | FALSE |  | 48000 | 38500 | 2.68 | 40400 | 2.65
216626002 | 10/27/2022 | Live | Gree | TOSOT | Singlezone Ducted, Centrally Ducted | 216626002 |  | HRCU-A-CB | TU36W-GDU |  | TUD36AH2-GDU |  |  |  | 11.7 | 19 | 8.3 | TRUE | FALSE |  | 34000 | 27400 | 2.42 | 32600 | 2.58
216626000 | 10/27/2022 | Live | Gree | TOSOT | Singlezone Ducted, Centrally Ducted | 216626000 |  | HRCU-A-CB | TU30W-GDU |  | TUD24AH2-GDU |  |  |  | 11.7 | 18.5 | 8.3 | TRUE | FALSE |  | 24000 | 19600 | 2.45 | 24000 | 2.5
216621482 | 10/27/2022 | Live | Gree | GREE | Singlezone Ducted, Centrally Ducted | 216621482 |  | HRCU-A-CB | GUD36W2/NHE-D(U) |  | GUD24AH2/E-D(U) |  |  |  | 12.5 | 18 | 10 | TRUE | TRUE |  | 24000 | 20600 | 2.7 | 21600 | 2.67
216505510 | 10/27/2022 | Live | Gree | GREE | Singlezone Ducted, Centrally Ducted | 216505510 |  | HRCU-A-CB | GUD24W2/NHG-D(U) |  | GUD24AH2/G-D(U) |  |  |  | 11.7 | 18.5 | 8.3 | FALSE | FALSE |  | 24000 | 19600 | 2.45 | 24000 | 2.5
216440574 | 10/27/2022 | Live | Gree | OUELLET | Singlezone Ducted, Centrally Ducted | 216440574 |  | HRCU-A-CB | OFLX1-H60A-O |  | OAHX1-H60A-I |  |  |  | 11.7 | 18.5 | 10.5 | TRUE | TRUE |  | 53000 | 45000 | 2.66 | 47300 | 2.64
216440573 | 10/27/2022 | Live | Gree | OUELLET | Singlezone Ducted, Centrally Ducted | 216440573 |  | HRCU-A-CB | OFLX1-H48A-O |  | OAHX1-H48A-I |  |  |  | 12 | 19 | 10 | TRUE | TRUE |  | 48000 | 39500 | 2.86 | 41500 | 2.84
216440572 | 10/27/2022 | Live | Gree | OUELLET | Singlezone Ducted, Centrally Ducted | 216440572 |  | HRCU-A-CB | OFLX1-H36A-O |  | OAHX1-H36A-I |  |  |  | 12 | 18 | 10 | TRUE | TRUE |  | 34000 | 28200 | 2.5 | 29600 | 2.47
216440571 | 10/27/2022 | Live | Gree | OUELLET | Singlezone Ducted, Centrally Ducted | 216440571 |  | HRCU-A-CB | OFLX1-H24A-O |  | OAHX1-H24A-I |  |  |  | 12.5 | 18 | 10 | TRUE | TRUE |  | 24000 | 20600 | 2.7 | 21600 | 2.67
215889445 | 10/27/2022 | Live | Gree | GREE | Singlezone Ducted, Centrally Ducted | 215889445 |  | HRCU-A-CB | GUD48W2/NHG-D(U) |  | GUD48AH2/G-D(U) |  |  |  | 11.7 | 20 | 9.5 | FALSE | FALSE |  | 48000 | 38500 | 2.68 | 40400 | 2.65
215494741 | 10/27/2022 | Live | Gree | GREE | Singlezone Ducted, Centrally Ducted | 215494741 |  | HRCU-A-CB | GUD60W2/NXF-D(U) |  | GUD60AH2/F-D(U) |  |  |  | 10.5 | 18.5 | 9.5 | FALSE | TRUE | TRUE | 54000 | 44000 | 2.7 | 45000 | 2.4
215494740 | 10/27/2022 | Live | Gree | GREE | Singlezone Ducted, Centrally Ducted | 215494740 |  | HRCU-A-CB | GUD48W2/NXF-D(U) |  | GUD48AH2/F-D(U) |  |  |  | 11.5 | 19 | 9.5 | FALSE | FALSE | TRUE | 48000 | 39000 | 2.7 | 41000 | 2.68
215494738 | 10/27/2022 | Live | Gree | GREE | Singlezone Ducted, Centrally Ducted | 215494738 |  | HRCU-A-CB | GUD24W2/NXF-D(U) |  | GUD24AH2/F-D(U) |  |  |  | 12 | 18 | 10 | FALSE | FALSE | TRUE | 24000 | 20000 | 2.7 | 24000 | 2.5
215428297 | 10/27/2022 | Live | Gree | ECO AC | Singlezone Ducted, Centrally Ducted | 215428297 |  | HRCU-A-C | EHI-O60KBA |  | EKCA60*I |  |  |  | 9.5 | 15.2 | 8.5 | FALSE | FALSE | FALSE | 50500 | 44500 | 2.1 | 46700 | 2.08
215428296 | 10/27/2022 | Live | Gree | ECO AC | Singlezone Ducted, Centrally Ducted | 215428296 |  | HRCU-A-C | EHI-O60KBA |  | EKCA48*I |  |  |  | 10 | 15.2 | 8.5 | FALSE | FALSE | TRUE | 47000 | 39000 | 2.1 | 41000 | 2.08
215428295 | 10/27/2022 | Live | Gree | ECO AC | Singlezone Ducted, Centrally Ducted | 215428295 |  | HRCU-A-C | EHI-O36KBA |  | EKCA36*I |  |  |  | 9.5 | 15.2 | 8.5 | FALSE | FALSE | FALSE | 32000 | 23200 | 2 | 29000 | 1.99
215428294 | 10/27/2022 | Live | Gree | ECO AC | Singlezone Ducted, Centrally Ducted | 215428294 |  | HRCU-A-C | EHI-O36KBA |  | EKCA24*I |  |  |  | 11 | 15.2 | 8.5 | FALSE | FALSE | TRUE | 23000 | 19600 | 2.1 | 20600 | 2.08
215390437 | 10/27/2022 | Live | Gree | TOSOT | Singlezone Ducted, Centrally Ducted | 215390437 |  | HRCU-A-CB | TU36W-EDU |  | TUD36AH2-EDU |  |  |  | 12 | 18 | 10 | TRUE | TRUE | TRUE | 34000 | 28200 | 2.5 | 29600 | 2.47
215390436 | 10/27/2022 | Live | Gree | TOSOT | Singlezone Ducted, Centrally Ducted | 215390436 |  | HRCU-A-CB | TU24W-EDU |  | TUD24AH2-EDU |  |  |  | 12.5 | 18 | 10 | TRUE | TRUE | TRUE | 24000 | 20600 | 2.7 | 21600 | 2.67
215351153 | 10/27/2022 | Live | Gree | TOSOT | Singlezone Ducted, Centrally Ducted | 215351153 |  | HRCU-A-CB | TU36-R32WEDU |  | TUD36-R32AHEDU |  |  |  | 12 | 18 | 10 | TRUE | TRUE | TRUE | 34000 | 28200 | 2.5 | 29600 | 2.47
215351150 | 10/27/2022 | Live | Gree | TOSOT | Singlezone Ducted, Centrally Ducted | 215351150 |  | HRCU-A-CB | TU36-32WEDU |  | TUD36-32AH2EDU |  |  |  | 12 | 18 | 10 | TRUE | TRUE | TRUE | 34000 | 28200 | 2.5 | 29600 | 2.47
215351149 | 10/27/2022 | Live | Gree | TOSOT | Singlezone Ducted, Centrally Ducted | 215351149 |  | HRCU-A-CB | TU24-32WEDU |  | TUD24-32AH2EDU |  |  |  | 12.5 | 18 | 10 | TRUE | TRUE | TRUE | 24000 | 20600 | 2.7 | 21600 | 2.67
215213332 | 10/27/2022 | Live | Gree | GREE | Singlezone Ducted, Centrally Ducted | 215213332 |  | HRCU-A-CB | FXU60HP230V1R32AO |  | FXU60HP230V1R32AH |  |  |  | 11.7 | 18.5 | 10.5 | TRUE | TRUE | TRUE | 53000 | 45000 | 2.66 | 47300 | 2.64
215213331 | 10/27/2022 | Live | Gree | GREE | Singlezone Ducted, Centrally Ducted | 215213331 |  | HRCU-A-CB | FXU48HP230V1R32AO |  | FXU48HP230V1R32AH |  |  |  | 12 | 19 | 10 | TRUE | TRUE | TRUE | 48000 | 39500 | 2.86 | 41500 | 2.84
215213330 | 10/27/2022 | Live | Gree | GREE | Singlezone Ducted, Centrally Ducted | 215213330 |  | HRCU-A-CB | FXU36HP230V1R32AO |  | FXU36HP230V1R32AH |  |  |  | 12 | 18 | 10 | TRUE | TRUE | TRUE | 34000 | 28200 | 2.5 | 29600 | 2.47
215213329 | 10/27/2022 | Live | Gree | GREE | Singlezone Ducted, Centrally Ducted | 215213329 |  | HRCU-A-CB | FXU24HP230V1R32AO |  | FXU24HP230V1R32AH |  |  |  | 12.5 | 18 | 10 | TRUE | TRUE | TRUE | 24000 | 20600 | 2.7 | 21600 | 2.67
214610240 | 10/27/2022 | Live | Gree | GREE | Singlezone Ducted, Centrally Ducted | 214610240 |  | HRCU-A-CB | GUD24W2/NHE-D(U) |  | GUD24AH2/E-D(U) |  |  |  | 12.5 | 18 | 10 | TRUE | TRUE | TRUE | 24000 | 20600 | 2.7 | 21600 | 2.67
214303507 | 10/27/2022 | Live | Gree | GREE | Singlezone Ducted, Centrally Ducted | 214303507 |  | HRCU-A-C | GUD24W/A-D(U) |  | GCAT24*/NAA |  |  |  | 11 | 15.2 | 8.5 | FALSE | FALSE | FALSE | 23000 | 20000 | 2 | 21000 | 1.98
216441722 | 10/27/2022 | Live | Panasonic | PANASONIC | Multizone All Non-Ducted | 216441722 |  | HMSR-A-CB-O | CU-5Z36BBUC | Non-Ducted Indoor Units |  |  |  |  | 11.8 | 22 | 10.3 | TRUE | TRUE |  | 36000 | 32000 | 2.5 | 32000 | 2.5
216441721 | 10/27/2022 | Live | Panasonic | PANASONIC | Multizone All Non-Ducted | 216441721 |  | HMSR-A-CB-O | CU-4Z24BBUC | Non-Ducted Indoor Units |  |  |  |  | 13.45 | 24 | 11.4 | TRUE | TRUE |  | 24000 | 32000 | 2.4 | 32000 | 2.4
216618814 | 10/27/2022 | Live | Daikin North America, LLC | DAIKIN | Singlezone Non-Ducted, Wall Placement | 216618814 |  | HRCU-A-CB-O | RXT15AVJU* | Mini-Splits | FTXV15AVJU* |  |  |  | 12.2 | 21 | 10.5 | TRUE | TRUE |  | 15000 | 13000 | 2.59 | 20200 | 2.21
215712213 | 10/27/2022 | Live | Mitsubishi Electric Trane | MITSUBISHI ELECTRIC | Singlezone Non-Ducted, Wall Placement | 215712213 |  | HRCU-A-CB-O | PUZ-AK36NLHZ*** | Mini-Splits | PKA-AK36NL*** |  |  |  | 11.9 | 22.1 | 9.6 | TRUE | TRUE |  | 33600 | 24200 | 2.8 | 38000 | 1.61
215712206 | 10/27/2022 | Live | Mitsubishi Electric Trane | MITSUBISHI ELECTRIC | Singlezone Non-Ducted, Wall Placement | 215712206 |  | HRCU-A-CB-O | PUZ-AK30NLHZ*** | Mini-Splits | PKA-AK30NL*** |  |  |  | 12.7 | 23.2 | 9.9 | TRUE | TRUE |  | 30000 | 22000 | 3 | 32000 | 1.59
215712197 | 10/27/2022 | Live | Mitsubishi Electric Trane | MITSUBISHI ELECTRIC | Singlezone Non-Ducted, Wall Placement | 215712197 |  | HRCU-A-CB-O | PUZ-AK24NLHZ*** | Mini-Splits | PKA-AK24NL*** |  |  |  | 14.5 | 21.8 | 9.4 | TRUE | TRUE |  | 24000 | 17000 | 2.69 | 26000 | 1.76
215712189 | 10/27/2022 | Live | Mitsubishi Electric Trane | MITSUBISHI ELECTRIC | Singlezone Non-Ducted, Wall Placement | 215712189 |  | HRCU-A-CB-O | PUZ-AK36NL*** | Mini-Splits | PKA-AK36NL*** |  |  |  | 12 | 20.3 | 9.4 | TRUE | FALSE |  | 33400 | 23200 | 2.8 | 23200 | 2.8
215712226 | 10/27/2022 | Live | Mitsubishi Electric Trane | MITSUBISHI ELECTRIC | Singlezone Non-Ducted, Wall Placement | 215712226 |  | HRCU-A-CB-O | PUZ-AH30NL*** | Mini-Splits | PKA-AK30NL*** |  |  |  | 10.1 | 19.7 | 9.2 | FALSE | FALSE |  | 30000 | 18700 | 2.7 | 18700 | 2.7
215712179 | 10/27/2022 | Live | Mitsubishi Electric Trane | MITSUBISHI ELECTRIC | Singlezone Non-Ducted, Wall Placement | 215712179 |  | HRCU-A-CB-O | PUZ-AH24NL*** | Mini-Splits | PKA-AK24NL*** |  |  |  | 12 | 21.1 | 9.2 | TRUE | FALSE |  | 24000 | 15300 | 2.8 | 15300 | 2.8
215712225 | 10/27/2022 | Live | Mitsubishi Electric Trane | MITSUBISHI ELECTRIC | Singlezone Non-Ducted, Wall Placement | 215712225 |  | HRCU-A-CB-O | PUZ-AK18NL*** | Mini-Splits | PKA-AL18NL*** |  |  |  | 11 | 19.5 | 8.9 | TRUE | FALSE |  | 18000 | 11700 | 2.4 | 11700 | 2.4
215712172 | 10/27/2022 | Live | Mitsubishi Electric Trane | MITSUBISHI ELECTRIC | Singlezone Non-Ducted, Wall Placement | 215712172 |  | HRCU-A-CB-O | PUZ-AK12NL*** | Mini-Splits | PKA-AL12NL*** |  |  |  | 14.8 | 21.1 | 10.1 | TRUE | FALSE |  | 12000 | 9400 | 2.81 | 9400 | 2.81
215712219 | 10/27/2022 | Live | Mitsubishi Electric Trane | MITSUBISHI ELECTRIC | Singlezone Non-Ducted, Ceiling Placement | 215712219 |  | HRCU-A-CB-O | PUZ-AK42NLHZ*** | Mini-Splits | PLA-AE42NL*** |  |  |  | 11.8 | 20 | 9.2 | TRUE | TRUE |  | 42000 | 32400 | 2.7 | 48000 | 1.91
215712212 | 10/27/2022 | Live | Mitsubishi Electric Trane | MITSUBISHI ELECTRIC | Singlezone Non-Ducted, Ceiling Placement | 215712212 |  | HRCU-A-CB-O | PUZ-AK36NLHZ*** | Mini-Splits | PLA-AE36NL*** |  |  |  | 13.7 | 23.3 | 9.7 | TRUE | TRUE |  | 36000 | 24000 | 2.89 | 38000 | 1.91
215712205 | 10/27/2022 | Live | Mitsubishi Electric Trane | MITSUBISHI ELECTRIC | Singlezone Non-Ducted, Ceiling Placement | 215712205 |  | HRCU-A-CB-O | PUZ-AK30NLHZ*** | Mini-Splits | PLA-AE30NL*** |  |  |  | 14 | 23.8 | 10.1 | TRUE | TRUE |  | 30000 | 21600 | 3.1 | 32000 | 2.14
215712196 | 10/27/2022 | Live | Mitsubishi Electric Trane | MITSUBISHI ELECTRIC | Singlezone Non-Ducted, Ceiling Placement | 215712196 |  | HRCU-A-CB-O | PUZ-AK24NLHZ*** | Mini-Splits | PLA-AE24NL*** |  |  |  | 16.1 | 22.8 | 9.8 | TRUE | TRUE |  | 24000 | 16400 | 2.9 | 26000 | 2.07
215712195 | 10/27/2022 | Live | Mitsubishi Electric Trane | MITSUBISHI ELECTRIC | Singlezone Non-Ducted, Ceiling Placement | 215712195 |  | HRCU-A-CB-O | PUZ-AK42NL*** | Mini-Splits | PLA-AE42NL*** |  |  |  | 12 | 21 | 10.1 | TRUE | FALSE |  | 42000 | 29400 | 2.9 | 29400 | 2.9
215712188 | 10/27/2022 | Live | Mitsubishi Electric Trane | MITSUBISHI ELECTRIC | Singlezone Non-Ducted, Ceiling Placement | 215712188 |  | HRCU-A-CB-O | PUZ-AK36NL*** | Mini-Splits | PLA-AE36NL*** |  |  |  | 13.7 | 23.3 | 9.8 | TRUE | FALSE |  | 36000 | 23600 | 3.1 | 23600 | 3.1
215712187 | 10/27/2022 | Live | Mitsubishi Electric Trane | MITSUBISHI ELECTRIC | Singlezone Non-Ducted, Ceiling Placement | 215712187 |  | HRCU-A-CB-O | PUZ-AH30NL*** | Mini-Splits | PLA-AE30NL*** |  |  |  | 11.7 | 21.9 | 10.3 | TRUE | FALSE |  | 27000 | 17700 | 2.8 | 17700 | 2.8
215712178 | 10/27/2022 | Live | Mitsubishi Electric Trane | MITSUBISHI ELECTRIC | Singlezone Non-Ducted, Ceiling Placement | 215712178 |  | HRCU-A-CB-O | PUZ-AH24NL*** | Mini-Splits | PLA-AE24NL*** |  |  |  | 13.2 | 22.6 | 9.8 | TRUE | FALSE |  | 24000 | 15700 | 3.01 | 15700 | 3.01
215712175 | 10/27/2022 | Live | Mitsubishi Electric Trane | MITSUBISHI ELECTRIC | Singlezone Non-Ducted, Ceiling Placement | 215712175 |  | HRCU-A-CB-O | PUZ-AK18NL*** | Mini-Splits | PLA-AE18NL*** |  |  |  | 13.7 | 24.7 | 9.8 | TRUE | FALSE |  | 18000 | 12000 | 2.61 | 12000 | 2.61
215712171 | 10/27/2022 | Live | Mitsubishi Electric Trane | MITSUBISHI ELECTRIC | Singlezone Non-Ducted, Ceiling Placement | 215712171 |  | HRCU-A-CB-O | PUZ-AK12NL*** | Mini-Splits | PLA-AE12NL*** |  |  |  | 17.1 | 24.8 | 10.9 | TRUE | FALSE |  | 12000 | 10700 | 2.8 | 10700 | 2.8
215712214 | 10/27/2022 | Live | Mitsubishi Electric Trane | MITSUBISHI ELECTRIC | Singlezone Non-Ducted, Ceiling Placement | 215712214 |  | HRCU-A-CB-O | PUZ-AK36NLHZ*** | Mini-Splits | PCA-AK36NL*** |  |  |  | 12.2 | 22.2 | 9.5 | TRUE | TRUE |  | 36000 | 24200 | 2.8 | 38000 | 1.53
215712207 | 10/27/2022 | Live | Mitsubishi Electric Trane | MITSUBISHI ELECTRIC | Singlezone Non-Ducted, Ceiling Placement | 215712207 |  | HRCU-A-CB-O | PUZ-AK30NLHZ*** | Mini-Splits | PCA-AK30NL*** |  |  |  | 12.3 | 21.9 | 9.4 | TRUE | TRUE |  | 30000 | 22400 | 2.7 | 32000 | 1.56
215712198 | 10/27/2022 | Live | Mitsubishi Electric Trane | MITSUBISHI ELECTRIC | Singlezone Non-Ducted, Ceiling Placement | 215712198 |  | HRCU-A-CB-O | PUZ-AK24NLHZ*** | Mini-Splits | PCA-AK24NL*** |  |  |  | 14.1 | 20 | 9.2 | TRUE | TRUE |  | 24000 | 17000 | 2.69 | 26000 | 1.74
215712230 | 10/27/2022 | Live | Mitsubishi Electric Trane | MITSUBISHI ELECTRIC | Singlezone Non-Ducted, Ceiling Placement | 215712230 |  | HRCU-A-CB-O | PUZ-AK42NL*** | Mini-Splits | PCA-AK42NL*** |  |  |  | 10.9 | 20.4 | 9.9 | FALSE | FALSE |  | 42000 | 29600 | 2.8 | 29600 | 2.8
215712190 | 10/27/2022 | Live | Mitsubishi Electric Trane | MITSUBISHI ELECTRIC | Singlezone Non-Ducted, Ceiling Placement | 215712190 |  | HRCU-A-CB-O | PUZ-AK36NL*** | Mini-Splits | PCA-AK36NL*** |  |  |  | 12.2 | 20.6 | 9.1 | TRUE | FALSE |  | 36000 | 23200 | 2.7 | 23200 | 2.7
215712227 | 10/27/2022 | Live | Mitsubishi Electric Trane | MITSUBISHI ELECTRIC | Singlezone Non-Ducted, Ceiling Placement | 215712227 |  | HRCU-A-CB-O | PUZ-AH30NL*** | Mini-Splits | PCA-AK30NL*** |  |  |  | 9.8 | 18.7 | 9.2 | FALSE | FALSE |  | 28200 | 18700 | 2.6 | 18700 | 2.6
215712180 | 10/27/2022 | Live | Mitsubishi Electric Trane | MITSUBISHI ELECTRIC | Singlezone Non-Ducted, Ceiling Placement | 215712180 |  | HRCU-A-CB-O | PUZ-AH24NL*** | Mini-Splits | PCA-AK24NL*** |  |  |  | 12 | 20.2 | 9.3 | TRUE | FALSE |  | 21800 | 15300 | 2.7 | 15300 | 2.7
216441713 | 10/27/2022 | Live | Midea Electric Trading | MIDEA | Singlezone Ducted, Compact Ducted | 216441713 |  | HRCU-A-C | MDV-V60WMN10T |  | MCPM4860DN10TH |  |  |  | 10 | 14.3 | 8.7 | FALSE | FALSE |  | 53000 | 38000 | 2.46 | 46000 | 2.5
216441719 | 10/27/2022 | Live | Midea Electric Trading | MIDEA | Singlezone Ducted, Centrally Ducted | 216441719 |  | HRCU-A-CB | MDV-V60WMN10T |  | MIH54VMN10 |  |  |  | 10.1 | 17 | 9.3 | FALSE | TRUE |  | 52000 | 40000 | 2.4 | 47500 | 2.55
216051346 | 10/27/2022 | Live | Midea Electric Trading | MIDEA | Singlezone Ducted, Centrally Ducted | 216051346 |  | HRCU-A-CB | MDV-V60WMN10T |  | MVME60C2MN10TB |  |  |  | 10 | 16 | 9.3 | FALSE | FALSE |  | 52000 | 38000 | 2.6 | 46500 | 2.5
216441712 | 10/27/2022 | Live | Midea Electric Trading | MIDEA | Singlezone Ducted, Compact Ducted | 216441712 |  | HRCU-A-C | MDV-V48WMN10T |  | MCPM4860DN10TH |  |  |  | 10 | 14.3 | 8.9 | FALSE | FALSE |  | 45000 | 36000 | 2.38 | 42000 | 2.55
216441718 | 10/27/2022 | Live | Midea Electric Trading | MIDEA | Singlezone Ducted, Centrally Ducted | 216441718 |  | HRCU-A-CB | MDV-V48WMN10T |  | MIH48VMN10 |  |  |  | 10.8 | 17 | 9.4 | FALSE | TRUE |  | 48000 | 36800 | 2.4 | 42800 | 2.55
216051345 | 10/27/2022 | Live | Midea Electric Trading | MIDEA | Singlezone Ducted, Centrally Ducted | 216051345 |  | HRCU-A-CB | MDV-V48WMN10T |  | MVME48C2MN10TB |  |  |  | 10.3 | 17 | 9.4 | FALSE | FALSE |  | 48000 | 36000 | 2.7 | 41200 | 2.6
216440560 | 10/27/2022 | Live | Midea Electric Trading | MIDEA | Singlezone Ducted, Centrally Ducted | 216440560 |  | HRCU-A-CB | MDV-V30WMN10T |  | MHVE30B1MN10TB |  |  |  | 11.7 | 16 | 9.4 | TRUE | TRUE |  | 30000 | 26200 | 2.4 | 31900 | 2.12
216441716 | 10/27/2022 | Live | Midea Electric Trading | MIDEA | Singlezone Ducted, Centrally Ducted | 216441716 |  | HRCU-A-CB | MDV-V30WMN10T |  | MIH30VMN10 |  |  |  | 12.5 | 18 | 10 | TRUE | TRUE |  | 30000 | 26000 | 2.3 | 30590 | 2.16
216441715 | 10/27/2022 | Live | Midea Electric Trading | MIDEA | Singlezone Ducted, Centrally Ducted | 216441715 |  | HRCU-A-CB | MDV-V24WMN10T |  | MIH24VMN10 |  |  |  | 11.7 | 17 | 9.2 | TRUE | TRUE |  | 23000 | 18000 | 2.4 | 23030 | 2.26
216706219 | 10/27/2022 | Live | Midea Electric Trading | MIDEA | Singlezone Ducted, Compact Ducted | 216706219 |  | HRCU-A-C | MDV-V36WMN10T-H |  | MCPM3036BN10TH |  |  |  | 10.1 | 15.3 | 8.8 | FALSE | TRUE |  | 34000 | 29400 | 2.2 | 31400 | 2.15
216706218 | 10/27/2022 | Live | Midea Electric Trading | MIDEA | Singlezone Ducted, Compact Ducted | 216706218 |  | HRCU-A-C | MDV-V30WMN10T-H |  | MCPM3036BN10TH |  |  |  | 10 | 15.3 | 8.5 | FALSE | TRUE |  | 30000 | 24000 | 2.3 | 30150 | 2.1
216706217 | 10/27/2022 | Live | Midea Electric Trading | MIDEA | Singlezone Ducted, Compact Ducted | 216706217 |  | HRCU-A-C | MDV-V24WMN10T-H |  | MCPM3036BN10TH |  |  |  | 11 | 15.3 | 8.5 | FALSE | TRUE |  | 23000 | 19400 | 2.3 | 24100 | 2.11
216445288 | 10/27/2022 | Live | Ouellet, Group ACD | STELPRO | Singlezone Non-Ducted, Wall Placement | 216445288 |  | HRCU-A-CB-O | SELB-H24A-O | Mini-Splits | SELB-H24A-I |  |  |  | 12.25 | 22.5 | 9.5 | TRUE | TRUE |  | 24000 | 22000 | 3.58 | 24000 | 1.85
216445287 | 10/27/2022 | Live | Ouellet, Group ACD | STELPRO | Singlezone Non-Ducted, Wall Placement | 216445287 |  | HRCU-A-CB-O | SELB-H18A-O | Mini-Splits | SELB-H18A-I |  |  |  | 12.95 | 21 | 10 | TRUE | TRUE |  | 18000 | 18000 | 3.61 | 18500 | 1.95
216445286 | 10/27/2022 | Live | Ouellet, Group ACD | STELPRO | Singlezone Non-Ducted, Wall Placement | 216445286 |  | HRCU-A-CB-O | SELB-H12A-O | Mini-Splits | SELB-H12A-I |  |  |  | 12.25 | 23 | 10 | TRUE | TRUE |  | 12000 | 10800 | 4.8 | 12000 | 2.51
216445285 | 10/27/2022 | Live | Ouellet, Group ACD | STELPRO | Singlezone Non-Ducted, Wall Placement | 216445285 |  | HRCU-A-CB-O | SELB-H09A-O | Mini-Splits | SELB-H09A-I |  |  |  | 13.65 | 25 | 11 | TRUE | TRUE |  | 9000 | 9000 | 4.8 | 9200 | 2.07
216445284 | 10/27/2022 | Live | Ouellet, Group ACD | CAPELLA | Singlezone Non-Ducted, Wall Placement | 216445284 |  | HRCU-A-CB-O | CPEB-H24A-O | Mini-Splits | CPEB-H24A-I |  |  |  | 12.25 | 22.5 | 9.5 | TRUE | TRUE |  | 24000 | 22000 | 3.58 | 24000 | 1.85
216445283 | 10/27/2022 | Live | Ouellet, Group ACD | CAPELLA | Singlezone Non-Ducted, Wall Placement | 216445283 |  | HRCU-A-CB-O | CPEB-H18A-O | Mini-Splits | CPEB-H18A-I |  |  |  | 12.95 | 21 | 10 | TRUE | TRUE |  | 18000 | 18000 | 3.61 | 18500 | 1.95
216445282 | 10/27/2022 | Live | Ouellet, Group ACD | CAPELLA | Singlezone Non-Ducted, Wall Placement | 216445282 |  | HRCU-A-CB-O | CPEB-H12A-O | Mini-Splits | CPEB-H12A-I |  |  |  | 12.25 | 23 | 10 | TRUE | TRUE |  | 12000 | 10800 | 4.8 | 12000 | 2.51
216445281 | 10/27/2022 | Live | Ouellet, Group ACD | CAPELLA | Singlezone Non-Ducted, Wall Placement | 216445281 |  | HRCU-A-CB-O | CPEB-H09A-O | Mini-Splits | CPEB-H09A-I |  |  |  | 13.65 | 25 | 11 | TRUE | TRUE |  | 9000 | 9000 | 4.8 | 9200 | 2.07
216571361 | 10/27/2022 | Live | Midea Electric Trading | DIRECT AIR | Singlezone Ducted, Centrally Ducted | 216571361 |  | HRCU-A-CB | DIRM4-18MAGICPRO20-OU |  | DIRM4-18MAGICPRO20-AH |  |  |  | 12.5 | 19 | 9.7 | TRUE | TRUE |  | 18000 | 15000 | 2.6 | 21600 | 2.3
216505879 | 10/27/2022 | Live | Midea Electric Trading | PANASONIC | Singlezone Ducted, Centrally Ducted | 216505879 |  | HRCU-A-CB | CU-HM18BAHU |  | CS-HM18BAHU |  |  |  | 12.5 | 19 | 9.7 | TRUE | TRUE |  | 18000 | 15000 | 2.6 | 21600 | 2.3
216012012 | 10/27/2022 | Live | Midea Electric Trading | BREEZE33 | Singlezone Ducted, Centrally Ducted | 216012012 |  | HRCU-A-CB | BZ33-INV18OUT2-454-G3-J |  | BZ33-INVAHU18-454-G3-J |  |  |  | 12.5 | 19 | 9.7 | TRUE | TRUE |  | 18000 | 15000 | 2.6 | 21600 | 2.3
216032227 | 10/27/2022 | Live | Midea Electric Trading | 1HVAC | Singlezone Ducted, Centrally Ducted | 216032227 |  | HRCU-A-CB | ACIQ-18-HPD |  | ACIQ-18-AHD |  |  |  | 12.5 | 19 | 9.7 | TRUE | TRUE |  | 18000 | 15000 | 2.6 | 21600 | 2.3
216032246 | 10/27/2022 | Live | Midea Electric Trading | ACIQ | Singlezone Ducted, Centrally Ducted | 216032246 |  | HRCU-A-CB | ACIQ-18-HPD |  | ACIQ-18-AHD |  |  |  | 12.5 | 19 | 9.7 | TRUE | TRUE |  | 18000 | 15000 | 2.6 | 21600 | 2.3
216030964 | 10/27/2022 | Live | Midea Electric Trading | MOOVAIR | Singlezone Ducted, Centrally Ducted | 216030964 |  | HRCU-A-CB | MSHMA18R2AN1 |  | MAHMA18R4AS1 |  |  |  | 12.5 | 19 | 9.7 | TRUE | TRUE |  | 18000 | 15000 | 2.6 | 21600 | 2.3
215866616 | 10/27/2022 | Live | Midea Electric Trading | KADEN | Singlezone Ducted, Centrally Ducted | 215866616 |  | HRCU-A-CB | KOB-HH-UUX18HP-2AAMA |  | KIB-UUX18AH-2AAMA |  |  |  | 12.5 | 19 | 9.7 | FALSE | FALSE |  | 18000 | 15000 | 2.6 | 21600 | 2.3
216621510 | 10/27/2022 | Live | Midea Electric Trading | MITS AIR | Singlezone Ducted, Centrally Ducted | 216621510 |  | HRCU-A-CB | MAMOX430-18HFN10-M3X |  | MAMVBC-18HWFN10-MB3E-D |  |  |  | 12.5 | 19 | 9.7 | FALSE | FALSE |  | 18000 | 15000 | 2.6 | 21600 | 2.3
215408661 | 10/27/2022 | Live | Midea Electric Trading | INNOVAIR | Singlezone Ducted, Centrally Ducted | 215408661 |  | HRCU-A-CB | SHV18H2BA |  | SAV18BDA |  |  |  | 12.5 | 19 | 9.7 | TRUE | TRUE | TRUE | 18000 | 15000 | 2.6 | 21600 | 2.3
215864310 | 10/27/2022 | Live | Midea Electric Trading | MAINLINE | Singlezone Ducted, Centrally Ducted | 215864310 |  | HRCU-A-CB | ML18HP230LMNTH-O |  | ML18HP230LMNTAHU-I |  |  |  | 12.5 | 19 | 9.7 | FALSE | FALSE |  | 18000 | 15000 | 2.6 | 21600 | 2.3
215471331 | 10/27/2022 | Live | Midea Electric Trading | MIDEA | Singlezone Ducted, Centrally Ducted | 215471331 |  | HRCU-A-CB | MO1HE-H18B-2A |  | MAUHE-H18B-2A |  |  |  | 12.5 | 19 | 9.7 | TRUE | TRUE | TRUE | 18000 | 15000 | 2.6 | 21600 | 2.3
215853869 | 10/27/2022 | Live | Midea Electric Trading | BLUERIDGE | Singlezone Ducted, Centrally Ducted | 215853869 |  | HRCU-A-CB | BMSAH18HHC |  | BMS2AH18I |  |  |  | 12.5 | 19 | 9.7 | TRUE | TRUE |  | 18000 | 15000 | 2.6 | 21600 | 2.3
215449704 | 10/27/2022 | Live | Midea Electric Trading | CANAIR | Singlezone Ducted, Centrally Ducted | 215449704 |  | HRCU-A-CB | 4CDH2018C21 |  | 4CDH2018F21 |  |  |  | 12.5 | 19 | 9.7 | TRUE | TRUE | TRUE | 18000 | 15000 | 2.6 | 21600 | 2.3
215746026 | 10/27/2022 | Live | Midea Electric Trading | CUSTOM COMFORT | Singlezone Ducted, Centrally Ducted | 215746026 |  | HRCU-A-CB | CCOXHB24V18HP |  | CCOXHBAH24V18 |  |  |  | 12.5 | 19 | 9.7 | TRUE | TRUE | TRUE | 18000 | 15000 | 2.6 | 21600 | 2.3
215866704 | 10/27/2022 | Live | Midea Electric Trading | AI AIR CONDITIONING | Singlezone Ducted, Centrally Ducted | 215866704 |  | HRCU-A-CB | AUO19-18N2-M3H |  | AUH2-18N2-BM3E |  |  |  | 12.5 | 19 | 9.7 | TRUE | TRUE |  | 18000 | 15000 | 2.6 | 21600 | 2.3
216097074 | 10/27/2022 | Live | Midea Electric Trading | COMFORT-AIRE | Singlezone Ducted, Centrally Ducted | 216097074 |  | HRCU-A-CB | A-VXP18TA-1 |  | B-VXP18TA-1 |  |  |  | 12.5 | 19 | 9.7 | TRUE | TRUE |  | 18000 | 15000 | 2.6 | 21600 | 2.3
214861585 | 10/27/2022 | Live | Midea Electric Trading | MDV | Singlezone Ducted, Centrally Ducted | 214861585 |  | HRCU-A-CB | MOX430-18HFN10-M3X |  | MVBC-18HWFN10-MB3E-D |  |  |  | 12.5 | 19 | 9.7 | TRUE | TRUE | TRUE | 18000 | 15000 | 2.6 | 21600 | 2.3
214861539 | 10/27/2022 | Live | Midea Electric Trading | MDV | Singlezone Ducted, Centrally Ducted | 214861539 |  | HRCU-A-CB | MOX430-18HFN10-M3X |  | MVBC-18HWFN10-MB3E |  |  |  | 12.5 | 19 | 9.8 | TRUE | TRUE | TRUE | 18000 | 15000 | 2.6 | 21600 | 2.3
215385451 | 10/27/2022 | Live | Trane U.S. Inc. | AMERISTAR | Singlezone Non-Ducted, Wall Placement | 215385451 |  | HRCU-A-CB-O | M5THS1936A11NAA | Mini-Splits | M5MHW1936A1N0AA |  |  |  | 9 | 19 | 9 | FALSE | FALSE |  | 36000 | 21800 | 2.55 | 22700 | 2.17
215385450 | 10/27/2022 | Live | Trane U.S. Inc. | AMERISTAR | Singlezone Non-Ducted, Wall Placement | 215385450 |  | HRCU-A-CB-O | M5THS1924A11NAA | Mini-Splits | M5MHWUN24A1N0AA |  |  |  | 12 | 19 | 9.5 | FALSE | FALSE |  | 23000 | 14000 | 1.39 | 22000 | 1.87
215385449 | 10/27/2022 | Live | Trane U.S. Inc. | AMERISTAR | Singlezone Non-Ducted, Wall Placement | 215385449 |  | HRCU-A-CB-O | M5THS1918A11NAA | Mini-Splits | M5MHWUN18A1N0AA |  |  |  | 12.5 | 19 | 9.5 | FALSE | FALSE |  | 18000 | 11000 | 1.61 | 17500 | 2.14
215385448 | 10/27/2022 | Live | Trane U.S. Inc. | AMERISTAR | Singlezone Non-Ducted, Wall Placement | 215385448 |  | HRCU-A-CB-O | M5THS1912A11NAA | Mini-Splits | M5MHWUN12A1N0AA |  |  |  | 13 | 19 | 10 | FALSE | FALSE |  | 12000 | 8100 | 3.08 | 9700 | 2.2
215385447 | 10/27/2022 | Live | Trane U.S. Inc. | AMERISTAR | Singlezone Non-Ducted, Wall Placement | 215385447 |  | HRCU-A-CB-O | M5THS1909A11NAA | Mini-Splits | M5MHWUN09A1N0AA |  |  |  | 13 | 19 | 10 | FALSE | FALSE |  | 9000 | 5800 | 2.66 | 9100 | 2.22
215385441 | 10/27/2022 | Live | Trane U.S. Inc. | AMERISTAR | Singlezone Non-Ducted, Wall Placement | 215385441 |  | HRCU-A-CB-O | M5THS2324A11NAA | Mini-Splits | M5MHWUN24A1N0AA |  |  |  | 12 | 23 | 9.5 | TRUE | TRUE |  | 23000 | 14000 | 1.39 | 22000 | 1.87
215385440 | 10/27/2022 | Live | Trane U.S. Inc. | AMERISTAR | Singlezone Non-Ducted, Wall Placement | 215385440 |  | HRCU-A-CB-O | M5THS2318A11NAA | Mini-Splits | M5MHWUN18A1N0AA |  |  |  | 12.5 | 23 | 9.5 | TRUE | TRUE |  | 18000 | 11000 | 1.61 | 17500 | 2.14
215385439 | 10/27/2022 | Live | Trane U.S. Inc. | AMERISTAR | Singlezone Non-Ducted, Wall Placement | 215385439 |  | HRCU-A-CB-O | M5THS2312A11NAA | Mini-Splits | M5MHWUN12A1N0AA |  |  |  | 13 | 24 | 10 | TRUE | TRUE |  | 12000 | 8100 | 3.08 | 9700 | 2.2
215385438 | 10/27/2022 | Live | Trane U.S. Inc. | AMERISTAR | Singlezone Non-Ducted, Wall Placement | 215385438 |  | HRCU-A-CB-O | M5THS2309A11NAA | Mini-Splits | M5MHWUN09A1N0AA |  |  |  | 13 | 24 | 10 | TRUE | TRUE |  | 9000 | 5800 | 2.66 | 9100 | 2.22
215385446 | 10/27/2022 | Live | Trane U.S. Inc. | RUNTRU | Singlezone Non-Ducted, Wall Placement | 215385446 |  | HRCU-A-CB-O | M5THS1936A11NAA | Mini-Splits | M5MHW1936A1N0AA |  |  |  | 9 | 19 | 9 | FALSE | FALSE |  | 36000 | 21800 | 2.55 | 22700 | 2.17
215385445 | 10/27/2022 | Live | Trane U.S. Inc. | RUNTRU | Singlezone Non-Ducted, Wall Placement | 215385445 |  | HRCU-A-CB-O | M5THS1924A11NAA | Mini-Splits | M5MHWUN24A1N0AA |  |  |  | 12 | 19 | 9.5 | FALSE | FALSE |  | 23000 | 14000 | 1.39 | 22000 | 1.87
215385444 | 10/27/2022 | Live | Trane U.S. Inc. | RUNTRU | Singlezone Non-Ducted, Wall Placement | 215385444 |  | HRCU-A-CB-O | M5THS1918A11NAA | Mini-Splits | M5MHWUN18A1N0AA |  |  |  | 12.5 | 19 | 9.5 | FALSE | FALSE |  | 18000 | 11000 | 1.61 | 17500 | 2.14
215385443 | 10/27/2022 | Live | Trane U.S. Inc. | RUNTRU | Singlezone Non-Ducted, Wall Placement | 215385443 |  | HRCU-A-CB-O | M5THS1912A11NAA | Mini-Splits | M5MHWUN12A1N0AA |  |  |  | 13 | 19 | 10 | FALSE | FALSE |  | 12000 | 8100 | 3.08 | 9700 | 2.2
215385442 | 10/27/2022 | Live | Trane U.S. Inc. | RUNTRU | Singlezone Non-Ducted, Wall Placement | 215385442 |  | HRCU-A-CB-O | M5THS1909A11NAA | Mini-Splits | M5MHWUN09A1N0AA |  |  |  | 13 | 19 | 10 | FALSE | FALSE |  | 9000 | 5800 | 2.66 | 9100 | 2.22
215385437 | 10/27/2022 | Live | Trane U.S. Inc. | RUNTRU | Singlezone Non-Ducted, Wall Placement | 215385437 |  | HRCU-A-CB-O | M5THS2324A11NAA | Mini-Splits | M5MHWUN24A1N0AA |  |  |  | 12 | 23 | 9.5 | TRUE | TRUE |  | 23000 | 14000 | 1.39 | 22000 | 1.87
215385436 | 10/27/2022 | Live | Trane U.S. Inc. | RUNTRU | Singlezone Non-Ducted, Wall Placement | 215385436 |  | HRCU-A-CB-O | M5THS2318A11NAA | Mini-Splits | M5MHWUN18A1N0AA |  |  |  | 12.5 | 23 | 9.5 | TRUE | TRUE |  | 18000 | 11000 | 1.61 | 17500 | 2.14
215385435 | 10/27/2022 | Live | Trane U.S. Inc. | RUNTRU | Singlezone Non-Ducted, Wall Placement | 215385435 |  | HRCU-A-CB-O | M5THS2312A11NAA | Mini-Splits | M5MHWUN12A1N0AA |  |  |  | 13 | 24 | 10 | TRUE | TRUE |  | 12000 | 8100 | 3.08 | 9700 | 2.2
215385434 | 10/27/2022 | Live | Trane U.S. Inc. | RUNTRU | Singlezone Non-Ducted, Wall Placement | 215385434 |  | HRCU-A-CB-O | M5THS2309A11NAA | Mini-Splits | M5MHWUN09A1N0AA |  |  |  | 13 | 24 | 10 | TRUE | TRUE |  | 9000 | 5800 | 2.66 | 9100 | 2.22
214395392 | 10/27/2022 | Live | Johnson Controls Inc. (York International Norman) | COLEMAN | Singlezone Ducted, Centrally Ducted | 214395392 |  | HRCU-A-CB | HH836E2S11 |  | JHC36C5CD2SS1 |  |  |  | 11.7 | 19 | 9 | FALSE | FALSE |  | 34000 | 26600 | 2.54 | 26600 | 2.54
214395406 | 10/27/2022 | Live | Johnson Controls Inc. (York International Norman) | FRASER-JOHNSTON | Singlezone Ducted, Centrally Ducted | 214395406 |  | HRCU-A-CB | HH836E2S11 |  | JHC36C5CD2SS1 |  |  |  | 11.7 | 19 | 9 | FALSE | FALSE |  | 34000 | 26600 | 2.54 | 26600 | 2.54
216591626 | 10/27/2022 | Live | Johnson Controls Inc. (York International Norman) | KENMORE | Singlezone Ducted, Centrally Ducted | 216591626 |  | HRCU-A-CB | HH836E2S11 |  | JHC36C5CD2SS1 |  |  |  | 11.7 | 19 | 9 | FALSE | FALSE |  | 34000 | 26600 | 2.54 | 26600 | 2.54
214395389 | 10/27/2022 | Live | Johnson Controls Inc. (York International Norman) | LUXAIRE | Singlezone Ducted, Centrally Ducted | 214395389 |  | HRCU-A-CB | HH836E2S11 |  | JHC36C5CD2SS1 |  |  |  | 11.7 | 19 | 9 | FALSE | FALSE |  | 34000 | 26600 | 2.54 | 26600 | 2.54
214395399 | 10/27/2022 | Live | Johnson Controls Inc. (York International Norman) | JOHNSON CONTROLS | Singlezone Ducted, Centrally Ducted | 214395399 |  | HRCU-A-CB | HH836E2S11 |  | JHC36C5CD2SS1 |  |  |  | 11.7 | 19 | 9 | FALSE | FALSE |  | 34000 | 26600 | 2.54 | 26600 | 2.54
214395402 | 10/27/2022 | Live | Johnson Controls Inc. (York International Norman) | CHAMPION HEATING AND COOLING | Singlezone Ducted, Centrally Ducted | 214395402 |  | HRCU-A-CB | HH836E2S11 |  | JHC36C5CD2SS1 |  |  |  | 11.7 | 19 | 9 | FALSE | FALSE |  | 34000 | 26600 | 2.54 | 26600 | 2.54
214395386 | 10/27/2022 | Live | Johnson Controls Inc. (York International Norman) | YORK | Singlezone Ducted, Centrally Ducted | 214395386 |  | HRCU-A-CB | HH836E2S11 |  | JHC36C5CD2SS1 |  |  |  | 11.7 | 19 | 9 | TRUE | TRUE |  | 34000 | 26600 | 2.54 | 26600 | 2.54
214395404 | 10/27/2022 | Live | Johnson Controls Inc. (York International Norman) | COLEMAN | Singlezone Ducted, Centrally Ducted | 214395404 |  | HRCU-A-CB | HH824E2S11 |  | JHC24B5AC2SS1 |  |  |  | 12 | 19 | 9.5 | FALSE | FALSE |  | 24000 | 18400 | 2.74 | 18400 | 2.74
214395397 | 10/27/2022 | Live | Johnson Controls Inc. (York International Norman) | FRASER-JOHNSTON | Singlezone Ducted, Centrally Ducted | 214395397 |  | HRCU-A-CB | HH824E2S11 |  | JHC24B5AC2SS1 |  |  |  | 12 | 19 | 9.5 | FALSE | FALSE |  | 24000 | 18400 | 2.74 | 18400 | 2.74
216591132 | 10/27/2022 | Live | Johnson Controls Inc. (York International Norman) | KENMORE | Singlezone Ducted, Centrally Ducted | 216591132 |  | HRCU-A-CB | HH824E2S11 |  | JHC24B5AC2SS1 |  |  |  | 12 | 19 | 9.5 | FALSE | FALSE |  | 24000 | 18400 | 2.74 | 18400 | 2.74
214395400 | 10/27/2022 | Live | Johnson Controls Inc. (York International Norman) | LUXAIRE | Singlezone Ducted, Centrally Ducted | 214395400 |  | HRCU-A-CB | HH824E2S11 |  | JHC24B5AC2SS1 |  |  |  | 12 | 19 | 9.5 | FALSE | FALSE |  | 24000 | 18400 | 2.74 | 18400 | 2.74
214395391 | 10/27/2022 | Live | Johnson Controls Inc. (York International Norman) | JOHNSON CONTROLS | Singlezone Ducted, Centrally Ducted | 214395391 |  | HRCU-A-CB | HH824E2S11 |  | JHC24B5AC2SS1 |  |  |  | 12 | 19 | 9.5 | FALSE | FALSE |  | 24000 | 18400 | 2.74 | 18400 | 2.74
214395394 | 10/27/2022 | Live | Johnson Controls Inc. (York International Norman) | CHAMPION HEATING AND COOLING | Singlezone Ducted, Centrally Ducted | 214395394 |  | HRCU-A-CB | HH824E2S11 |  | JHC24B5AC2SS1 |  |  |  | 12 | 19 | 9.5 | FALSE | FALSE |  | 24000 | 18400 | 2.74 | 18400 | 2.74
214395384 | 10/27/2022 | Live | Johnson Controls Inc. (York International Norman) | YORK | Singlezone Ducted, Centrally Ducted | 214395384 |  | HRCU-A-CB | HH824E2S11 |  | JHC24B5AC2SS1 |  |  |  | 12 | 19 | 9.5 | TRUE | TRUE |  | 24000 | 18400 | 2.74 | 18400 | 2.74
214398191 | 10/27/2022 | Live | Johnson Controls Inc. (York International Norman) | COLEMAN | Singlezone Ducted, Centrally Ducted | 214398191 |  | HRCU-A-CB | HH836E2S11 |  | JHE42C5CF2SS1 |  |  |  | 11.7 | 19 | 9 | TRUE | TRUE |  | 34000 | 25800 | 2.44 | 25800 | 2.44
214398193 | 10/27/2022 | Live | Johnson Controls Inc. (York International Norman) | FRASER-JOHNSTON | Singlezone Ducted, Centrally Ducted | 214398193 |  | HRCU-A-CB | HH836E2S11 |  | JHE42C5CF2SS1 |  |  |  | 11.7 | 19 | 9 | TRUE | TRUE |  | 34000 | 25800 | 2.44 | 25800 | 2.44
216591762 | 10/27/2022 | Live | Johnson Controls Inc. (York International Norman) | KENMORE | Singlezone Ducted, Centrally Ducted | 216591762 |  | HRCU-A-CB | HH836E2S11 |  | JHE42C5CF2SS1 |  |  |  | 11.7 | 19 | 9 | FALSE | FALSE |  | 34000 | 25800 | 2.44 | 25800 | 2.44
214398192 | 10/27/2022 | Live | Johnson Controls Inc. (York International Norman) | LUXAIRE | Singlezone Ducted, Centrally Ducted | 214398192 |  | HRCU-A-CB | HH836E2S11 |  | JHE42C5CF2SS1 |  |  |  | 11.7 | 19 | 9 | TRUE | TRUE |  | 34000 | 25800 | 2.44 | 25800 | 2.44
214398194 | 10/27/2022 | Live | Johnson Controls Inc. (York International Norman) | CHAMPION HEATING AND COOLING | Singlezone Ducted, Centrally Ducted | 214398194 |  | HRCU-A-CB | HH836E2S11 |  | JHE42C5CF2SS1 |  |  |  | 11.7 | 19 | 9 | TRUE | TRUE |  | 34000 | 25800 | 2.44 | 25800 | 2.44
214398195 | 10/27/2022 | Live | Johnson Controls Inc. (York International Norman) | JOHNSON CONTROLS | Singlezone Ducted, Centrally Ducted | 214398195 |  | HRCU-A-CB | HH836E2S11 |  | JHE42C5CF2SS1 |  |  |  | 11.7 | 19 | 9 | TRUE | TRUE |  | 34000 | 25800 | 2.44 | 25800 | 2.44
214395828 | 10/27/2022 | Live | Johnson Controls Inc. (York International Norman) | YORK | Singlezone Ducted, Centrally Ducted | 214395828 |  | HRCU-A-CB | HH836E2S11 |  | JHE42C5CF2SS1 |  |  |  | 11.7 | 19 | 9 | TRUE | TRUE |  | 34000 | 25800 | 2.44 | 25800 | 2.44
216013294 | 10/27/2022 | Live | Johnson Controls Inc. (York International Norman) | FRASER-JOHNSTON | Singlezone Ducted, Centrally Ducted | 216013294 |  | HRCU-A-CB | HH824E2S11 |  | JHE36B5AD2SS1 |  |  |  | 12 | 19 | 9.5 | TRUE | TRUE |  | 23000 | 18200 | 2.84 | 18200 | 2.84
216013292 | 10/27/2022 | Live | Johnson Controls Inc. (York International Norman) | COLEMAN | Singlezone Ducted, Centrally Ducted | 216013292 |  | HRCU-A-CB | HH824E2S11 |  | JHE36B5AD2SS1 |  |  |  | 12 | 19 | 9.5 | TRUE | TRUE |  | 23000 | 18200 | 2.84 | 18200 | 2.84
216591772 | 10/27/2022 | Live | Johnson Controls Inc. (York International Norman) | KENMORE | Singlezone Ducted, Centrally Ducted | 216591772 |  | HRCU-A-CB | HH824E2S11 |  | JHE36B5AD2SS1 |  |  |  | 12 | 19 | 9.5 | FALSE | FALSE |  | 23000 | 18200 | 2.84 | 18200 | 2.84
216013293 | 10/27/2022 | Live | Johnson Controls Inc. (York International Norman) | LUXAIRE | Singlezone Ducted, Centrally Ducted | 216013293 |  | HRCU-A-CB | HH824E2S11 |  | JHE36B5AD2SS1 |  |  |  | 12 | 19 | 9.5 | TRUE | TRUE |  | 23000 | 18200 | 2.84 | 18200 | 2.84
216013295 | 10/27/2022 | Live | Johnson Controls Inc. (York International Norman) | CHAMPION HEATING AND COOLING | Singlezone Ducted, Centrally Ducted | 216013295 |  | HRCU-A-CB | HH824E2S11 |  | JHE36B5AD2SS1 |  |  |  | 12 | 19 | 9.5 | TRUE | TRUE |  | 23000 | 18200 | 2.84 | 18200 | 2.84
216013296 | 10/27/2022 | Live | Johnson Controls Inc. (York International Norman) | JOHNSON CONTROLS | Singlezone Ducted, Centrally Ducted | 216013296 |  | HRCU-A-CB | HH824E2S11 |  | JHE36B5AD2SS1 |  |  |  | 12 | 19 | 9.5 | TRUE | TRUE |  | 23000 | 18200 | 2.84 | 18200 | 2.84
216013288 | 10/27/2022 | Live | Johnson Controls Inc. (York International Norman) | YORK | Singlezone Ducted, Centrally Ducted | 216013288 |  | HRCU-A-CB | HH824E2S11 |  | JHE36B5AD2SS1 |  |  |  | 12 | 19 | 9.5 | FALSE | FALSE |  | 23000 | 18200 | 2.84 | 18200 | 2.84
214396660 | 10/27/2022 | Live | Johnson Controls Inc. (York International Norman) | FRASER-JOHNSTON | Singlezone Ducted, Centrally Ducted | 214396660 |  | HRCU-A-CB | HH824E2S11 |  | JHC36B5AD2SS1 |  |  |  | 11.7 | 19 | 9.5 | TRUE | TRUE |  | 23000 | 18400 | 2.87 | 18400 | 2.87
214396658 | 10/27/2022 | Live | Johnson Controls Inc. (York International Norman) | COLEMAN | Singlezone Ducted, Centrally Ducted | 214396658 |  | HRCU-A-CB | HH824E2S11 |  | JHC36B5AD2SS1 |  |  |  | 11.7 | 19 | 9.5 | TRUE | TRUE |  | 23000 | 18400 | 2.87 | 18400 | 2.87
216591841 | 10/27/2022 | Live | Johnson Controls Inc. (York International Norman) | KENMORE | Singlezone Ducted, Centrally Ducted | 216591841 |  | HRCU-A-CB | HH824E2S11 |  | JHC36B5AD2SS1 |  |  |  | 11.7 | 19 | 9.5 | FALSE | FALSE |  | 23000 | 18400 | 2.87 | 18400 | 2.87
214396659 | 10/27/2022 | Live | Johnson Controls Inc. (York International Norman) | LUXAIRE | Singlezone Ducted, Centrally Ducted | 214396659 |  | HRCU-A-CB | HH824E2S11 |  | JHC36B5AD2SS1 |  |  |  | 11.7 | 19 | 9.5 | TRUE | TRUE |  | 23000 | 18400 | 2.87 | 18400 | 2.87
214396661 | 10/27/2022 | Live | Johnson Controls Inc. (York International Norman) | CHAMPION HEATING AND COOLING | Singlezone Ducted, Centrally Ducted | 214396661 |  | HRCU-A-CB | HH824E2S11 |  | JHC36B5AD2SS1 |  |  |  | 11.7 | 19 | 9.5 | TRUE | TRUE |  | 23000 | 18400 | 2.87 | 18400 | 2.87
214396662 | 10/27/2022 | Live | Johnson Controls Inc. (York International Norman) | JOHNSON CONTROLS | Singlezone Ducted, Centrally Ducted | 214396662 |  | HRCU-A-CB | HH824E2S11 |  | JHC36B5AD2SS1 |  |  |  | 11.7 | 19 | 9.5 | TRUE | TRUE |  | 23000 | 18400 | 2.87 | 18400 | 2.87
214396066 | 10/27/2022 | Live | Johnson Controls Inc. (York International Norman) | YORK | Singlezone Ducted, Centrally Ducted | 214396066 |  | HRCU-A-CB | HH824E2S11 |  | JHC36B5AD2SS1 |  |  |  | 11.7 | 19 | 9.5 | TRUE | TRUE |  | 23000 | 18400 | 2.87 | 18400 | 2.87
214396217 | 10/27/2022 | Live | Johnson Controls Inc. (York International Norman) | FRASER-JOHNSTON | Singlezone Ducted, Centrally Ducted | 214396217 |  | HRCU-A-CB | HH824E2S11 |  | JHE30B5AD2SS1 |  |  |  | 12 | 19 | 9 | TRUE | TRUE |  | 23000 | 17700 | 2.77 | 17700 | 2.77
214396215 | 10/27/2022 | Live | Johnson Controls Inc. (York International Norman) | COLEMAN | Singlezone Ducted, Centrally Ducted | 214396215 |  | HRCU-A-CB | HH824E2S11 |  | JHE30B5AD2SS1 |  |  |  | 12 | 19 | 9 | TRUE | TRUE |  | 23000 | 17700 | 2.77 | 17700 | 2.77
216591509 | 10/27/2022 | Live | Johnson Controls Inc. (York International Norman) | KENMORE | Singlezone Ducted, Centrally Ducted | 216591509 |  | HRCU-A-CB | HH824E2S11 |  | JHE30B5AD2SS1 |  |  |  | 12 | 19 | 9 | FALSE | FALSE |  | 23000 | 17700 | 2.77 | 17700 | 2.77
214396216 | 10/27/2022 | Live | Johnson Controls Inc. (York International Norman) | LUXAIRE | Singlezone Ducted, Centrally Ducted | 214396216 |  | HRCU-A-CB | HH824E2S11 |  | JHE30B5AD2SS1 |  |  |  | 12 | 19 | 9 | TRUE | TRUE |  | 23000 | 17700 | 2.77 | 17700 | 2.77
214396218 | 10/27/2022 | Live | Johnson Controls Inc. (York International Norman) | CHAMPION HEATING AND COOLING | Singlezone Ducted, Centrally Ducted | 214396218 |  | HRCU-A-CB | HH824E2S11 |  | JHE30B5AD2SS1 |  |  |  | 12 | 19 | 9 | TRUE | TRUE |  | 23000 | 17700 | 2.77 | 17700 | 2.77
214396219 | 10/27/2022 | Live | Johnson Controls Inc. (York International Norman) | JOHNSON CONTROLS | Singlezone Ducted, Centrally Ducted | 214396219 |  | HRCU-A-CB | HH824E2S11 |  | JHE30B5AD2SS1 |  |  |  | 12 | 19 | 9 | TRUE | TRUE |  | 23000 | 17700 | 2.77 | 17700 | 2.77
214395960 | 10/27/2022 | Live | Johnson Controls Inc. (York International Norman) | YORK | Singlezone Ducted, Centrally Ducted | 214395960 |  | HRCU-A-CB | HH824E2S11 |  | JHE30B5AD2SS1 |  |  |  | 12 | 19 | 9 | TRUE | TRUE |  | 23000 | 17700 | 2.77 | 17700 | 2.77
216031620 | 10/27/2022 | Live | Lennox Industries | DUCANE | Singlezone Ducted, Centrally Ducted | 216031620 |  | HRCU-A-C | 7SCP18V60P-**A | Ducted Indoor Units | 7E[C,U]60CX-**+TDR |  |  |  | 10 | 15.2 | 8.5 | FALSE | TRUE |  | 51000 | 42000 | 2.1 | 42000 | 2.1
216031619 | 10/27/2022 | Live | Lennox Industries | DUCANE | Singlezone Ducted, Centrally Ducted | 216031619 |  | HRCU-A-C | 7SCP18V60P-**A | Ducted Indoor Units | 7E[C,U]48CX-**+TDR |  |  |  | 10 | 15.2 | 8.5 | FALSE | TRUE |  | 47500 | 40000 | 2.1 | 40000 | 2.1
216619082 | 10/27/2022 | Live | Lennox Industries | DUCANE | Singlezone Ducted, Centrally Ducted | 216619082 |  | HRCU-A-CB | 7SCP18V60P-**A | Ducted Indoor Units | 7AH1AE60PX-** |  |  |  | 10 | 16.8 | 9 | FALSE | TRUE |  | 55000 | 43000 | 2.16 | 43000 | 2.16
216619081 | 10/27/2022 | Live | Lennox Industries | DUCANE | Singlezone Ducted, Centrally Ducted | 216619081 |  | HRCU-A-CB | 7SCP18V60P-**A | Ducted Indoor Units | 7AH1AE48PX-** |  |  |  | 11 | 17.5 | 9 | TRUE | TRUE |  | 46000 | 39000 | 2.16 | 39000 | 2.16
216031618 | 10/27/2022 | Live | Lennox Industries | DUCANE | Singlezone Ducted, Centrally Ducted | 216031618 |  | HRCU-A-C | 7SCP18V36P-**A | Ducted Indoor Units | 7E[C,U]36BX-**+TDR |  |  |  | 10.6 | 15.2 | 8.5 | FALSE | TRUE |  | 34000 | 27000 | 2.3 | 27000 | 2.3
216013469 | 10/27/2022 | Live | Lennox Industries | DUCANE | Singlezone Ducted, Centrally Ducted | 216013469 |  | HRCU-A-CB | 7SCP18V36P-**A | Ducted Indoor Units | 7AH1AV36PX-** |  |  |  | 11.7 | 18 | 9.5 | TRUE | TRUE |  | 36000 | 28000 | 2.4 | 28000 | 2.4
216031617 | 10/27/2022 | Live | Lennox Industries | DUCANE | Singlezone Ducted, Centrally Ducted | 216031617 |  | HRCU-A-C | 7SCP18V24P-**A | Ducted Indoor Units | 7E[C,U]24BX-**+TDR |  |  |  | 11.7 | 15.8 | 8.5 | TRUE | TRUE |  | 23600 | 19000 | 2.3 | 19000 | 2.3
216013468 | 10/27/2022 | Live | Lennox Industries | DUCANE | Singlezone Ducted, Centrally Ducted | 216013468 |  | HRCU-A-CB | 7SCP18V24P-**A | Ducted Indoor Units | 7AH1AV24PX-** |  |  |  | 11.7 | 18 | 10 | TRUE | TRUE |  | 24000 | 18000 | 2.4 | 18000 | 2.4
216031612 | 10/27/2022 | Live | Lennox Industries | AIREASE | Singlezone Ducted, Centrally Ducted | 216031612 |  | HRCU-A-C | A7SCP18V60P-**A | Ducted Indoor Units | 7E[C,U]60CX-**+TDR |  |  |  | 10 | 15.2 | 8.5 | FALSE | TRUE |  | 51000 | 42000 | 2.1 | 42000 | 2.1
216031611 | 10/27/2022 | Live | Lennox Industries | AIREASE | Singlezone Ducted, Centrally Ducted | 216031611 |  | HRCU-A-C | A7SCP18V60P-**A | Ducted Indoor Units | 7E[C,U]48CX-**+TDR |  |  |  | 10 | 15.2 | 8.5 | FALSE | TRUE |  | 47500 | 40000 | 2.1 | 40000 | 2.1
216619032 | 10/27/2022 | Live | Lennox Industries | AIREASE | Singlezone Ducted, Centrally Ducted | 216619032 |  | HRCU-A-CB | A7SCP18V60P-**A | Ducted Indoor Units | 7AH1AE60PX-** |  |  |  | 10 | 16.8 | 9 | FALSE | TRUE |  | 55000 | 43000 | 2.16 | 43000 | 2.16
216619029 | 10/27/2022 | Live | Lennox Industries | AIREASE | Singlezone Ducted, Centrally Ducted | 216619029 |  | HRCU-A-CB | A7SCP18V60P-**A | Ducted Indoor Units | 7AH1AE48PX-** |  |  |  | 11 | 17.5 | 9 | TRUE | TRUE |  | 46000 | 39000 | 2.16 | 39000 | 2.16
216031610 | 10/27/2022 | Live | Lennox Industries | AIREASE | Singlezone Ducted, Centrally Ducted | 216031610 |  | HRCU-A-C | A7SCP18V36P-**A | Ducted Indoor Units | 7E[C,U]36BX-**+TDR |  |  |  | 10.6 | 15.2 | 8.5 | FALSE | TRUE |  | 34000 | 27000 | 2.3 | 27000 | 2.3
216013461 | 10/27/2022 | Live | Lennox Industries | AIREASE | Singlezone Ducted, Centrally Ducted | 216013461 |  | HRCU-A-CB | A7SCP18V36P-**A | Ducted Indoor Units | 7AH1AV36PX-** |  |  |  | 11.7 | 18 | 9.5 | TRUE | TRUE |  | 36000 | 28000 | 2.4 | 28000 | 2.4
216031609 | 10/27/2022 | Live | Lennox Industries | AIREASE | Singlezone Ducted, Centrally Ducted | 216031609 |  | HRCU-A-C | A7SCP18V24P-**A | Ducted Indoor Units | 7E[C,U]24BX-**+TDR |  |  |  | 11.7 | 15.8 | 8.5 | TRUE | TRUE |  | 23600 | 19000 | 2.3 | 19000 | 2.3
216013460 | 10/27/2022 | Live | Lennox Industries | AIREASE | Singlezone Ducted, Centrally Ducted | 216013460 |  | HRCU-A-CB | A7SCP18V24P-**A | Ducted Indoor Units | 7AH1AV24PX-** |  |  |  | 11.7 | 18 | 10 | TRUE | TRUE |  | 24000 | 18000 | 2.4 | 18000 | 2.4
216031608 | 10/27/2022 | Live | Lennox Industries | ARMSTRONG AIR | Singlezone Ducted, Centrally Ducted | 216031608 |  | HRCU-A-C | A7SCP18V60P-**A | Ducted Indoor Units | 7E[C,U]60CX-**+TDR |  |  |  | 10 | 15.2 | 8.5 | FALSE | TRUE |  | 51000 | 42000 | 2.1 | 42000 | 2.1
216031607 | 10/27/2022 | Live | Lennox Industries | ARMSTRONG AIR | Singlezone Ducted, Centrally Ducted | 216031607 |  | HRCU-A-C | A7SCP18V60P-**A | Ducted Indoor Units | 7E[C,U]48CX-**+TDR |  |  |  | 10 | 15.2 | 8.5 | FALSE | TRUE |  | 47500 | 40000 | 2.1 | 40000 | 2.1
216618976 | 10/27/2022 | Live | Lennox Industries | ARMSTRONG AIR | Singlezone Ducted, Centrally Ducted | 216618976 |  | HRCU-A-CB | A7SCP18V60P-**A | Ducted Indoor Units | 7AH1AE60PX-** |  |  |  | 10 | 16.8 | 9 | FALSE | TRUE |  | 55000 | 43000 | 2.16 | 43000 | 2.16
216618973 | 10/27/2022 | Live | Lennox Industries | ARMSTRONG AIR | Singlezone Ducted, Centrally Ducted | 216618973 |  | HRCU-A-CB | A7SCP18V60P-**A | Ducted Indoor Units | 7AH1AE48PX-** |  |  |  | 11 | 17.5 | 9 | TRUE | TRUE |  | 46000 | 39000 | 2.16 | 39000 | 2.16
216031606 | 10/27/2022 | Live | Lennox Industries | ARMSTRONG AIR | Singlezone Ducted, Centrally Ducted | 216031606 |  | HRCU-A-C | A7SCP18V36P-**A | Ducted Indoor Units | 7E[C,U]36BX-**+TDR |  |  |  | 10.6 | 15.2 | 8.5 | FALSE | TRUE |  | 34000 | 27000 | 2.3 | 27000 | 2.3
216010756 | 10/27/2022 | Live | Lennox Industries | ARMSTRONG AIR | Singlezone Ducted, Centrally Ducted | 216010756 |  | HRCU-A-CB | A7SCP18V36P-**A | Ducted Indoor Units | 7AH1AV36PX-** |  |  |  | 11.7 | 18 | 9.5 | TRUE | TRUE |  | 36000 | 28000 | 2.4 | 28000 | 2.4
216031605 | 10/27/2022 | Live | Lennox Industries | ARMSTRONG AIR | Singlezone Ducted, Centrally Ducted | 216031605 |  | HRCU-A-C | A7SCP18V24P-**A | Ducted Indoor Units | 7E[C,U]24BX-**+TDR |  |  |  | 11.7 | 15.8 | 8.5 | TRUE | TRUE |  | 23600 | 19000 | 2.3 | 19000 | 2.3
216010755 | 10/27/2022 | Live | Lennox Industries | ARMSTRONG AIR | Singlezone Ducted, Centrally Ducted | 216010755 |  | HRCU-A-CB | A7SCP18V24P-**A | Ducted Indoor Units | 7AH1AV24PX-** |  |  |  | 11.7 | 18 | 10 | TRUE | TRUE |  | 24000 | 18000 | 2.4 | 18000 | 2.4
216581395 | 10/27/2022 | Live | Lennox Industries | LENNOX | Singlezone Ducted, Centrally Ducted | 216581395 |  | HRCU-A-C | EL18KSLV-060-230A** |  | CK40[C,U]T-60C-**+TDR |  |  |  | 10 | 15.2 | 8.5 | FALSE | TRUE |  | 51000 | 42000 | 2.1 | 42000 | 2.1
216581394 | 10/27/2022 | Live | Lennox Industries | LENNOX | Singlezone Ducted, Centrally Ducted | 216581394 |  | HRCU-A-C | EL18KSLV-060-230A** |  | CK40[C,U]T-48C-**+TDR |  |  |  | 10 | 15.2 | 8.5 | FALSE | TRUE |  | 47500 | 40000 | 2.1 | 40000 | 2.1
216581393 | 10/27/2022 | Live | Lennox Industries | LENNOX | Singlezone Ducted, Centrally Ducted | 216581393 |  | HRCU-A-C | EL18KSLV-036-230A** |  | CK40[C,U]T-36B-**+TDR |  |  |  | 10.6 | 15.2 | 8.5 | FALSE | TRUE |  | 34000 | 27000 | 2.3 | 27000 | 2.3
216581392 | 10/27/2022 | Live | Lennox Industries | LENNOX | Singlezone Ducted, Centrally Ducted | 216581392 |  | HRCU-A-C | EL18KSLV-024-230A** |  | CK40[C,U]T-24B-**+TDR |  |  |  | 11.7 | 15.8 | 8.5 | TRUE | TRUE |  | 23600 | 19000 | 2.3 | 19000 | 2.3
216581389 | 10/27/2022 | Live | Lennox Industries | LENNOX | Singlezone Ducted, Centrally Ducted | 216581389 |  | HRCU-A-CB | EL18KSLV-036-230A** |  | CBK45UHVT-036-230-** |  |  |  | 11.7 | 18 | 9.5 | TRUE | TRUE |  | 36000 | 28000 | 2.4 | 28000 | 2.4
216581388 | 10/27/2022 | Live | Lennox Industries | LENNOX | Singlezone Ducted, Centrally Ducted | 216581388 |  | HRCU-A-CB | EL18KSLV-024-230A** |  | CBK45UHVT-024-230-** |  |  |  | 11.7 | 18 | 10 | TRUE | TRUE |  | 24000 | 18000 | 2.4 | 18000 | 2.4
216618920 | 10/27/2022 | Live | Lennox Industries | LENNOX | Singlezone Ducted, Centrally Ducted | 216618920 |  | HRCU-A-CB | EL18KSLV-060-230A** |  | CBK45UHET-060-230-** |  |  |  | 10 | 16.8 | 9 | FALSE | TRUE |  | 55000 | 43000 | 2.16 | 43000 | 2.16
216618917 | 10/27/2022 | Live | Lennox Industries | LENNOX | Singlezone Ducted, Centrally Ducted | 216618917 |  | HRCU-A-CB | EL18KSLV-060-230A** |  | CBK45UHET-048-230-** |  |  |  | 11 | 17.5 | 9 | TRUE | TRUE |  | 46000 | 39000 | 2.16 | 39000 | 2.16
216618915 | 10/27/2022 | Live | Lennox Industries | LENNOX | Singlezone Ducted, Centrally Ducted | 216618915 |  | HRCU-A-CB | EL18KSLV-060-230A** |  | CBK45UHET-042-230-** |  |  |  | 10.5 | 17.6 | 9 | FALSE | TRUE |  | 44500 | 39000 | 2.16 | 39000 | 2.16
216618911 | 10/27/2022 | Live | Lennox Industries | LENNOX | Singlezone Ducted, Centrally Ducted | 216618911 |  | HRCU-A-CB | EL18KSLV-036-230A** |  | CBK45UHET-042-230-** |  |  |  | 11.7 | 18 | 9 | TRUE | TRUE |  | 35800 | 28000 | 2.32 | 28000 | 2.32
216498636 | 10/27/2022 | Live | Hisense | HISENSE | Singlezone Ducted, Compact Ducted | 216498636 |  | HRCU-A-CB | AOU-36U3T25U | Mini-Splits | AD-36U3T25U |  |  |  | 11.7 | 18.5 | 9 | TRUE | TRUE |  | 33000 | 25600 | 2.77 | 28700 | 2.51
216498639 | 10/27/2022 | Live | Hisense | HISENSE | Singlezone Ducted, Compact Ducted | 216498639 |  | HRCU-A-CB-O | AOU-24U3T25U | Mini-Splits | ADU-24U3T25U |  |  |  | 11.7 | 19 | 9.5 | TRUE | TRUE |  | 24000 | 18200 | 2.63 | 20700 | 2.23
216498631 | 10/27/2022 | Live | Hisense | HISENSE | Singlezone Ducted, Compact Ducted | 216498631 |  | HRCU-A-CB | AOU-12U3T25U | Mini-Splits | ADU-12U3T25U |  |  |  | 11.7 | 19.5 | 9.5 | TRUE | TRUE |  | 12000 | 8700 | 2.6 | 9700 | 2.11
216498630 | 10/27/2022 | Live | Hisense | HISENSE | Singlezone Ducted, Compact Ducted | 216498630 |  | HRCU-A-CB | AOU-09U3T25U | Mini-Splits | ADU-09U3T25U |  |  |  | 11.7 | 19.5 | 9.5 | TRUE | TRUE |  | 9000 | 8700 | 2.6 | 9700 | 2.11
216498637 | 10/27/2022 | Live | Hisense | HISENSE | Singlezone Non-Ducted, Ceiling Placement | 216498637 |  | HRCU-A-CB-O | AOU-36U3T25U | Mini-Splits | AC-36U3T25U |  |  |  | 12 | 19.5 | 9.5 | TRUE | TRUE |  | 36000 | 25600 | 2.75 | 30000 | 2.53
216498635 | 10/27/2022 | Live | Hisense | HISENSE | Singlezone Non-Ducted, Ceiling Placement | 216498635 |  | HRCU-A-CB-O | AOU-24U3T25U | Mini-Splits | ACU-24U3T25U |  |  |  | 12 | 20 | 10.5 | TRUE | TRUE |  | 24000 | 19100 | 2.69 | 19740 | 2.35
216498634 | 10/27/2022 | Live | Hisense | HISENSE | Singlezone Non-Ducted, Ceiling Placement | 216498634 |  | HRCU-A-CB-O | AOU-18U3T25U | Mini-Splits | ACU-18U3T25U |  |  |  | 12 | 20 | 10 | TRUE | TRUE |  | 18000 | 14100 | 2.89 | 17600 | 2.43
216498633 | 10/27/2022 | Live | Hisense | HISENSE | Singlezone Non-Ducted, Ceiling Placement | 216498633 |  | HRCU-A-CB-O | AOU-12U3T25U | Mini-Splits | ACU-12U3T25U |  |  |  | 12 | 20 | 9.5 | TRUE | TRUE |  | 12000 | 8900 | 2.69 | 9700 | 2.45
216498632 | 10/27/2022 | Live | Hisense | HISENSE | Singlezone Non-Ducted, Ceiling Placement | 216498632 |  | HRCU-A-CB-O | AOU-09U3T25U | Mini-Splits | ACU-09U3T25U |  |  |  | 12 | 20 | 9.5 | TRUE | TRUE |  | 9000 | 8900 | 2.69 | 9700 | 2.45
216017246 | 10/27/2022 | Live | Johnson Controls Inc. (York International Norman) | GUARDIAN | Singlezone Non-Ducted, Wall Placement | 216017246 |  | HRCU-A-CB-O | UPC24CN23STG1 | Mini-Splits | UNI24HW23STG1 |  |  |  | 12 | 21 | 10 | TRUE | FALSE |  | 24000 | 17000 | 3.11 | 17000 | 2.02
215743600 | 10/27/2022 | Live | Johnson Controls Inc. (York International Norman) | GUARDIAN | Singlezone Non-Ducted, Wall Placement | 215743600 |  | HRCU-A-CB-O | UPC18CN23STG1 | Mini-Splits | UNI18HW23STG1 |  |  |  | 12 | 21 | 10 | TRUE | TRUE |  | 18000 | 13400 | 3.48 | 13400 | 2.55
215439627 | 10/27/2022 | Live | Johnson Controls Inc. (York International Norman) | GUARDIAN | Singlezone Non-Ducted, Wall Placement | 215439627 |  | HRCU-A-CB-O | UPC12CN23STG1 | Mini-Splits | UNI12HW23STG1 |  |  |  | 12 | 22 | 10.5 | FALSE | TRUE |  | 12000 | 8900 | 3.3 | 9600 | 2.58
215439626 | 10/27/2022 | Live | Johnson Controls Inc. (York International Norman) | GUARDIAN | Singlezone Non-Ducted, Wall Placement | 215439626 |  | HRCU-A-CB-O | UPC09CN23STG1 | Mini-Splits | UNI09HW23STG1 |  |  |  | 12 | 22 | 10.5 | FALSE | TRUE |  | 9000 | 8900 | 3.3 | 9600 | 2.58
216097707 | 10/27/2022 | Live | Johnson Controls Inc. (York International Norman) | HITACHI | Multizone All Non-Ducted | 216097707 |  | HRCU-A-CB-O | RAM-G24N3HAA | Non-Ducted Indoor Units |  |  |  |  | 12.5 | 22 | 9.5 | TRUE | TRUE |  | 24000 | 16000 | 2.4 | 20800 | 2.3
216097710 | 10/27/2022 | Live | Johnson Controls Inc. (York International Norman) | HITACHI | Multizone All Ducted | 216097710 |  | HRCU-A-CB | RAM-G24N3HAA | Ducted Indoor Units |  |  |  |  | 11.7 | 18 | 9.5 | TRUE | TRUE |  | 24000 | 16000 | 2.4 | 20800 | 2.3
216572156 | 10/27/2022 | Live | Johnson Controls Inc. (York International Norman) | COLEMAN | Singlezone Non-Ducted, Wall Placement | 216572156 |  | HRCU-A-CB-O | URC12CN15STG1 | Mini-Splits | URD12HW15STG1 |  |  |  | 12.25 | 22 | 9.5 | TRUE | TRUE |  | 12000 | 9300 | 4.78 | 10000 | 2.09
216572154 | 10/27/2022 | Live | Johnson Controls Inc. (York International Norman) | COLEMAN | Singlezone Non-Ducted, Wall Placement | 216572154 |  | HRCU-A-CB-O | URC09CN15STG1 | Mini-Splits | URD09HW15STG1 |  |  |  | 14.05 | 23 | 10 | TRUE | TRUE |  | 9000 | 9500 | 4.8 | 9700 | 2.19
216572153 | 10/27/2022 | Live | Johnson Controls Inc. (York International Norman) | COLEMAN | Singlezone Non-Ducted, Wall Placement | 216572153 |  | HRCU-A-CB-O | URC24CN23STG1 | Mini-Splits | UNI24HW23STG1 |  |  |  | 12.25 | 22.5 | 9.5 | TRUE | TRUE |  | 24000 | 22000 | 3.58 | 24000 | 1.85
216572151 | 10/27/2022 | Live | Johnson Controls Inc. (York International Norman) | COLEMAN | Singlezone Non-Ducted, Wall Placement | 216572151 |  | HRCU-A-CB-O | URC18CN23STG1 | Mini-Splits | UNI18HW23STG1 |  |  |  | 12.95 | 21 | 10 | TRUE | TRUE |  | 18000 | 18000 | 3.61 | 18500 | 1.95
216572150 | 10/27/2022 | Live | Johnson Controls Inc. (York International Norman) | COLEMAN | Singlezone Non-Ducted, Wall Placement | 216572150 |  | HRCU-A-CB-O | URC12CN23STG1 | Mini-Splits | UNI12HW23STG1 |  |  |  | 12.25 | 23 | 10 | TRUE | TRUE |  | 12000 | 10800 | 4.8 | 12000 | 2.51
216572149 | 10/27/2022 | Live | Johnson Controls Inc. (York International Norman) | COLEMAN | Singlezone Non-Ducted, Wall Placement | 216572149 |  | HRCU-A-CB-O | URC09CN23STG1 | Mini-Splits | UNI09HW23STG1 |  |  |  | 13.65 | 25 | 11 | TRUE | TRUE |  | 9000 | 9000 | 4.8 | 9200 | 2.07
216046818 | 10/27/2022 | Live | TCL AIR CONDITIONER (ZHONGSHAN) CO.,LTD. | TCL | Singlezone Ducted, Centrally Ducted | 216046818 |  | HRCU-A-CB | H60TDH16XAC | Ducted Indoor Units | H60AHH16XAE |  |  |  | 8 | 17 | 8.2 | FALSE | TRUE |  | 53000 | 38000 | 1.9 | 38000 | 1.9
216472836 | 10/27/2022 | Live | Hisense | HISENSE | Multizone Mix of Ducted and Non-Ducted | 216472836 |  | HMSR-A-CB-O | AMO5-45U3T25U | Mixed Ducted and Non-Ducted Indoor Units |  |  |  |  | 11.8 | 20 | 9.15 | TRUE | TRUE |  | 42000 | 27800 | 2.54 | 36600 | 2.21
216472839 | 10/27/2022 | Live | Hisense | HISENSE | Multizone Mix of Ducted and Non-Ducted | 216472839 |  | HMSR-A-CB-O | AMO4-36U3T25U | Mixed Ducted and Non-Ducted Indoor Units |  |  |  |  | 12.85 | 20.5 | 9.5 | TRUE | TRUE |  | 36000 | 21800 | 2.74 | 33875 | 2.22
216472842 | 10/27/2022 | Live | Hisense | HISENSE | Multizone Mix of Ducted and Non-Ducted | 216472842 |  | HMSR-A-CB-O | AMO3-27U3T25U | Mixed Ducted and Non-Ducted Indoor Units |  |  |  |  | 12.2 | 20.5 | 9.4 | TRUE | TRUE |  | 27000 | 18000 | 2.75 | 28525 | 2.36
216472840 | 10/27/2022 | Live | Hisense | HISENSE | Multizone Mix of Ducted and Non-Ducted | 216472840 |  | HMSR-A-CB-O | AMO2-18U3T25U | Mixed Ducted and Non-Ducted Indoor Units |  |  |  |  | 12.65 | 19.75 | 9.7 | TRUE | TRUE |  | 18000 | 11700 | 2.96 | 18050 | 2.39
216472834 | 10/27/2022 | Live | Hisense | HISENSE | Multizone All Ducted | 216472834 |  | HMSV-A-CB | AMO5-45U3T25U | Ducted Indoor Units |  |  |  |  | 11.35 | 18 | 8.8 | TRUE | TRUE |  | 42000 | 27400 | 2.49 | 37550 | 2.15
216472837 | 10/27/2022 | Live | Hisense | HISENSE | Multizone All Ducted | 216472837 |  | HMSV-A-CB | AMO4-36U3T25U | Ducted Indoor Units |  |  |  |  | 12.85 | 19 | 9 | TRUE | TRUE |  | 36000 | 21000 | 2.56 | 33900 | 2.21
216472841 | 10/27/2022 | Live | Hisense | HISENSE | Multizone All Ducted | 216472841 |  | HMSV-A-CB | AMO3-27U3T25U | Ducted Indoor Units |  |  |  |  | 11.5 | 18 | 8.8 | TRUE | TRUE |  | 27000 | 18200 | 2.75 | 27950 | 2.34
216472833 | 10/27/2022 | Live | Hisense | HISENSE | Multizone All Ducted | 216472833 |  | HMSV-A-CB | AMO2-18U3T25U | Ducted Indoor Units |  |  |  |  | 12 | 17.5 | 9.4 | TRUE | TRUE |  | 18000 | 11900 | 2.98 | 17800 | 2.38
216472835 | 10/27/2022 | Live | Hisense | HISENSE | Multizone All Non-Ducted | 216472835 |  | HMSR-A-CB-O | AMO5-45U3T25U | Non-Ducted Indoor Units |  |  |  |  | 12 | 22 | 9.5 | TRUE | TRUE |  | 42000 | 28200 | 2.59 | 35650 | 2.28
216472838 | 10/27/2022 | Live | Hisense | HISENSE | Multizone All Non-Ducted | 216472838 |  | HMSR-A-CB-O | AMO4-36U3T25U | Non-Ducted Indoor Units |  |  |  |  | 12.85 | 22 | 10 | TRUE | TRUE |  | 36000 | 22600 | 2.92 | 33850 | 2.22
216472832 | 10/27/2022 | Live | Hisense | HISENSE | Multizone All Non-Ducted | 216472832 |  | HMSR-A-CB-O | AMO3-27U3T25U | Non-Ducted Indoor Units |  |  |  |  | 12.85 | 23 | 10 | TRUE | TRUE |  | 27000 | 17600 | 2.71 | 29100 | 2.38
216472831 | 10/27/2022 | Live | Hisense | HISENSE | Multizone All Non-Ducted | 216472831 |  | HMSR-A-CB-O | AMO2-18U3T25U | Non-Ducted Indoor Units |  |  |  |  | 13.3 | 22 | 10 | TRUE | TRUE |  | 18000 | 11500 | 2.93 | 18300 | 2.41
215869483 | 10/27/2022 | Live | GE Appliances, a Haier Company | GE APPLIANCES | Singlezone Ducted, Centrally Ducted | 215869483 |  | HRCU-A-CB | NS18H60HA5*** | Ducted Indoor Units | NAM48V1TA5**** |  |  |  | 11.7 | 18 | 9.5 | TRUE | TRUE |  | 47500 | 39000 | 2.4 | 39000 | 2.4
216021000 | 10/27/2022 | Live | GE Appliances, a Haier Company | GE APPLIANCES | Singlezone Ducted, Centrally Ducted | 216021000 |  | HRCU-A-C | NS18H60HA5*** | Ducted Indoor Units | NCUC48CT5****+TDR |  |  |  | 10 | 15.2 | 8.5 | FALSE | TRUE |  | 47500 | 40000 | 2.1 | 40000 | 2.1
215359282 | 10/27/2022 | Live | Midea Electric Trading | DURASTAR | Singlezone Ducted, Compact Ducted | 215359282 |  | HRCU-A-CB | DRA1U12S2A | Mini-Splits | DRADH0912F2A |  |  |  | 12 | 19.5 | 10.5 | TRUE | TRUE | TRUE | 12000 | 9100 | 2.78 | 9800 | 2.52
215864061 | 10/27/2022 | Live | Midea Electric Trading | WELLS | Singlezone Ducted, Compact Ducted | 215864061 |  | HRCU-A-CB | WOS-12QUA/230 | Mini-Splits | WIDH-12MOC/230 |  |  |  | 12 | 19.5 | 10.5 | TRUE | TRUE |  | 12000 | 9100 | 2.78 | 9800 | 2.52
215866658 | 10/27/2022 | Live | Midea Electric Trading | KADEN | Singlezone Ducted, Compact Ducted | 215866658 |  | HRCU-A-CB | KOB-PSX12HP-2AAMA | Mini-Splits | KIB-PSX12HS-2AAMA |  |  |  | 12 | 19.5 | 10.5 | FALSE | FALSE |  | 12000 | 9100 | 2.78 | 9800 | 2.52
215866757 | 10/27/2022 | Live | Midea Electric Trading | AI AIR CONDITIONING | Singlezone Ducted, Compact Ducted | 215866757 |  | HRCU-A-CB | AO24-12N2-M1 | Mini-Splits | AH-12N2-M1 |  |  |  | 12 | 19.5 | 10.5 | TRUE | TRUE |  | 12000 | 9100 | 2.78 | 9800 | 2.52
215864358 | 10/27/2022 | Live | Midea Electric Trading | MAINLINE | Singlezone Ducted, Compact Ducted | 215864358 |  | HRCU-A-CB | ML12HP230NEX-O | Mini-Splits | ML12HP230HSDUC-I |  |  |  | 12 | 19.5 | 10.5 | FALSE | FALSE |  | 12000 | 9100 | 2.78 | 9800 | 2.52
215894265 | 10/27/2022 | Live | Midea Electric Trading | NUTECH | Singlezone Ducted, Compact Ducted | 215894265 |  | HRCU-A-CB | NOX230-12HFN10-M1 | Mini-Splits | NTJ-12HWFN10-M1-D |  |  |  | 12 | 19.5 | 10.5 | FALSE | FALSE |  | 12000 | 9100 | 2.78 | 9800 | 2.52
216699332 | 10/27/2022 | Live | Midea Electric Trading | SLIMAIR | Singlezone Ducted, Compact Ducted | 216699332 |  | HRCU-A-CB | SHC12AE2AG | Mini-Splits | SHD12AC2AG |  |  |  | 12 | 19.5 | 10.5 | TRUE | TRUE |  | 12000 | 9100 | 2.78 | 9800 | 2.52
216497932 | 10/27/2022 | Live | Midea Electric Trading | AC PRO | Singlezone Ducted, Compact Ducted | 216497932 |  | HRCU-A-CB | MHPC-H-012BSB | Mini-Splits | MDUC-H-012BBB |  |  |  | 12 | 19.5 | 10.5 | TRUE | TRUE |  | 12000 | 9100 | 2.78 | 9800 | 2.52
216031047 | 10/27/2022 | Live | Midea Electric Trading | MOOVAIR | Singlezone Ducted, Compact Ducted | 216031047 |  | HRCU-A-CB | MSHEA12C2AN1 | Mini-Splits | GDHRA12C2AS1 |  |  |  | 12 | 19.5 | 10.5 | TRUE | TRUE |  | 12000 | 9100 | 2.78 | 9800 | 2.52
216046627 | 10/27/2022 | Live | Midea Electric Trading | ELIOS | Singlezone Ducted, Compact Ducted | 216046627 |  | HRCU-A-CB | ESHEA12C2AN1 | Mini-Splits | GDHRA12C2AS1 |  |  |  | 12 | 19.5 | 10.5 | TRUE | TRUE |  | 12000 | 9100 | 2.78 | 9800 | 2.52
215471416 | 10/27/2022 | Live | Midea Electric Trading | MIDEA | Singlezone Ducted, Compact Ducted | 215471416 |  | HRCU-A-CB | MO1ES-H12B-2A | Mini-Splits | MDHHU-H12B-2A |  |  |  | 12 | 19.5 | 10.5 | TRUE | TRUE | TRUE | 12000 | 9100 | 2.78 | 9800 | 2.52
215853922 | 10/27/2022 | Live | Midea Electric Trading | BLUERIDGE | Singlezone Ducted, Compact Ducted | 215853922 |  | HRCU-A-CB | BMS1226YC | Mini-Splits | BMC12HCD |  |  |  | 12 | 19.5 | 10.5 | TRUE | TRUE |  | 12000 | 9100 | 2.78 | 9800 | 2.52
215725461 | 10/27/2022 | Live | Midea Electric Trading | INNOVAIR | Singlezone Ducted, Compact Ducted | 215725461 |  | HRCU-A-CB | MOS12H2BM0A | Mini-Splits | MDH12H2MHWA |  |  |  | 12 | 19.5 | 10.5 | TRUE | TRUE | TRUE | 12000 | 9100 | 2.78 | 9800 | 2.52
216014106 | 10/27/2022 | Live | Midea Electric Trading | SEA BREEZE+ | Singlezone Ducted, Compact Ducted | 216014106 |  | HRCU-A-CB | SZ12H525ZMO | Mini-Splits | D12H525ZMI |  |  |  | 12 | 19.5 | 10.5 | TRUE | TRUE |  | 12000 | 9100 | 2.78 | 9800 | 2.52
214861950 | 10/27/2022 | Live | Midea Electric Trading | MDV | Singlezone Ducted, Compact Ducted | 214861950 |  | HRCU-A-CB | MOX230-12HFN10-M1 | Mini-Splits | MTJM-12HWFN10-M1-D |  |  |  | 12 | 19.5 | 10.5 | TRUE | TRUE | TRUE | 12000 | 9100 | 2.78 | 9800 | 2.52
214861932 | 10/27/2022 | Live | Midea Electric Trading | MDV | Singlezone Ducted, Compact Ducted | 214861932 |  | HRCU-A-CB | MOX230-12HFN10-M1 | Mini-Splits | MTJM-12HWFN10-M1 |  |  |  | 12 | 19.5 | 10.5 | TRUE | TRUE | TRUE | 12000 | 9100 | 2.78 | 9800 | 2.52
215864357 | 10/27/2022 | Live | Midea Electric Trading | MAINLINE | Singlezone Ducted, Compact Ducted | 215864357 |  | HRCU-A-CB | ML09HP230NEX-O | Mini-Splits | ML09HP230HSDUC-I |  |  |  | 13 | 19.7 | 11.5 | FALSE | FALSE |  | 9000 | 9300 | 2.9 | 9800 | 2.56
216578942 | 10/27/2022 | Live | Midea Electric Trading | NUTECH | Singlezone Ducted, Compact Ducted | 216578942 |  | HRCU-A-CB | NOX230-09HFN10-M1 | Mini-Splits | NTJ-09HWFN10-M1-D |  |  |  | 13 | 19.7 | 11.5 | FALSE | FALSE |  | 9000 | 9300 | 2.9 | 9800 | 2.56
215864060 | 10/27/2022 | Live | Midea Electric Trading | WELLS | Singlezone Ducted, Compact Ducted | 215864060 |  | HRCU-A-CB | WOS-09QUA/230 | Mini-Splits | WIDH-09MOC/230 |  |  |  | 13 | 19.7 | 11.5 | TRUE | TRUE |  | 9000 | 9300 | 2.9 | 9800 | 2.56
215866656 | 10/27/2022 | Live | Midea Electric Trading | KADEN | Singlezone Ducted, Compact Ducted | 215866656 |  | HRCU-A-CB | KOB-PSX09HP-2AAMA | Mini-Splits | KIB-PSX09HS-2AAMA |  |  |  | 13 | 19.7 | 11.5 | FALSE | FALSE |  | 9000 | 9300 | 2.9 | 9800 | 2.56
215866756 | 10/27/2022 | Live | Midea Electric Trading | AI AIR CONDITIONING | Singlezone Ducted, Compact Ducted | 215866756 |  | HRCU-A-CB | AO24-09N2-M1 | Mini-Splits | AH-09N2-M1 |  |  |  | 13 | 19.7 | 11.5 | TRUE | TRUE |  | 9000 | 9300 | 2.9 | 9800 | 2.56
216497931 | 10/27/2022 | Live | Midea Electric Trading | AC PRO | Singlezone Ducted, Compact Ducted | 216497931 |  | HRCU-A-CB | MHPC-H-009BSB | Mini-Splits | MDUC-H-009BBB |  |  |  | 13 | 19.7 | 11.5 | TRUE | TRUE |  | 9000 | 9300 | 2.9 | 9800 | 2.56
216699331 | 10/27/2022 | Live | Midea Electric Trading | SLIMAIR | Singlezone Ducted, Compact Ducted | 216699331 |  | HRCU-A-CB | SHC09AE2AG | Mini-Splits | SHD09AC2AG |  |  |  | 13 | 19.7 | 11.5 | TRUE | TRUE |  | 9000 | 9300 | 2.9 | 9800 | 2.56
216046626 | 10/27/2022 | Live | Midea Electric Trading | ELIOS | Singlezone Ducted, Compact Ducted | 216046626 |  | HRCU-A-CB | ESHEA09C2AN1 | Mini-Splits | GDHRA09C2AS1 |  |  |  | 13 | 19.7 | 11.5 | TRUE | TRUE |  | 9000 | 9300 | 2.9 | 9800 | 2.56
216031046 | 10/27/2022 | Live | Midea Electric Trading | MOOVAIR | Singlezone Ducted, Compact Ducted | 216031046 |  | HRCU-A-CB | MSHEA09C2AN1 | Mini-Splits | GDHRA09C2AS1 |  |  |  | 13 | 19.7 | 11.5 | TRUE | TRUE |  | 9000 | 9300 | 2.9 | 9800 | 2.56
215471415 | 10/27/2022 | Live | Midea Electric Trading | MIDEA | Singlezone Ducted, Compact Ducted | 215471415 |  | HRCU-A-CB | MO1ES-H09B-2A | Mini-Splits | MDHHU-H09B-2A |  |  |  | 13 | 19.7 | 11.5 | TRUE | TRUE | TRUE | 9000 | 9300 | 2.9 | 9800 | 2.56
215853921 | 10/27/2022 | Live | Midea Electric Trading | BLUERIDGE | Singlezone Ducted, Compact Ducted | 215853921 |  | HRCU-A-CB | BMS926YC | Mini-Splits | BMC9HCD |  |  |  | 13 | 19.7 | 11.5 | TRUE | TRUE |  | 9000 | 9300 | 2.9 | 9800 | 2.56
215725460 | 10/27/2022 | Live | Midea Electric Trading | INNOVAIR | Singlezone Ducted, Compact Ducted | 215725460 |  | HRCU-A-CB | MOS09H2BM0A | Mini-Splits | MDH09H2MHWA |  |  |  | 13 | 19.7 | 11.5 | TRUE | TRUE | TRUE | 9000 | 9300 | 2.9 | 9800 | 2.56
216014101 | 10/27/2022 | Live | Midea Electric Trading | SEA BREEZE+ | Singlezone Ducted, Compact Ducted | 216014101 |  | HRCU-A-CB | SZ09H525ZMO | Mini-Splits | D09H525ZMI |  |  |  | 13 | 19.7 | 11.5 | TRUE | TRUE |  | 9000 | 9300 | 2.9 | 9800 | 2.56
214861947 | 10/27/2022 | Live | Midea Electric Trading | MDV | Singlezone Ducted, Compact Ducted | 214861947 |  | HRCU-A-CB | MOX230-09HFN10-M1 | Mini-Splits | MTJ-09HWFN10-M1-D |  |  |  | 13 | 19.7 | 11.5 | TRUE | TRUE | TRUE | 9000 | 9300 | 2.9 | 9800 | 2.56
215866793 | 10/27/2022 | Live | Midea Electric Trading | AI AIR CONDITIONING | Singlezone Non-Ducted, Wall Placement | 215866793 |  | HRCU-A-CB-O | AO25-12N2-M1H | Mini-Splits | AS-12N2-M1 |  |  |  | 12.5 | 25 | 10.5 | TRUE | TRUE |  | 12000 | 9800 | 2.71 | 12400 | 2.14
215864382 | 10/27/2022 | Live | Midea Electric Trading | MAINLINE | Singlezone Non-Ducted, Wall Placement | 215864382 |  | HRCU-A-CB-O | ML12HP230NEXH-O | Mini-Splits | ML12HP230CON-I |  |  |  | 12.5 | 25 | 10.5 | FALSE | FALSE |  | 12000 | 9800 | 2.71 | 12400 | 2.14
216032286 | 10/27/2022 | Live | Midea Electric Trading | 1HVAC | Singlezone Non-Ducted, Wall Placement | 216032286 |  | HRCU-A-CB-O | ACIQ-12ZPL-HP230C | Mini-Splits | ACIQ-12FM-HH-MD |  |  |  | 12.5 | 25 | 10.5 | TRUE | TRUE |  | 12000 | 9800 | 2.71 | 12400 | 2.14
216032352 | 10/27/2022 | Live | Midea Electric Trading | ACIQ | Singlezone Non-Ducted, Wall Placement | 216032352 |  | HRCU-A-CB-O | ACIQ-12ZPL-HP230C | Mini-Splits | ACIQ-12FM-HH-MD |  |  |  | 12.5 | 25 | 10.5 | TRUE | TRUE |  | 12000 | 9800 | 2.71 | 12400 | 2.14
215359255 | 10/27/2022 | Live | Midea Electric Trading | DURASTAR | Singlezone Non-Ducted, Wall Placement | 215359255 |  | HRCU-A-CB-O | DRA1H12S2A | Mini-Splits | DRAS12F2A |  |  |  | 12.5 | 25 | 10.5 | TRUE | TRUE | TRUE | 12000 | 9800 | 2.71 | 12400 | 2.14
215864086 | 10/27/2022 | Live | Midea Electric Trading | WELLS | Singlezone Non-Ducted, Wall Placement | 215864086 |  | HRCU-A-CB-O | WOS-12PRE/230 | Mini-Splits | WICS-12MOC/230 |  |  |  | 12.5 | 25 | 10.5 | TRUE | TRUE |  | 12000 | 9800 | 2.71 | 12400 | 2.14
215745989 | 10/27/2022 | Live | Midea Electric Trading | CUSTOM COMFORT | Singlezone Non-Ducted, Wall Placement | 215745989 |  | HRCU-A-CB-O | CCOXHBSZ12HP | Mini-Splits | CCOXHBFM12 |  |  |  | 12.5 | 25 | 10.5 | TRUE | TRUE | TRUE | 12000 | 9800 | 2.71 | 12400 | 2.14
215449780 | 10/27/2022 | Live | Midea Electric Trading | BREEZE33 | Singlezone Non-Ducted, Wall Placement | 215449780 |  | HRCU-A-CB-O | BZ33-HYP12OUT2-454-G3-P | Mini-Splits | BZ33-ICM12-454-G3-P |  |  |  | 12.5 | 25 | 10.5 | TRUE | TRUE | TRUE | 12000 | 9800 | 2.71 | 12400 | 2.14
216031055 | 10/27/2022 | Live | Midea Electric Trading | MOOVAIR | Singlezone Non-Ducted, Wall Placement | 216031055 |  | HRCU-A-CB-O | MSHMA12C2AN1 | Mini-Splits | GFHRA12C2AS1 |  |  |  | 12.5 | 25 | 10.5 | TRUE | TRUE |  | 12000 | 9800 | 2.71 | 12400 | 2.14
215471433 | 10/27/2022 | Live | Midea Electric Trading | MIDEA | Singlezone Non-Ducted, Wall Placement | 215471433 |  | HRCU-A-CB-O | MO1HS-H12B-2A | Mini-Splits | MFAHU-H12B-2A |  |  |  | 12.5 | 25 | 10.5 | TRUE | TRUE | TRUE | 12000 | 9800 | 2.71 | 12400 | 2.14
215853947 | 10/27/2022 | Live | Midea Electric Trading | BLUERIDGE | Singlezone Non-Ducted, Wall Placement | 215853947 |  | HRCU-A-CB-O | BMS1225HHYC | Mini-Splits | BMC12LW |  |  |  | 12.5 | 25 | 10.5 | TRUE | TRUE |  | 12000 | 9800 | 2.71 | 12400 | 2.14
215864233 | 10/27/2022 | Live | Midea Electric Trading | COOPER&HUNTER | Singlezone Non-Ducted, Wall Placement | 215864233 |  | HRCU-A-CB-O | CH-RHP12-230VO | Mini-Splits | CH-RSH12MMC |  |  |  | 12.5 | 25 | 10.5 | TRUE | TRUE |  | 12000 | 9800 | 2.71 | 12400 | 2.14
216571388 | 10/27/2022 | Live | Midea Electric Trading | DIRECT AIR | Singlezone Non-Ducted, Wall Placement | 216571388 |  | HRCU-A-CB-O | DIRM4-12HXPRO28-1Z | Mini-Splits | DIRM4-12HP-CO |  |  |  | 12.5 | 25 | 10.5 | TRUE | TRUE |  | 12000 | 9800 | 2.71 | 12400 | 2.14
215735308 | 10/27/2022 | Live | Midea Electric Trading | SENVILLE | Singlezone Non-Ducted, Wall Placement | 215735308 |  | HRCU-A-CB-O | SENA-12HF-OG | Mini-Splits | SENA-12HF-IFG |  |  |  | 12.5 | 25 | 10.5 | TRUE | TRUE | TRUE | 12000 | 9800 | 2.71 | 12400 | 2.14
216014127 | 10/27/2022 | Live | Midea Electric Trading | SEA BREEZE+ | Singlezone Non-Ducted, Wall Placement | 216014127 |  | HRCU-A-CB-O | HSZ12H525ZMO | Mini-Splits | C12H525ZMI |  |  |  | 12.5 | 25 | 10.5 | TRUE | TRUE |  | 12000 | 9800 | 2.71 | 12400 | 2.14
214855566 | 10/27/2022 | Live | Midea Electric Trading | MDV | Singlezone Non-Ducted, Wall Placement | 214855566 |  | HRCU-A-CB-O | MOX330-12HFN10-M1X | Mini-Splits | MFA2M-12HRFN10-M1-D |  |  |  | 12.5 | 25 | 10.5 | TRUE | TRUE | TRUE | 12000 | 9800 | 2.71 | 12400 | 2.14
214855412 | 10/27/2022 | Live | Midea Electric Trading | MDV | Singlezone Non-Ducted, Wall Placement | 214855412 |  | HRCU-A-CB-O | MOX330-12HFN10-M1X | Mini-Splits | MFA2M-12HRFN10-M1 |  |  |  | 12.7 | 25 | 10.6 | TRUE | TRUE | TRUE | 12000 | 9800 | 2.71 | 12400 | 2.14
215745975 | 10/27/2022 | Live | Midea Electric Trading | CUSTOM COMFORT | Singlezone Non-Ducted, Wall Placement | 215745975 |  | HRCU-A-CB-O | CCOXHBSZ12HP | Mini-Splits | CCOXHBWM12 |  |  |  | 13.4 | 25.4 | 10.5 | TRUE | TRUE | TRUE | 12000 | 9800 | 2.71 | 12800 | 1.75
215449759 | 10/27/2022 | Live | Midea Electric Trading | BREEZE33 | Singlezone Non-Ducted, Wall Placement | 215449759 |  | HRCU-A-CB-O | BZ33-HYP12OUT2-454-G3-P | Mini-Splits | BZ33-HYP12WALL2-454-G3-P |  |  |  | 13.4 | 25.4 | 10.5 | TRUE | TRUE | TRUE | 12000 | 9800 | 2.71 | 12800 | 1.75
215866630 | 10/27/2022 | Live | Midea Electric Trading | KADEN | Singlezone Non-Ducted, Wall Placement | 215866630 |  | HRCU-A-CB-O | KOB-HH-PSX12HP-2AAMA | Mini-Splits | KIB-PSX12WM-2AAMA |  |  |  | 13.4 | 25.4 | 10.5 | FALSE | FALSE |  | 12000 | 9800 | 2.71 | 12800 | 1.75
216032269 | 10/27/2022 | Live | Midea Electric Trading | 1HVAC | Singlezone Non-Ducted, Wall Placement | 216032269 |  | HRCU-A-CB-O | ACIQ-12ZPL-HP230C | Mini-Splits | ACIQ-12W-HH-MD |  |  |  | 13.4 | 25.4 | 10.5 | TRUE | TRUE |  | 12000 | 9800 | 2.71 | 12800 | 1.75
216032335 | 10/27/2022 | Live | Midea Electric Trading | ACIQ | Singlezone Non-Ducted, Wall Placement | 216032335 |  | HRCU-A-CB-O | ACIQ-12ZPL-HP230C | Mini-Splits | ACIQ-12W-HH-MD |  |  |  | 13.4 | 25.4 | 10.5 | TRUE | TRUE |  | 12000 | 9800 | 2.71 | 12800 | 1.75
215449718 | 10/27/2022 | Live | Midea Electric Trading | CANAIR | Singlezone Non-Ducted, Wall Placement | 215449718 |  | HRCU-A-CB-O | 4C28SCH12H21 | Mini-Splits | 4C28SEH12H21 |  |  |  | 13.4 | 25.4 | 10.5 | TRUE | TRUE | TRUE | 12000 | 9800 | 2.71 | 12800 | 1.75
216031028 | 10/27/2022 | Live | Midea Electric Trading | MOOVAIR | Singlezone Non-Ducted, Wall Placement | 216031028 |  | HRCU-A-CB-O | MSHMA12C2AN1 | Mini-Splits | MWHMA12C2AS1 |  |  |  | 13.4 | 25.4 | 10.5 | TRUE | TRUE |  | 12000 | 9800 | 2.71 | 12800 | 1.75
215864180 | 10/27/2022 | Live | Midea Electric Trading | COOPER&HUNTER | Singlezone Non-Ducted, Wall Placement | 215864180 |  | HRCU-A-CB-O | CH-RHP12-230VO | Mini-Splits | CH-RH12MASTWM-230VI |  |  |  | 13.4 | 25.4 | 10.5 | TRUE | TRUE |  | 12000 | 9800 | 2.71 | 12800 | 1.75
215864174 | 10/27/2022 | Live | Midea Electric Trading | COOPER&HUNTER | Singlezone Non-Ducted, Wall Placement | 215864174 |  | HRCU-A-CB-O | CH-RHP12-230VO | Mini-Splits | CH-PRO12MASTWM-230VI |  |  |  | 13.4 | 25.4 | 10.5 | TRUE | TRUE |  | 12000 | 9800 | 2.71 | 12800 | 1.75
216032560 | 10/27/2022 | Live | Midea Electric Trading | MRCOOL | Singlezone Non-Ducted, Wall Placement | 216032560 |  | HRCU-A-CB-O | O-HH-12-HP-C-230C-O | Mini-Splits | O-12-HP-WMAH-230C-O |  |  |  | 13.4 | 25.4 | 10.5 | TRUE | TRUE |  | 12000 | 9800 | 2.71 | 12800 | 1.75
215853903 | 10/27/2022 | Live | Midea Electric Trading | BLUERIDGE | Singlezone Non-Ducted, Wall Placement | 215853903 |  | HRCU-A-CB-O | BMS1225HHYC | Mini-Splits | BMC12HHYW |  |  |  | 13.4 | 25.4 | 10.5 | TRUE | TRUE |  | 12000 | 9800 | 2.71 | 12800 | 1.75
215471381 | 10/27/2022 | Live | Midea Electric Trading | MIDEA | Singlezone Non-Ducted, Wall Placement | 215471381 |  | HRCU-A-CB-O | MO1HS-H12B-2A | Mini-Splits | MSEHU-H12B-2A |  |  |  | 13.4 | 25.4 | 10.5 | TRUE | TRUE | TRUE | 12000 | 9800 | 2.71 | 12800 | 1.75
216571373 | 10/27/2022 | Live | Midea Electric Trading | DIRECT AIR | Singlezone Non-Ducted, Wall Placement | 216571373 |  | HRCU-A-CB-O | DIRM4-12HXPRO28-1Z | Mini-Splits | DIRM4-12HP-WM |  |  |  | 13.4 | 25.4 | 10.5 | TRUE | TRUE |  | 12000 | 9800 | 2.71 | 12800 | 1.75
216082322 | 10/27/2022 | Live | Midea Electric Trading | STELPRO | Singlezone Non-Ducted, Wall Placement | 216082322 |  | HRCU-A-CB-O | SEPB-H12A-O | Mini-Splits | SEPB-H12A-I |  |  |  | 13.4 | 25.4 | 10.5 | TRUE | TRUE |  | 12000 | 9800 | 2.71 | 12800 | 1.75
215444937 | 10/27/2022 | Live | Midea Electric Trading | EMI | Singlezone Non-Ducted, Wall Placement | 215444937 |  | HRCU-A-CB-O | EMXSZ112DA | Mini-Splits | EMXWAL12DA |  |  |  | 13.4 | 25.4 | 10.5 | TRUE | TRUE | TRUE | 12000 | 9800 | 2.71 | 12800 | 1.75
215725444 | 10/27/2022 | Live | Midea Electric Trading | INNOVAIR | Singlezone Non-Ducted, Wall Placement | 215725444 |  | HRCU-A-CB-O | MOS12H2BH0A | Mini-Splits | MHW12H2BHRB |  |  |  | 13.4 | 25.4 | 10.5 | TRUE | TRUE | TRUE | 12000 | 9800 | 2.71 | 12800 | 1.75
216027621 | 10/27/2022 | Live | Midea Electric Trading | CAPELLA | Singlezone Non-Ducted, Wall Placement | 216027621 |  | HRCU-A-CB-O | CPPB-H12A-O | Mini-Splits | CPPB-H12A-I |  |  |  | 13.4 | 25.4 | 10.5 | TRUE | TRUE |  | 12000 | 9800 | 2.71 | 12800 | 1.75
215931366 | 10/27/2022 | Live | Midea Electric Trading | CONTINENTAL | Singlezone Non-Ducted, Wall Placement | 215931366 |  | HRCU-A-CB-O | CDHAS26BA-12-O | Mini-Splits | CDHAS26BA-12-I |  |  |  | 13.4 | 25.4 | 10.5 | TRUE | TRUE |  | 12000 | 9800 | 2.71 | 12800 | 1.75
215931361 | 10/27/2022 | Live | Midea Electric Trading | NAPOLEON | Singlezone Non-Ducted, Wall Placement | 215931361 |  | HRCU-A-CB-O | NDHAS26BA-12-O | Mini-Splits | NDHAS26BA-12-I |  |  |  | 13.4 | 25.4 | 10.5 | FALSE | FALSE |  | 12000 | 9800 | 2.71 | 12800 | 1.75
215213715 | 10/27/2022 | Live | Midea Electric Trading | CONTINENTAL | Singlezone Non-Ducted, Wall Placement | 215213715 |  | HRCU-A-CB-O | CDHAS26B-12-O | Mini-Splits | CDHAS26B-12-I |  |  |  | 13.4 | 25.4 | 10.5 | TRUE | TRUE | TRUE | 12000 | 9800 | 2.71 | 12800 | 1.75
215213707 | 10/27/2022 | Live | Midea Electric Trading | NAPOLEON | Singlezone Non-Ducted, Wall Placement | 215213707 |  | HRCU-A-CB-O | NDHAS26B-12-O | Mini-Splits | NDHAS26B-12-I |  |  |  | 13.4 | 25.4 | 10.5 | FALSE | FALSE | TRUE | 12000 | 9800 | 2.71 | 12800 | 1.75
215735296 | 10/27/2022 | Live | Midea Electric Trading | SENVILLE | Singlezone Non-Ducted, Wall Placement | 215735296 |  | HRCU-A-CB-O | SENA-12HF-OG | Mini-Splits | SENA-12HF-IGG |  |  |  | 13.4 | 25.4 | 10.5 | TRUE | TRUE | TRUE | 12000 | 9800 | 2.71 | 12800 | 1.75
216014124 | 10/27/2022 | Live | Midea Electric Trading | SEA BREEZE+ | Singlezone Non-Ducted, Wall Placement | 216014124 |  | HRCU-A-CB-O | HSZ12H525ZMO | Mini-Splits | WM12H525ZMI |  |  |  | 13.4 | 25.4 | 10.5 | TRUE | TRUE |  | 12000 | 9800 | 2.71 | 12800 | 1.75
216097106 | 10/27/2022 | Live | Midea Electric Trading | COMFORT-AIRE | Singlezone Non-Ducted, Wall Placement | 216097106 |  | HRCU-A-CB-O | A-VHP12SA-1 | Mini-Splits | B-VHP12SA-1 |  |  |  | 13.4 | 25.4 | 10.5 | TRUE | TRUE |  | 12000 | 9800 | 2.71 | 12800 | 1.75
216097112 | 10/27/2022 | Live | Midea Electric Trading | KERR | Singlezone Non-Ducted, Wall Placement | 216097112 |  | HRCU-A-CB-O | A-KHP12SA-1 | Mini-Splits | B-KHP12SA-1 |  |  |  | 13.4 | 25.4 | 10.5 | TRUE | TRUE |  | 12000 | 9800 | 2.71 | 12800 | 1.75
214855563 | 10/27/2022 | Live | Midea Electric Trading | MDV | Singlezone Non-Ducted, Wall Placement | 214855563 |  | HRCU-A-CB-O | MOX330-12HFN10-M1X | Mini-Splits | MSEPBM-12HRFN10-M1-D |  |  |  | 13.4 | 25.4 | 10.5 | TRUE | TRUE | TRUE | 12000 | 9800 | 2.71 | 12800 | 1.75
214311112 | 10/27/2022 | Live | Midea Electric Trading | MDV | Singlezone Non-Ducted, Wall Placement | 214311112 |  | HRCU-A-CB-O | MOX330-12HFN10-M1X | Mini-Splits | MSEPBM-12HRFN10-M1 |  |  |  | 13.5 | 25.5 | 10.5 | TRUE | TRUE | TRUE | 12000 | 9800 | 2.71 | 12800 | 1.75
215745974 | 10/27/2022 | Live | Midea Electric Trading | CUSTOM COMFORT | Singlezone Non-Ducted, Wall Placement | 215745974 |  | HRCU-A-CB-O | CCOXHBSZ09HP | Mini-Splits | CCOXHBWM09 |  |  |  | 15.4 | 27.4 | 12.5 | TRUE | TRUE | TRUE | 9000 | 9800 | 2.71 | 12800 | 1.75
215449758 | 10/27/2022 | Live | Midea Electric Trading | BREEZE33 | Singlezone Non-Ducted, Wall Placement | 215449758 |  | HRCU-A-CB-O | BZ33-HYP09OUT2-454-G3-P | Mini-Splits | BZ33-HYP09WALL2-454-G3-P |  |  |  | 15.4 | 27.4 | 12.5 | TRUE | TRUE | TRUE | 9000 | 9800 | 2.71 | 12800 | 1.75
215866629 | 10/27/2022 | Live | Midea Electric Trading | KADEN | Singlezone Non-Ducted, Wall Placement | 215866629 |  | HRCU-A-CB-O | KOB-HH-PSX09HP-2AAMA | Mini-Splits | KIB-PSX09WM-2AAMA |  |  |  | 15.4 | 27.4 | 12.5 | FALSE | FALSE |  | 9000 | 9800 | 2.71 | 12800 | 1.75
216032334 | 10/27/2022 | Live | Midea Electric Trading | ACIQ | Singlezone Non-Ducted, Wall Placement | 216032334 |  | HRCU-A-CB-O | ACIQ-09ZPL-HP230C | Mini-Splits | ACIQ-09W-HH-MD |  |  |  | 15.4 | 27.4 | 12.5 | TRUE | TRUE |  | 9000 | 9800 | 2.71 | 12800 | 1.75
216032268 | 10/27/2022 | Live | Midea Electric Trading | 1HVAC | Singlezone Non-Ducted, Wall Placement | 216032268 |  | HRCU-A-CB-O | ACIQ-09ZPL-HP230C | Mini-Splits | ACIQ-09W-HH-MD |  |  |  | 15.4 | 27.4 | 12.5 | TRUE | TRUE |  | 9000 | 9800 | 2.71 | 12800 | 1.75
216031027 | 10/27/2022 | Live | Midea Electric Trading | MOOVAIR | Singlezone Non-Ducted, Wall Placement | 216031027 |  | HRCU-A-CB-O | MSHMA09C2AN1 | Mini-Splits | MWHMA09C2AS1 |  |  |  | 15.4 | 27.4 | 12.5 | TRUE | TRUE |  | 9000 | 9800 | 2.71 | 12800 | 1.75
215449717 | 10/27/2022 | Live | Midea Electric Trading | CANAIR | Singlezone Non-Ducted, Wall Placement | 215449717 |  | HRCU-A-CB-O | 4C28SCH09H21 | Mini-Splits | 4C28SEH09H21 |  |  |  | 15.4 | 27.4 | 12.5 | TRUE | TRUE | TRUE | 9000 | 9800 | 2.71 | 12800 | 1.75
216032557 | 10/27/2022 | Live | Midea Electric Trading | MRCOOL | Singlezone Non-Ducted, Wall Placement | 216032557 |  | HRCU-A-CB-O | O-HH-09-HP-C-230C-O | Mini-Splits | O-09-HP-WMAH-230C-O |  |  |  | 15.4 | 27.4 | 12.5 | TRUE | TRUE |  | 9000 | 9800 | 2.71 | 12800 | 1.75
215864173 | 10/27/2022 | Live | Midea Electric Trading | COOPER&HUNTER | Singlezone Non-Ducted, Wall Placement | 215864173 |  | HRCU-A-CB-O | CH-RHP09-230VO | Mini-Splits | CH-PRO09MASTWM-230VI |  |  |  | 15.4 | 27.4 | 12.5 | TRUE | TRUE |  | 9000 | 9800 | 2.71 | 12800 | 1.75
215864179 | 10/27/2022 | Live | Midea Electric Trading | COOPER&HUNTER | Singlezone Non-Ducted, Wall Placement | 215864179 |  | HRCU-A-CB-O | CH-RHP09-230VO | Mini-Splits | CH-RH09MASTWM-230VI |  |  |  | 15.4 | 27.4 | 12.5 | TRUE | TRUE |  | 9000 | 9800 | 2.71 | 12800 | 1.75
215853902 | 10/27/2022 | Live | Midea Electric Trading | BLUERIDGE | Singlezone Non-Ducted, Wall Placement | 215853902 |  | HRCU-A-CB-O | BMS927HHYC | Mini-Splits | BMC9HHYW |  |  |  | 15.4 | 27.4 | 12.5 | TRUE | TRUE |  | 9000 | 9800 | 2.71 | 12800 | 1.75
215471380 | 10/27/2022 | Live | Midea Electric Trading | MIDEA | Singlezone Non-Ducted, Wall Placement | 215471380 |  | HRCU-A-CB-O | MO1HS-H09B-2A | Mini-Splits | MSEHU-H09B-2A |  |  |  | 15.4 | 27.4 | 12.5 | TRUE | TRUE | TRUE | 9000 | 9800 | 2.71 | 12800 | 1.75
216082321 | 10/27/2022 | Live | Midea Electric Trading | STELPRO | Singlezone Non-Ducted, Wall Placement | 216082321 |  | HRCU-A-CB-O | SEPB-H09A-O | Mini-Splits | SEPB-H09A-I |  |  |  | 15.4 | 27.4 | 12.5 | TRUE | TRUE |  | 9000 | 9800 | 2.71 | 12800 | 1.75
216571372 | 10/27/2022 | Live | Midea Electric Trading | DIRECT AIR | Singlezone Non-Ducted, Wall Placement | 216571372 |  | HRCU-A-CB-O | DIRM4-09HXPRO28-1Z | Mini-Splits | DIRM4-09HP-WM |  |  |  | 15.4 | 27.4 | 12.5 | TRUE | TRUE |  | 9000 | 9800 | 2.71 | 12800 | 1.75
215213706 | 10/27/2022 | Live | Midea Electric Trading | NAPOLEON | Singlezone Non-Ducted, Wall Placement | 215213706 |  | HRCU-A-CB-O | NDHAS26B-09-O | Mini-Splits | NDHAS26B-09-I |  |  |  | 15.4 | 27.4 | 12.5 | FALSE | FALSE | TRUE | 9000 | 9800 | 2.71 | 12800 | 1.75
215213714 | 10/27/2022 | Live | Midea Electric Trading | CONTINENTAL | Singlezone Non-Ducted, Wall Placement | 215213714 |  | HRCU-A-CB-O | CDHAS26B-09-O | Mini-Splits | CDHAS26B-09-I |  |  |  | 15.4 | 27.4 | 12.5 | TRUE | TRUE | TRUE | 9000 | 9800 | 2.71 | 12800 | 1.75
215931360 | 10/27/2022 | Live | Midea Electric Trading | NAPOLEON | Singlezone Non-Ducted, Wall Placement | 215931360 |  | HRCU-A-CB-O | NDHAS26BA-09-O | Mini-Splits | NDHAS26BA-09-I |  |  |  | 15.4 | 27.4 | 12.5 | FALSE | FALSE |  | 9000 | 9800 | 2.71 | 12800 | 1.75
215931365 | 10/27/2022 | Live | Midea Electric Trading | CONTINENTAL | Singlezone Non-Ducted, Wall Placement | 215931365 |  | HRCU-A-CB-O | CDHAS26BA-09-O | Mini-Splits | CDHAS26BA-09-I |  |  |  | 15.4 | 27.4 | 12.5 | TRUE | TRUE |  | 9000 | 9800 | 2.71 | 12800 | 1.75
216027620 | 10/27/2022 | Live | Midea Electric Trading | CAPELLA | Singlezone Non-Ducted, Wall Placement | 216027620 |  | HRCU-A-CB-O | CPPB-H09A-O | Mini-Splits | CPPB-H09A-I |  |  |  | 15.4 | 27.4 | 12.5 | TRUE | TRUE |  | 9000 | 9800 | 2.71 | 12800 | 1.75
215725443 | 10/27/2022 | Live | Midea Electric Trading | INNOVAIR | Singlezone Non-Ducted, Wall Placement | 215725443 |  | HRCU-A-CB-O | MOS09H2BH0A | Mini-Splits | MHW09H2BHRB |  |  |  | 15.4 | 27.4 | 12.5 | TRUE | TRUE | TRUE | 9000 | 9800 | 2.71 | 12800 | 1.75
215444936 | 10/27/2022 | Live | Midea Electric Trading | EMI | Singlezone Non-Ducted, Wall Placement | 215444936 |  | HRCU-A-CB-O | EMXSZ109DA | Mini-Splits | EMXWAL09DA |  |  |  | 15.4 | 27.4 | 12.5 | TRUE | TRUE | TRUE | 9000 | 9800 | 2.71 | 12800 | 1.75
215735295 | 10/27/2022 | Live | Midea Electric Trading | SENVILLE | Singlezone Non-Ducted, Wall Placement | 215735295 |  | HRCU-A-CB-O | SENA-09HF-OG | Mini-Splits | SENA-09HF-IGG |  |  |  | 15.4 | 27.4 | 12.5 | TRUE | TRUE | TRUE | 9000 | 9800 | 2.71 | 12800 | 1.75
216014119 | 10/27/2022 | Live | Midea Electric Trading | SEA BREEZE+ | Singlezone Non-Ducted, Wall Placement | 216014119 |  | HRCU-A-CB-O | HSZ09H525ZMO | Mini-Splits | WM09H525ZMI |  |  |  | 15.4 | 27.4 | 12.5 | TRUE | TRUE |  | 9000 | 9800 | 2.71 | 12800 | 1.75
216097111 | 10/27/2022 | Live | Midea Electric Trading | KERR | Singlezone Non-Ducted, Wall Placement | 216097111 |  | HRCU-A-CB-O | A-KHP09SA-1 | Mini-Splits | B-KHP09SA-1 |  |  |  | 15.4 | 27.4 | 12.5 | TRUE | TRUE |  | 9000 | 9800 | 2.71 | 12800 | 1.75
216097105 | 10/27/2022 | Live | Midea Electric Trading | COMFORT-AIRE | Singlezone Non-Ducted, Wall Placement | 216097105 |  | HRCU-A-CB-O | A-VHP09SA-1 | Mini-Splits | B-VHP09SA-1 |  |  |  | 15.4 | 27.4 | 12.5 | TRUE | TRUE |  | 9000 | 9800 | 2.71 | 12800 | 1.75
214855559 | 10/27/2022 | Live | Midea Electric Trading | MDV | Singlezone Non-Ducted, Wall Placement | 214855559 |  | HRCU-A-CB-O | MOX330-09HFN10-M1X | Mini-Splits | MSEPB-09HRFN10-M1-D |  |  |  | 15.4 | 27.4 | 12.5 | TRUE | TRUE | TRUE | 9000 | 9800 | 2.71 | 12800 | 1.75
214311110 | 10/27/2022 | Live | Midea Electric Trading | MDV | Singlezone Non-Ducted, Wall Placement | 214311110 |  | HRCU-A-CB-O | MOX330-09HFN10-M1X | Mini-Splits | MSEPB-09HRFN10-M1 |  |  |  | 15.5 | 27.5 | 12.5 | TRUE | TRUE | TRUE | 9000 | 9800 | 2.71 | 12800 | 1.75
216571362 | 10/27/2022 | Live | Midea Electric Trading | DIRECT AIR | Singlezone Ducted, Centrally Ducted | 216571362 |  | HRCU-A-CB | DIRM4-24MAGICPRO20-OU |  | DIRM4-24MAGICPRO20-AH |  |  |  | 11.7 | 18.3 | 10 | TRUE | TRUE |  | 23000 | 20000 | 2.42 | 22200 | 2.24
216012013 | 10/27/2022 | Live | Midea Electric Trading | BREEZE33 | Singlezone Ducted, Centrally Ducted | 216012013 |  | HRCU-A-CB | BZ33-INV24OUT2-454-G3-J |  | BZ33-INVAHU24-454-G3-J |  |  |  | 11.7 | 18.3 | 10 | TRUE | TRUE |  | 23000 | 20000 | 2.42 | 22200 | 2.24
216505880 | 10/27/2022 | Live | Midea Electric Trading | PANASONIC | Singlezone Ducted, Centrally Ducted | 216505880 |  | HRCU-A-CB | CU-HM24BAHU |  | CS-HM24BAHU |  |  |  | 11.7 | 18.3 | 10 | TRUE | TRUE |  | 23000 | 20000 | 2.42 | 22200 | 2.24
216032228 | 10/27/2022 | Live | Midea Electric Trading | 1HVAC | Singlezone Ducted, Centrally Ducted | 216032228 |  | HRCU-A-CB | ACIQ-24-HPD |  | ACIQ-24-AHD |  |  |  | 11.7 | 18.3 | 10 | TRUE | TRUE |  | 23000 | 20000 | 2.42 | 22200 | 2.24
216032247 | 10/27/2022 | Live | Midea Electric Trading | ACIQ | Singlezone Ducted, Centrally Ducted | 216032247 |  | HRCU-A-CB | ACIQ-24-HPD |  | ACIQ-24-AHD |  |  |  | 11.7 | 18.3 | 10 | TRUE | TRUE |  | 23000 | 20000 | 2.42 | 22200 | 2.24
216030965 | 10/27/2022 | Live | Midea Electric Trading | MOOVAIR | Singlezone Ducted, Centrally Ducted | 216030965 |  | HRCU-A-CB | MSHMA24R2AN1 |  | MAHMA24R4AS1 |  |  |  | 11.7 | 18.3 | 10 | TRUE | TRUE |  | 23000 | 20000 | 2.42 | 22200 | 2.24
215864027 | 10/27/2022 | Live | Midea Electric Trading | WELLS | Singlezone Ducted, Centrally Ducted | 215864027 |  | HRCU-A-CB | WDHP-24HH |  | WDAH-24MOC |  |  |  | 11.7 | 18.3 | 10 | TRUE | TRUE |  | 23000 | 20000 | 2.42 | 22200 | 2.24
215866617 | 10/27/2022 | Live | Midea Electric Trading | KADEN | Singlezone Ducted, Centrally Ducted | 215866617 |  | HRCU-A-CB | KOB-HH-UUX24HP-2AAMA |  | KIB-UUX24AH-2AAMA |  |  |  | 11.7 | 18.3 | 10 | FALSE | FALSE |  | 23000 | 20000 | 2.42 | 22200 | 2.24
215735326 | 10/27/2022 | Live | Midea Electric Trading | SENVILLE | Singlezone Ducted, Centrally Ducted | 215735326 |  | HRCU-A-CB | SENDC-24HF-OG |  | SENDC-24HF-IG |  |  |  | 11.7 | 18.3 | 10 | TRUE | TRUE | TRUE | 23000 | 20000 | 2.42 | 22200 | 2.24
216621511 | 10/27/2022 | Live | Midea Electric Trading | MITS AIR | Singlezone Ducted, Centrally Ducted | 216621511 |  | HRCU-A-CB | MAMOX430-24HFN10-M3X |  | MAMVBC-24HWFN10-MB3E-D |  |  |  | 11.7 | 18.3 | 10 | FALSE | FALSE |  | 23000 | 20000 | 2.42 | 22200 | 2.24
216082172 | 10/27/2022 | Live | Midea Electric Trading | STELPRO | Singlezone Ducted, Centrally Ducted | 216082172 |  | HRCU-A-CB | SDB1-H24A-O |  | SAHB1-H24A-I |  |  |  | 11.7 | 18.3 | 10 | TRUE | TRUE |  | 23000 | 20000 | 2.42 | 22200 | 2.24
216027662 | 10/27/2022 | Live | Midea Electric Trading | CAPELLA | Singlezone Ducted, Centrally Ducted | 216027662 |  | HRCU-A-CB | CCB1-H24A-O |  | CAHB1-H24A-I |  |  |  | 11.7 | 18.3 | 10 | TRUE | TRUE |  | 23000 | 20000 | 2.42 | 22200 | 2.24
216706023 | 10/27/2022 | Live | Midea Electric Trading | ECOER | Singlezone Ducted, Centrally Ducted | 216706023 |  | HRCU-A-CB | ESCA17H-24ABA |  | EAHDEC-24ABA |  |  |  | 11.7 | 18.3 | 10 | TRUE | TRUE |  | 23000 | 20000 | 2.42 | 22200 | 2.24
215408662 | 10/27/2022 | Live | Midea Electric Trading | INNOVAIR | Singlezone Ducted, Centrally Ducted | 215408662 |  | HRCU-A-CB | SHV24H2BA |  | SAV24BDA |  |  |  | 11.7 | 18.3 | 10 | TRUE | TRUE | TRUE | 23000 | 20000 | 2.42 | 22200 | 2.24
215864311 | 10/27/2022 | Live | Midea Electric Trading | MAINLINE | Singlezone Ducted, Centrally Ducted | 215864311 |  | HRCU-A-CB | ML24HP230LMNTH-O |  | ML24HP230LMNTAHU-I |  |  |  | 11.7 | 18.3 | 10 | FALSE | FALSE |  | 23000 | 20000 | 2.42 | 22200 | 2.24
215471332 | 10/27/2022 | Live | Midea Electric Trading | MIDEA | Singlezone Ducted, Centrally Ducted | 215471332 |  | HRCU-A-CB | MO1HE-H24B-2A |  | MAUHE-H24B-2A |  |  |  | 11.7 | 18.3 | 10 | TRUE | TRUE | TRUE | 23000 | 20000 | 2.42 | 22200 | 2.24
215853870 | 10/27/2022 | Live | Midea Electric Trading | BLUERIDGE | Singlezone Ducted, Centrally Ducted | 215853870 |  | HRCU-A-CB | BMSAH24HHC |  | BMS2AH24I |  |  |  | 11.7 | 18.3 | 10 | TRUE | TRUE |  | 23000 | 20000 | 2.42 | 22200 | 2.24
215449705 | 10/27/2022 | Live | Midea Electric Trading | CANAIR | Singlezone Ducted, Centrally Ducted | 215449705 |  | HRCU-A-CB | 4CDH2024C21 |  | 4CDH2024F21 |  |  |  | 11.7 | 18.3 | 10 | TRUE | TRUE | TRUE | 23000 | 20000 | 2.42 | 22200 | 2.24
215374885 | 10/27/2022 | Live | Midea Electric Trading | DURASTAR | Singlezone Ducted, Centrally Ducted | 215374885 |  | HRCU-A-CB | DRU1H24S2A |  | DRUM1824S2A |  |  |  | 11.7 | 18.3 | 10 | TRUE | TRUE | TRUE | 23000 | 20000 | 2.42 | 22200 | 2.24
215746027 | 10/27/2022 | Live | Midea Electric Trading | CUSTOM COMFORT | Singlezone Ducted, Centrally Ducted | 215746027 |  | HRCU-A-CB | CCOXHB24V24HP |  | CCOXHBAH24V24 |  |  |  | 11.7 | 18.3 | 10 | TRUE | TRUE | TRUE | 23000 | 20000 | 2.42 | 22200 | 2.24
215866705 | 10/27/2022 | Live | Midea Electric Trading | AI AIR CONDITIONING | Singlezone Ducted, Centrally Ducted | 215866705 |  | HRCU-A-CB | AUO19-24N2-M3H |  | AUH2-24N2-BM3E |  |  |  | 11.7 | 18.3 | 10 | TRUE | TRUE |  | 23000 | 20000 | 2.42 | 22200 | 2.24
216046597 | 10/27/2022 | Live | Midea Electric Trading | ELIOS | Singlezone Ducted, Centrally Ducted | 216046597 |  | HRCU-A-CB | ESHMA24R2AN1 |  | EAHMA24R4AS1 |  |  |  | 11.7 | 18.3 | 10 | TRUE | TRUE |  | 23000 | 20000 | 2.42 | 22200 | 2.24
216097075 | 10/27/2022 | Live | Midea Electric Trading | COMFORT-AIRE | Singlezone Ducted, Centrally Ducted | 216097075 |  | HRCU-A-CB | A-VXP24TA-1 |  | B-VXP24TA-1 |  |  |  | 11.7 | 18.3 | 10 | TRUE | TRUE |  | 23000 | 20000 | 2.42 | 22200 | 2.24
214861587 | 10/27/2022 | Live | Midea Electric Trading | MDV | Singlezone Ducted, Centrally Ducted | 214861587 |  | HRCU-A-CB | MOX430-24HFN10-M3X |  | MVBC-24HWFN10-MB3E-D |  |  |  | 11.7 | 18.3 | 10 | TRUE | TRUE | TRUE | 23000 | 20000 | 2.42 | 22200 | 2.24
214861541 | 10/27/2022 | Live | Midea Electric Trading | MDV | Singlezone Ducted, Centrally Ducted | 214861541 |  | HRCU-A-CB | MOX430-24HFN10-M3X |  | MVBC-24HWFN10-MB3E |  |  |  | 11.7 | 18.4 | 10 | TRUE | TRUE | TRUE | 23000 | 20000 | 2.42 | 22200 | 2.24
214861592 | 10/27/2022 | Live | Midea Electric Trading | MDV | Singlezone Ducted, Centrally Ducted | 214861592 |  | HRCU-A-CB | MOX630-36HFN10-M3X |  | MVBC-36HWFN10-MC3E-D |  |  |  | 11.7 | 17.3 | 10.3 | TRUE | TRUE | TRUE | 36000 | 31800 | 2.56 | 41000 | 2.03
214861546 | 10/27/2022 | Live | Midea Electric Trading | MDV | Singlezone Ducted, Centrally Ducted | 214861546 |  | HRCU-A-CB | MOX630-36HFN10-M3X |  | MVBC-36HWFN10-MC3E |  |  |  | 11.7 | 17.4 | 10.3 | TRUE | TRUE | TRUE | 36000 | 31800 | 2.56 | 41000 | 2.03
216571364 | 10/27/2022 | Live | Midea Electric Trading | DIRECT AIR | Singlezone Ducted, Centrally Ducted | 216571364 |  | HRCU-A-CB | DIRM4-36MAGICPRO20-OU |  | DIRM4-36MAGICPRO20-AH |  |  |  | 11.7 | 17.3 | 10.3 | TRUE | TRUE |  | 36000 | 31800 | 2.56 | 41000 | 2.03
216012015 | 10/27/2022 | Live | Midea Electric Trading | BREEZE33 | Singlezone Ducted, Centrally Ducted | 216012015 |  | HRCU-A-CB | BZ33-INV36OUT2-454-G3-J |  | BZ33-INVAHU36-454-G3-J |  |  |  | 11.7 | 17.3 | 10.3 | TRUE | TRUE |  | 36000 | 31800 | 2.56 | 41000 | 2.03
216505882 | 10/27/2022 | Live | Midea Electric Trading | PANASONIC | Singlezone Ducted, Centrally Ducted | 216505882 |  | HRCU-A-CB | CU-HM36BAHU |  | CS-HM36BAHU |  |  |  | 11.7 | 17.3 | 10.3 | TRUE | TRUE |  | 36000 | 31800 | 2.56 | 41000 | 2.03
216032230 | 10/27/2022 | Live | Midea Electric Trading | 1HVAC | Singlezone Ducted, Centrally Ducted | 216032230 |  | HRCU-A-CB | ACIQ-36-HPD |  | ACIQ-36-AHD |  |  |  | 11.7 | 17.3 | 10.3 | TRUE | TRUE |  | 36000 | 31800 | 2.56 | 41000 | 2.03
216032249 | 10/27/2022 | Live | Midea Electric Trading | ACIQ | Singlezone Ducted, Centrally Ducted | 216032249 |  | HRCU-A-CB | ACIQ-36-HPD |  | ACIQ-36-AHD |  |  |  | 11.7 | 17.3 | 10.3 | TRUE | TRUE |  | 36000 | 31800 | 2.56 | 41000 | 2.03
215864029 | 10/27/2022 | Live | Midea Electric Trading | WELLS | Singlezone Ducted, Centrally Ducted | 215864029 |  | HRCU-A-CB | WDHP-36HH |  | WDAH-36MOC |  |  |  | 11.7 | 17.3 | 10.3 | TRUE | TRUE |  | 36000 | 31800 | 2.56 | 41000 | 2.03
215735328 | 10/27/2022 | Live | Midea Electric Trading | SENVILLE | Singlezone Ducted, Centrally Ducted | 215735328 |  | HRCU-A-CB | SENDC-36HF-OG |  | SENDC-36HF-IG |  |  |  | 11.7 | 17.3 | 10.3 | TRUE | TRUE | TRUE | 36000 | 31800 | 2.56 | 41000 | 2.03
216621513 | 10/27/2022 | Live | Midea Electric Trading | MITS AIR | Singlezone Ducted, Centrally Ducted | 216621513 |  | HRCU-A-CB | MAMOX630-36HFN10-M3X |  | MAMVBC-36HWFN10-MC3E-D |  |  |  | 11.7 | 17.3 | 10.3 | FALSE | FALSE |  | 36000 | 31800 | 2.56 | 41000 | 2.03
216082175 | 10/27/2022 | Live | Midea Electric Trading | STELPRO | Singlezone Ducted, Centrally Ducted | 216082175 |  | HRCU-A-CB | SDB1-H36A-O |  | SAHB1-H36A-I |  |  |  | 11.7 | 17.3 | 10.3 | TRUE | TRUE |  | 36000 | 31800 | 2.56 | 41000 | 2.03
216027664 | 10/27/2022 | Live | Midea Electric Trading | CAPELLA | Singlezone Ducted, Centrally Ducted | 216027664 |  | HRCU-A-CB | CCB1-H36A-O |  | CAHB1-H36A-I |  |  |  | 11.7 | 17.3 | 10.3 | TRUE | TRUE |  | 36000 | 31800 | 2.56 | 41000 | 2.03
215408664 | 10/27/2022 | Live | Midea Electric Trading | INNOVAIR | Singlezone Ducted, Centrally Ducted | 215408664 |  | HRCU-A-CB | SHV36H2BB |  | SAV36BDA |  |  |  | 11.7 | 17.3 | 10.3 | TRUE | TRUE | TRUE | 36000 | 31800 | 2.56 | 41000 | 2.03
215864314 | 10/27/2022 | Live | Midea Electric Trading | MAINLINE | Singlezone Ducted, Centrally Ducted | 215864314 |  | HRCU-A-CB | ML36HP230LMNTH-O |  | ML36HP230LMNTAHU-I |  |  |  | 11.7 | 17.3 | 10.3 | FALSE | FALSE |  | 36000 | 31800 | 2.56 | 41000 | 2.03
215471334 | 10/27/2022 | Live | Midea Electric Trading | MIDEA | Singlezone Ducted, Centrally Ducted | 215471334 |  | HRCU-A-CB | MO1SE-H36B-2A |  | MAUHE-H36B-2A |  |  |  | 11.7 | 17.3 | 10.3 | TRUE | TRUE | TRUE | 36000 | 31800 | 2.56 | 41000 | 2.03
215853872 | 10/27/2022 | Live | Midea Electric Trading | BLUERIDGE | Singlezone Ducted, Centrally Ducted | 215853872 |  | HRCU-A-CB | BMSAH36HHC |  | BMS2AH36I |  |  |  | 11.7 | 17.3 | 10.3 | TRUE | TRUE |  | 36000 | 31800 | 2.56 | 41000 | 2.03
215449707 | 10/27/2022 | Live | Midea Electric Trading | CANAIR | Singlezone Ducted, Centrally Ducted | 215449707 |  | HRCU-A-CB | 4CDH2036C21 |  | 4CDH2036F21 |  |  |  | 11.7 | 17.3 | 10.3 | TRUE | TRUE | TRUE | 36000 | 31800 | 2.56 | 41000 | 2.03
215374887 | 10/27/2022 | Live | Midea Electric Trading | DURASTAR | Singlezone Ducted, Centrally Ducted | 215374887 |  | HRCU-A-CB | DRU1H36S2A |  | DRUM3036S2A |  |  |  | 11.7 | 17.3 | 10.3 | TRUE | TRUE | TRUE | 36000 | 31800 | 2.56 | 41000 | 2.03
215746029 | 10/27/2022 | Live | Midea Electric Trading | CUSTOM COMFORT | Singlezone Ducted, Centrally Ducted | 215746029 |  | HRCU-A-CB | CCOXHB24V36HP |  | CCOXHBAH24V36 |  |  |  | 11.7 | 17.3 | 10.3 | TRUE | TRUE | TRUE | 36000 | 31800 | 2.56 | 41000 | 2.03
215866708 | 10/27/2022 | Live | Midea Electric Trading | AI AIR CONDITIONING | Singlezone Ducted, Centrally Ducted | 215866708 |  | HRCU-A-CB | AUO19-36N2-M3H-S |  | AUH2-36N2-CM3E |  |  |  | 11.7 | 17.3 | 10.3 | TRUE | TRUE |  | 36000 | 31800 | 2.56 | 41000 | 2.03
216618899 | 09/07/2022 | Live | Midea Electric Trading | ELIOS | Singlezone Ducted, Centrally Ducted | 216618899 |  | HRCU-A-CB | ESHMB36R2AN1 |  | EAHMA36R4AS1 |  |  |  | 11.7 | 17.3 | 10.3 | TRUE | TRUE |  | 36000 | 31800 | 2.56 | 41000 | 2.03
216097077 | 02/02/2022 | Live | Midea Electric Trading | COMFORT-AIRE | Singlezone Ducted, Centrally Ducted | 216097077 |  | HRCU-A-CB | A-VXP36TA-1 |  | B-VXP36TA-1 |  |  |  | 11.7 | 17.3 | 10.3 | TRUE | TRUE |  | 36000 | 31800 | 2.56 | 41000 | 2.03
216664723 | 02/02/2022 | Live | Hisense | HISENSE | Singlezone Ducted, Centrally Ducted | 216664723 |  | HRCU-A-CB | AOH-60U3T25U |  | AHU-60U3T24 |  |  |  | 8.8 | 17 | 8.5 | FALSE | FALSE |  | 54000 | 33200 | 2.86 | 34400 | 2.43
216664722 | 02/02/2022 | Live | Hisense | HISENSE | Singlezone Ducted, Centrally Ducted | 216664722 |  | HRCU-A-CB | AOH-48U3T25U |  | AHU-48U3T24 |  |  |  | 10 | 18 | 9 | FALSE | TRUE |  | 48000 | 32200 | 2.52 | 32200 | 2.52
216664721 | 09/07/2022 | Live | Hisense | HISENSE | Singlezone Ducted, Centrally Ducted | 216664721 |  | HRCU-A-CB | AOH-36U3T25U |  | AHU-36U3T24 |  |  |  | 9.8 | 17.5 | 9 | FALSE | FALSE |  | 35000 | 22200 | 2.72 | 23700 | 2.51
216664720 | 02/02/2022 | Live | Hisense | HISENSE | Singlezone Ducted, Centrally Ducted | 216664720 |  | HRCU-A-CB | AOH-24U3T25U |  | AHU-24U3T24 |  |  |  | 10 | 18 | 9 | FALSE | TRUE |  | 24000 | 17000 | 2.72 | 17000 | 2.72
215222782 | 11/29/2019 | Live | Samsung Electronics | SAMSUNG | Singlezone Non-Ducted, Wall Placement | 215222782 |  | HRCU-A-CB-O | AR24DXDACWKX | Mini-Splits | AR24DXDABWKN |  |  |  | 12.8 | 20 | 9.5 | TRUE | TRUE | TRUE | 22000 | 22000 | 2.22 | 26500 | 2.22
216440563 | 10/21/2019 | Live | Midea Electric Trading | MIDEA | Singlezone Ducted, Compact Ducted | 216440563 |  | HRCU-A-CB | MDV-V36WMN10T |  | MPCE36B1MN10TA |  |  |  | 10.9 | 16 | 8.9 | FALSE | TRUE |  | 34000 | 31200 | 2.2 | 31800 | 2.09
216440562 | 02/28/2019 | Live | Midea Electric Trading | MIDEA | Singlezone Ducted, Centrally Ducted | 216440562 |  | HRCU-A-CB | MDV-V36WMN10T |  | MHVE36B1MN10TB |  |  |  | 11 | 16 | 9.2 | FALSE | TRUE |  | 34000 | 32000 | 2.3 | 35500 | 2.11
216441717 | 02/02/2022 | Live | Midea Electric Trading | MIDEA | Singlezone Ducted, Centrally Ducted | 216441717 |  | HRCU-A-CB | MDV-V36WMN10T |  | MIH36VMN10 |  |  |  | 11.7 | 17 | 9.4 | TRUE | TRUE |  | 34000 | 31200 | 2.3 | 34100 | 2.14
216441711 | 02/02/2022 | Live | Midea Electric Trading | MIDEA | Singlezone Ducted, Compact Ducted | 216441711 |  | HRCU-A-C | MDV-V36WMN10T |  | MCPM4860DN10TH |  |  |  | 9.5 | 14.3 | 8.9 | FALSE | FALSE |  | 34000 | 31000 | 2.3 | 33900 | 2.03
216051344 | 02/02/2022 | Live | Midea Electric Trading | MIDEA | Singlezone Ducted, Centrally Ducted | 216051344 |  | HRCU-A-CB | MDV-V36WMN10T |  | MVME36B2MN10TB |  |  |  | 11.7 | 17.2 | 9.4 | FALSE | FALSE |  | 34000 | 27800 | 2.36 | 36000 | 2.11
216440561 | 02/02/2022 | Live | Midea Electric Trading | MIDEA | Singlezone Ducted, Compact Ducted | 216440561 |  | HRCU-A-CB | MDV-V30WMN10T |  | MPCE30B1MN10TA |  |  |  | 11.7 | 16 | 8.5 | TRUE | TRUE |  | 30000 | 26200 | 2.2 | 28500 | 1.99
216441710 | 08/26/2019 | Live | Midea Electric Trading | MIDEA | Singlezone Ducted, Compact Ducted | 216441710 |  | HRCU-A-C | MDV-V30WMN10T |  | MCPM4860DN10TH |  |  |  | 9.8 | 14.3 | 9 | FALSE | FALSE |  | 30000 | 24000 | 2.2 | 30000 | 2
216440559 | 02/02/2022 | Live | Midea Electric Trading | MIDEA | Singlezone Ducted, Compact Ducted | 216440559 |  | HRCU-A-CB | MDV-V24WMN10T |  | MPCE24A1MN10TA |  |  |  | 10 | 16 | 8.5 | FALSE | TRUE |  | 23000 | 18400 | 2.29 | 20770 | 2.18
216441707 | 02/02/2022 | Live | Midea Electric Trading | MIDEA | Singlezone Ducted, Centrally Ducted | 216441707 |  | HRCU-A-CB | MDV-V24WMN10T |  | MHVE24A1MN10TB |  |  |  | 9 | 14.3 | 8.5 | FALSE | FALSE |  | 23000 | 18400 | 2.29 | 21300 | 2.21
216441709 | 02/02/2022 | Live | Midea Electric Trading | MIDEA | Singlezone Ducted, Compact Ducted | 216441709 |  | HRCU-A-C | MDV-V24WMN10T |  | MCPM4860DN10TH |  |  |  | 9.5 | 14.3 | 8.7 | FALSE | FALSE |  | 23000 | 18000 | 2.3 | 20000 | 1.9
216441706 | 02/02/2022 | Live | Midea Electric Trading | MIDEA | Singlezone Ducted, Centrally Ducted | 216441706 |  | HRCU-A-CB | MDV-V18WMN10T |  | MHVE18A1MN10TB |  |  |  | 10 | 14.3 | 8.8 | FALSE | FALSE |  | 18000 | 15600 | 2.39 | 18720 | 2.19
216441708 | 01/01/2011 | Live | Midea Electric Trading | MIDEA | Singlezone Ducted, Compact Ducted | 216441708 |  | HRCU-A-C | MDV-V18WMN10T |  | MCPM3036BN10TH |  |  |  | 10 | 14.3 | 9.1 | FALSE | FALSE |  | 18000 | 17000 | 2.19 | 20240 | 2.17
216441714 | 01/01/2011 | Live | Midea Electric Trading | MIDEA | Singlezone Ducted, Centrally Ducted | 216441714 |  | HRCU-A-CB | MDV-V18WMN10T |  | MIH18VMN10 |  |  |  | 12 | 17 | 9.25 | TRUE | TRUE |  | 18000 | 15600 | 2.39 | 20100 | 2.13
216051341 | 01/01/2011 | Live | Midea Electric Trading | MIDEA | Singlezone Ducted, Centrally Ducted | 216051341 |  | HRCU-A-CB | MDV-V18WMN10T |  | MVME24B2MN10TB |  |  |  | 12 | 17.1 | 9.25 | FALSE | FALSE |  | 18000 | 15100 | 2.71 | 18450 | 2.23
216440558 | 01/01/2011 | Live | Midea Electric Trading | MIDEA | Singlezone Ducted, Compact Ducted | 216440558 |  | HRCU-A-CB | MDV-V18WMN10T |  | MPCE18A1MN10TA |  |  |  | 11 | 16 | 8.7 | FALSE | TRUE |  | 18000 | 15600 | 2.2 | 16140 | 2.15
216370235 | 09/07/2022 | Live | Hisense | HISENSE | Singlezone Non-Ducted, Wall Placement | 216370235 |  | HRCU-A-CB-O | AO-24U3T25U | Mini-Splits | ASU-24U3THB25U |  |  |  | 12.25 | 22.5 | 9.5 | TRUE | TRUE |  | 24000 | 22000 | 2.08 | 24000 | 1.85
216370236 | 09/07/2022 | Live | Hisense | HISENSE | Singlezone Non-Ducted, Wall Placement | 216370236 |  | HRCU-A-CB-O | AO-18U3T25U | Mini-Splits | ASU-18U3THB25U |  |  |  | 12.1 | 21 | 9.5 | TRUE | TRUE |  | 18000 | 18000 | 1.95 | 18500 | 1.95
216370237 | 09/07/2022 | Live | Hisense | HISENSE | Singlezone Non-Ducted, Wall Placement | 216370237 |  | HRCU-A-CB-O | AO-12U3T25U | Mini-Splits | ASU-12U3THB25U |  |  |  | 12.25 | 23 | 9.5 | TRUE | TRUE |  | 12000 | 10800 | 2.4 | 12000 | 2.51
216409116 | 09/07/2022 | Live | Hisense | HISENSE | Singlezone Non-Ducted, Wall Placement | 216409116 |  | HRCU-A-CB-O | AO-09U3T25U | Mini-Splits | ASU-09U3THB25U |  |  |  | 13.65 | 25 | 11 | TRUE | TRUE |  | 9000 | 9000 | 2.4 | 9200 | 2.07
216558230 | 09/07/2022 | Live | Hisense | HISENSE | Singlezone Ducted, Centrally Ducted | 216558230 |  | HRCU-A-CB | AOH-60U3T24P |  | AHU-60U3T24 |  |  |  | 11 | 19 | 9 | TRUE | TRUE |  | 57000 | 37000 | 2.61 | 42000 | 2.34
216558231 | 09/07/2022 | Live | Hisense | HISENSE | Singlezone Ducted, Centrally Ducted | 216558231 |  | HRCU-A-CB | AOH-48U3T24P |  | AHU-48U3T24 |  |  |  | 12 | 19 | 9 | TRUE | TRUE |  | 48000 | 36600 | 2.64 | 38600 | 2.11
216558229 | 09/07/2022 | Live | Hisense | HISENSE | Singlezone Ducted, Centrally Ducted | 216558229 |  | HRCU-A-CB | AOH-36U3T24P |  | AHU-36U3T24 |  |  |  | 11.7 | 19.5 | 10.5 | TRUE | TRUE |  | 32000 | 32000 | 2.93 | 34000 | 2.34
216558228 | 09/07/2022 | Live | Hisense | HISENSE | Singlezone Ducted, Centrally Ducted | 216558228 |  | HRCU-A-CB | AOH-24U3T24P |  | AHU-24U3T24 |  |  |  | 12 | 20 | 10 | TRUE | TRUE |  | 24000 | 20400 | 3.05 | 21500 | 2.47
216025739 | 09/07/2022 | Live | WOLF STEEL LTD. | NAPOLEON | Singlezone Ducted, Centrally Ducted | 216025739 |  | HRCU-A-CB | WSEHV4860BA1-N | Ducted Indoor Units | WPFX60A-N |  |  |  | 10.5 | 18.5 | 9.5 | FALSE | TRUE |  | 54000 | 38000 | 2.7 | 45000 | 2.4
216626013 | 09/07/2022 | Live | WOLF STEEL LTD. | NAPOLEON | Singlezone Ducted, Centrally Ducted | 216626013 |  | HRCU-A-CB | WSEHV4860BA1-N | Ducted Indoor Units | WPFX48A-N |  |  |  | 11.5 | 19 | 9.5 | TRUE | TRUE |  | 48000 | 33400 | 2.7 | 38000 | 2.5
216025738 | 09/07/2022 | Live | WOLF STEEL LTD. | NAPOLEON | Singlezone Ducted, Centrally Ducted | 216025738 |  | HRCU-A-CB | WSEHV2436BA1-N | Ducted Indoor Units | WPFX36A-N |  |  |  | 11 | 18.5 | 10 | TRUE | TRUE |  | 34000 | 23000 | 2.7 | 32000 | 2.53
216626012 | 09/07/2022 | Live | WOLF STEEL LTD. | NAPOLEON | Singlezone Ducted, Centrally Ducted | 216626012 |  | HRCU-A-CB | WSEHV2436BA1-N | Ducted Indoor Units | WPFX24A-N |  |  |  | 12 | 18 | 10 | TRUE | TRUE |  | 24000 | 18000 | 2.71 | 24000 | 2.5
215827114 | 09/07/2022 | Live | Johnson Controls Inc. (York International Norman) | HITACHI | Multizone All Non-Ducted | 215827114 |  | HRCU-A-CB-O | RAM-G42N5HAA | Non-Ducted Indoor Units |  |  |  |  | 12.5 | 23 | 9.2 | TRUE | FALSE |  | 42000 | 30000 | 2.31 | 36000 | 2.29
215827115 | 09/07/2022 | Live | Johnson Controls Inc. (York International Norman) | HITACHI | Multizone All Ducted | 215827115 |  | HRCU-A-CB | RAM-G42N5HAA | Ducted Indoor Units |  |  |  |  | 10 | 18 | 9 | FALSE | FALSE |  | 42000 | 31400 | 2.38 | 36000 | 2.29
216097708 | 09/07/2022 | Live | Johnson Controls Inc. (York International Norman) | HITACHI | Multizone All Non-Ducted | 216097708 |  | HRCU-A-CB-O | RAM-G36N4HAA | Non-Ducted Indoor Units |  |  |  |  | 12 | 23 | 9.3 | TRUE | FALSE |  | 36000 | 25000 | 2.44 | 27500 | 2.01
216097711 | 09/07/2022 | Live | Johnson Controls Inc. (York International Norman) | HITACHI | Multizone All Ducted | 216097711 |  | HRCU-A-CB | RAM-G36N4HAA | Ducted Indoor Units |  |  |  |  | 11.7 | 18 | 9 | TRUE | FALSE |  | 36000 | 23000 | 2.3 | 23300 | 2.07
216097706 | 09/07/2022 | Live | Johnson Controls Inc. (York International Norman) | HITACHI | Multizone All Non-Ducted | 216097706 |  | HRCU-A-CB-O | RAM-G18N2HAA | Non-Ducted Indoor Units |  |  |  |  | 12.5 | 23 | 10 | TRUE | FALSE |  | 18000 | 14900 | 2.5 | 14900 | 2.3
216097709 | 09/07/2022 | Live | Johnson Controls Inc. (York International Norman) | HITACHI | Multizone All Ducted | 216097709 |  | HRCU-A-CB | RAM-G18N2HAA | Ducted Indoor Units |  |  |  |  | 12 | 18 | 9.5 | TRUE | FALSE |  | 18000 | 14900 | 2.5 | 14900 | 2.3
216623466 | 09/07/2022 | Live | Midea Electric Trading | MOOVAIR | Singlezone Ducted, Centrally Ducted | 216623466 |  | HRCU-A-C | MSHMA24R2AN1 |  | MCHMA24RBAS1 |  |  |  | 10 | 16 | 9.5 | FALSE | TRUE |  | 24000 | 19700 | 2.66 | 22000 | 2
216623469 | 09/07/2022 | Live | Midea Electric Trading | MOOVAIR | Singlezone Ducted, Centrally Ducted | 216623469 |  | HRCU-A-C | MSHMB36R2AN1 |  | MCHMA36RBAS1 |  |  |  | 10 | 16 | 10 | FALSE | TRUE |  | 29000 | 25000 | 2.4 | 33600 | 2.05
216623472 | 09/07/2022 | Live | Midea Electric Trading | ELIOS | Singlezone Ducted, Centrally Ducted | 216623472 |  | HRCU-A-C | ESHMA18R2AN1 |  | GCHMA24RBAS1 |  |  |  | 11.7 | 16.1 | 9.5 | TRUE | TRUE |  | 18000 | 15200 | 2.7 | 21000 | 2
216623473 | 09/07/2022 | Live | Midea Electric Trading | ELIOS | Singlezone Ducted, Centrally Ducted | 216623473 |  | HRCU-A-C | ESHMA24R2AN1 |  | GCHMA24RBAS1 |  |  |  | 10 | 16 | 9.5 | FALSE | TRUE |  | 24000 | 19700 | 2.66 | 22000 | 2
216623477 | 09/07/2022 | Live | Midea Electric Trading | ELIOS | Singlezone Ducted, Centrally Ducted | 216623477 |  | HRCU-A-C | ESHEA18R2AN1 |  | GUHMA24RBAS1 |  |  |  | 10.2 | 16 | 8.6 | FALSE | FALSE |  | 18000 | 13400 | 2.65 | 13400 | 2.65
216623478 | 09/07/2022 | Live | Midea Electric Trading | ELIOS | Singlezone Ducted, Centrally Ducted | 216623478 |  | HRCU-A-C | ESHEA24R2AN1 |  | GUHMA24RBAS1 |  |  |  | 10 | 16 | 9 | FALSE | TRUE |  | 24000 | 19700 | 2.66 | 19700 | 2.66
216623480 | 09/07/2022 | Live | Midea Electric Trading | ELIOS | Singlezone Ducted, Centrally Ducted | 216623480 |  | HRCU-A-C | ESHMA24R2AN1 |  | GUHMA24RBAS1 |  |  |  | 10 | 16 | 9.5 | FALSE | TRUE |  | 24000 | 19700 | 2.66 | 22000 | 2
216623479 | 09/07/2022 | Live | Midea Electric Trading | ELIOS | Singlezone Ducted, Centrally Ducted | 216623479 |  | HRCU-A-C | ESHMA18R2AN1 |  | GUHMA24RBAS1 |  |  |  | 11.7 | 16.1 | 9.5 | TRUE | TRUE |  | 18000 | 15200 | 2.7 | 21000 | 2
216623488 | 09/07/2022 | Live | Midea Electric Trading | DIRECT AIR | Singlezone Ducted, Centrally Ducted | 216623488 |  | HRCU-A-C | DIRM4-24MAGICPRO20-OU |  | DIRM4-2417MAGICP20-CCOIL |  |  |  | 10 | 16 | 9.5 | FALSE | TRUE |  | 24000 | 19700 | 2.66 | 22000 | 2
216623487 | 09/07/2022 | Live | Midea Electric Trading | DIRECT AIR | Singlezone Ducted, Centrally Ducted | 216623487 |  | HRCU-A-C | DIRM4-24MAGICPRO20-OU |  | DIRM4-2414MAGICP20-CCOIL |  |  |  | 10 | 16 | 9.5 | FALSE | TRUE |  | 24000 | 19700 | 2.66 | 22000 | 2
216623486 | 09/07/2022 | Live | Midea Electric Trading | DIRECT AIR | Singlezone Ducted, Centrally Ducted | 216623486 |  | HRCU-A-C | DIRM4-18MAGICPRO20-OU |  | DIRM4-2417MAGICP20-CCOIL |  |  |  | 11.7 | 16.1 | 9.5 | TRUE | TRUE |  | 18000 | 15200 | 2.7 | 21000 | 2
216623485 | 09/07/2022 | Live | Midea Electric Trading | DIRECT AIR | Singlezone Ducted, Centrally Ducted | 216623485 |  | HRCU-A-C | DIRM4-18MAGICPRO20-OU |  | DIRM4-2414MAGICP20-CCOIL |  |  |  | 11.7 | 16.1 | 9.5 | TRUE | TRUE |  | 18000 | 15200 | 2.7 | 21000 | 2
216623490 | 09/07/2022 | Live | Midea Electric Trading | DIRECT AIR | Singlezone Ducted, Centrally Ducted | 216623490 |  | HRCU-A-C | DIRM4-30MAGICPRO20-OU |  | DIRM4-3621MAGICP20-CCOIL |  |  |  | 10 | 16 | 10 | FALSE | FALSE |  | 29000 | 25000 | 2.4 | 33600 | 2.05
216623489 | 09/07/2022 | Live | Midea Electric Trading | DIRECT AIR | Singlezone Ducted, Centrally Ducted | 216623489 |  | HRCU-A-C | DIRM4-30MAGICPRO20-OU |  | DIRM4-3617MAGICP20-CCOIL |  |  |  | 10 | 15.3 | 9.3 | FALSE | FALSE |  | 30000 | 23400 | 2.6 | 31700 | 2
216623498 | 09/07/2022 | Live | Midea Electric Trading | DIRECT AIR | Singlezone Ducted, Centrally Ducted | 216623498 |  | HRCU-A-C | DIRM4-24CS19-OU |  | DIRM4-2417MAGICP20-CCOIL |  |  |  | 10 | 16 | 9 | FALSE | TRUE |  | 24000 | 19700 | 2.66 | 19700 | 2.66
216623497 | 09/07/2022 | Live | Midea Electric Trading | DIRECT AIR | Singlezone Ducted, Centrally Ducted | 216623497 |  | HRCU-A-C | DIRM4-24CS19-OU |  | DIRM4-2414MAGICP20-CCOIL |  |  |  | 10 | 16 | 9 | FALSE | TRUE |  | 24000 | 19700 | 2.66 | 19700 | 2.66
216623496 | 09/07/2022 | Live | Midea Electric Trading | DIRECT AIR | Singlezone Ducted, Centrally Ducted | 216623496 |  | HRCU-A-C | DIRM4-18CS19-OU |  | DIRM4-2417MAGICP20-CCOIL |  |  |  | 10.2 | 16 | 8.6 | FALSE | FALSE |  | 18000 | 13400 | 2.65 | 13400 | 2.65
216623495 | 09/07/2022 | Live | Midea Electric Trading | DIRECT AIR | Singlezone Ducted, Centrally Ducted | 216623495 |  | HRCU-A-C | DIRM4-18CS19-OU |  | DIRM4-2414MAGICP20-CCOIL |  |  |  | 10.2 | 16 | 8.6 | FALSE | FALSE |  | 18000 | 13400 | 2.65 | 13400 | 2.65
216623499 | 09/07/2022 | Live | Midea Electric Trading | DIRECT AIR | Singlezone Ducted, Centrally Ducted | 216623499 |  | HRCU-A-C | DIRM4-60MAGICPRO20-OU |  | DIRM4-6021MAGICP20-CCOIL |  |  |  | 10 | 15.2 | 8.3 | FALSE | TRUE |  | 52000 | 38000 | 2.4 | 50000 | 2.02
216623503 | 09/07/2022 | Live | Midea Electric Trading | INNOVAIR | Singlezone Ducted, Centrally Ducted | 216623503 |  | HRCU-A-C | SOV24H2BA |  | MAC24H1718B |  |  |  | 10 | 16 | 9 | FALSE | TRUE |  | 24000 | 19700 | 2.66 | 19700 | 2.66
216623502 | 09/07/2022 | Live | Midea Electric Trading | INNOVAIR | Singlezone Ducted, Centrally Ducted | 216623502 |  | HRCU-A-C | SOV24H2BA |  | MAC24H1418B |  |  |  | 10 | 16 | 9 | FALSE | TRUE |  | 24000 | 19700 | 2.66 | 19700 | 2.66
216623501 | 09/07/2022 | Live | Midea Electric Trading | INNOVAIR | Singlezone Ducted, Centrally Ducted | 216623501 |  | HRCU-A-C | SOV18H2BA |  | MAC24H1718B |  |  |  | 10.2 | 16 | 8.6 | FALSE | FALSE |  | 18000 | 13400 | 2.65 | 13400 | 2.65
216623500 | 09/07/2022 | Live | Midea Electric Trading | INNOVAIR | Singlezone Ducted, Centrally Ducted | 216623500 |  | HRCU-A-C | SOV18H2BA |  | MAC24H1418B |  |  |  | 10.2 | 16 | 8.6 | FALSE | FALSE |  | 18000 | 13400 | 2.65 | 13400 | 2.65
216623506 | 09/07/2022 | Live | Midea Electric Trading | INNOVAIR | Singlezone Ducted, Centrally Ducted | 216623506 |  | HRCU-A-C | SHV24H2BA |  | MAC24H1418B |  |  |  | 10 | 16 | 9.5 | FALSE | TRUE |  | 24000 | 19700 | 2.66 | 22000 | 2
216623505 | 09/07/2022 | Live | Midea Electric Trading | INNOVAIR | Singlezone Ducted, Centrally Ducted | 216623505 |  | HRCU-A-C | SHV18H2BA |  | MAC24H1718B |  |  |  | 11.7 | 16.1 | 9.5 | TRUE | TRUE |  | 18000 | 15200 | 2.7 | 21000 | 2
216623504 | 09/07/2022 | Live | Midea Electric Trading | INNOVAIR | Singlezone Ducted, Centrally Ducted | 216623504 |  | HRCU-A-C | SHV18H2BA |  | MAC24H1418B |  |  |  | 11.7 | 16.1 | 9.5 | TRUE | TRUE |  | 18000 | 15200 | 2.7 | 21000 | 2
216623507 | 09/07/2022 | Live | Midea Electric Trading | INNOVAIR | Singlezone Ducted, Centrally Ducted | 216623507 |  | HRCU-A-C | SHV24H2BA |  | MAC24H1718B |  |  |  | 10 | 16 | 9.5 | FALSE | TRUE |  | 24000 | 19700 | 2.66 | 22000 | 2
216623512 | 09/07/2022 | Live | Midea Electric Trading | INNOVAIR | Singlezone Ducted, Centrally Ducted | 216623512 |  | HRCU-A-C | SHV60H2BA |  | MMC60H2128B |  |  |  | 10 | 15.2 | 8.3 | FALSE | TRUE |  | 52000 | 38000 | 2.4 | 50000 | 2.02
216623515 | 09/07/2022 | Live | Midea Electric Trading | MIDEA | Singlezone Ducted, Centrally Ducted | 216623515 |  | HRCU-A-C | MO1BE-H18B-2A |  | MAAHE-H24B-BA |  |  |  | 10.2 | 16 | 8.6 | FALSE | FALSE |  | 18000 | 13400 | 2.65 | 13400 | 2.65
216623514 | 09/07/2022 | Live | Midea Electric Trading | MIDEA | Singlezone Ducted, Centrally Ducted | 216623514 |  | HRCU-A-C | MO1BE-H18B-2A |  | MAAHE-H24B-AA |  |  |  | 10.2 | 16 | 8.6 | FALSE | FALSE |  | 18000 | 13400 | 2.65 | 13400 | 2.65
216623517 | 09/07/2022 | Live | Midea Electric Trading | MIDEA | Singlezone Ducted, Centrally Ducted | 216623517 |  | HRCU-A-C | MO1BE-H24B-2A |  | MAAHE-H24B-BA |  |  |  | 10 | 16 | 9 | FALSE | TRUE |  | 24000 | 19700 | 2.66 | 19700 | 2.66
216623516 | 01/01/2011 | Live | Midea Electric Trading | MIDEA | Singlezone Ducted, Centrally Ducted | 216623516 |  | HRCU-A-C | MO1BE-H24B-2A |  | MAAHE-H24B-AA |  |  |  | 10 | 16 | 9 | FALSE | TRUE |  | 24000 | 19700 | 2.66 | 19700 | 2.66
216623519 | 05/27/2021 | Live | Midea Electric Trading | MIDEA | Singlezone Ducted, Centrally Ducted | 216623519 |  | HRCU-A-C | MO1HE-H24B-2A |  | MAAHE-H24B-AA |  |  |  | 10 | 16 | 9.5 | FALSE | TRUE |  | 24000 | 19700 | 2.66 | 22000 | 2
216623518 | 06/09/2021 | Live | Midea Electric Trading | MIDEA | Singlezone Ducted, Centrally Ducted | 216623518 |  | HRCU-A-C | MO1HE-H18B-2A |  | MAAHE-H24B-AA |  |  |  | 11.7 | 16.1 | 9.5 | TRUE | TRUE |  | 18000 | 15200 | 2.7 | 21000 | 2
216623521 | 10/28/2022 | Live | Midea Electric Trading | MIDEA | Singlezone Ducted, Centrally Ducted | 216623521 |  | HRCU-A-C | MO1HE-H24B-2A |  | MAAHE-H24B-BA |  |  |  | 10 | 16 | 9.5 | FALSE | TRUE |  | 24000 | 19700 | 2.66 | 22000 | 2
216623520 | 04/28/2022 | Live | Midea Electric Trading | MIDEA | Singlezone Ducted, Centrally Ducted | 216623520 |  | HRCU-A-C | MO1HE-H18B-2A |  | MAAHE-H24B-BA |  |  |  | 11.7 | 16.1 | 9.5 | TRUE | TRUE |  | 18000 | 15200 | 2.7 | 21000 | 2
216623527 | 04/28/2022 | Live | Midea Electric Trading | MIDEA | Singlezone Ducted, Centrally Ducted | 216623527 |  | HRCU-A-C | MO1HE-H60B-2A |  | MAAHE-H60B-CA |  |  |  | 10 | 15.2 | 8.3 | FALSE | TRUE |  | 52000 | 38000 | 2.4 | 50000 | 2.02
216623529 | 04/28/2022 | Live | Midea Electric Trading | MIDEA | Singlezone Ducted, Centrally Ducted | 216623529 |  | HRCU-A-CB | MO1BE-H18B-2A |  | MAPHE-H18B-2A |  |  |  | 11.5 | 16.8 | 8.8 | TRUE | FALSE |  | 18000 | 11800 | 2.7 | 13400 | 2.3
216623534 | 04/28/2022 | Live | Midea Electric Trading | MIDEA | Singlezone Ducted, Centrally Ducted | 216623534 |  | HRCU-A-CB | MO1HE-H24B-2A |  | MAPHE-H24B-2A |  |  |  | 10.8 | 17.5 | 9.2 | FALSE | TRUE |  | 24000 | 19800 | 2.5 | 23000 | 2.1
216623533 | 04/28/2022 | Live | Midea Electric Trading | MIDEA | Singlezone Ducted, Centrally Ducted | 216623533 |  | HRCU-A-CB | MO1HE-H18B-2A |  | MAPHE-H18B-2A |  |  |  | 12 | 16.8 | 10.5 | TRUE | TRUE |  | 18000 | 15000 | 2.3 | 23000 | 2.1
216623535 | 04/28/2022 | Live | Midea Electric Trading | MIDEA | Singlezone Ducted, Centrally Ducted | 216623535 |  | HRCU-A-CB | MO1HE-H30B-2A |  | MAPHE-H30B-2A |  |  |  | 11 | 16.3 | 9.5 | TRUE | TRUE |  | 30000 | 24000 | 2.5 | 34800 | 2.33
216623536 | 04/28/2022 | Live | Midea Electric Trading | MIDEA | Singlezone Ducted, Centrally Ducted | 216623536 |  | HRCU-A-CB | MO1SE-H36B-2A |  | MAPHE-H36B-2A |  |  |  | 10.2 | 15.4 | 9.8 | FALSE | TRUE |  | 36000 | 31200 | 2.34 | 38000 | 2.06
216623765 | 04/28/2022 | Live | Midea Electric Trading | COMFORT-AIRE | Singlezone Ducted, Centrally Ducted | 216623765 |  | HRCU-A-C | A-VXP24TA-1 |  | MXP18/24A1A |  |  |  | 10 | 16 | 9.5 | FALSE | TRUE |  | 24000 | 19700 | 2.66 | 22000 | 2
216623764 | 04/28/2022 | Live | Midea Electric Trading | COMFORT-AIRE | Singlezone Ducted, Centrally Ducted | 216623764 |  | HRCU-A-C | A-VXP18TA-1 |  | MXP18/24B1A |  |  |  | 11.7 | 16.1 | 9.5 | TRUE | TRUE |  | 18000 | 15200 | 2.7 | 21000 | 2
216623763 | 04/28/2022 | Live | Midea Electric Trading | COMFORT-AIRE | Singlezone Ducted, Centrally Ducted | 216623763 |  | HRCU-A-C | A-VXP18TA-1 |  | MXP18/24A1A |  |  |  | 11.7 | 16.1 | 9.5 | TRUE | TRUE |  | 18000 | 15200 | 2.7 | 21000 | 2
216623768 | 04/28/2022 | Live | Midea Electric Trading | COMFORT-AIRE | Singlezone Ducted, Centrally Ducted | 216623768 |  | HRCU-A-C | A-VXP30TA-1 |  | MXP30/36B1A |  |  |  | 10 | 16 | 10 | TRUE | TRUE |  | 29000 | 25000 | 2.4 | 33600 | 2.05
216623769 | 04/15/2018 | Live | Midea Electric Trading | COMFORT-AIRE | Singlezone Ducted, Centrally Ducted | 216623769 |  | HRCU-A-C | A-VXP30TA-1 |  | MXP30/36C1A |  |  |  | 10 | 16 | 10 | TRUE | TRUE |  | 29000 | 25000 | 2.4 | 33600 | 2.05
216623767 | 07/30/2018 | Live | Midea Electric Trading | COMFORT-AIRE | Singlezone Ducted, Centrally Ducted | 216623767 |  | HRCU-A-C | A-VXP30TA-1 |  | MXP30/36A1A |  |  |  | 10 | 15.3 | 9.3 | FALSE | TRUE |  | 30000 | 23400 | 2.6 | 31700 | 2
216623766 | 04/28/2022 | Live | Midea Electric Trading | COMFORT-AIRE | Singlezone Ducted, Centrally Ducted | 216623766 |  | HRCU-A-C | A-VXP24TA-1 |  | MXP18/24B1A |  |  |  | 10 | 16 | 9.5 | FALSE | TRUE |  | 24000 | 19700 | 2.66 | 22000 | 2
216623771 | 10/28/2022 | Live | Midea Electric Trading | COMFORT-AIRE | Singlezone Ducted, Centrally Ducted | 216623771 |  | HRCU-A-C | A-VXP36TA-1 |  | MXP30/36C1A |  |  |  | 10.7 | 15.8 | 9.4 | FALSE | TRUE |  | 36000 | 29200 | 2.5 | 39000 | 2.18
216623774 | 10/28/2022 | Live | Midea Electric Trading | KERR | Singlezone Ducted, Centrally Ducted | 216623774 |  | HRCU-A-C | A-KXP24TA-1 |  | KXP18/24A1A |  |  |  | 10 | 16 | 9.5 | FALSE | TRUE |  | 24000 | 19700 | 2.66 | 22000 | 2
216623773 | 10/28/2022 | Live | Midea Electric Trading | KERR | Singlezone Ducted, Centrally Ducted | 216623773 |  | HRCU-A-C | A-KXP18TA-1 |  | KXP18/24B1A |  |  |  | 11.7 | 16.1 | 9.5 | TRUE | TRUE |  | 18000 | 15200 | 2.7 | 21000 | 2
216623772 | 10/28/2022 | Live | Midea Electric Trading | KERR | Singlezone Ducted, Centrally Ducted | 216623772 |  | HRCU-A-C | A-KXP18TA-1 |  | KXP18/24A1A |  |  |  | 11.7 | 16.1 | 9.5 | TRUE | TRUE |  | 18000 | 15200 | 2.7 | 21000 | 2
216623775 | 07/06/2020 | Live | Midea Electric Trading | KERR | Singlezone Ducted, Centrally Ducted | 216623775 |  | HRCU-A-C | A-KXP24TA-1 |  | KXP18/24B1A |  |  |  | 10 | 16 | 9.5 | FALSE | TRUE |  | 24000 | 19700 | 2.66 | 22000 | 2
216623792 | 05/06/2022 | Live | Midea Electric Trading | CAPELLA | Singlezone Ducted, Centrally Ducted | 216623792 |  | HRCU-A-C | CCB1-H24A-O |  | CACB1-H24A1418-I |  |  |  | 10 | 16 | 9.5 | FALSE | TRUE |  | 24000 | 19700 | 2.66 | 22000 | 2
216623793 | 12/31/2017 | Live | Midea Electric Trading | CAPELLA | Singlezone Ducted, Centrally Ducted | 216623793 |  | HRCU-A-C | CCB1-H24A-O |  | CACB1-H24A1718-I |  |  |  | 10 | 16 | 9.5 | FALSE | TRUE |  | 24000 | 19700 | 2.66 | 22000 | 2
216623799 | 04/28/2022 | Live | Midea Electric Trading | CAPELLA | Singlezone Ducted, Centrally Ducted | 216623799 |  | HRCU-A-C | CCB1-H60A-O |  | CMCB1-H60A2128-I |  |  |  | 10 | 15.2 | 8.3 | FALSE | TRUE |  | 52000 | 38000 | 2.4 | 50000 | 2.02
216439115 | 04/28/2022 | Live | Johnson Controls Inc. (York International Norman) | HITACHI | Singlezone Non-Ducted, Wall Placement | 216439115 |  | HRCU-A-CB-O | PAS-30BLFASDQ1 | Mini-Splits | PPK-B30UFA1DQ |  |  |  | 14 | 21.8 | 10 | TRUE | TRUE |  | 30000 | 26800 | 2.7 | 35800 | 2.37
216439113 | 04/28/2022 | Live | Johnson Controls Inc. (York International Norman) | HITACHI | Singlezone Ducted, Centrally Ducted | 216439113 |  | HRCU-A-CB | PAS-36BLFASDQ1 | Mini-Splits | JPE36B3XD2HS1A |  |  |  | 12.5 | 19.5 | 9.7 | TRUE | TRUE |  | 36000 | 35200 | 2.6 | 41500 | 2.28
216439112 | 04/28/2022 | Live | Johnson Controls Inc. (York International Norman) | HITACHI | Singlezone Ducted, Centrally Ducted | 216439112 |  | HRCU-A-CB | PAS-24BLFASDQ1 | Mini-Splits | JPE24B3XC2HS1A |  |  |  | 12.7 | 17.1 | 9.7 | TRUE | TRUE |  | 24000 | 21000 | 2.69 | 33500 | 2.18
216439111 | 04/28/2022 | Live | Johnson Controls Inc. (York International Norman) | HITACHI | Singlezone Ducted, Centrally Ducted | 216439111 |  | HRCU-A-CB | PAS-18BLFASDQ1 | Mini-Splits | JPE18B3XB2HS1A |  |  |  | 12.3 | 17 | 9.5 | TRUE | TRUE |  | 18000 | 17300 | 2.5 | 21500 | 2.05
216573590 | 04/28/2022 | Live | Gree | TOSOT | Singlezone Ducted, Compact Ducted | 216573590 |  | HRCU-A-CB | SU-COSMO36-230/O | Mini-Splits | SU-COSMO36D/I |  |  |  | 11.95 | 20 | 8.5 | FALSE | FALSE |  | 33600 | 23400 | 2.53 | 27600 | 2.64
215747783 | 04/28/2022 | Live | INNOVAIR | INNOVAIR | Multizone Mix of Ducted and Non-Ducted | 215747783 |  | HMSR-A-CB-O | QOM42H2BM5A | Mixed Ducted and Non-Ducted Indoor Units |  |  |  |  | 11.8 | 20 | 9.15 | TRUE | TRUE |  | 42000 | 27800 | 2.54 | 36600 | 2.21
215747786 | 04/28/2022 | Live | INNOVAIR | INNOVAIR | Multizone Mix of Ducted and Non-Ducted | 215747786 |  | HMSR-A-CB-O | QOM36H2BM4A | Mixed Ducted and Non-Ducted Indoor Units |  |  |  |  | 12.85 | 20.5 | 9.5 | TRUE | TRUE |  | 36000 | 21800 | 2.74 | 33875 | 2.22
215747780 | 04/28/2022 | Live | INNOVAIR | INNOVAIR | Multizone Mix of Ducted and Non-Ducted | 215747780 |  | HMSR-A-CB-O | QOM27H2BM3A | Mixed Ducted and Non-Ducted Indoor Units |  |  |  |  | 12.2 | 20.5 | 9.4 | TRUE | TRUE |  | 27000 | 18000 | 2.75 | 28525 | 2.36
215747777 | 04/28/2022 | Live | INNOVAIR | INNOVAIR | Multizone Mix of Ducted and Non-Ducted | 215747777 |  | HMSR-A-CB-O | QOM18H2BM2A | Mixed Ducted and Non-Ducted Indoor Units |  |  |  |  | 12.65 | 19.75 | 9.7 | TRUE | TRUE |  | 18000 | 11700 | 2.96 | 18050 | 2.39
215747781 | 04/28/2022 | Live | INNOVAIR | INNOVAIR | Multizone All Ducted | 215747781 |  | HMSV-A-CB | QOM42H2BM5A | Ducted Indoor Units |  |  |  |  | 11.35 | 18 | 8.8 | TRUE | TRUE |  | 42000 | 27400 | 2.49 | 37550 | 2.15
215747784 | 04/28/2022 | Live | INNOVAIR | INNOVAIR | Multizone All Ducted | 215747784 |  | HMSV-A-CB | QOM36H2BM4A | Ducted Indoor Units |  |  |  |  | 12.85 | 19 | 9 | TRUE | TRUE |  | 36000 | 21000 | 2.56 | 33900 | 2.21
215747779 | 04/28/2022 | Live | INNOVAIR | INNOVAIR | Multizone All Ducted | 215747779 |  | HMSV-A-CB | QOM27H2BM3A | Ducted Indoor Units |  |  |  |  | 11.5 | 18 | 8.8 | TRUE | TRUE |  | 27000 | 18200 | 2.75 | 27950 | 2.34
215747776 | 04/28/2022 | Live | INNOVAIR | INNOVAIR | Multizone All Ducted | 215747776 |  | HMSV-A-CB | QOM18H2BM2A | Ducted Indoor Units |  |  |  |  | 11.35 | 18 | 8.8 | TRUE | TRUE |  | 18000 | 11900 | 2.98 | 17800 | 2.38
215747782 | 04/28/2022 | Live | INNOVAIR | INNOVAIR | Multizone All Non-Ducted | 215747782 |  | HMSR-A-CB-O | QOM42H2BM5A | Non-Ducted Indoor Units |  |  |  |  | 12 | 22 | 9.5 | TRUE | TRUE |  | 42000 | 28200 | 2.59 | 35650 | 2.28
215747785 | 04/28/2022 | Live | INNOVAIR | INNOVAIR | Multizone All Non-Ducted | 215747785 |  | HMSR-A-CB-O | QOM36H2BM4A | Non-Ducted Indoor Units |  |  |  |  | 12.85 | 22 | 10 | TRUE | TRUE |  | 36000 | 22600 | 2.92 | 33850 | 2.22
215747778 | 04/28/2022 | Live | INNOVAIR | INNOVAIR | Multizone All Non-Ducted | 215747778 |  | HMSR-A-CB-O | QOM27H2BM3A | Non-Ducted Indoor Units |  |  |  |  | 12.85 | 23 | 10 | TRUE | TRUE |  | 27000 | 17600 | 2.71 | 29100 | 2.38
215747775 | 04/28/2022 | Live | INNOVAIR | INNOVAIR | Multizone All Non-Ducted | 215747775 |  | HMSR-A-CB-O | QOM18H2BM2A | Non-Ducted Indoor Units |  |  |  |  | 13.3 | 22 | 10 | TRUE | TRUE |  | 18000 | 11500 | 2.93 | 18300 | 2.41
216618246 | 04/28/2022 | Live | Johnson Controls Inc. (York International Norman) | HITACHI | Singlezone Non-Ducted, Wall Placement | 216618246 |  | HRCU-A-CB-O | RAC-GJ15WHAA | Mini-Splits | RAK-GJ15PHAA |  |  |  | 13 | 22 | 11 | TRUE | TRUE |  | 15000 | 12600 | 2.5 | 16600 | 2.15
214567597 | 04/28/2022 | Live | WILLIS | WILLIS | Singlezone Ducted, Centrally Ducted | 214567597 |  | HRCU-A-C | FLEX24/36KUH | Mini-Splits | CC36V1 |  |  |  | 9.5 | 15.2 | 8.5 | FALSE | FALSE | FALSE | 32000 | 22000 | 2 | 23100 | 1.99
216623551 | 04/28/2022 | Live | Midea Electric Trading | MAINLINE | Multizone All Ducted | 216623551 |  | HMSV-A-CB | ML55HP230MUL-O* | Ducted Indoor Units |  |  |  |  | 10 | 18 | 9.2 | FALSE | FALSE |  | 60000 | 39000 | 2.6 | 41000 | 2.3
216623550 | 04/28/2022 | Live | Midea Electric Trading | MAINLINE | Multizone All Non-Ducted | 216623550 |  | HMSR-A-CB-O | ML55HP230MUL-O* | Non-Ducted Indoor Units |  |  |  |  | 10 | 22 | 9.5 | FALSE | FALSE |  | 60000 | 39000 | 2.8 | 42000 | 2.4
216623552 | 04/28/2022 | Live | Midea Electric Trading | MAINLINE | Multizone Mix of Ducted and Non-Ducted | 216623552 |  | HMSV-A-CB | ML55HP230MUL-O* | Mixed Ducted and Non-Ducted Indoor Units |  |  |  |  | 10 | 20 | 9.35 | FALSE | FALSE |  | 60000 | 39000 | 2.7 | 41500 | 2.35
216623562 | 04/28/2022 | Live | Midea Electric Trading | MAINLINE | Multizone All Non-Ducted | 216623562 |  | HMSR-A-CB-O | ML48HP230MUL-O* | Non-Ducted Indoor Units |  |  |  |  | 12.5 | 24 | 10.3 | FALSE | FALSE |  | 47000 | 38000 | 2.5 | 38500 | 2
216623563 | 04/28/2022 | Live | Midea Electric Trading | MAINLINE | Multizone All Ducted | 216623563 |  | HMSV-A-CB | ML48HP230MUL-O* | Ducted Indoor Units |  |  |  |  | 12 | 20.4 | 10.6 | FALSE | FALSE |  | 45000 | 37000 | 2.5 | 41000 | 2.4
216623564 | 04/28/2022 | Live | Midea Electric Trading | MAINLINE | Multizone Mix of Ducted and Non-Ducted | 216623564 |  | HMSV-A-CB | ML48HP230MUL-O* | Mixed Ducted and Non-Ducted Indoor Units |  |  |  |  | 12.25 | 22.2 | 10.45 | FALSE | FALSE |  | 46000 | 37400 | 2.5 | 39750 | 2.19
216623565 | 04/28/2022 | Live | Midea Electric Trading | MAINLINE | Multizone All Non-Ducted | 216623565 |  | HMSR-A-CB-O | ML18HP230MULH-O* | Non-Ducted Indoor Units |  |  |  |  | 15 | 25 | 10.4 | FALSE | FALSE |  | 19000 | 17600 | 2.7 | 19000 | 2.2
216623566 | 04/28/2022 | Live | Midea Electric Trading | MAINLINE | Multizone All Ducted | 216623566 |  | HMSV-A-CB | ML18HP230MULH-O* | Ducted Indoor Units |  |  |  |  | 13 | 20 | 10 | FALSE | FALSE |  | 19000 | 17000 | 2.59 | 22000 | 2.5
216623567 | 04/28/2022 | Live | Midea Electric Trading | MAINLINE | Multizone Mix of Ducted and Non-Ducted | 216623567 |  | HMSV-A-CB | ML18HP230MULH-O* | Mixed Ducted and Non-Ducted Indoor Units |  |  |  |  | 14 | 22.5 | 10.2 | FALSE | FALSE |  | 19000 | 17300 | 2.65 | 20500 | 2.36
216623568 | 04/28/2022 | Live | Midea Electric Trading | MAINLINE | Multizone All Non-Ducted | 216623568 |  | HMSR-A-CB-O | ML27HP230MULH-O* | Non-Ducted Indoor Units |  |  |  |  | 12.5 | 23 | 10.5 | FALSE | FALSE |  | 27000 | 25000 | 2.6 | 28000 | 2.2
216623569 | 04/28/2022 | Live | Midea Electric Trading | MAINLINE | Multizone All Ducted | 216623569 |  | HMSV-A-CB | ML27HP230MULH-O* | Ducted Indoor Units |  |  |  |  | 12 | 19 | 9.5 | FALSE | FALSE |  | 28000 | 23000 | 2.4 | 27000 | 2.1
216623570 | 04/28/2022 | Live | Midea Electric Trading | MAINLINE | Multizone Mix of Ducted and Non-Ducted | 216623570 |  | HMSV-A-CB | ML27HP230MULH-O* | Mixed Ducted and Non-Ducted Indoor Units |  |  |  |  | 12.25 | 21 | 10 | FALSE | FALSE |  | 27400 | 24000 | 2.5 | 27500 | 2.15
216623572 | 04/28/2022 | Live | Midea Electric Trading | MAINLINE | Multizone All Ducted | 216623572 |  | HMSV-A-CB | ML36HP230MULH-O* | Ducted Indoor Units |  |  |  |  | 12 | 19.4 | 10.4 | FALSE | FALSE |  | 36000 | 33000 | 2.4 | 34000 | 2.2
216623574 | 04/28/2022 | Live | Midea Electric Trading | MAINLINE | Multizone All Non-Ducted | 216623574 |  | HMSR-A-CB-O | ML48HP230MULH-O* | Non-Ducted Indoor Units |  |  |  |  | 12 | 23 | 11 | FALSE | FALSE |  | 47000 | 44000 | 2.6 | 45000 | 2
216623575 | 04/28/2022 | Live | Midea Electric Trading | MAINLINE | Multizone All Ducted | 216623575 |  | HMSV-A-CB | ML48HP230MULH-O* | Ducted Indoor Units |  |  |  |  | 11.7 | 20.4 | 11 | FALSE | FALSE |  | 47000 | 44500 | 2.6 | 46000 | 2.2
216623576 | 04/28/2022 | Live | Midea Electric Trading | MAINLINE | Multizone Mix of Ducted and Non-Ducted | 216623576 |  | HMSV-A-CB | ML48HP230MULH-O* | Mixed Ducted and Non-Ducted Indoor Units |  |  |  |  | 11.85 | 21.7 | 11 | FALSE | FALSE |  | 47000 | 44000 | 2.6 | 45500 | 2.1
216623577 | 04/28/2022 | Live | Midea Electric Trading | MAINLINE | Multizone All Non-Ducted | 216623577 |  | HMSR-A-CB-O | ML55HP230MULH-O* | Non-Ducted Indoor Units |  |  |  |  | 12 | 22.2 | 10.5 | FALSE | FALSE |  | 51000 | 44000 | 2.6 | 47000 | 2.5
216623578 | 04/28/2022 | Live | Midea Electric Trading | MAINLINE | Multizone All Ducted | 216623578 |  | HMSV-A-CB | ML55HP230MULH-O* | Ducted Indoor Units |  |  |  |  | 11.7 | 20 | 10.7 | FALSE | FALSE |  | 53000 | 45000 | 2.7 | 52000 | 2.3
216623579 | 04/28/2022 | Live | Midea Electric Trading | MAINLINE | Multizone Mix of Ducted and Non-Ducted | 216623579 |  | HMSV-A-CB | ML55HP230MULH-O* | Mixed Ducted and Non-Ducted Indoor Units |  |  |  |  | 11.85 | 21.1 | 10.6 | FALSE | FALSE |  | 52000 | 44500 | 2.65 | 49500 | 2.39
216623592 | 04/28/2022 | Live | Midea Electric Trading | SENVILLE | Singlezone Non-Ducted, Ceiling Placement | 216623592 |  | HRCU-A-CB-O | SENA-06HF-OG | Mini-Splits | SENA-06HF-1WCG |  |  |  | 15 | 22 | 12 | TRUE | TRUE |  | 6500 | 7000 | 2.66 | 9500 | 2.53
216623593 | 04/28/2022 | Live | Midea Electric Trading | SENVILLE | Singlezone Non-Ducted, Ceiling Placement | 216623593 |  | HRCU-A-CB-O | SENA-09HF-OG | Mini-Splits | SENA-09HF-1WCG |  |  |  | 14.6 | 24 | 12.1 | TRUE | TRUE |  | 9000 | 9000 | 2.44 | 11900 | 2
216623594 | 04/28/2022 | Live | Midea Electric Trading | SENVILLE | Singlezone Non-Ducted, Ceiling Placement | 216623594 |  | HRCU-A-CB-O | SENA-12HF-OG | Mini-Splits | SENA-12HF-1WCG |  |  |  | 13 | 23 | 10 | TRUE | TRUE |  | 12000 | 9600 | 2.65 | 11900 | 1.95
216623595 | 10/28/2022 | Live | Midea Electric Trading | SENVILLE | Singlezone Non-Ducted, Ceiling Placement | 216623595 |  | HRCU-A-CB-O | SENA-18HF-OG | Mini-Splits | SENA-18HF-1WCG |  |  |  | 12.5 | 20.6 | 12.2 | TRUE | TRUE |  | 16700 | 14500 | 2.5 | 18800 | 2.05
216623803 | 04/28/2022 | Live | Midea Electric Trading | COOPER&HUNTER | Singlezone Non-Ducted, Wall Placement | 216623803 |  | HRCU-A-CB-O | CH-RLS12MIA-115VO | Mini-Splits | CH-RLS12MIA-115VI |  |  |  | 10.1 | 21.2 | 8.7 | FALSE | FALSE |  | 12000 | 7300 | 2.23 | 8000 | 2.19
216623802 | 10/28/2022 | Live | Midea Electric Trading | COOPER&HUNTER | Singlezone Non-Ducted, Wall Placement | 216623802 |  | HRCU-A-CB-O | CH-RLS09MIA-115VO | Mini-Splits | CH-RLS09MIA-115VI |  |  |  | 12.5 | 21.5 | 9 | TRUE | FALSE |  | 9000 | 6500 | 2.3 | 8000 | 2.13
216623801 | 04/28/2022 | Live | Midea Electric Trading | COOPER&HUNTER | Singlezone Non-Ducted, Wall Placement | 216623801 |  | HRCU-A-CB-O | CH-RLS06MIA-115VO | Mini-Splits | CH-RLS06MIA-115VI |  |  |  | 12.5 | 21.5 | 9 | TRUE | FALSE |  | 9000 | 6500 | 2.3 | 8000 | 2.13
216623804 | 05/06/2022 | Live | Midea Electric Trading | COOPER&HUNTER | Singlezone Non-Ducted, Wall Placement | 216623804 |  | HRCU-A-CB-O | CH-RLS09MIA-230VO | Mini-Splits | CH-RLS09MIA-230VI |  |  |  | 12.6 | 21.2 | 9.1 | TRUE | TRUE |  | 9000 | 6800 | 2.46 | 8300 | 2.23
216623806 | 05/06/2022 | Live | Midea Electric Trading | COOPER&HUNTER | Singlezone Non-Ducted, Wall Placement | 216623806 |  | HRCU-A-CB-O | CH-RLS18MIA-230VO | Mini-Splits | CH-RLS18MIA-230VI |  |  |  | 10.8 | 19.2 | 9.6 | FALSE | FALSE |  | 18000 | 12300 | 2.63 | 14800 | 2.58
216623805 | 05/06/2022 | Live | Midea Electric Trading | COOPER&HUNTER | Singlezone Non-Ducted, Wall Placement | 216623805 |  | HRCU-A-CB-O | CH-RLS12MIA-230VO | Mini-Splits | CH-RLS12MIA-230VI |  |  |  | 10.8 | 21.3 | 9.1 | FALSE | FALSE |  | 12000 | 8700 | 2.41 | 9200 | 2.16
216623807 | 05/06/2022 | Live | Midea Electric Trading | COOPER&HUNTER | Singlezone Non-Ducted, Wall Placement | 216623807 |  | HRCU-A-CB-O | CH-RLS24MIA-230VO | Mini-Splits | CH-RLS24MIA-230VI |  |  |  | 10 | 18.7 | 9.3 | FALSE | TRUE |  | 24000 | 16900 | 2.53 | 18700 | 2.18
216623809 | 05/06/2022 | Live | Midea Electric Trading | KADEN | Singlezone Non-Ducted, Wall Placement | 216623809 |  | HRCU-A-CB-O | KOB-PSX09HP-1AAMA | Mini-Splits | KIB-PSX09WM-1AAMA |  |  |  | 14.5 | 25.4 | 10 | FALSE | FALSE |  | 9000 | 8500 | 2.71 | 8600 | 2.4
216623808 | 05/06/2022 | Live | Midea Electric Trading | KADEN | Singlezone Non-Ducted, Wall Placement | 216623808 |  | HRCU-A-CB-O | KOB-HH-PSX33HP-2AAMA | Mini-Splits | KIB-PSX33WM-2AAMA |  |  |  | 12 | 19.5 | 10.5 | FALSE | FALSE |  | 33000 | 30000 | 2.69 | 30200 | 2.02
216621475 | 05/10/2022 | Live | Midea Electric Trading | MIDEA | Singlezone Ducted, Centrally Ducted | 216621475 |  | HRCU-A-CB | MO1HE-H36B-2A |  | MAUHE-H36B-2A |  |  |  | 10 | 16.5 | 8.2 | FALSE | TRUE |  | 36000 | 23200 | 2.34 | 31900 | 2.09
216621485 | 05/10/2022 | Live | Midea Electric Trading | CANAIR | Singlezone Ducted, Centrally Ducted | 216621485 |  | HRCU-A-C | 4CDH2018C21 |  | CEB-24MX1421 |  |  |  | 11.7 | 16.1 | 9.5 | TRUE | TRUE |  | 18000 | 15200 | 2.7 | 21000 | 2
216621487 | 01/01/2011 | Live | Midea Electric Trading | CANAIR | Singlezone Ducted, Centrally Ducted | 216621487 |  | HRCU-A-C | 4CDH2024C21 |  | CEB-24MX1421 |  |  |  | 10 | 16 | 9.5 | FALSE | TRUE |  | 24000 | 19700 | 2.66 | 22000 | 2
216621486 | 02/28/2019 | Live | Midea Electric Trading | CANAIR | Singlezone Ducted, Centrally Ducted | 216621486 |  | HRCU-A-C | 4CDH2018C21 |  | CEB-24MX1721 |  |  |  | 11.7 | 16.1 | 9.5 | TRUE | TRUE |  | 18000 | 15200 | 2.7 | 21000 | 2
216621488 | 02/28/2019 | Live | Midea Electric Trading | CANAIR | Singlezone Ducted, Centrally Ducted | 216621488 |  | HRCU-A-C | 4CDH2024C21 |  | CEB-24MX1721 |  |  |  | 10 | 16 | 9.5 | FALSE | TRUE |  | 24000 | 19700 | 2.66 | 22000 | 2
216621497 | 02/28/2019 | Live | Midea Electric Trading | PANASONIC | Singlezone Ducted, Centrally Ducted | 216621497 |  | HRCU-A-C | CU-HM24BAHU |  | CS-HM24BAAU2 |  |  |  | 10 | 16 | 9.5 | FALSE | TRUE |  | 24000 | 19700 | 2.66 | 22000 | 2
216621496 | 02/28/2019 | Live | Midea Electric Trading | PANASONIC | Singlezone Ducted, Centrally Ducted | 216621496 |  | HRCU-A-C | CU-HM24BAHU |  | CS-HM24BAAU1 |  |  |  | 10 | 16 | 9.5 | FALSE | TRUE |  | 24000 | 19700 | 2.66 | 22000 | 2
216621495 | 02/28/2019 | Live | Midea Electric Trading | PANASONIC | Singlezone Ducted, Centrally Ducted | 216621495 |  | HRCU-A-C | CU-HM18BAHU |  | CS-HM24BAAU2 |  |  |  | 11.7 | 16.1 | 9.5 | TRUE | TRUE |  | 18000 | 15200 | 2.7 | 21000 | 2
216621494 | 02/28/2019 | Live | Midea Electric Trading | PANASONIC | Singlezone Ducted, Centrally Ducted | 216621494 |  | HRCU-A-C | CU-HM18BAHU |  | CS-HM24BAAU1 |  |  |  | 11.7 | 16.1 | 9.5 | TRUE | TRUE |  | 18000 | 15200 | 2.7 | 21000 | 2
216621507 | 02/28/2019 | Live | Midea Electric Trading | PANASONIC | Singlezone Ducted, Centrally Ducted | 216621507 |  | HRCU-A-C | CU-M24BAHU |  | CS-HM24BAAU2 |  |  |  | 10 | 16 | 9 | FALSE | TRUE |  | 24000 | 19700 | 2.66 | 19700 | 2.66
216621506 | 02/28/2019 | Live | Midea Electric Trading | PANASONIC | Singlezone Ducted, Centrally Ducted | 216621506 |  | HRCU-A-C | CU-M24BAHU |  | CS-HM24BAAU1 |  |  |  | 10 | 16 | 9 | FALSE | TRUE |  | 24000 | 19700 | 2.66 | 19700 | 2.66
216621505 | 02/28/2019 | Live | Midea Electric Trading | PANASONIC | Singlezone Ducted, Centrally Ducted | 216621505 |  | HRCU-A-C | CU-M18BAHU |  | CS-HM24BAAU2 |  |  |  | 10.2 | 16 | 8.6 | FALSE | FALSE |  | 18000 | 13400 | 2.65 | 13400 | 2.65
216621504 | 01/25/2024 | Live | Midea Electric Trading | PANASONIC | Singlezone Ducted, Centrally Ducted | 216621504 |  | HRCU-A-C | CU-M18BAHU |  | CS-HM24BAAU1 |  |  |  | 10.2 | 16 | 8.6 | FALSE | FALSE |  | 18000 | 13400 | 2.65 | 13400 | 2.65
216621509 | 01/25/2024 | Live | Midea Electric Trading | PANASONIC | Singlezone Ducted, Centrally Ducted | 216621509 |  | HRCU-A-C | CU-HM55BAHU |  | CS-HM60AMU3 |  |  |  | 10 | 15.2 | 8.3 | FALSE | FALSE |  | 52000 | 38000 | 2.4 | 50000 | 2.02
216621512 | 01/25/2024 | Live | Midea Electric Trading | MITS AIR | Singlezone Ducted, Centrally Ducted | 216621512 |  | HRCU-A-CB | MAMOD30-30HFN10-M3X |  | MAMVBC-30HWFN10-MC3E-D |  |  |  | 11.7 | 16.8 | 10 | FALSE | FALSE |  | 30000 | 23800 | 2.76 | 37800 | 2.39
216621516 | 01/25/2024 | Live | Midea Electric Trading | MITS AIR | Singlezone Ducted, Centrally Ducted | 216621516 |  | HRCU-A-C | MAMOX430-18HFN10-M3X |  | MAMVBM-24A18T3N10 |  |  |  | 11.7 | 16.1 | 9.5 | FALSE | FALSE |  | 18000 | 15200 | 2.7 | 21000 | 2
216621515 | 07/11/2025 | Live | Midea Electric Trading | MITS AIR | Singlezone Ducted, Centrally Ducted | 216621515 |  | HRCU-A-CB | MAMOE30-60HFN10-M3X |  | MAMVBC-60HWFN10-MD3E-D |  |  |  | 10 | 16 | 9 | FALSE | FALSE |  | 54000 | 45000 | 2.4 | 50400 | 2.3
216621514 | 08/06/2025 | Live | Midea Electric Trading | MITS AIR | Singlezone Ducted, Centrally Ducted | 216621514 |  | HRCU-A-CB | MAMOX630-48HFN10-M3X |  | MAMVBC-48HWFN10-MD3E-D |  |  |  | 10.5 | 16.5 | 9.5 | FALSE | FALSE |  | 48000 | 37000 | 2.7 | 38300 | 2.02
216621519 | 11/26/2025 | Live | Midea Electric Trading | MITS AIR | Singlezone Ducted, Centrally Ducted | 216621519 |  | HRCU-A-C | MAMOX430-24HFN10-M3X |  | MAMVBM-24B18T3N10 |  |  |  | 10 | 16 | 9.5 | FALSE | FALSE |  | 24000 | 19700 | 2.66 | 22000 | 2
216621518 | 11/26/2025 | Live | Midea Electric Trading | MITS AIR | Singlezone Ducted, Centrally Ducted | 216621518 |  | HRCU-A-C | MAMOX430-24HFN10-M3X |  | MAMVBM-24A18T3N10 |  |  |  | 10 | 16 | 9.5 | FALSE | FALSE |  | 24000 | 19700 | 2.66 | 22000 | 2
216621517 | 11/26/2025 | Live | Midea Electric Trading | MITS AIR | Singlezone Ducted, Centrally Ducted | 216621517 |  | HRCU-A-C | MAMOX430-18HFN10-M3X |  | MAMVBM-24B18T3N10 |  |  |  | 11.7 | 16.1 | 9.5 | FALSE | FALSE |  | 18000 | 15200 | 2.7 | 21000 | 2
216621525 | 11/26/2025 | Live | Midea Electric Trading | MITS AIR | Singlezone Ducted, Centrally Ducted | 216621525 |  | HRCU-A-C | MAMOE30-60HFN10-M3X |  | MAMVBM-60C28T6N10 |  |  |  | 10 | 15.2 | 8.3 | FALSE | FALSE |  | 52000 | 38000 | 2.4 | 50000 | 2.02
216623398 | 11/26/2025 | Live | Midea Electric Trading | MAINLINE | Singlezone Ducted, Centrally Ducted | 216623398 |  | HRCU-A-CB | ML18HP230LMNTH-O |  | ML18HP230G3AHU-I |  |  |  | 12.5 | 19 | 10.1 | FALSE | FALSE |  | 18000 | 14700 | 2.66 | 19000 | 2.37
216623402 | 11/26/2025 | Live | Midea Electric Trading | MAINLINE | Singlezone Ducted, Centrally Ducted | 216623402 |  | HRCU-A-CB | ML36HP230LMNTH-O |  | ML36HP230G3AHU-I |  |  |  | 12 | 18 | 10 | FALSE | FALSE |  | 36000 | 31000 | 2.5 | 41500 | 2.21
216623401 | 11/26/2025 | Live | Midea Electric Trading | MAINLINE | Singlezone Ducted, Centrally Ducted | 216623401 |  | HRCU-A-CB | ML33HP230LMNTH-O |  | ML36HP230G3AHU-I |  |  |  | 12 | 17.7 | 10 | FALSE | FALSE |  | 36000 | 24600 | 2.68 | 33000 | 2.26
216623400 | 11/26/2025 | Live | Midea Electric Trading | MAINLINE | Singlezone Ducted, Centrally Ducted | 216623400 |  | HRCU-A-CB | ML30HP230LMNTH-O |  | ML30HP230G3AHU-I |  |  |  | 12 | 17.2 | 10.8 | FALSE | FALSE |  | 30000 | 24000 | 2.69 | 24600 | 1.94
216623399 | 11/26/2025 | Live | Midea Electric Trading | MAINLINE | Singlezone Ducted, Centrally Ducted | 216623399 |  | HRCU-A-CB | ML24HP230LMNTH-O |  | ML24HP230G3AHU-I |  |  |  | 12 | 18.6 | 10 | FALSE | FALSE |  | 24000 | 19000 | 2.64 | 20200 | 2.24
216623403 | 11/26/2025 | Live | Midea Electric Trading | MAINLINE | Singlezone Ducted, Centrally Ducted | 216623403 |  | HRCU-A-CB | ML48HP230LMNTH-O |  | ML48HP230G3AHU-I |  |  |  | 12 | 17.5 | 9.5 | FALSE | FALSE |  | 48000 | 34000 | 2.56 | 48000 | 2.13
216623405 | 11/26/2025 | Live | Midea Electric Trading | MAINLINE | Singlezone Ducted, Centrally Ducted | 216623405 |  | HRCU-A-CB | ML18HP230LMNTH-O |  | ML24HP230G3AHU-I |  |  |  | 12.5 | 19 | 10.1 | FALSE | FALSE |  | 18000 | 14700 | 2.66 | 19000 | 2.37
216623404 | 11/26/2025 | Live | Midea Electric Trading | MAINLINE | Singlezone Ducted, Centrally Ducted | 216623404 |  | HRCU-A-CB | ML60HP230LMNTH-O |  | ML60HP230G3AHU-I |  |  |  | 12 | 17.5 | 9.5 | FALSE | FALSE |  | 54000 | 35000 | 2.5 | 54000 | 2.29
216623406 | 11/26/2025 | Live | Midea Electric Trading | MAINLINE | Singlezone Ducted, Centrally Ducted | 216623406 |  | HRCU-A-CB | ML30HP230LMNTH-O |  | ML36HP230G3AHU-I |  |  |  | 12 | 17.2 | 10.8 | FALSE | FALSE |  | 30000 | 24000 | 2.69 | 24600 | 1.94
216623407 | 11/26/2025 | Live | Midea Electric Trading | MAINLINE | Singlezone Ducted, Centrally Ducted | 216623407 |  | HRCU-A-CB | ML48HP230LMNTH-O |  | ML60HP230G3AHU-I |  |  |  | 12 | 17.5 | 9.5 | FALSE | FALSE |  | 48000 | 34000 | 2.56 | 48000 | 2.13
216623413 | 11/26/2025 | Live | Midea Electric Trading | MAINLINE | Singlezone Ducted, Centrally Ducted | 216623413 |  | HRCU-A-CB | ML24HP230LMNTH-O |  | ML24HP230WMAHU-I |  |  |  | 10.8 | 17.5 | 10.5 | FALSE | FALSE |  | 24000 | 20800 | 2.8 | 21800 | 2.34
216623412 | 05/27/2025 | Live | Midea Electric Trading | MAINLINE | Singlezone Ducted, Centrally Ducted | 216623412 |  | HRCU-A-CB | ML18HP230LMNTH-O |  | ML18HP230WMAHU-I |  |  |  | 12.1 | 19.3 | 10.8 | FALSE | FALSE |  | 18000 | 15300 | 2.72 | 19600 | 2.4
216623415 | 05/27/2025 | Live | Midea Electric Trading | MAINLINE | Singlezone Ducted, Centrally Ducted | 216623415 |  | HRCU-A-CB | ML36HP230LMNTH-O |  | ML36HP230WMAHU-I |  |  |  | 11.2 | 16.8 | 9.6 | FALSE | FALSE |  | 36000 | 30200 | 1.86 | 40000 | 2.17
216623414 | 05/27/2025 | Live | Midea Electric Trading | MAINLINE | Singlezone Ducted, Centrally Ducted | 216623414 |  | HRCU-A-CB | ML30HP230LMNTH-O |  | ML30HP230WMAHU-I |  |  |  | 11.7 | 17.5 | 10.2 | FALSE | FALSE |  | 30000 | 23200 | 2.6 | 31900 | 2.25
216623420 | 08/22/2024 | Live | Midea Electric Trading | MAINLINE | Singlezone Ducted, Centrally Ducted | 216623420 |  | HRCU-A-CB | ML24HP230LMNTH-O |  | ML24HP230PCAHU-I |  |  |  | 10.8 | 17.5 | 9.2 | FALSE | FALSE |  | 24000 | 19800 | 2.5 | 23000 | 2.1
216623419 | 08/22/2024 | Live | Midea Electric Trading | MAINLINE | Singlezone Ducted, Centrally Ducted | 216623419 |  | HRCU-A-CB | ML18HP230LMNTH-O |  | ML18HP230PCAHU-I |  |  |  | 12 | 16.8 | 10.5 | FALSE | FALSE |  | 18000 | 15000 | 2.3 | 23000 | 2.1
216623423 | 08/22/2024 | Live | Midea Electric Trading | MAINLINE | Singlezone Ducted, Centrally Ducted | 216623423 |  | HRCU-A-C | ML18HP230LMNT-O |  | ML24HP230CC14-I |  |  |  | 10.2 | 16 | 8.6 | FALSE | FALSE |  | 18000 | 13400 | 2.65 | 13400 | 2.65
216623422 | 07/24/2024 | Live | Midea Electric Trading | MAINLINE | Singlezone Ducted, Centrally Ducted | 216623422 |  | HRCU-A-CB | ML36HP230LMNTH-O |  | ML36HP230PCAHU-I |  |  |  | 10.2 | 15.4 | 9.8 | FALSE | FALSE |  | 36000 | 31200 | 2.34 | 38000 | 2.06
216623421 | 06/27/2025 | Live | Midea Electric Trading | MAINLINE | Singlezone Ducted, Centrally Ducted | 216623421 |  | HRCU-A-CB | ML30HP230LMNTH-O |  | ML30HP230PCAHU-I |  |  |  | 11 | 16.3 | 9.5 | FALSE | FALSE |  | 30000 | 24000 | 2.5 | 34800 | 2.33
216623426 | 08/22/2024 | Live | Midea Electric Trading | MAINLINE | Singlezone Ducted, Centrally Ducted | 216623426 |  | HRCU-A-C | ML24HP230LMNT-O |  | ML24HP230CC17-I |  |  |  | 10 | 16 | 9 | FALSE | FALSE |  | 24000 | 19700 | 2.66 | 19700 | 2.66
216623425 | 11/24/2025 | Live | Midea Electric Trading | MAINLINE | Singlezone Ducted, Centrally Ducted | 216623425 |  | HRCU-A-C | ML24HP230LMNT-O |  | ML24HP230CC14-I |  |  |  | 10 | 16 | 9 | FALSE | FALSE |  | 24000 | 19700 | 2.66 | 19700 | 2.66
216623424 | 11/24/2025 | Live | Midea Electric Trading | MAINLINE | Singlezone Ducted, Centrally Ducted | 216623424 |  | HRCU-A-C | ML18HP230LMNT-O |  | ML24HP230CC17-I |  |  |  | 10.2 | 16 | 8.6 | FALSE | FALSE |  | 18000 | 13400 | 2.65 | 13400 | 2.65
216623427 | 11/24/2025 | Live | Midea Electric Trading | MAINLINE | Singlezone Ducted, Centrally Ducted | 216623427 |  | HRCU-A-C | ML18HP230LMNTH-O |  | ML24HP230CC14-I |  |  |  | 11.7 | 16.1 | 9.5 | FALSE | FALSE |  | 18000 | 15200 | 2.7 | 21000 | 2
216623430 | 11/24/2025 | Live | Midea Electric Trading | MAINLINE | Singlezone Ducted, Centrally Ducted | 216623430 |  | HRCU-A-C | ML24HP230LMNTH-O |  | ML24HP230CC17-I |  |  |  | 10 | 16 | 9.5 | FALSE | FALSE |  | 24000 | 19700 | 2.66 | 22000 | 2
216623428 | 11/24/2025 | Live | Midea Electric Trading | MAINLINE | Singlezone Ducted, Centrally Ducted | 216623428 |  | HRCU-A-C | ML24HP230LMNTH-O |  | ML24HP230CC14-I |  |  |  | 10 | 16 | 9.5 | FALSE | FALSE |  | 24000 | 19700 | 2.66 | 22000 | 2
216623429 | 11/24/2025 | Live | Midea Electric Trading | MAINLINE | Singlezone Ducted, Centrally Ducted | 216623429 |  | HRCU-A-C | ML18HP230LMNTH-O |  | ML24HP230CC17-I |  |  |  | 11.7 | 16.1 | 9.5 | FALSE | FALSE |  | 18000 | 15200 | 2.7 | 21000 | 2
216623436 | 11/24/2025 | Live | Midea Electric Trading | MAINLINE | Singlezone Ducted, Centrally Ducted | 216623436 |  | HRCU-A-C | ML60HP230LMNTH-O |  | ML60HP230CC21-I |  |  |  | 10 | 15.2 | 8.3 | FALSE | FALSE |  | 52000 | 38000 | 2.4 | 50000 | 2.02
216623441 | 11/24/2025 | Live | Midea Electric Trading | MAINLINE | Singlezone Ducted, Centrally Ducted | 216623441 |  | HRCU-A-CB | ML18HP230LMNTH-O |  | ML24HP230LMNTAHU-I |  |  |  | 12.5 | 19 | 9.7 | FALSE | FALSE |  | 18000 | 15000 | 2.6 | 21600 | 2.3
216623443 | 11/24/2025 | Live | Midea Electric Trading | MAINLINE | Singlezone Ducted, Centrally Ducted | 216623443 |  | HRCU-A-CB | ML48HP230LMNTH-O |  | ML60HP230LMNTAHU-I |  |  |  | 10.5 | 16.5 | 9.5 | FALSE | FALSE |  | 48000 | 37000 | 2.7 | 38300 | 2.02
216623442 | 11/24/2025 | Live | Midea Electric Trading | MAINLINE | Singlezone Ducted, Centrally Ducted | 216623442 |  | HRCU-A-CB | ML30HP230LMNTH-O |  | ML36HP230LMNTAHU-I |  |  |  | 11.7 | 16.8 | 10 | FALSE | FALSE |  | 30000 | 23800 | 2.76 | 37800 | 2.39
216623444 | 11/24/2025 | Live | Midea Electric Trading | MAINLINE | Singlezone Ducted, Centrally Ducted | 216623444 |  | HRCU-A-CB | ML18HP230LMNT-O |  | ML18HP230PCAHU-I |  |  |  | 11.5 | 16.8 | 8.8 | FALSE | FALSE |  | 18000 | 11800 | 2.7 | 13400 | 2.3
216623452 | 11/24/2025 | Live | Midea Electric Trading | MOOVAIR | Singlezone Ducted, Centrally Ducted | 216623452 |  | HRCU-A-C | MSHMA18R2AN1 |  | GCHMA24RBAS1 |  |  |  | 11.7 | 16.1 | 9.5 | TRUE | TRUE |  | 18000 | 15200 | 2.7 | 21000 | 2
216623453 | 11/24/2025 | Live | Midea Electric Trading | MOOVAIR | Singlezone Ducted, Centrally Ducted | 216623453 |  | HRCU-A-C | MSHMA24R2AN1 |  | GCHMA24RBAS1 |  |  |  | 10 | 16 | 9.5 | FALSE | TRUE |  | 24000 | 19700 | 2.66 | 22000 | 2
216623459 | 11/24/2025 | Live | Midea Electric Trading | MOOVAIR | Singlezone Ducted, Centrally Ducted | 216623459 |  | HRCU-A-C | MSHMA18R2AN1 |  | GUHMA24RBAS1 |  |  |  | 11.7 | 16.1 | 9.5 | TRUE | TRUE |  | 18000 | 15200 | 2.7 | 21000 | 2
216623460 | 11/24/2025 | Live | Midea Electric Trading | MOOVAIR | Singlezone Ducted, Centrally Ducted | 216623460 |  | HRCU-A-C | MSHMA24R2AN1 |  | GUHMA24RBAS1 |  |  |  | 10 | 16 | 9.5 | FALSE | TRUE |  | 24000 | 19700 | 2.66 | 22000 | 2
216623465 | 11/24/2025 | Live | Midea Electric Trading | MOOVAIR | Singlezone Ducted, Centrally Ducted | 216623465 |  | HRCU-A-C | MSHMA18R2AN1 |  | MCHMA24RBAS1 |  |  |  | 11.7 | 16.1 | 9.5 | TRUE | TRUE |  | 18000 | 15200 | 2.7 | 21000 | 2
213797271 | 11/24/2025 | Live | Daikin North America, LLC | DAIKIN | Singlezone Non-Ducted, Wall Placement | 213797271 |  | HRCU-A-CB-O | RXL15WMVJU* | Mini-Splits | FTX15NMVJU* |  |  |  | 12 | 19.5 | 10 | FALSE | FALSE |  | 15000 | 11500 | 3.01 | 19750 | 2.45
216604794 | 11/24/2025 | Live | GE Appliances, a Haier Company | GE APPLIANCES | Singlezone Ducted, Centrally Ducted | 216604794 |  | HRCU-A-C | NS18H60HA5*** | Ducted Indoor Units | NCDC60DT5****+TDR |  |  |  | 10 | 15.2 | 8.5 | FALSE | TRUE |  | 51000 | 43500 | 2.22 | 43500 | 2.22
216604793 | 11/24/2025 | Live | GE Appliances, a Haier Company | GE APPLIANCES | Singlezone Ducted, Centrally Ducted | 216604793 |  | HRCU-A-C | NS18H60HA5*** | Ducted Indoor Units | NCDC60CT5****+TDR |  |  |  | 10 | 15.2 | 8.5 | FALSE | TRUE |  | 51000 | 43500 | 2.22 | 43500 | 2.22
216604792 | 11/24/2025 | Live | GE Appliances, a Haier Company | GE APPLIANCES | Singlezone Ducted, Centrally Ducted | 216604792 |  | HRCU-A-C | NS18H60HA5*** | Ducted Indoor Units | NCHC60DT5****+TDR |  |  |  | 10 | 14.7 | 8.5 | FALSE | FALSE |  | 51500 | 43500 | 2.14 | 43500 | 2.14
216604791 | 11/24/2025 | Live | GE Appliances, a Haier Company | GE APPLIANCES | Singlezone Ducted, Centrally Ducted | 216604791 |  | HRCU-A-C | NS18H60HA5*** | Ducted Indoor Units | NCHC60CT5****+TDR |  |  |  | 10 | 14.7 | 8.5 | FALSE | FALSE |  | 51500 | 43500 | 2.18 | 43500 | 2.18
216604790 | 11/24/2025 | Live | GE Appliances, a Haier Company | GE APPLIANCES | Singlezone Ducted, Centrally Ducted | 216604790 |  | HRCU-A-C | NS18H60HA5*** | Ducted Indoor Units | NCUC60DT5****+TDR |  |  |  | 10 | 15.2 | 8.1 | FALSE | TRUE |  | 52000 | 42000 | 2.16 | 42000 | 2.16
216604789 | 11/24/2025 | Live | GE Appliances, a Haier Company | GE APPLIANCES | Singlezone Ducted, Centrally Ducted | 216604789 |  | HRCU-A-C | NS18H60HA5*** | Ducted Indoor Units | NCDC48CT5****+TDR |  |  |  | 10 | 15.2 | 8.5 | FALSE | TRUE |  | 47500 | 40000 | 2.18 | 40000 | 2.18
216604788 | 11/24/2025 | Live | GE Appliances, a Haier Company | GE APPLIANCES | Singlezone Ducted, Centrally Ducted | 216604788 |  | HRCU-A-C | NS18H60HA5*** | Ducted Indoor Units | NCDC42BT5****+TDR |  |  |  | 10 | 15.2 | 8.5 | FALSE | TRUE |  | 47500 | 40500 | 2.16 | 40500 | 2.16
216604787 | 11/24/2025 | Live | GE Appliances, a Haier Company | GE APPLIANCES | Singlezone Ducted, Centrally Ducted | 216604787 |  | HRCU-A-C | NS18H60HA5*** | Ducted Indoor Units | NCHC48CT5****+TDR |  |  |  | 10 | 14.7 | 8.1 | FALSE | FALSE |  | 46500 | 40500 | 2.06 | 40500 | 2.06
216604786 | 11/24/2025 | Live | GE Appliances, a Haier Company | GE APPLIANCES | Singlezone Ducted, Centrally Ducted | 216604786 |  | HRCU-A-C | NS18H60HA5*** | Ducted Indoor Units | NCHC48BT5****+TDR |  |  |  | 10 | 14.7 | 8.1 | FALSE | FALSE |  | 46000 | 40500 | 2.1 | 40500 | 2.1
216604785 | 11/24/2025 | Live | GE Appliances, a Haier Company | GE APPLIANCES | Singlezone Ducted, Centrally Ducted | 216604785 |  | HRCU-A-C | NS18H60HA5*** | Ducted Indoor Units | NCHC42CT5****+TDR |  |  |  | 10 | 14.7 | 8.1 | FALSE | FALSE |  | 47000 | 40500 | 2.08 | 40500 | 2.08
216604784 | 11/24/2025 | Live | GE Appliances, a Haier Company | GE APPLIANCES | Singlezone Ducted, Centrally Ducted | 216604784 |  | HRCU-A-C | NS18H60HA5*** | Ducted Indoor Units | NCHC42BT5****+TDR |  |  |  | 10 | 15.2 | 8.5 | FALSE | TRUE |  | 48000 | 40000 | 2.2 | 40000 | 2.2
216604783 | 11/24/2025 | Live | GE Appliances, a Haier Company | GE APPLIANCES | Singlezone Ducted, Centrally Ducted | 216604783 |  | HRCU-A-C | NS18H60HA5*** | Ducted Indoor Units | NCUC49CT5****+TDR |  |  |  | 10 | 15.2 | 8.1 | FALSE | TRUE |  | 48000 | 40000 | 2.14 | 40000 | 2.14
216604782 | 11/24/2025 | Live | GE Appliances, a Haier Company | GE APPLIANCES | Singlezone Ducted, Centrally Ducted | 216604782 |  | HRCU-A-C | NS18H60HA5*** | Ducted Indoor Units | NCUC48BT5****+TDR |  |  |  | 10 | 14.7 | 8.1 | FALSE | FALSE |  | 47000 | 41000 | 2.08 | 41000 | 2.08
216604781 | 11/24/2025 | Live | GE Appliances, a Haier Company | GE APPLIANCES | Singlezone Ducted, Centrally Ducted | 216604781 |  | HRCU-A-C | NS18H36HA5*** | Ducted Indoor Units | NCDC42BT5****+TDR |  |  |  | 11 | 15.2 | 8.1 | TRUE | TRUE |  | 34000 | 28000 | 2.3 | 28000 | 2.3
216604780 | 11/24/2025 | Live | GE Appliances, a Haier Company | GE APPLIANCES | Singlezone Ducted, Centrally Ducted | 216604780 |  | HRCU-A-C | NS18H36HA5*** | Ducted Indoor Units | NCDC36BT5****+TDR |  |  |  | 10 | 15.2 | 8.1 | FALSE | TRUE |  | 33400 | 28000 | 2.2 | 28000 | 2.2
216604779 | 11/24/2025 | Live | GE Appliances, a Haier Company | GE APPLIANCES | Singlezone Ducted, Centrally Ducted | 216604779 |  | HRCU-A-C | NS18H36HA5*** | Ducted Indoor Units | NCHC36CT5****+TDR |  |  |  | 10 | 15.2 | 8.1 | FALSE | TRUE |  | 33400 | 28000 | 2.28 | 28000 | 2.28
216604778 | 11/24/2025 | Live | GE Appliances, a Haier Company | GE APPLIANCES | Singlezone Ducted, Centrally Ducted | 216604778 |  | HRCU-A-C | NS18H36HA5*** | Ducted Indoor Units | NCHC36BT5****+TDR |  |  |  | 10 | 15.2 | 8.1 | FALSE | TRUE |  | 33000 | 28400 | 2.18 | 28400 | 2.18
216604777 | 11/24/2025 | Live | GE Appliances, a Haier Company | GE APPLIANCES | Singlezone Ducted, Centrally Ducted | 216604777 |  | HRCU-A-C | NS18H36HA5*** | Ducted Indoor Units | NCHC36AT5****+TDR |  |  |  | 10 | 14.7 | 7.8 | FALSE | FALSE |  | 31400 | 28400 | 2.14 | 28400 | 2.14
216604776 | 11/24/2025 | Live | GE Appliances, a Haier Company | GE APPLIANCES | Singlezone Ducted, Centrally Ducted | 216604776 |  | HRCU-A-C | NS18H36HA5*** | Ducted Indoor Units | NCHC30BT5****+TDR |  |  |  | 10 | 15.2 | 8.1 | FALSE | TRUE |  | 33400 | 28000 | 2.2 | 28000 | 2.2
216604775 | 11/24/2025 | Live | GE Appliances, a Haier Company | GE APPLIANCES | Singlezone Ducted, Centrally Ducted | 216604775 |  | HRCU-A-C | NS18H36HA5*** | Ducted Indoor Units | NCHC30AT5****+TDR |  |  |  | 10 | 15.2 | 8.1 | FALSE | TRUE |  | 33400 | 28000 | 2.3 | 28000 | 2.3
216604774 | 11/24/2025 | Live | GE Appliances, a Haier Company | GE APPLIANCES | Singlezone Ducted, Centrally Ducted | 216604774 |  | HRCU-A-C | NS18H36HA5*** | Ducted Indoor Units | NCUC36AT5****+TDR |  |  |  | 10 | 15.2 | 8.1 | FALSE | TRUE |  | 33400 | 28000 | 2.22 | 28000 | 2.22
216604773 | 11/24/2025 | Live | GE Appliances, a Haier Company | GE APPLIANCES | Singlezone Ducted, Centrally Ducted | 216604773 |  | HRCU-A-C | NS18H36HA5*** | Ducted Indoor Units | NCUC30BT5****+TDR |  |  |  | 10 | 15.2 | 7.8 | FALSE | FALSE |  | 33000 | 28000 | 2.16 | 28000 | 2.16
216604772 | 11/24/2025 | Live | GE Appliances, a Haier Company | GE APPLIANCES | Singlezone Ducted, Centrally Ducted | 216604772 |  | HRCU-A-C | NS18H36HA5*** | Ducted Indoor Units | NCUC30AT5****+TDR |  |  |  | 10 | 15.2 | 7.8 | FALSE | FALSE |  | 33000 | 28000 | 2.16 | 28000 | 2.16
216604771 | 11/24/2025 | Live | GE Appliances, a Haier Company | GE APPLIANCES | Singlezone Ducted, Centrally Ducted | 216604771 |  | HRCU-A-C | NS18H24HA5*** | Ducted Indoor Units | NCDC24BT5****+TDR |  |  |  | 11.7 | 15.2 | 8.5 | TRUE | TRUE |  | 24000 | 19600 | 2.42 | 19600 | 2.42
216604770 | 11/24/2025 | Live | GE Appliances, a Haier Company | GE APPLIANCES | Singlezone Ducted, Centrally Ducted | 216604770 |  | HRCU-A-C | NS18H24HA5*** | Ducted Indoor Units | NCDC24AT5****+TDR |  |  |  | 11.7 | 15.2 | 8.5 | TRUE | TRUE |  | 24000 | 19600 | 2.42 | 19600 | 2.42
216604769 | 11/24/2025 | Live | GE Appliances, a Haier Company | GE APPLIANCES | Singlezone Ducted, Centrally Ducted | 216604769 |  | HRCU-A-C | NS18H24HA5*** | Ducted Indoor Units | NCHC30BT5****+TDR |  |  |  | 11.7 | 15.2 | 8.5 | TRUE | TRUE |  | 24000 | 19600 | 2.4 | 19600 | 2.4
216604768 | 11/24/2025 | Live | GE Appliances, a Haier Company | GE APPLIANCES | Singlezone Ducted, Centrally Ducted | 216604768 |  | HRCU-A-C | NS18H24HA5*** | Ducted Indoor Units | NCHC30AT5****+TDR |  |  |  | 11.7 | 16 | 9 | TRUE | TRUE |  | 24000 | 19600 | 2.48 | 19600 | 2.48
216604767 | 11/24/2025 | Live | GE Appliances, a Haier Company | GE APPLIANCES | Singlezone Ducted, Centrally Ducted | 216604767 |  | HRCU-A-C | NS18H24HA5*** | Ducted Indoor Units | NCHC24BT5****+TDR |  |  |  | 11.7 | 15.2 | 8.5 | TRUE | TRUE |  | 24000 | 19600 | 2.44 | 19600 | 2.44
216604766 | 11/24/2025 | Live | GE Appliances, a Haier Company | GE APPLIANCES | Singlezone Ducted, Centrally Ducted | 216604766 |  | HRCU-A-C | NS18H24HA5*** | Ducted Indoor Units | NCHC24AT5****+TDR |  |  |  | 11 | 15.2 | 8.5 | TRUE | TRUE |  | 23600 | 19600 | 2.36 | 19600 | 2.36
216604764 | 11/24/2025 | Live | GE Appliances, a Haier Company | GE APPLIANCES | Singlezone Ducted, Centrally Ducted | 216604764 |  | HRCU-A-C | NS18H24HA5*** | Ducted Indoor Units | NCUC36BT5****+TDR |  |  |  | 11.7 | 15.2 | 8.5 | TRUE | TRUE |  | 24000 | 19600 | 2.42 | 19600 | 2.42
216604763 | 11/24/2025 | Live | GE Appliances, a Haier Company | GE APPLIANCES | Singlezone Ducted, Centrally Ducted | 216604763 |  | HRCU-A-C | NS18H24HA5*** | Ducted Indoor Units | NCUC36AT5****+TDR |  |  |  | 11.7 | 15.2 | 8.5 | TRUE | TRUE |  | 24000 | 19600 | 2.42 | 19600 | 2.42
216604762 | 11/24/2025 | Live | GE Appliances, a Haier Company | GE APPLIANCES | Singlezone Ducted, Centrally Ducted | 216604762 |  | HRCU-A-C | NS18H24HA5*** | Ducted Indoor Units | NCUC30BT5****+TDR |  |  |  | 11.7 | 15.2 | 8.5 | TRUE | TRUE |  | 24000 | 19600 | 2.36 | 19600 | 2.36
216604761 | 11/24/2025 | Live | GE Appliances, a Haier Company | GE APPLIANCES | Singlezone Ducted, Centrally Ducted | 216604761 |  | HRCU-A-C | NS18H24HA5*** | Ducted Indoor Units | NCUC30AT5****+TDR |  |  |  | 11.7 | 15.2 | 8.5 | TRUE | TRUE |  | 24000 | 19600 | 2.36 | 19600 | 2.36
216604760 | 11/24/2025 | Live | GE Appliances, a Haier Company | GE APPLIANCES | Singlezone Ducted, Centrally Ducted | 216604760 |  | HRCU-A-CB | NS18H60HA5*** | Ducted Indoor Units | NAM60V2TA5**** |  |  |  | 10 | 16.6 | 9 | FALSE | TRUE |  | 55500 | 43500 | 2.2 | 43500 | 2.2
216604759 | 10/09/2025 | Live | GE Appliances, a Haier Company | GE APPLIANCES | Singlezone Ducted, Centrally Ducted | 216604759 |  | HRCU-A-CB | NS18H60HA5*** | Ducted Indoor Units | NAM60E1TA5**** |  |  |  | 10 | 16.8 | 9 | FALSE | TRUE |  | 55000 | 43000 | 2.16 | 43000 | 2.16
216604758 | 10/09/2025 | Live | GE Appliances, a Haier Company | GE APPLIANCES | Singlezone Ducted, Centrally Ducted | 216604758 |  | HRCU-A-CB | NS18H60HA5*** | Ducted Indoor Units | NAM48V2TA5**** |  |  |  | 10.5 | 17.5 | 9 | FALSE | TRUE |  | 46500 | 38000 | 2.28 | 38000 | 2.28
216604757 | 01/23/2025 | Live | GE Appliances, a Haier Company | GE APPLIANCES | Singlezone Ducted, Centrally Ducted | 216604757 |  | HRCU-A-CB | NS18H60HA5*** | Ducted Indoor Units | NAM42V2TA5**** |  |  |  | 11 | 18 | 9.5 | TRUE | TRUE |  | 46500 | 38500 | 2.24 | 38500 | 2.24
216604756 | 01/23/2025 | Live | GE Appliances, a Haier Company | GE APPLIANCES | Singlezone Ducted, Centrally Ducted | 216604756 |  | HRCU-A-CB | NS18H60HA5*** | Ducted Indoor Units | NAM48E1TA5**** |  |  |  | 11 | 17.5 | 9 | TRUE | TRUE |  | 46000 | 39000 | 2.16 | 39000 | 2.16
216604755 | 01/23/2025 | Live | GE Appliances, a Haier Company | GE APPLIANCES | Singlezone Ducted, Centrally Ducted | 216604755 |  | HRCU-A-CB | NS18H60HA5*** | Ducted Indoor Units | NAM42V1TA5**** |  |  |  | 11 | 17.6 | 9 | TRUE | TRUE |  | 45500 | 38500 | 2.16 | 38500 | 2.16
216604754 | 01/23/2025 | Live | GE Appliances, a Haier Company | GE APPLIANCES | Singlezone Ducted, Centrally Ducted | 216604754 |  | HRCU-A-CB | NS18H60HA5*** | Ducted Indoor Units | NAM42E1TA5**** |  |  |  | 10.5 | 17.6 | 9 | FALSE | TRUE |  | 44500 | 39000 | 2.16 | 39000 | 2.16
216604753 | 01/23/2025 | Live | GE Appliances, a Haier Company | GE APPLIANCES | Singlezone Ducted, Centrally Ducted | 216604753 |  | HRCU-A-CB | NS18H36HA5*** | Ducted Indoor Units | NAM42V2TA5**** |  |  |  | 11.7 | 19 | 9.4 | TRUE | TRUE |  | 36000 | 28000 | 2.4 | 28000 | 2.4
216604752 | 01/23/2025 | Live | GE Appliances, a Haier Company | GE APPLIANCES | Singlezone Ducted, Centrally Ducted | 216604752 |  | HRCU-A-CB | NS18H36HA5*** | Ducted Indoor Units | NAM36V2TA5**** |  |  |  | 11 | 18.5 | 9.4 | TRUE | TRUE |  | 35000 | 28000 | 2.36 | 28000 | 2.36
216604751 | 01/23/2025 | Live | GE Appliances, a Haier Company | GE APPLIANCES | Singlezone Ducted, Centrally Ducted | 216604751 |  | HRCU-A-CB | NS18H36HA5*** | Ducted Indoor Units | NAM42V1TA5**** |  |  |  | 11.7 | 18.2 | 9 | TRUE | TRUE |  | 36000 | 28000 | 2.36 | 28000 | 2.36
216604750 | 01/23/2025 | Live | GE Appliances, a Haier Company | GE APPLIANCES | Singlezone Ducted, Centrally Ducted | 216604750 |  | HRCU-A-CB | NS18H36HA5*** | Ducted Indoor Units | NAM42E1TA5**** |  |  |  | 11.7 | 18 | 9 | TRUE | TRUE |  | 35800 | 28000 | 2.32 | 28000 | 2.32
216604749 | 01/23/2025 | Live | GE Appliances, a Haier Company | GE APPLIANCES | Singlezone Ducted, Centrally Ducted | 216604749 |  | HRCU-A-CB | NS18H36HA5*** | Ducted Indoor Units | NAM42P1TA5**** |  |  |  | 11 | 14.3 | 8.5 | FALSE | FALSE |  | 36000 | 28400 | 2.32 | 28400 | 2.32
216604748 | 11/21/2025 | Live | GE Appliances, a Haier Company | GE APPLIANCES | Singlezone Ducted, Centrally Ducted | 216604748 |  | HRCU-A-CB | NS18H36HA5*** | Ducted Indoor Units | NAM36E1TA5**** |  |  |  | 11.7 | 18.5 | 9 | TRUE | TRUE |  | 36000 | 28000 | 2.32 | 28000 | 2.32
216604747 | 11/21/2025 | Live | GE Appliances, a Haier Company | GE APPLIANCES | Singlezone Ducted, Centrally Ducted | 216604747 |  | HRCU-A-CB | NS18H36HA5*** | Ducted Indoor Units | NAM36P1TA5**** |  |  |  | 11 | 14.3 | 8.5 | FALSE | FALSE |  | 36000 | 28400 | 2.32 | 28400 | 2.32
216604746 | 11/21/2025 | Live | GE Appliances, a Haier Company | GE APPLIANCES | Singlezone Ducted, Centrally Ducted | 216604746 |  | HRCU-A-CB | NS18H24HA5*** | Ducted Indoor Units | NAM30V2TA5**** |  |  |  | 12 | 18 | 9.5 | TRUE | TRUE |  | 24000 | 19400 | 2.6 | 19400 | 2.6
216604745 | 11/21/2025 | Live | GE Appliances, a Haier Company | GE APPLIANCES | Singlezone Ducted, Centrally Ducted | 216604745 |  | HRCU-A-CB | NS18H24HA5*** | Ducted Indoor Units | NAM24V2TA5**** |  |  |  | 11.7 | 17 | 9.4 | TRUE | TRUE |  | 24000 | 19600 | 2.52 | 19600 | 2.52
216604744 | 11/21/2025 | Live | GE Appliances, a Haier Company | GE APPLIANCES | Singlezone Ducted, Centrally Ducted | 216604744 |  | HRCU-A-CB | NS18H24HA5*** | Ducted Indoor Units | NAM30V1TA5**** |  |  |  | 12 | 17.5 | 9.4 | TRUE | TRUE |  | 24000 | 19400 | 2.44 | 19400 | 2.44
216604743 | 11/21/2025 | Live | GE Appliances, a Haier Company | GE APPLIANCES | Singlezone Ducted, Centrally Ducted | 216604743 |  | HRCU-A-CB | NS18H24HA5*** | Ducted Indoor Units | NAM30E1TA5**** |  |  |  | 12 | 17.5 | 9.4 | TRUE | TRUE |  | 24000 | 19200 | 2.52 | 19200 | 2.52
216604742 | 11/21/2025 | Live | GE Appliances, a Haier Company | GE APPLIANCES | Singlezone Ducted, Centrally Ducted | 216604742 |  | HRCU-A-CB | NS18H24HA5*** | Ducted Indoor Units | NAM24E1TA5**** |  |  |  | 12 | 17.5 | 9.5 | TRUE | TRUE |  | 23600 | 19200 | 2.52 | 19200 | 2.52
216604741 | 11/21/2025 | Live | GE Appliances, a Haier Company | GE APPLIANCES | Singlezone Ducted, Centrally Ducted | 216604741 |  | HRCU-A-CB | NS18H24HA5*** | Ducted Indoor Units | NAM24P1TA5**** |  |  |  | 11.7 | 14.7 | 9 | FALSE | FALSE |  | 24000 | 19600 | 2.48 | 19600 | 2.48
216604740 | 11/21/2025 | Live | GE Appliances, a Haier Company | GE APPLIANCES | Singlezone Ducted, Centrally Ducted | 216604740 |  | HRCU-A-CB | NS18H24HA5*** | Ducted Indoor Units | NAM18V1TA5**** |  |  |  | 11.7 | 17.5 | 9.4 | TRUE | TRUE |  | 24000 | 19400 | 2.52 | 19400 | 2.52
216604739 | 11/21/2025 | Live | GE Appliances, a Haier Company | GE APPLIANCES | Singlezone Ducted, Centrally Ducted | 216604739 |  | HRCU-A-CB | NS18H24HA5*** | Ducted Indoor Units | NAM18P1TA5**** |  |  |  | 11.7 | 15.2 | 9 | TRUE | TRUE |  | 23200 | 19400 | 2.44 | 19400 | 2.44
216445290 | 11/21/2025 | Live | INNOVAIR | INNOVAIR | Singlezone Non-Ducted, Wall Placement | 216445290 |  | HRCU-A-CB-O | QOS12H1BM0A | Mini-Splits | QHW12H1UZRA |  |  |  | 12.25 | 22 | 9.5 | TRUE | TRUE |  | 12000 | 9300 | 4.78 | 10000 | 2.09
216445289 | 11/21/2025 | Live | INNOVAIR | INNOVAIR | Singlezone Non-Ducted, Wall Placement | 216445289 |  | HRCU-A-CB-O | QOS09H1BM0A | Mini-Splits | QHW09H1UZRA |  |  |  | 14.05 | 23 | 10 | TRUE | TRUE |  | 9000 | 9500 | 4.8 | 9700 | 2.19
216445280 | 11/21/2025 | Live | INNOVAIR | INNOVAIR | Singlezone Non-Ducted, Wall Placement | 216445280 |  | HRCU-A-CB-O | QOS24H2BM0A | Mini-Splits | QHW24H2UZRA |  |  |  | 12.25 | 22.5 | 9.5 | TRUE | TRUE |  | 24000 | 22000 | 3.58 | 24000 | 1.85
216445279 | 11/21/2025 | Live | INNOVAIR | INNOVAIR | Singlezone Non-Ducted, Wall Placement | 216445279 |  | HRCU-A-CB-O | QOS18H2BM0A | Mini-Splits | QHW18H2UZRA |  |  |  | 12.95 | 21 | 10 | TRUE | TRUE |  | 18000 | 18000 | 3.61 | 18500 | 1.95
216445278 | 11/21/2025 | Live | INNOVAIR | INNOVAIR | Singlezone Non-Ducted, Wall Placement | 216445278 |  | HRCU-A-CB-O | QOS12H2BM0A | Mini-Splits | QHW12H2UZRA |  |  |  | 12.25 | 23 | 10 | TRUE | TRUE |  | 12000 | 10800 | 4.8 | 12000 | 2.51
216445277 | 11/21/2025 | Live | INNOVAIR | INNOVAIR | Singlezone Non-Ducted, Wall Placement | 216445277 |  | HRCU-A-CB-O | QOS09H2BM0A | Mini-Splits | QHW09H2UZRA |  |  |  | 13.65 | 25 | 11 | TRUE | TRUE |  | 9000 | 9000 | 4.8 | 9200 | 2.07
216626045 | 11/21/2025 | Live | Midea Electric Trading | STELPRO | Singlezone Ducted, Centrally Ducted | 216626045 |  | HRCU-A-C | CCB1-H60A-O |  | SMCB1-H60A2128-I |  |  |  | 10 | 15.2 | 8.3 | FALSE | FALSE |  | 52000 | 38000 | 2.4 | 50000 | 2.02
216626044 | 11/21/2025 | Live | Midea Electric Trading | STELPRO | Singlezone Ducted, Centrally Ducted | 216626044 |  | HRCU-A-C | CCB1-H36A-O |  | SACB1-H36A2124-I |  |  |  | 10.7 | 15.8 | 9.4 | FALSE | FALSE |  | 36000 | 29200 | 2.5 | 39000 | 2.18
216626042 | 11/21/2025 | Live | Midea Electric Trading | STELPRO | Singlezone Ducted, Centrally Ducted | 216626042 |  | HRCU-A-C | CCB1-H30A-O |  | SACB1-H36A2124-I |  |  |  | 10 | 16 | 10 | FALSE | FALSE |  | 29000 | 25000 | 2.4 | 33600 | 2.05
216626041 | 11/21/2025 | Live | Midea Electric Trading | STELPRO | Singlezone Ducted, Centrally Ducted | 216626041 |  | HRCU-A-C | CCB1-H30A-O |  | SACB1-H36A1724-I |  |  |  | 10 | 16 | 10 | FALSE | FALSE |  | 29000 | 25000 | 2.4 | 33600 | 2.05
216626040 | 11/21/2025 | Live | Midea Electric Trading | STELPRO | Singlezone Ducted, Centrally Ducted | 216626040 |  | HRCU-A-C | CCB1-H30A-O |  | SACB1-H36A1424-I |  |  |  | 10 | 15.3 | 9.3 | FALSE | FALSE |  | 30000 | 23400 | 2.6 | 31700 | 2
216626039 | 11/21/2025 | Live | Midea Electric Trading | STELPRO | Singlezone Ducted, Centrally Ducted | 216626039 |  | HRCU-A-C | CCB1-H24A-O |  | SACB1-H24A1718-I |  |  |  | 10 | 16 | 9.5 | FALSE | FALSE |  | 24000 | 19700 | 2.66 | 22000 | 2
216626038 | 11/21/2025 | Live | Midea Electric Trading | STELPRO | Singlezone Ducted, Centrally Ducted | 216626038 |  | HRCU-A-C | CCB1-H24A-O |  | SACB1-H24A1418-I |  |  |  | 10 | 16 | 9.5 | FALSE | FALSE |  | 24000 | 19700 | 2.66 | 22000 | 2
216445239 | 11/21/2025 | Live | ECOER INC. | ECOER | Singlezone Ducted, Centrally Ducted | 216445239 |  | HRCU-A-CB | EODA19H-2436AB* | Ducted Indoor Units | EAHDEN-24AB* |  |  |  | 13 | 20 | 10 | TRUE | TRUE |  | 24000 | 23200 | 2.5 | 24000 | 2.18
216445240 | 11/21/2025 | Live | ECOER INC. | ECOER | Singlezone Ducted, Centrally Ducted | 216445240 |  | HRCU-A-CB | EODA19H-2436AB* | Ducted Indoor Units | EAHDEN-36AB* |  |  |  | 12 | 19 | 10 | TRUE | TRUE |  | 34200 | 28800 | 2.46 | 29000 | 2.24
216620321 | 11/21/2025 | Live | ECOER INC. | ECOER | Singlezone Ducted, Centrally Ducted | 216620321 |  | HRCU-A-CB | EODA19H-4860AB* | Ducted Indoor Units | EAHDEN-36AB* |  |  |  | 12.5 | 19 | 10 | TRUE | TRUE |  | 35200 | 35200 | 2.45 | 36000 | 2.25
216445241 | 11/21/2025 | Live | ECOER INC. | ECOER | Singlezone Ducted, Centrally Ducted | 216445241 |  | HRCU-A-CB | EODA19H-4860AB* | Ducted Indoor Units | EAHDEN-48AB* |  |  |  | 12 | 19 | 10 | TRUE | TRUE |  | 47000 | 42000 | 2.5 | 42000 | 2.25
216445242 | 11/21/2025 | Live | ECOER INC. | ECOER | Singlezone Ducted, Centrally Ducted | 216445242 |  | HRCU-A-CB | EODA19H-4860AB* | Ducted Indoor Units | EAHDEN-60AB* |  |  |  | 11.2 | 18.5 | 10 | FALSE | TRUE |  | 54000 | 44500 | 2.46 | 45000 | 2.21
216558237 | 09/12/2025 | Live | ECOER INC. | ECOER | Singlezone Ducted, Centrally Ducted | 216558237 |  | HRCU-A-CB | EODA19H-2436AA* | Ducted Indoor Units | EAHDEN-24AB* |  |  |  | 13 | 20.5 | 9.5 | TRUE | TRUE |  | 24000 | 22400 | 2.44 | 24000 | 2.18
216558238 | 09/12/2025 | Live | ECOER INC. | ECOER | Singlezone Ducted, Centrally Ducted | 216558238 |  | HRCU-A-CB | EODA19H-2436AA* | Ducted Indoor Units | EAHDEN-36AB* |  |  |  | 12 | 19.5 | 9.5 | TRUE | TRUE |  | 34200 | 28000 | 2.4 | 29000 | 2.24
216558239 | 09/12/2025 | Live | ECOER INC. | ECOER | Singlezone Ducted, Centrally Ducted | 216558239 |  | HRCU-A-CB | EODA19H-4860AA* | Ducted Indoor Units | EAHDEN-36AB* |  |  |  | 12.5 | 19.5 | 9.5 | TRUE | TRUE |  | 35200 | 32000 | 2.44 | 36000 | 2.25
216558240 | 09/12/2025 | Live | ECOER INC. | ECOER | Singlezone Ducted, Centrally Ducted | 216558240 |  | HRCU-A-CB | EODA19H-4860AA* | Ducted Indoor Units | EAHDEN-48AB* |  |  |  | 12.5 | 19 | 9.5 | TRUE | TRUE |  | 47000 | 40000 | 2.4 | 42000 | 2.25
216558241 | 09/12/2025 | Live | ECOER INC. | ECOER | Singlezone Ducted, Centrally Ducted | 216558241 |  | HRCU-A-CB | EODA19H-4860AA* | Ducted Indoor Units | EAHDEN-60AB* |  |  |  | 11.7 | 18.5 | 9.5 | TRUE | TRUE |  | 54000 | 43500 | 2.3 | 45000 | 2.21
215864417 | 09/12/2025 | Live | Midea Electric Trading | MAINLINE | Multizone Mix of Ducted and Non-Ducted | 215864417 |  | HMSV-A-CB | ML48HP230MUL-O | Mixed Ducted and Non-Ducted Indoor Units |  |  |  |  | 11.85 | 20.85 | 10.3 | FALSE | FALSE |  | 45000 | 35400 | 2.45 | 37500 | 2.15
215864415 | 09/12/2025 | Live | Midea Electric Trading | MAINLINE | Multizone All Non-Ducted | 215864415 |  | HMSR-A-CB-O | ML48HP230MUL-O | Non-Ducted Indoor Units |  |  |  |  | 11.7 | 21.3 | 10 | FALSE | FALSE |  | 45000 | 34000 | 2.4 | 34000 | 1.9
215864412 | 09/12/2025 | Live | Midea Electric Trading | MAINLINE | Multizone All Non-Ducted | 215864412 |  | HMSR-A-CB-O | ML36HP230MUL-O | Non-Ducted Indoor Units |  |  |  |  | 12 | 23.1 | 10 | FALSE | FALSE |  | 35000 | 27000 | 2.4 | 30000 | 2.18
215864411 | 09/12/2025 | Live | Midea Electric Trading | MAINLINE | Multizone Mix of Ducted and Non-Ducted | 215864411 |  | HMSV-A-CB | ML27HP230MUL-O | Mixed Ducted and Non-Ducted Indoor Units |  |  |  |  | 12.1 | 22 | 9.25 | FALSE | FALSE |  | 26200 | 18200 | 2.5 | 18300 | 2.09
215864410 | 09/12/2025 | Live | Midea Electric Trading | MAINLINE | Multizone All Ducted | 215864410 |  | HMSV-A-CB | ML27HP230MUL-O | Ducted Indoor Units |  |  |  |  | 12 | 21 | 9 | FALSE | FALSE |  | 26600 | 18400 | 2.5 | 18600 | 2.3
215864409 | 09/12/2025 | Live | Midea Electric Trading | MAINLINE | Multizone All Non-Ducted | 215864409 |  | HMSR-A-CB-O | ML27HP230MUL-O | Non-Ducted Indoor Units |  |  |  |  | 12.2 | 23 | 9.5 | FALSE | FALSE |  | 26000 | 18000 | 2.5 | 18000 | 1.9
215828390 | 09/12/2025 | Live | Midea Electric Trading | CANAIR | Singlezone Non-Ducted, Wall Placement | 215828390 |  | HRCU-A-CB-O | 4C25SCH24H21 | Mini-Splits | 4C28SEH24H21 |  |  |  | 14 | 23 | 11.7 | TRUE | TRUE |  | 24000 | 18800 | 2.65 | 19300 | 2.33
215828389 | 09/12/2025 | Live | Midea Electric Trading | CANAIR | Singlezone Non-Ducted, Wall Placement | 215828389 |  | HRCU-A-CB-O | 4C25SCH18H21 | Mini-Splits | 4C28SEH18H21 |  |  |  | 12.7 | 23.5 | 10.8 | TRUE | TRUE |  | 18000 | 13600 | 2.73 | 14900 | 2.43
215828388 | 09/12/2025 | Live | Midea Electric Trading | CANAIR | Singlezone Non-Ducted, Wall Placement | 215828388 |  | HRCU-A-CB-O | 4C25SCH12H21 | Mini-Splits | 4C28SEH12H21 |  |  |  | 13 | 25.5 | 10.6 | TRUE | TRUE |  | 12000 | 9300 | 2.84 | 9600 | 2.38
215864337 | 09/12/2025 | Live | Midea Electric Trading | MAINLINE | Singlezone Non-Ducted, Wall Placement | 215864337 |  | HRCU-A-CB-O | ML24HP230NEX-O | Mini-Splits | ML24HP230NEX-I |  |  |  | 13 | 23.5 | 10 | FALSE | FALSE |  | 24000 | 19500 | 2.5 | 21300 | 2.42
215864336 | 09/12/2025 | Live | Midea Electric Trading | MAINLINE | Singlezone Non-Ducted, Wall Placement | 215864336 |  | HRCU-A-CB-O | ML18HP230NEX-O | Mini-Splits | ML18HP230NEX-I |  |  |  | 13.5 | 24 | 11.1 | FALSE | FALSE |  | 18000 | 13000 | 2.59 | 15000 | 2.43
215864335 | 09/12/2025 | Live | Midea Electric Trading | MAINLINE | Singlezone Non-Ducted, Wall Placement | 215864335 |  | HRCU-A-CB-O | ML12HP230NEX-O | Mini-Splits | ML12HP230NEX-I |  |  |  | 12.2 | 23.1 | 11.5 | FALSE | FALSE |  | 12000 | 9600 | 2.84 | 9900 | 2.57
215213798 | 09/12/2025 | Live | Midea Electric Trading | DIRECT AIR | Multizone Mix of Ducted and Non-Ducted | 215213798 |  | HMSV-A-CB | DIRM4-48DA25-5Z | Mixed Ducted and Non-Ducted Indoor Units |  |  |  |  | 12.25 | 22.2 | 10.45 | TRUE | TRUE | TRUE | 46000 | 37400 | 2.5 | 39750 | 2.19
215213796 | 09/12/2025 | Live | Midea Electric Trading | DIRECT AIR | Multizone All Non-Ducted | 215213796 |  | HMSR-A-CB-O | DIRM4-48DA25-5Z | Non-Ducted Indoor Units |  |  |  |  | 12.5 | 24 | 10.3 | TRUE | TRUE | TRUE | 47000 | 38000 | 2.5 | 38500 | 2
215931359 | 09/12/2025 | Live | Midea Electric Trading | CONTINENTAL | Singlezone Non-Ducted, Wall Placement | 215931359 |  | HRCU-A-CB-O | CDHAS22BA-24-O | Mini-Splits | CDHAS22BB-24-I |  |  |  | 13 | 23.5 | 10 | TRUE | TRUE |  | 24000 | 19500 | 2.5 | 21300 | 2.42
215931356 | 09/12/2025 | Live | Midea Electric Trading | NAPOLEON | Singlezone Non-Ducted, Wall Placement | 215931356 |  | HRCU-A-CB-O | NDHAS22BA-24-O | Mini-Splits | NDHAS22BB-24-I |  |  |  | 13 | 23.5 | 10 | TRUE | TRUE |  | 24000 | 19500 | 2.5 | 21300 | 2.42
215931355 | 09/12/2025 | Live | Midea Electric Trading | NAPOLEON | Singlezone Non-Ducted, Wall Placement | 215931355 |  | HRCU-A-CB-O | NDHAS22BA-18-O | Mini-Splits | NDHAS22BB-18-I |  |  |  | 13.5 | 24 | 11.1 | TRUE | TRUE |  | 18000 | 13000 | 2.59 | 15000 | 2.43
215931358 | 09/12/2025 | Live | Midea Electric Trading | CONTINENTAL | Singlezone Non-Ducted, Wall Placement | 215931358 |  | HRCU-A-CB-O | CDHAS22BA-18-O | Mini-Splits | CDHAS22BB-18-I |  |  |  | 13.5 | 24 | 11.1 | TRUE | TRUE |  | 18000 | 13000 | 2.59 | 15000 | 2.43
215931357 | 09/12/2025 | Live | Midea Electric Trading | CONTINENTAL | Singlezone Non-Ducted, Wall Placement | 215931357 |  | HRCU-A-CB-O | CDHAS22BA-12-O | Mini-Splits | CDHAS22BB-12-I |  |  |  | 12.2 | 23.1 | 11.5 | TRUE | TRUE |  | 12000 | 9600 | 2.84 | 9900 | 2.57
215931354 | 09/12/2025 | Live | Midea Electric Trading | NAPOLEON | Singlezone Non-Ducted, Wall Placement | 215931354 |  | HRCU-A-CB-O | NDHAS22BA-12-O | Mini-Splits | NDHAS22BB-12-I |  |  |  | 12.2 | 23.1 | 11.5 | TRUE | TRUE |  | 12000 | 9600 | 2.84 | 9900 | 2.57
215213705 | 09/12/2025 | Live | Midea Electric Trading | NAPOLEON | Singlezone Non-Ducted, Wall Placement | 215213705 |  | HRCU-A-CB-O | NDHAS22B-24-O | Mini-Splits | NDHAS22B-24-I |  |  |  | 13 | 23.5 | 10 | FALSE | FALSE | TRUE | 24000 | 19500 | 2.5 | 21300 | 2.42
215213713 | 09/12/2025 | Live | Midea Electric Trading | CONTINENTAL | Singlezone Non-Ducted, Wall Placement | 215213713 |  | HRCU-A-CB-O | CDHAS22B-24-O | Mini-Splits | CDHAS22B-24-I |  |  |  | 13 | 23.5 | 10 | TRUE | TRUE | TRUE | 24000 | 19500 | 2.5 | 21300 | 2.42
215213704 | 09/12/2025 | Live | Midea Electric Trading | NAPOLEON | Singlezone Non-Ducted, Wall Placement | 215213704 |  | HRCU-A-CB-O | NDHAS22B-18-O | Mini-Splits | NDHAS22B-18-I |  |  |  | 13.5 | 24 | 11.1 | FALSE | FALSE | TRUE | 18000 | 13000 | 2.59 | 15000 | 2.43
215213712 | 09/12/2025 | Live | Midea Electric Trading | CONTINENTAL | Singlezone Non-Ducted, Wall Placement | 215213712 |  | HRCU-A-CB-O | CDHAS22B-18-O | Mini-Splits | CDHAS22B-18-I |  |  |  | 13.5 | 24 | 11.1 | TRUE | TRUE | TRUE | 18000 | 13000 | 2.59 | 15000 | 2.43
215213703 | 09/12/2025 | Live | Midea Electric Trading | NAPOLEON | Singlezone Non-Ducted, Wall Placement | 215213703 |  | HRCU-A-CB-O | NDHAS22B-12-O | Mini-Splits | NDHAS22B-12-I |  |  |  | 12.2 | 23.1 | 11.5 | FALSE | FALSE | TRUE | 12000 | 9600 | 2.84 | 9900 | 2.57
215213711 | 09/12/2025 | Live | Midea Electric Trading | CONTINENTAL | Singlezone Non-Ducted, Wall Placement | 215213711 |  | HRCU-A-CB-O | CDHAS22B-12-O | Mini-Splits | CDHAS22B-12-I |  |  |  | 12.2 | 23.1 | 11.5 | TRUE | TRUE | TRUE | 12000 | 9600 | 2.84 | 9900 | 2.57
216699358 | 09/12/2025 | Live | Midea Electric Trading | SLIMAIR | Singlezone Non-Ducted, Wall Placement | 216699358 |  | HRCU-A-CB-O | SHC36AC2AG | Mini-Splits | SHL36AC2AG |  |  |  | 9.6 | 20 | 10.3 | FALSE | TRUE |  | 36000 | 26800 | 2.68 | 28100 | 2.22
216699357 | 09/12/2025 | Live | Midea Electric Trading | SLIMAIR | Singlezone Non-Ducted, Wall Placement | 216699357 |  | HRCU-A-CB-O | SHC24AE2AG | Mini-Splits | SHL24AC2AG |  |  |  | 12 | 22 | 10.5 | TRUE | TRUE |  | 24000 | 20400 | 2.73 | 20500 | 2.55
216699356 | 09/12/2025 | Live | Midea Electric Trading | SLIMAIR | Singlezone Non-Ducted, Ceiling Placement | 216699356 |  | HRCU-A-CB-O | SHC18AE2AG | Mini-Splits | SHL18AC2AG |  |  |  | 12.5 | 20.7 | 11.4 | TRUE | TRUE |  | 16800 | 13900 | 2.66 | 14800 | 2.36
216699355 | 09/12/2025 | Live | Midea Electric Trading | SLIMAIR | Singlezone Non-Ducted, Ceiling Placement | 216699355 |  | HRCU-A-CB-O | SHC12AE2AG | Mini-Splits | SHL12AC2AG |  |  |  | 12.5 | 21.1 | 10.4 | TRUE | TRUE |  | 12000 | 8500 | 2.8 | 9300 | 2.55
216699354 | 09/12/2025 | Live | Midea Electric Trading | SLIMAIR | Singlezone Non-Ducted, Ceiling Placement | 216699354 |  | HRCU-A-CB-O | SHC09AE2AG | Mini-Splits | SHL09AC2AG |  |  |  | 14.3 | 21.6 | 11.3 | TRUE | TRUE |  | 9000 | 8500 | 2.8 | 9300 | 2.55
216699353 | 11/21/2025 | Live | Midea Electric Trading | SLIMAIR | Singlezone Non-Ducted, Wall Placement | 216699353 |  | HRCU-A-CB-O | SHC48AH2AG | Mini-Splits | SHL48AC2AG |  |  |  | 10 | 18 | 11 | FALSE | TRUE |  | 48000 | 44000 | 2.44 | 48000 | 2.17
216699352 | 11/21/2025 | Live | Midea Electric Trading | SLIMAIR | Singlezone Non-Ducted, Wall Placement | 216699352 |  | HRCU-A-CB-O | SHC36AH2AG | Mini-Splits | SHL36AC2AG |  |  |  | 12 | 21.2 | 10.6 | TRUE | TRUE |  | 36600 | 30600 | 2.56 | 46200 | 2.17
216699351 | 11/21/2025 | Live | Midea Electric Trading | SLIMAIR | Singlezone Non-Ducted, Wall Placement | 216699351 |  | HRCU-A-CB-O | SHC24AH2AG | Mini-Splits | SHL24AC2AG |  |  |  | 12 | 20.7 | 11.6 | TRUE | TRUE |  | 23400 | 20400 | 2.78 | 23900 | 2.48
216699350 | 11/21/2025 | Live | Midea Electric Trading | SLIMAIR | Singlezone Non-Ducted, Ceiling Placement | 216699350 |  | HRCU-A-CB-O | SHC18AH2AG | Mini-Splits | SHL18AC2AG |  |  |  | 12.5 | 20 | 12.3 | TRUE | TRUE |  | 16000 | 14900 | 2.7 | 18000 | 2.1
216699349 | 11/21/2025 | Live | Midea Electric Trading | SLIMAIR | Singlezone Non-Ducted, Ceiling Placement | 216699349 |  | HRCU-A-CB-O | SHC12AH2AG | Mini-Splits | SHL12AC2AG |  |  |  | 12.5 | 22.2 | 11.6 | TRUE | TRUE |  | 12000 | 10000 | 2.74 | 12900 | 2.14
216699348 | 11/21/2025 | Live | Midea Electric Trading | SLIMAIR | Singlezone Non-Ducted, Ceiling Placement | 216699348 |  | HRCU-A-CB-O | SHC09AH2AG | Mini-Splits | SHL09AC2AG |  |  |  | 14 | 22.6 | 12.1 | TRUE | TRUE |  | 9000 | 9700 | 2.63 | 12600 | 2.1
216699347 | 11/21/2025 | Live | Midea Electric Trading | SLIMAIR | Singlezone Non-Ducted, Floor Placement | 216699347 |  | HRCU-A-CB-O | SHC60AC2AG | Mini-Splits | SHS60AC2AG |  |  |  | 9.5 | 19.5 | 9.5 | FALSE | FALSE |  | 54000 | 37200 | 2.53 | 45300 | 2.22
216699346 | 11/21/2025 | Live | Midea Electric Trading | SLIMAIR | Singlezone Non-Ducted, Floor Placement | 216699346 |  | HRCU-A-CB-O | SHC48AC2AG | Mini-Splits | SHS48AC2AG |  |  |  | 9.5 | 19.8 | 10.2 | FALSE | TRUE |  | 48000 | 39500 | 2.4 | 45100 | 2.13
216699345 | 11/21/2025 | Live | Midea Electric Trading | SLIMAIR | Singlezone Non-Ducted, Floor Placement | 216699345 |  | HRCU-A-CB-O | SHC36AC2AG | Mini-Splits | SHS36AC2AG |  |  |  | 10.1 | 20 | 10 | FALSE | FALSE |  | 36000 | 26400 | 2.68 | 30900 | 2.36
216699344 | 11/21/2025 | Live | Midea Electric Trading | SLIMAIR | Singlezone Non-Ducted, Floor Placement | 216699344 |  | HRCU-A-CB-O | SHC24AE2AG | Mini-Splits | SHS24AC2AG |  |  |  | 12.2 | 21.1 | 11.1 | TRUE | TRUE |  | 24000 | 20000 | 2.56 | 20000 | 2.31
216699343 | 11/21/2025 | Live | Midea Electric Trading | SLIMAIR | Singlezone Non-Ducted, Floor Placement | 216699343 |  | HRCU-A-CB-O | SHC18AE2AG | Mini-Splits | SHS18AC2AG |  |  |  | 12.5 | 22.3 | 10.4 | TRUE | TRUE |  | 18000 | 13700 | 2.51 | 15100 | 2.38
216699342 | 11/21/2025 | Live | Midea Electric Trading | SLIMAIR | Singlezone Non-Ducted, Floor Placement | 216699342 |  | HRCU-A-CB-O | SHC55AH2AG | Mini-Splits | SHS60AC2AG |  |  |  | 9 | 18 | 10.7 | FALSE | TRUE |  | 54000 | 41000 | 2.33 | 58000 | 2.17
216699341 | 11/21/2025 | Live | Midea Electric Trading | SLIMAIR | Singlezone Non-Ducted, Floor Placement | 216699341 |  | HRCU-A-CB-O | SHC48AH2AG | Mini-Splits | SHS48AC2AG |  |  |  | 9.4 | 18.5 | 10.1 | FALSE | TRUE |  | 48000 | 38500 | 2.38 | 44500 | 2.23
216699340 | 11/21/2025 | Live | Midea Electric Trading | SLIMAIR | Singlezone Non-Ducted, Floor Placement | 216699340 |  | HRCU-A-CB-O | SHC36AH2AG | Mini-Splits | SHS36AC2AG |  |  |  | 12 | 20 | 10.8 | TRUE | TRUE |  | 36400 | 30200 | 2.58 | 42400 | 2.16
216699339 | 11/21/2025 | Live | Midea Electric Trading | SLIMAIR | Singlezone Non-Ducted, Floor Placement | 216699339 |  | HRCU-A-CB-O | SHC24AH2AG | Mini-Splits | SHS24AC2AG |  |  |  | 12 | 20.4 | 12.1 | TRUE | TRUE |  | 22000 | 20200 | 2.74 | 23300 | 2.38
216699338 | 11/21/2025 | Live | Midea Electric Trading | SLIMAIR | Singlezone Non-Ducted, Floor Placement | 216699338 |  | HRCU-A-CB-O | SHC18AH2AG | Mini-Splits | SHS18AC2AG |  |  |  | 12.5 | 20.4 | 10.3 | TRUE | TRUE |  | 17000 | 14400 | 2.54 | 20200 | 2.24
216699337 | 11/21/2025 | Live | Midea Electric Trading | SLIMAIR | Singlezone Ducted, Compact Ducted | 216699337 |  | HRCU-A-CB | SHC60AC2AG | Mini-Splits | SHD60AC2AG |  |  |  | 10 | 17 | 9.7 | FALSE | FALSE |  | 58000 | 40000 | 2.66 | 41500 | 2.45
216699335 | 11/21/2025 | Live | Midea Electric Trading | SLIMAIR | Singlezone Ducted, Compact Ducted | 216699335 |  | HRCU-A-CB | SHC36AC2AG | Mini-Splits | SHD36AC2AG |  |  |  | 10.1 | 18.7 | 10.2 | FALSE | FALSE |  | 36000 | 27400 | 2.73 | 31000 | 2.39
216699334 | 11/21/2025 | Live | Midea Electric Trading | SLIMAIR | Singlezone Ducted, Compact Ducted | 216699334 |  | HRCU-A-CB | SHC24AE2AG | Mini-Splits | SHD24AC2AG |  |  |  | 12.5 | 19 | 11 | TRUE | TRUE |  | 24000 | 21200 | 2.6 | 21600 | 2.56
216699333 | 11/21/2025 | Live | Midea Electric Trading | SLIMAIR | Singlezone Ducted, Compact Ducted | 216699333 |  | HRCU-A-CB | SHC18AE2AG | Mini-Splits | SHD18AC2AG |  |  |  | 13.3 | 20 | 11.3 | TRUE | TRUE |  | 17500 | 14900 | 2.89 | 15900 | 2.65
216699330 | 11/21/2025 | Live | Midea Electric Trading | SLIMAIR | Singlezone Ducted, Compact Ducted | 216699330 |  | HRCU-A-CB | SHC55AH2AG | Mini-Splits | SHD60AC2AG |  |  |  | 10.2 | 15.8 | 10.4 | FALSE | TRUE |  | 55000 | 45000 | 2.72 | 52000 | 2.41
216699329 | 11/21/2025 | Live | Midea Electric Trading | SLIMAIR | Singlezone Ducted, Compact Ducted | 216699329 |  | HRCU-A-CB | SHC48AH2AG | Mini-Splits | SHD48AC2AG |  |  |  | 10.4 | 16.7 | 10.8 | FALSE | TRUE |  | 48000 | 45000 | 2.61 | 45500 | 2.4
216699328 | 11/21/2025 | Live | Midea Electric Trading | SLIMAIR | Singlezone Ducted, Compact Ducted | 216699328 |  | HRCU-A-CB | SHC36AH2AG | Mini-Splits | SHD36AC2AG |  |  |  | 12 | 17.7 | 11.1 | TRUE | TRUE |  | 36000 | 31600 | 2.73 | 40000 | 2.29
216699327 | 11/21/2025 | Live | Midea Electric Trading | SLIMAIR | Singlezone Ducted, Compact Ducted | 216699327 |  | HRCU-A-CB | SHC24AH2AG | Mini-Splits | SHD24AC2AG |  |  |  | 12 | 19 | 11.7 | TRUE | TRUE |  | 24000 | 21600 | 2.71 | 23600 | 2.48
216699326 | 11/21/2025 | Live | Midea Electric Trading | SLIMAIR | Singlezone Ducted, Compact Ducted | 216699326 |  | HRCU-A-CB | SHC18AH2AG | Mini-Splits | SHD18AC2AG |  |  |  | 12 | 18.4 | 11.1 | TRUE | TRUE |  | 17500 | 15000 | 2.89 | 20000 | 2.5
216699325 | 11/21/2025 | Live | Midea Electric Trading | SLIMAIR | Singlezone Ducted, Compact Ducted | 216699325 |  | HRCU-A-CB | SHC12AH2AG | Mini-Splits | SHD12AC2AG |  |  |  | 12 | 20 | 10.6 | TRUE | TRUE |  | 12000 | 10200 | 2.6 | 14000 | 2.31
216699324 | 11/21/2025 | Live | Midea Electric Trading | SLIMAIR | Singlezone Ducted, Compact Ducted | 216699324 |  | HRCU-A-CB | SHC09AH2AG | Mini-Splits | SHD09AC2AG |  |  |  | 14 | 20.5 | 13.8 | TRUE | TRUE |  | 9000 | 10200 | 2.45 | 12600 | 1.94
216699323 | 11/21/2025 | Live | Midea Electric Trading | SLIMAIR | Singlezone Non-Ducted, Wall Placement | 216699323 |  | HRCU-A-CB-O | SHC30AH2AG | Mini-Splits | SHM30AE2AG |  |  |  | 11.7 | 20 | 10.5 | TRUE | TRUE |  | 33000 | 29600 | 2.61 | 30200 | 2
216699322 | 11/21/2025 | Live | Midea Electric Trading | SLIMAIR | Singlezone Non-Ducted, Wall Placement | 216699322 |  | HRCU-A-CB-O | SHC24AH2AG | Mini-Splits | SHM24AE2AG |  |  |  | 12.5 | 22.3 | 13.3 | TRUE | TRUE |  | 23000 | 21600 | 2.61 | 23400 | 2.33
216699318 | 11/21/2025 | Live | Midea Electric Trading | SLIMAIR | Singlezone Non-Ducted, Wall Placement | 216699318 |  | HRCU-A-CB-O | SHC24AE2AG | Mini-Splits | SHM24AE2AG |  |  |  | 13 | 23.5 | 10 | TRUE | TRUE |  | 24000 | 19500 | 2.5 | 21300 | 2.42
216699317 | 11/21/2025 | Live | Midea Electric Trading | SLIMAIR | Singlezone Non-Ducted, Wall Placement | 216699317 |  | HRCU-A-CB-O | SHC18AE2AG | Mini-Splits | SHM18AE2AG |  |  |  | 13.5 | 24 | 11.1 | TRUE | TRUE |  | 18000 | 13000 | 2.59 | 15000 | 2.43
216699316 | 11/21/2025 | Live | Midea Electric Trading | SLIMAIR | Singlezone Non-Ducted, Wall Placement | 216699316 |  | HRCU-A-CB-O | SHC12AE2AG | Mini-Splits | SHM12AE2AG |  |  |  | 12.2 | 23.1 | 11.5 | TRUE | TRUE |  | 12000 | 9600 | 2.84 | 9900 | 2.57
216699315 | 11/21/2025 | Live | Midea Electric Trading | SLIMAIR | Singlezone Non-Ducted, Wall Placement | 216699315 |  | HRCU-A-CB-O | SHC09AE2AG | Mini-Splits | SHM09AE2AG |  |  |  | 14.7 | 24.6 | 13 | TRUE | TRUE |  | 9000 | 8600 | 2.8 | 10200 | 2.47
216699314 | 11/21/2025 | Live | Midea Electric Trading | SLIMAIR | Singlezone Non-Ducted, Wall Placement | 216699314 |  | HRCU-A-CB-O | SHC12AE1AG | Mini-Splits | SHM12AE1AG |  |  |  | 12.5 | 23.2 | 10.4 | TRUE | FALSE |  | 12000 | 8800 | 2.77 | 8800 | 2.77
216699313 | 11/21/2025 | Live | Midea Electric Trading | SLIMAIR | Singlezone Non-Ducted, Wall Placement | 216699313 |  | HRCU-A-CB-O | SHC09AE1AG | Mini-Splits | SHM09AE1AG |  |  |  | 15 | 24.5 | 10.7 | TRUE | TRUE |  | 9000 | 8800 | 2.77 | 8800 | 2.77
216626030 | 04/17/2025 | Live | Midea Electric Trading | SLIMAIR | Singlezone Non-Ducted, Wall Placement | 216626030 |  | HRCU-A-CB-O | SHC09AC1AG | Mini-Splits | SHM09AC1AG |  |  |  | 12.5 | 21.5 | 9 | TRUE | TRUE |  | 9000 | 6600 | 2.33 | 7600 | 1.9
216626032 | 04/17/2025 | Live | Midea Electric Trading | SLIMAIR | Singlezone Non-Ducted, Wall Placement | 216626032 |  | HRCU-A-CB-O | SHC09AC2AG | Mini-Splits | SHM09AC2AG |  |  |  | 12.6 | 21.6 | 9.4 | TRUE | TRUE |  | 9000 | 6600 | 2.45 | 7500 | 2
216626031 | 04/17/2025 | Live | Midea Electric Trading | SLIMAIR | Singlezone Non-Ducted, Wall Placement | 216626031 |  | HRCU-A-CB-O | SHC12AC1AG | Mini-Splits | SHM12AC1AG |  |  |  | 10 | 21.3 | 8.7 | FALSE | FALSE |  | 12000 | 7800 | 2.31 | 8100 | 1.99
216626033 | 11/21/2025 | Live | Midea Electric Trading | SLIMAIR | Singlezone Non-Ducted, Wall Placement | 216626033 |  | HRCU-A-CB-O | SHC12AC2AG | Mini-Splits | SHM12AC2AG |  |  |  | 10.8 | 21.3 | 9.2 | FALSE | FALSE |  | 12000 | 8300 | 2.32 | 9300 | 2.11
216626035 | 03/13/2025 | Live | Midea Electric Trading | SLIMAIR | Singlezone Non-Ducted, Wall Placement | 216626035 |  | HRCU-A-CB-O | SHC24AC2AG | Mini-Splits | SHM24AC2AG |  |  |  | 9.6 | 18.5 | 9 | FALSE | TRUE |  | 24000 | 17200 | 2.46 | 20200 | 2.26
216626034 | 03/13/2025 | Live | Midea Electric Trading | SLIMAIR | Singlezone Non-Ducted, Wall Placement | 216626034 |  | HRCU-A-CB-O | SHC18AC2AG | Mini-Splits | SHM18AC2AG |  |  |  | 11.5 | 20.2 | 9.1 | TRUE | FALSE |  | 18000 | 11700 | 2.62 | 13300 | 2.41
216626036 | 03/13/2025 | Live | Midea Electric Trading | SLIMAIR | Singlezone Non-Ducted, Wall Placement | 216626036 |  | HRCU-A-CB-O | SHC30AB2AB | Mini-Splits | SHM30AB2AB |  |  |  | 12 | 22.3 | 9 | TRUE | FALSE |  | 30000 | 20000 | 2.4 | 21500 | 2.2
216683748 | 03/13/2025 | Live | Midea Electric Trading | CONFORTO | Singlezone Ducted, Centrally Ducted | 216683748 |  | HRCU-A-CB | MHSD118DACFC |  | MHAH118DACFC |  |  |  | 12.4 | 18 | 9.3 | TRUE | TRUE |  | 18000 | 13500 | 2.6 | 21000 | 2.21
216683749 | 11/21/2025 | Live | Midea Electric Trading | CONFORTO | Singlezone Ducted, Centrally Ducted | 216683749 |  | HRCU-A-CB | MHSD124DACFC |  | MHAH124DACFC |  |  |  | 11.7 | 17.4 | 10 | TRUE | TRUE |  | 24000 | 19200 | 2.5 | 26400 | 2.14
216683751 | 11/21/2025 | Live | Midea Electric Trading | CONFORTO | Singlezone Ducted, Centrally Ducted | 216683751 |  | HRCU-A-CB | MHSD136DACFC |  | MHAH136DACFC |  |  |  | 10 | 16 | 9.5 | FALSE | TRUE |  | 36000 | 30400 | 2.46 | 47000 | 1.9
216683750 | 03/13/2025 | Live | Midea Electric Trading | CONFORTO | Singlezone Ducted, Centrally Ducted | 216683750 |  | HRCU-A-CB | MHSD130DACFC |  | MHAH130DACFC |  |  |  | 10 | 16.2 | 8.9 | FALSE | TRUE |  | 30000 | 21000 | 2.34 | 28600 | 2.1
216683752 | 11/21/2025 | Live | Midea Electric Trading | CONFORTO | Singlezone Ducted, Centrally Ducted | 216683752 |  | HRCU-A-CB | MHSD148DACFC |  | MHAH148DACFC |  |  |  | 8.2 | 15.6 | 9.4 | FALSE | TRUE |  | 47000 | 36000 | 2.36 | 48000 | 2.05
216683753 | 11/21/2025 | Live | Midea Electric Trading | CONFORTO | Singlezone Ducted, Centrally Ducted | 216683753 |  | HRCU-A-CB | MHSD160DACFC |  | MHAH160DACFC |  |  |  | 8.8 | 15.3 | 9.4 | FALSE | TRUE |  | 55000 | 42000 | 2.6 | 52500 | 2.3
216684038 | 11/21/2025 | Live | Midea Electric Trading | DIRECT AIR | Singlezone Ducted, Centrally Ducted | 216684038 |  | HRCU-A-C | DIRM4-36CS19-OU |  | DIRM4-3621MAGICP20-CCOIL |  |  |  | 8.5 | 14.3 | 8.3 | FALSE | FALSE |  | 35000 | 24200 | 2.42 | 28000 | 1.91
216684082 | 03/13/2025 | Live | Midea Electric Trading | PANASONIC | Singlezone Ducted, Centrally Ducted | 216684082 |  | HRCU-A-C | CU-HM48BAHU |  | CS-HM60AMU3 |  |  |  | 10 | 15.2 | 8.5 | FALSE | FALSE |  | 45000 | 32000 | 2.4 | 36000 | 2.29
216684130 | 03/13/2025 | Live | Midea Electric Trading | COMFORT-AIRE | Singlezone Ducted, Centrally Ducted | 216684130 |  | HRCU-A-C | A-VXP48TA-1 |  | MXP48/60C1A |  |  |  | 10 | 15.2 | 8.5 | FALSE | TRUE |  | 45000 | 32000 | 2.4 | 36000 | 2.29
216684133 | 03/13/2025 | Live | Midea Electric Trading | STELPRO | Singlezone Ducted, Centrally Ducted | 216684133 |  | HRCU-A-C | CCB1-H48A-O |  | SMCB1-H60A2128-I |  |  |  | 10 | 15.2 | 8.5 | FALSE | FALSE |  | 45000 | 32000 | 2.4 | 36000 | 2.29
216620038 | 03/13/2025 | Live | Daikin North America, LLC | DAIKIN | Singlezone Non-Ducted, Wall Placement | 216620038 |  | HRCU-A-CB-O | RXF09BVJU* | Mini-Splits | FTXF09BVJU* |  |  |  | 12.5 | 21 | 10.2 | TRUE | TRUE |  | 9000 | 8000 | 3.01 | 12200 | 2.1
214025275 | 03/13/2025 | Live | Daikin Comfort Technologies | DAIKIN | Singlezone Ducted, Centrally Ducted | 214025275 |  | HRCU-A-CB | RZQ48TBVJU* | Mini-Splits | FTQ48TBVJU*A* |  |  |  | 9.1 | 15.3 | 8.8 | FALSE | FALSE |  | 47000 | 36800 | 2.7 | 47500 | 2.16
214025274 | 03/13/2025 | Live | Daikin Comfort Technologies | DAIKIN | Singlezone Ducted, Centrally Ducted | 214025274 |  | HRCU-A-CB | RZQ42TBVJU* | Mini-Splits | FTQ42TBVJU*A* |  |  |  | 10.6 | 16 | 9.2 | FALSE | FALSE |  | 40500 | 33000 | 2.8 | 46000 | 2.16
214025276 | 03/13/2025 | Live | Daikin Comfort Technologies | DAIKIN | Singlezone Ducted, Centrally Ducted | 214025276 |  | HRCU-A-CB | RZQ36TBVJU* | Mini-Splits | FTQ36TBVJU*A* |  |  |  | 11.2 | 16.4 | 8.8 | FALSE | FALSE |  | 35000 | 28400 | 2.79 | 44000 | 2.1
214025273 | 03/13/2025 | Live | Daikin Comfort Technologies | DAIKIN | Singlezone Ducted, Centrally Ducted | 214025273 |  | HRCU-A-CB | RZQ30TBVJU* | Mini-Splits | FTQ30TBVJU*A* |  |  |  | 11.9 | 15.6 | 9.1 | FALSE | FALSE |  | 29400 | 24000 | 2.85 | 42000 | 2
214725905 | 03/13/2025 | Live | Daikin Comfort Technologies | DAIKIN | Singlezone Ducted, Centrally Ducted | 214725905 |  | HRCU-A-CB | RZQ24TBVJU* | Mini-Splits | FTQ24TBVJU*A* |  |  |  | 10 | 16.2 | 8.7 | FALSE | TRUE |  | 23400 | 19400 | 2.55 | 25500 | 2.26
214725904 | 03/13/2025 | Live | Daikin Comfort Technologies | DAIKIN | Singlezone Ducted, Centrally Ducted | 214725904 |  | HRCU-A-CB | RZQ18TBVJU* | Mini-Splits | FTQ18TBVJU*A* |  |  |  | 11.7 | 15.6 | 8.1 | FALSE | TRUE |  | 17200 | 13600 | 2.3 | 24000 | 1.95
216030979 | 03/13/2025 | Live | Midea Electric Trading | MOOVAIR | Singlezone Ducted, Centrally Ducted | 216030979 |  | HRCU-A-CB | MSHMA48R2AN1 |  | MAHHA48R4AS1 |  |  |  | 12 | 17.5 | 9.5 | TRUE | TRUE |  | 48000 | 34000 | 2.56 | 48000 | 2.13
216030980 | 03/13/2025 | Live | Midea Electric Trading | MOOVAIR | Singlezone Ducted, Centrally Ducted | 216030980 |  | HRCU-A-CB | MSHMA60R2AN1 |  | MAHHA60R4AS1 |  |  |  | 12 | 17.5 | 9.5 | TRUE | TRUE |  | 54000 | 35000 | 2.5 | 54000 | 2.29
216030975 | 03/13/2025 | Live | Midea Electric Trading | MOOVAIR | Singlezone Ducted, Centrally Ducted | 216030975 |  | HRCU-A-CB | MSHMA18R2AN1 |  | MAHHA18R4AS1 |  |  |  | 12.5 | 19 | 10.1 | TRUE | TRUE |  | 18000 | 14700 | 2.66 | 19000 | 2.37
216030977 | 03/13/2025 | Live | Midea Electric Trading | MOOVAIR | Singlezone Ducted, Centrally Ducted | 216030977 |  | HRCU-A-CB | MSHMA30R2AN1 |  | MAHHA30R4AS1 |  |  |  | 12 | 17.2 | 10.8 | TRUE | TRUE |  | 30000 | 24000 | 2.69 | 24600 | 1.94
216030961 | 04/23/2025 | Live | Midea Electric Trading | MOOVAIR | Singlezone Ducted, Centrally Ducted | 216030961 |  | HRCU-A-CB | MSHEA36R2AN1 |  | MAHMA36R4AS1 |  |  |  | 10 | 16.1 | 8.7 | FALSE | TRUE |  | 36000 | 25600 | 2.6 | 26200 | 2.19
216030978 | 04/23/2025 | Live | Midea Electric Trading | MOOVAIR | Singlezone Ducted, Centrally Ducted | 216030978 |  | HRCU-A-CB | MSHMB36R2AN1 |  | MAHHA36R4AS1 |  |  |  | 12 | 18 | 10 | TRUE | TRUE |  | 36000 | 31000 | 2.5 | 41500 | 2.21
216030976 | 04/23/2025 | Live | Midea Electric Trading | MOOVAIR | Singlezone Ducted, Centrally Ducted | 216030976 |  | HRCU-A-CB | MSHMA24R2AN1 |  | MAHHA24R4AS1 |  |  |  | 12 | 18.6 | 10 | TRUE | TRUE |  | 24000 | 19000 | 2.64 | 20200 | 2.24
216617699 | 04/23/2025 | Live | Midea Electric Trading | STELPRO | Multizone Mix of Ducted and Non-Ducted | 216617699 |  | HMSV-A-CB | SMZ5B1V-H55A-O | Mixed Ducted and Non-Ducted Indoor Units |  |  |  |  | 11.85 | 21.1 | 10.6 | TRUE | TRUE |  | 52000 | 44500 | 2.65 | 49500 | 2.39
216617698 | 11/21/2025 | Live | Midea Electric Trading | STELPRO | Multizone All Ducted | 216617698 |  | HMSV-A-CB | SMZ5B1V-H55A-O | Ducted Indoor Units |  |  |  |  | 11.7 | 20 | 10.7 | TRUE | TRUE |  | 53000 | 45000 | 2.7 | 52000 | 2.3
216617697 | 11/21/2025 | Live | Midea Electric Trading | STELPRO | Multizone All Non-Ducted | 216617697 |  | HMSR-A-CB-O | SMZ5B1V-H55A-O | Non-Ducted Indoor Units |  |  |  |  | 12 | 22.2 | 10.5 | TRUE | TRUE |  | 51000 | 44000 | 2.6 | 47000 | 2.5
216617696 | 11/21/2025 | Live | Midea Electric Trading | STELPRO | Multizone Mix of Ducted and Non-Ducted | 216617696 |  | HMSV-A-CB | SMZ5B1V-H48A-O | Mixed Ducted and Non-Ducted Indoor Units |  |  |  |  | 11.85 | 21.7 | 11 | TRUE | TRUE |  | 47000 | 44000 | 2.6 | 45500 | 2.1
216617695 | 11/21/2025 | Live | Midea Electric Trading | STELPRO | Multizone All Ducted | 216617695 |  | HMSV-A-CB | SMZ5B1V-H48A-O | Ducted Indoor Units |  |  |  |  | 11.7 | 20.4 | 11 | TRUE | TRUE |  | 47000 | 44500 | 2.6 | 46000 | 2.2
216617694 | 07/07/2025 | Live | Midea Electric Trading | STELPRO | Multizone All Non-Ducted | 216617694 |  | HMSR-A-CB-O | SMZ5B1V-H48A-O | Non-Ducted Indoor Units |  |  |  |  | 12 | 23 | 11 | TRUE | TRUE |  | 47000 | 44000 | 2.6 | 45000 | 2
216617692 | 07/07/2025 | Live | Midea Electric Trading | STELPRO | Multizone All Ducted | 216617692 |  | HMSV-A-CB | SMZ4B1V-H36A-O | Ducted Indoor Units |  |  |  |  | 12 | 19.4 | 10.4 | TRUE | TRUE |  | 36000 | 33000 | 2.4 | 34000 | 2.2
216617690 | 07/07/2025 | Live | Midea Electric Trading | STELPRO | Multizone Mix of Ducted and Non-Ducted | 216617690 |  | HMSV-A-CB | SMZ3B1V-H27A-O | Mixed Ducted and Non-Ducted Indoor Units |  |  |  |  | 12.25 | 21 | 10 | TRUE | TRUE |  | 27400 | 24000 | 2.5 | 27500 | 2.15
216617689 | 07/07/2025 | Live | Midea Electric Trading | STELPRO | Multizone All Ducted | 216617689 |  | HMSV-A-CB | SMZ3B1V-H27A-O | Ducted Indoor Units |  |  |  |  | 12 | 19 | 9.5 | TRUE | TRUE |  | 28000 | 23000 | 2.4 | 27000 | 2.1
216617688 | 07/07/2025 | Live | Midea Electric Trading | STELPRO | Multizone All Non-Ducted | 216617688 |  | HMSR-A-CB-O | SMZ3B1V-H27A-O | Non-Ducted Indoor Units |  |  |  |  | 12.5 | 23 | 10.5 | TRUE | TRUE |  | 27000 | 25000 | 2.6 | 28000 | 2.2
216617687 | 07/07/2025 | Live | Midea Electric Trading | STELPRO | Multizone Mix of Ducted and Non-Ducted | 216617687 |  | HMSV-A-CB | SMZ2B1V-H18A-O | Mixed Ducted and Non-Ducted Indoor Units |  |  |  |  | 14 | 22.5 | 10.2 | TRUE | TRUE |  | 19000 | 17300 | 2.65 | 20500 | 2.36
216617686 | 11/21/2025 | Live | Midea Electric Trading | STELPRO | Multizone All Ducted | 216617686 |  | HMSV-A-CB | SMZ2B1V-H18A-O | Ducted Indoor Units |  |  |  |  | 13 | 20 | 10 | TRUE | TRUE |  | 19000 | 17000 | 2.59 | 22000 | 2.5
216617685 | 11/21/2025 | Live | Midea Electric Trading | STELPRO | Multizone All Non-Ducted | 216617685 |  | HMSR-A-CB-O | SMZ2B1V-H18A-O | Non-Ducted Indoor Units |  |  |  |  | 15 | 25 | 10.4 | TRUE | TRUE |  | 19000 | 17600 | 2.7 | 19000 | 2.2
216617684 | 11/21/2025 | Live | Midea Electric Trading | STELPRO | Multizone Mix of Ducted and Non-Ducted | 216617684 |  | HMSV-A-CB | SMZ5B1-H55A-O | Mixed Ducted and Non-Ducted Indoor Units |  |  |  |  | 11.85 | 21.1 | 10.6 | TRUE | TRUE |  | 52000 | 44500 | 2.65 | 49500 | 2.39
216617683 | 11/21/2025 | Live | Midea Electric Trading | STELPRO | Multizone All Ducted | 216617683 |  | HMSV-A-CB | SMZ5B1-H55A-O | Ducted Indoor Units |  |  |  |  | 11.7 | 20 | 10.7 | TRUE | TRUE |  | 53000 | 45000 | 2.7 | 52000 | 2.3
216617682 | 11/21/2025 | Live | Midea Electric Trading | STELPRO | Multizone All Non-Ducted | 216617682 |  | HMSR-A-CB-O | SMZ5B1-H55A-O | Non-Ducted Indoor Units |  |  |  |  | 12 | 22.2 | 10.5 | TRUE | TRUE |  | 51000 | 44000 | 2.6 | 47000 | 2.5
216617681 | 07/07/2025 | Live | Midea Electric Trading | STELPRO | Multizone Mix of Ducted and Non-Ducted | 216617681 |  | HMSV-A-CB | SMZ5B1-H48A-O | Mixed Ducted and Non-Ducted Indoor Units |  |  |  |  | 11.85 | 21.7 | 11 | TRUE | TRUE |  | 47000 | 44000 | 2.6 | 45500 | 2.1
216617680 | 07/07/2025 | Live | Midea Electric Trading | STELPRO | Multizone All Ducted | 216617680 |  | HMSV-A-CB | SMZ5B1-H48A-O | Ducted Indoor Units |  |  |  |  | 11.7 | 20.4 | 11 | TRUE | TRUE |  | 47000 | 44500 | 2.6 | 46000 | 2.2
216617679 | 07/07/2025 | Live | Midea Electric Trading | STELPRO | Multizone All Non-Ducted | 216617679 |  | HMSR-A-CB-O | SMZ5B1-H48A-O | Non-Ducted Indoor Units |  |  |  |  | 12 | 23 | 11 | TRUE | TRUE |  | 47000 | 44000 | 2.6 | 45000 | 2
216617678 | 07/07/2025 | Live | Midea Electric Trading | STELPRO | Multizone Mix of Ducted and Non-Ducted | 216617678 |  | HMSV-A-CB | SMZ4B1-H36A-O | Mixed Ducted and Non-Ducted Indoor Units |  |  |  |  | 12.5 | 21.2 | 10.55 | TRUE | TRUE |  | 36000 | 31400 | 2.4 | 38000 | 2.41
216617677 | 07/07/2025 | Live | Midea Electric Trading | STELPRO | Multizone All Ducted | 216617677 |  | HMSV-A-CB | SMZ4B1-H36A-O | Ducted Indoor Units |  |  |  |  | 12 | 19.4 | 10.4 | TRUE | TRUE |  | 36000 | 33000 | 2.4 | 34000 | 2.2
216617676 | 11/21/2025 | Live | Midea Electric Trading | STELPRO | Multizone All Non-Ducted | 216617676 |  | HMSR-A-CB-O | SMZ4B1-H36A-O | Non-Ducted Indoor Units |  |  |  |  | 13 | 23 | 10.7 | TRUE | TRUE |  | 36000 | 30000 | 2.4 | 42000 | 2.6
216617675 | 11/21/2025 | Live | Midea Electric Trading | STELPRO | Multizone Mix of Ducted and Non-Ducted | 216617675 |  | HMSV-A-CB | SMZ3B1-H27A-O | Mixed Ducted and Non-Ducted Indoor Units |  |  |  |  | 12.25 | 21 | 10 | TRUE | TRUE |  | 27400 | 24000 | 2.5 | 27500 | 2.15
216617674 | 11/21/2025 | Live | Midea Electric Trading | STELPRO | Multizone All Ducted | 216617674 |  | HMSV-A-CB | SMZ3B1-H27A-O | Ducted Indoor Units |  |  |  |  | 12 | 19 | 9.5 | TRUE | TRUE |  | 28000 | 23000 | 2.4 | 27000 | 2.1
216617673 | 11/21/2025 | Live | Midea Electric Trading | STELPRO | Multizone All Non-Ducted | 216617673 |  | HMSR-A-CB-O | SMZ3B1-H27A-O | Non-Ducted Indoor Units |  |  |  |  | 12.5 | 23 | 10.5 | TRUE | TRUE |  | 27000 | 25000 | 2.6 | 28000 | 2.2
216617672 | 11/21/2025 | Live | Midea Electric Trading | STELPRO | Multizone Mix of Ducted and Non-Ducted | 216617672 |  | HMSV-A-CB | SMZ2B1-H18A-O | Mixed Ducted and Non-Ducted Indoor Units |  |  |  |  | 14 | 22.5 | 10.2 | TRUE | TRUE |  | 19000 | 17300 | 2.65 | 20500 | 2.36
216617671 | 11/21/2025 | Live | Midea Electric Trading | STELPRO | Multizone All Ducted | 216617671 |  | HMSV-A-CB | SMZ2B1-H18A-O | Ducted Indoor Units |  |  |  |  | 13 | 20 | 10 | TRUE | TRUE |  | 19000 | 17000 | 2.59 | 22000 | 2.5
216617670 | 11/21/2025 | Live | Midea Electric Trading | STELPRO | Multizone All Non-Ducted | 216617670 |  | HMSR-A-CB-O | SMZ2B1-H18A-O | Non-Ducted Indoor Units |  |  |  |  | 15 | 25 | 10.4 | TRUE | TRUE |  | 19000 | 17600 | 2.7 | 19000 | 2.2
216607256 | 11/21/2025 | Live | Midea Electric Trading | MIDEA | Singlezone Non-Ducted, Wall Placement | 216607256 |  | HRCU-A-CB-O | MO1BS-H36B-2A | Mini-Splits | MSEEU-H36B-2A |  |  |  | 8.6 | 19 | 8.5 | FALSE | FALSE |  | 36000 | 24200 | 2.28 | 25600 | 2.27
216607255 | 11/21/2025 | Live | Midea Electric Trading | MIDEA | Singlezone Non-Ducted, Wall Placement | 216607255 |  | HRCU-A-CB-O | MO1BS-H30B-2A | Mini-Splits | MSEEU-H30B-2A |  |  |  | 12 | 20.5 | 9.5 | TRUE | FALSE |  | 30000 | 20400 | 2.52 | 21000 | 2.08
216607264 | 11/21/2025 | Live | Midea Electric Trading | MIDEA | Singlezone Ducted, Centrally Ducted | 216607264 |  | HRCU-A-CB | MO1SE-H36B-2A |  | MAWHE-H36B-2A |  |  |  | 11.2 | 16.8 | 9.6 | TRUE | TRUE |  | 36000 | 30200 | 1.86 | 40000 | 2.17
216607263 | 11/21/2025 | Live | Midea Electric Trading | MIDEA | Singlezone Ducted, Centrally Ducted | 216607263 |  | HRCU-A-CB | MO1HE-H30B-2A |  | MAWHE-H30B-2A |  |  |  | 11.7 | 17.5 | 10.2 | TRUE | TRUE |  | 30000 | 23200 | 2.6 | 31900 | 2.25
216607262 | 11/21/2025 | Live | Midea Electric Trading | MIDEA | Singlezone Ducted, Centrally Ducted | 216607262 |  | HRCU-A-CB | MO1HE-H24B-2A |  | MAWHE-H24B-2A |  |  |  | 10.8 | 17.5 | 10.5 | FALSE | TRUE |  | 24000 | 20800 | 2.8 | 21800 | 2.34
216607261 | 11/21/2025 | Live | Midea Electric Trading | MIDEA | Singlezone Ducted, Centrally Ducted | 216607261 |  | HRCU-A-CB | MO1HE-H18B-2A |  | MAWHE-H18B-2A |  |  |  | 12.1 | 19.3 | 10.8 | TRUE | TRUE |  | 18000 | 15300 | 2.72 | 19600 | 2.4
216571358 | 11/21/2025 | Live | Midea Electric Trading | DIRECT AIR | Singlezone Ducted, Centrally Ducted | 216571358 |  | HRCU-A-CB | DIRM4-36CS19-OU |  | DIRM4-36MAGICPRO20-AH |  |  |  | 10 | 16.1 | 8.7 | FALSE | TRUE |  | 36000 | 25600 | 2.6 | 26200 | 2.19
216571366 | 11/21/2025 | Live | Midea Electric Trading | DIRECT AIR | Singlezone Ducted, Centrally Ducted | 216571366 |  | HRCU-A-CB | DIRM4-60MAGICPRO20-OU |  | DIRM4-60MAGICPRO20-AH |  |  |  | 10 | 16 | 9 | FALSE | TRUE |  | 54000 | 45000 | 2.4 | 50400 | 2.3
216571365 | 11/21/2025 | Live | Midea Electric Trading | DIRECT AIR | Singlezone Ducted, Centrally Ducted | 216571365 |  | HRCU-A-CB | DIRM4-48MAGICPRO20-OU |  | DIRM4-48MAGICPRO20-AH |  |  |  | 10.5 | 16.5 | 9.5 | FALSE | TRUE |  | 48000 | 37000 | 2.7 | 38300 | 2.02
216571363 | 11/21/2025 | Live | Midea Electric Trading | DIRECT AIR | Singlezone Ducted, Centrally Ducted | 216571363 |  | HRCU-A-CB | DIRM4-30MAGICPRO20-OU |  | DIRM4-30MAGICPRO20-AH |  |  |  | 11.7 | 16.8 | 10 | TRUE | TRUE |  | 30000 | 23800 | 2.76 | 37800 | 2.39
216571367 | 11/17/2025 | Live | Midea Electric Trading | DIRECT AIR | Singlezone Non-Ducted, Wall Placement | 216571367 |  | HRCU-A-CB-O | DIRM4-09DA25-1Z | Mini-Splits | DIRM4-09HP-WM |  |  |  | 14.9 | 25.8 | 12.5 | TRUE | TRUE |  | 9000 | 8100 | 2.83 | 9400 | 2.37
216571370 | 11/17/2025 | Live | Midea Electric Trading | DIRECT AIR | Singlezone Non-Ducted, Wall Placement | 216571370 |  | HRCU-A-CB-O | DIRM4-24DA25-1Z | Mini-Splits | DIRM4-24HP-WM |  |  |  | 14 | 23 | 11.7 | TRUE | TRUE |  | 24000 | 18800 | 2.65 | 19300 | 2.33
216571369 | 11/17/2025 | Live | Midea Electric Trading | DIRECT AIR | Singlezone Non-Ducted, Wall Placement | 216571369 |  | HRCU-A-CB-O | DIRM4-18DA25-1Z | Mini-Splits | DIRM4-18HP-WM |  |  |  | 12.7 | 23.5 | 10.8 | TRUE | TRUE |  | 18000 | 13600 | 2.73 | 14900 | 2.43
216571368 | 06/04/2025 | Live | Midea Electric Trading | DIRECT AIR | Singlezone Non-Ducted, Wall Placement | 216571368 |  | HRCU-A-CB-O | DIRM4-12DA25-1Z | Mini-Splits | DIRM4-12HP-WM |  |  |  | 13 | 25.5 | 10.6 | TRUE | TRUE |  | 12000 | 9300 | 2.84 | 9600 | 2.38
216571371 | 11/10/2025 | Live | Midea Electric Trading | DIRECT AIR | Singlezone Non-Ducted, Wall Placement | 216571371 |  | HRCU-A-CB-O | DIRM4-06HXPRO28-1Z | Mini-Splits | DIRM4-06HP-WM |  |  |  | 18 | 25.5 | 14.8 | TRUE | TRUE |  | 6000 | 7900 | 2.79 | 8600 | 2.38
216571375 | 11/10/2025 | Live | Midea Electric Trading | DIRECT AIR | Singlezone Non-Ducted, Wall Placement | 216571375 |  | HRCU-A-CB-O | DIRM4-24HXPRO28-1Z | Mini-Splits | DIRM4-24HP-WM |  |  |  | 13 | 21 | 13.5 | TRUE | TRUE |  | 24000 | 21000 | 2.88 | 23200 | 2.35
216571377 | 11/10/2025 | Live | Midea Electric Trading | DIRECT AIR | Singlezone Non-Ducted, Wall Placement | 216571377 |  | HRCU-A-CB-O | DIRM4-36DA25-1Z | Mini-Splits | DIRM4-36HP-WM |  |  |  | 8.6 | 19 | 8.5 | FALSE | FALSE |  | 36000 | 24200 | 2.28 | 25600 | 2.27
216571376 | 11/10/2025 | Live | Midea Electric Trading | DIRECT AIR | Singlezone Non-Ducted, Wall Placement | 216571376 |  | HRCU-A-CB-O | DIRM4-30DA25-1Z | Mini-Splits | DIRM4-30HP-WM |  |  |  | 12 | 20.5 | 9.5 | TRUE | FALSE |  | 30000 | 20400 | 2.52 | 21000 | 2.08
216571378 | 11/10/2025 | Live | Midea Electric Trading | DIRECT AIR | Singlezone Non-Ducted, Floor Placement | 216571378 |  | HRCU-A-CB-O | DIRM4-18DA25-1Z | Mini-Splits | DIRM4-18HP-CF |  |  |  | 12.5 | 22.3 | 10.4 | TRUE | TRUE |  | 18000 | 13700 | 2.51 | 15100 | 2.38
216571381 | 11/10/2025 | Live | Midea Electric Trading | DIRECT AIR | Singlezone Non-Ducted, Floor Placement | 216571381 |  | HRCU-A-CB-O | DIRM4-48LCDA25-1Z | Mini-Splits | DIRM4-48HP-CF |  |  |  | 9.5 | 19.8 | 10.2 | FALSE | TRUE |  | 48000 | 39500 | 2.4 | 45100 | 2.13
216571380 | 11/10/2025 | Live | Midea Electric Trading | DIRECT AIR | Singlezone Non-Ducted, Floor Placement | 216571380 |  | HRCU-A-CB-O | DIRM4-36LCDA25-1Z | Mini-Splits | DIRM4-36HP-CF |  |  |  | 10.1 | 20 | 10 | FALSE | FALSE |  | 36000 | 26400 | 2.68 | 30900 | 2.36
216571379 | 11/10/2025 | Live | Midea Electric Trading | DIRECT AIR | Singlezone Non-Ducted, Floor Placement | 216571379 |  | HRCU-A-CB-O | DIRM4-24DA25-1Z | Mini-Splits | DIRM4-24HP-CF |  |  |  | 12.2 | 21.1 | 11.1 | TRUE | TRUE |  | 24000 | 20000 | 2.56 | 20000 | 2.31
216571384 | 11/10/2025 | Live | Midea Electric Trading | DIRECT AIR | Singlezone Non-Ducted, Floor Placement | 216571384 |  | HRCU-A-CB-O | DIRM4-24HXPRO28-1Z | Mini-Splits | DIRM4-24HP-CF |  |  |  | 12 | 20.4 | 12.1 | TRUE | TRUE |  | 22000 | 20200 | 2.74 | 23300 | 2.38
216571383 | 11/10/2025 | Live | Midea Electric Trading | DIRECT AIR | Singlezone Non-Ducted, Floor Placement | 216571383 |  | HRCU-A-CB-O | DIRM4-18HXPRO28-1Z | Mini-Splits | DIRM4-18HP-CF |  |  |  | 12.5 | 20.4 | 10.3 | TRUE | TRUE |  | 17000 | 14400 | 2.54 | 20200 | 2.24
216571382 | 11/10/2025 | Live | Midea Electric Trading | DIRECT AIR | Singlezone Non-Ducted, Floor Placement | 216571382 |  | HRCU-A-CB-O | DIRM4-60LCDA25-1Z | Mini-Splits | DIRM4-60HP-CF |  |  |  | 9.5 | 19.5 | 9.5 | FALSE | FALSE |  | 54000 | 37200 | 2.53 | 45300 | 2.22
216571386 | 11/10/2025 | Live | Midea Electric Trading | DIRECT AIR | Singlezone Non-Ducted, Floor Placement | 216571386 |  | HRCU-A-CB-O | DIRM4-48LCHX-1Z | Mini-Splits | DIRM4-48HP-CF |  |  |  | 9.4 | 18.5 | 10.1 | FALSE | TRUE |  | 48000 | 38500 | 2.38 | 44500 | 2.23
216571385 | 11/10/2025 | Live | Midea Electric Trading | DIRECT AIR | Singlezone Non-Ducted, Floor Placement | 216571385 |  | HRCU-A-CB-O | DIRM4-36LCHX-1Z | Mini-Splits | DIRM4-36HP-CF |  |  |  | 12 | 20 | 10.8 | TRUE | TRUE |  | 36400 | 30200 | 2.58 | 42400 | 2.16
216571387 | 11/10/2025 | Live | Midea Electric Trading | DIRECT AIR | Singlezone Non-Ducted, Wall Placement | 216571387 |  | HRCU-A-CB-O | DIRM4-12DA25-1Z | Mini-Splits | DIRM4-12HP-CO |  |  |  | 12.7 | 24.6 | 11 | TRUE | TRUE |  | 12000 | 9000 | 2.87 | 9600 | 2.49
216598381 | 11/10/2025 | Live | Midea Electric Trading | NG TRADE | Singlezone Non-Ducted, Wall Placement | 216598381 |  | HRCU-A-CB-O | OBMH120B | Mini-Splits | IBMH120B |  |  |  | 10 | 21.3 | 8.7 | FALSE | FALSE |  | 12000 | 7800 | 2.31 | 8100 | 1.99
216598380 | 11/10/2025 | Live | Midea Electric Trading | NG TRADE | Singlezone Non-Ducted, Wall Placement | 216598380 |  | HRCU-A-CB-O | OBMH090B | Mini-Splits | IBMH090B |  |  |  | 12.5 | 21.5 | 9 | TRUE | TRUE |  | 9000 | 6600 | 2.33 | 7600 | 1.9
216598382 | 11/10/2025 | Live | Midea Electric Trading | NG TRADE | Singlezone Non-Ducted, Wall Placement | 216598382 |  | HRCU-A-CB-O | OBMH091B | Mini-Splits | IBMH091B |  |  |  | 12.6 | 21.6 | 9.4 | TRUE | TRUE |  | 9000 | 6600 | 2.45 | 7500 | 2
216598384 | 11/10/2025 | Live | Midea Electric Trading | NG TRADE | Singlezone Non-Ducted, Wall Placement | 216598384 |  | HRCU-A-CB-O | OBMH181B | Mini-Splits | IBMH181B |  |  |  | 11.5 | 20.2 | 9.1 | TRUE | FALSE |  | 18000 | 11700 | 2.62 | 13300 | 2.41
216598383 | 11/10/2025 | Live | Midea Electric Trading | NG TRADE | Singlezone Non-Ducted, Wall Placement | 216598383 |  | HRCU-A-CB-O | OBMH121B | Mini-Splits | IBMH121B |  |  |  | 10.8 | 21.3 | 9.2 | FALSE | FALSE |  | 12000 | 8300 | 2.32 | 9300 | 2.11
216598385 | 11/10/2025 | Live | Midea Electric Trading | NG TRADE | Singlezone Non-Ducted, Wall Placement | 216598385 |  | HRCU-A-CB-O | OBMH241B | Mini-Splits | IBMH241B |  |  |  | 9.6 | 18.5 | 9 | FALSE | TRUE |  | 24000 | 17200 | 2.46 | 20200 | 2.26
216598386 | 11/10/2025 | Live | Midea Electric Trading | NG TRADE | Singlezone Non-Ducted, Wall Placement | 216598386 |  | HRCU-A-CB-O | OBMH301B | Mini-Splits | IBMH301B |  |  |  | 12 | 22.3 | 9 | TRUE | FALSE |  | 30000 | 20000 | 2.4 | 21500 | 2.2
216598388 | 11/10/2025 | Live | Midea Electric Trading | NG TRADE | Multizone All Non-Ducted | 216598388 |  | HMSR-A-CB-O | MOBMH180D | Non-Ducted Indoor Units |  |  |  |  | 12.5 | 23 | 10 | TRUE | TRUE |  | 18000 | 13500 | 2.6 | 14000 | 2.21
216598391 | 11/10/2025 | Live | Midea Electric Trading | NG TRADE | Multizone All Non-Ducted | 216598391 |  | HMSR-A-CB-O | MOBMH270D | Non-Ducted Indoor Units |  |  |  |  | 12.2 | 23 | 9.5 | TRUE | TRUE |  | 26000 | 18000 | 2.5 | 18000 | 1.9
216598392 | 11/10/2025 | Live | Midea Electric Trading | NG TRADE | Multizone All Ducted | 216598392 |  | HMSV-A-CB | MOBMH270D | Ducted Indoor Units |  |  |  |  | 12 | 21 | 9 | TRUE | TRUE |  | 26600 | 18400 | 2.5 | 18600 | 2.3
216598393 | 08/06/2025 | Live | Midea Electric Trading | NG TRADE | Multizone Mix of Ducted and Non-Ducted | 216598393 |  | HMSV-A-CB | MOBMH270D | Mixed Ducted and Non-Ducted Indoor Units |  |  |  |  | 12.1 | 22 | 9.25 | TRUE | TRUE |  | 26200 | 18200 | 2.5 | 18300 | 2.09
216598394 | 05/05/2025 | Live | Midea Electric Trading | NG TRADE | Multizone All Non-Ducted | 216598394 |  | HMSR-A-CB-O | MOBMH360D | Non-Ducted Indoor Units |  |  |  |  | 12 | 23.1 | 10 | TRUE | TRUE |  | 35000 | 27000 | 2.4 | 30000 | 2.18
216598397 | 05/05/2025 | Live | Midea Electric Trading | NG TRADE | Multizone All Non-Ducted | 216598397 |  | HMSR-A-CB-O | MOBMH480D | Non-Ducted Indoor Units |  |  |  |  | 11.7 | 21.3 | 10 | TRUE | TRUE |  | 45000 | 34000 | 2.4 | 34000 | 1.9
216598398 | 05/05/2025 | Live | Midea Electric Trading | NG TRADE | Multizone All Ducted | 216598398 |  | HMSV-A-CB | MOBMH480D | Ducted Indoor Units |  |  |  |  | 12 | 20.4 | 10.6 | TRUE | TRUE |  | 45000 | 37000 | 2.5 | 41000 | 2.4
216598399 | 05/05/2025 | Live | Midea Electric Trading | NG TRADE | Multizone Mix of Ducted and Non-Ducted | 216598399 |  | HMSV-A-CB | MOBMH480D | Mixed Ducted and Non-Ducted Indoor Units |  |  |  |  | 11.85 | 20.85 | 10.3 | TRUE | TRUE |  | 45000 | 35400 | 2.45 | 37500 | 2.15
216598400 | 05/05/2025 | Live | Midea Electric Trading | NG TRADE | Multizone All Non-Ducted | 216598400 |  | HMSR-A-CB-O | MOBMH600D | Non-Ducted Indoor Units |  |  |  |  | 10 | 19.2 | 9.6 | FALSE | FALSE |  | 60000 | 39000 | 2.7 | 40000 | 2.3
216598401 | 05/05/2025 | Live | Midea Electric Trading | NG TRADE | Multizone All Ducted | 216598401 |  | HMSV-A-CB | MOBMH600D | Ducted Indoor Units |  |  |  |  | 10 | 18 | 9.2 | FALSE | FALSE |  | 60000 | 39000 | 2.6 | 41000 | 2.3
216598402 | 05/05/2025 | Live | Midea Electric Trading | NG TRADE | Multizone Mix of Ducted and Non-Ducted | 216598402 |  | HMSV-A-CB | MOBMH600D | Mixed Ducted and Non-Ducted Indoor Units |  |  |  |  | 10 | 18.6 | 9.4 | FALSE | FALSE |  | 60000 | 39000 | 2.65 | 40500 | 2.3
216605989 | 05/05/2025 | Live | Midea Electric Trading | MOOVAIR | Singlezone Non-Ducted, Wall Placement | 216605989 |  | HRCU-A-CB-O | MSHHA12C2AN1 | Mini-Splits | MWHHA12C2AS1 |  |  |  | 14.2 | 29.4 | 14.5 | TRUE | TRUE |  | 12000 | 11000 | 2.41 | 14600 | 2.26
213248961 | 05/05/2025 | Live | Mitsubishi Electric Trane | TRANE / MITSUBISHI ELECTRIC | Multizone All Non-Ducted | 213248961 |  | HMSR-A-CB-O | NTXMSM60A182B** | Non-Ducted Indoor Units |  |  |  |  | 13.3 | 20 | 10.5 | TRUE | TRUE |  | 60000 | 41500 | 2.9 | 65000 | 2.3
213248960 | 05/05/2025 | Live | Mitsubishi Electric Trane | TRANE / MITSUBISHI ELECTRIC | Multizone All Non-Ducted | 213248960 |  | HMSR-A-CB-O | NTXMSM60A182A** | Non-Ducted Indoor Units |  |  |  |  | 13.3 | 20 | 10.5 | TRUE | TRUE |  | 60000 | 41500 | 2.9 | 65000 | 2.3
213248954 | 05/05/2025 | Live | Mitsubishi Electric Trane | TRANE / MITSUBISHI ELECTRIC | Multizone All Non-Ducted | 213248954 |  | HMSR-A-CB-O | NTXMSM48A182B** | Non-Ducted Indoor Units |  |  |  |  | 13.1 | 23 | 10.4 | TRUE | TRUE |  | 48000 | 31400 | 2.7 | 43000 | 2.5
213248944 | 05/05/2025 | Live | Mitsubishi Electric Trane | TRANE / MITSUBISHI ELECTRIC | Multizone All Non-Ducted | 213248944 |  | HMSR-A-CB-O | NTXMSM36A142B** | Non-Ducted Indoor Units |  |  |  |  | 15 | 23 | 11 | TRUE | TRUE |  | 36000 | 26400 | 2.79 | 36000 | 2.5
213248958 | 05/05/2025 | Live | Mitsubishi Electric Trane | TRANE / MITSUBISHI ELECTRIC | Multizone All Non-Ducted | 213248958 |  | HMSR-A-CB-O | NTXMSH48A182B** | Non-Ducted Indoor Units |  |  |  |  | 13.1 | 23 | 11.5 | TRUE | TRUE |  | 48000 | 39000 | 2.7 | 54000 | 2.4
213248956 | 05/05/2025 | Live | Mitsubishi Electric Trane | TRANE / MITSUBISHI ELECTRIC | Multizone All Non-Ducted | 213248956 |  | HMSR-A-CB-O | NTXMSH48A182A** | Non-Ducted Indoor Units |  |  |  |  | 13.1 | 23 | 11.5 | TRUE | TRUE |  | 48000 | 39000 | 2.7 | 54000 | 2.5
213248950 | 05/05/2025 | Live | Mitsubishi Electric Trane | TRANE / MITSUBISHI ELECTRIC | Multizone All Non-Ducted | 213248950 |  | HMSR-A-CB-O | NTXMSH42A152B** | Non-Ducted Indoor Units |  |  |  |  | 13.4 | 21.5 | 11.1 | TRUE | TRUE |  | 42000 | 32000 | 2.8 | 48000 | 2.14
213248949 | 05/05/2025 | Live | Mitsubishi Electric Trane | TRANE / MITSUBISHI ELECTRIC | Multizone All Non-Ducted | 213248949 |  | HMSR-A-CB-O | NTXMSH42A152A** | Non-Ducted Indoor Units |  |  |  |  | 13.4 | 21.5 | 11.1 | TRUE | TRUE |  | 42000 | 32000 | 2.8 | 48000 | 2.3
213248947 | 05/05/2025 | Live | Mitsubishi Electric Trane | TRANE / MITSUBISHI ELECTRIC | Multizone All Non-Ducted | 213248947 |  | HMSR-A-CB-O | NTXMSH36A142B** | Non-Ducted Indoor Units |  |  |  |  | 15 | 23 | 12 | TRUE | TRUE |  | 36000 | 32600 | 2.79 | 42000 | 2.2
213248946 | 05/05/2025 | Live | Mitsubishi Electric Trane | TRANE / MITSUBISHI ELECTRIC | Multizone All Non-Ducted | 213248946 |  | HMSR-A-CB-O | NTXMSH36A142A** | Non-Ducted Indoor Units |  |  |  |  | 15 | 23 | 12 | TRUE | TRUE |  | 36000 | 32600 | 2.8 | 42000 | 2.15
213248845 | 05/05/2025 | Live | Mitsubishi Electric Trane | MITSUBISHI ELECTRIC | Multizone All Non-Ducted | 213248845 |  | HMSR-A-CB-O | MXZ-SM60NAM2*** | Non-Ducted Indoor Units |  |  |  |  | 13.3 | 20 | 10.5 | TRUE | TRUE |  | 60000 | 41500 | 2.9 | 65000 | 2.3
213248844 | 05/05/2025 | Live | Mitsubishi Electric Trane | MITSUBISHI ELECTRIC | Multizone All Non-Ducted | 213248844 |  | HMSR-A-CB-O | MXZ-SM60NAM*** | Non-Ducted Indoor Units |  |  |  |  | 13.3 | 20 | 10.5 | TRUE | TRUE |  | 60000 | 41500 | 2.9 | 65000 | 2.3
213248842 | 05/05/2025 | Live | Mitsubishi Electric Trane | MITSUBISHI ELECTRIC | Multizone All Non-Ducted | 213248842 |  | HMSR-A-CB-O | MXZ-SM48NAMHZ2*** | Non-Ducted Indoor Units |  |  |  |  | 13.1 | 23 | 11.5 | TRUE | TRUE |  | 48000 | 39000 | 2.7 | 54000 | 2.4
213248840 | 05/05/2025 | Live | Mitsubishi Electric Trane | MITSUBISHI ELECTRIC | Multizone All Non-Ducted | 213248840 |  | HMSR-A-CB-O | MXZ-SM48NAMHZ*** | Non-Ducted Indoor Units |  |  |  |  | 13.1 | 23 | 11.5 | TRUE | TRUE |  | 48000 | 39000 | 2.7 | 54000 | 2.5
213248838 | 05/05/2025 | Live | Mitsubishi Electric Trane | MITSUBISHI ELECTRIC | Multizone All Non-Ducted | 213248838 |  | HMSR-A-CB-O | MXZ-SM48NAM2*** | Non-Ducted Indoor Units |  |  |  |  | 13.1 | 23 | 10.4 | TRUE | TRUE |  | 48000 | 31400 | 2.7 | 43000 | 2.5
213248834 | 05/05/2025 | Live | Mitsubishi Electric Trane | MITSUBISHI ELECTRIC | Multizone All Non-Ducted | 213248834 |  | HMSR-A-CB-O | MXZ-SM42NAMHZ2*** | Non-Ducted Indoor Units |  |  |  |  | 13.4 | 21.5 | 11.1 | TRUE | TRUE |  | 42000 | 32000 | 2.8 | 48000 | 2.14
213248833 | 05/05/2025 | Live | Mitsubishi Electric Trane | MITSUBISHI ELECTRIC | Multizone All Non-Ducted | 213248833 |  | HMSR-A-CB-O | MXZ-SM42NAMHZ*** | Non-Ducted Indoor Units |  |  |  |  | 13.4 | 21.5 | 11.1 | TRUE | TRUE |  | 42000 | 32000 | 2.8 | 48000 | 2.3
213248831 | 05/05/2025 | Live | Mitsubishi Electric Trane | MITSUBISHI ELECTRIC | Multizone All Non-Ducted | 213248831 |  | HMSR-A-CB-O | MXZ-SM36NAMHZ2*** | Non-Ducted Indoor Units |  |  |  |  | 15 | 23 | 12 | TRUE | TRUE |  | 36000 | 32600 | 2.79 | 42000 | 2.2
213248830 | 05/05/2025 | Live | Mitsubishi Electric Trane | MITSUBISHI ELECTRIC | Multizone All Non-Ducted | 213248830 |  | HMSR-A-CB-O | MXZ-SM36NAMHZ*** | Non-Ducted Indoor Units |  |  |  |  | 15 | 23 | 12 | TRUE | TRUE |  | 36000 | 32600 | 2.8 | 42000 | 2.15
213248828 | 05/05/2025 | Live | Mitsubishi Electric Trane | MITSUBISHI ELECTRIC | Multizone All Non-Ducted | 213248828 |  | HMSR-A-CB-O | MXZ-SM36NAM2*** | Non-Ducted Indoor Units |  |  |  |  | 15 | 23 | 11 | TRUE | TRUE |  | 36000 | 26400 | 2.79 | 36000 | 2.5
216010729 | 05/05/2025 | Live | Johnson Controls Inc. (York International Norman) | JOHNSON CONTROLS | Singlezone Ducted, Centrally Ducted | 216010729 |  | HRCU-A-CB | HH824E2S11 |  | CTM36B5ADS1+JMC12B2SN1 |  |  |  | 12 | 18 | 9.5 | FALSE | FALSE |  | 23000 | 18300 | 2.85 | 18300 | 2.85
216010733 | 05/05/2025 | Live | Johnson Controls Inc. (York International Norman) | CHAMPION HEATING AND COOLING | Singlezone Ducted, Centrally Ducted | 216010733 |  | HRCU-A-CB | HH824E2S11 |  | CTM36B5ADS1+JMC12B2SN1 |  |  |  | 12 | 18 | 9.5 | FALSE | FALSE |  | 23000 | 18300 | 2.85 | 18300 | 2.85
216010737 | 05/05/2025 | Live | Johnson Controls Inc. (York International Norman) | FRASER-JOHNSTON | Singlezone Ducted, Centrally Ducted | 216010737 |  | HRCU-A-CB | HH824E2S11 |  | CTM36B5ADS1+JMC12B2SN1 |  |  |  | 12 | 18 | 9.5 | FALSE | FALSE |  | 23000 | 18300 | 2.85 | 18300 | 2.85
216010741 | 05/05/2025 | Live | Johnson Controls Inc. (York International Norman) | LUXAIRE | Singlezone Ducted, Centrally Ducted | 216010741 |  | HRCU-A-CB | HH824E2S11 |  | CTM36B5ADS1+JMC12B2SN1 |  |  |  | 12 | 18 | 9.5 | FALSE | FALSE |  | 23000 | 18300 | 2.85 | 18300 | 2.85
216010745 | 05/05/2025 | Live | Johnson Controls Inc. (York International Norman) | COLEMAN | Singlezone Ducted, Centrally Ducted | 216010745 |  | HRCU-A-CB | HH824E2S11 |  | CTM36B5ADS1+JMC12B2SN1 |  |  |  | 12 | 18 | 9.5 | FALSE | FALSE |  | 23000 | 18300 | 2.85 | 18300 | 2.85
216010724 | 05/05/2025 | Live | Johnson Controls Inc. (York International Norman) | YORK | Singlezone Ducted, Centrally Ducted | 216010724 |  | HRCU-A-CB | HH824E2S11 |  | CTM36B5ADS1+JMC12B2SN1 |  |  |  | 12 | 18 | 9.5 | FALSE | FALSE |  | 23000 | 18300 | 2.85 | 18300 | 2.85
216010743 | 05/05/2025 | Live | Johnson Controls Inc. (York International Norman) | CHAMPION HEATING AND COOLING | Singlezone Ducted, Centrally Ducted | 216010743 |  | HRCU-A-CB | HH824E2S11 |  | CTM36B5ADS1+JME08B2SN1 |  |  |  | 12 | 19 | 9.5 | FALSE | FALSE |  | 23000 | 17600 | 2.76 | 17600 | 2.76
216010751 | 05/05/2025 | Live | Johnson Controls Inc. (York International Norman) | LUXAIRE | Singlezone Ducted, Centrally Ducted | 216010751 |  | HRCU-A-CB | HH824E2S11 |  | CTM36B5ADS1+JME08B2SN1 |  |  |  | 12 | 19 | 9.5 | FALSE | FALSE |  | 23000 | 17600 | 2.76 | 17600 | 2.76
216010739 | 05/05/2025 | Live | Johnson Controls Inc. (York International Norman) | JOHNSON CONTROLS | Singlezone Ducted, Centrally Ducted | 216010739 |  | HRCU-A-CB | HH824E2S11 |  | CTM36B5ADS1+JME08B2SN1 |  |  |  | 12 | 19 | 9.5 | FALSE | FALSE |  | 23000 | 17600 | 2.76 | 17600 | 2.76
216010747 | 05/05/2025 | Live | Johnson Controls Inc. (York International Norman) | FRASER-JOHNSTON | Singlezone Ducted, Centrally Ducted | 216010747 |  | HRCU-A-CB | HH824E2S11 |  | CTM36B5ADS1+JME08B2SN1 |  |  |  | 12 | 19 | 9.5 | FALSE | FALSE |  | 23000 | 17600 | 2.76 | 17600 | 2.76
216010730 | 05/05/2025 | Live | Johnson Controls Inc. (York International Norman) | COLEMAN | Singlezone Ducted, Centrally Ducted | 216010730 |  | HRCU-A-CB | HH824E2S11 |  | CTM36B5ADS1+JME08B2SN1 |  |  |  | 12 | 19 | 9.5 | FALSE | FALSE |  | 23000 | 17600 | 2.76 | 17600 | 2.76
216010726 | 05/05/2025 | Live | Johnson Controls Inc. (York International Norman) | YORK | Singlezone Ducted, Centrally Ducted | 216010726 |  | HRCU-A-CB | HH824E2S11 |  | CTM36B5ADS1+JME08B2SN1 |  |  |  | 12 | 19 | 9.5 | FALSE | FALSE |  | 23000 | 17600 | 2.76 | 17600 | 2.76
216010746 | 05/05/2025 | Live | Johnson Controls Inc. (York International Norman) | LUXAIRE | Singlezone Ducted, Centrally Ducted | 216010746 |  | HRCU-A-CB | HH824E2S11 |  | CTM36B5ADS1+JME12B2SN1 |  |  |  | 12 | 19 | 9.5 | FALSE | FALSE |  | 23000 | 18100 | 2.84 | 18100 | 2.84
216010750 | 05/05/2025 | Live | Johnson Controls Inc. (York International Norman) | COLEMAN | Singlezone Ducted, Centrally Ducted | 216010750 |  | HRCU-A-CB | HH824E2S11 |  | CTM36B5ADS1+JME12B2SN1 |  |  |  | 12 | 19 | 9.5 | FALSE | FALSE |  | 23000 | 18100 | 2.84 | 18100 | 2.84
216010734 | 05/05/2025 | Live | Johnson Controls Inc. (York International Norman) | JOHNSON CONTROLS | Singlezone Ducted, Centrally Ducted | 216010734 |  | HRCU-A-CB | HH824E2S11 |  | CTM36B5ADS1+JME12B2SN1 |  |  |  | 12 | 19 | 9.5 | FALSE | FALSE |  | 23000 | 18100 | 2.84 | 18100 | 2.84
216010742 | 05/05/2025 | Live | Johnson Controls Inc. (York International Norman) | FRASER-JOHNSTON | Singlezone Ducted, Centrally Ducted | 216010742 |  | HRCU-A-CB | HH824E2S11 |  | CTM36B5ADS1+JME12B2SN1 |  |  |  | 12 | 19 | 9.5 | FALSE | FALSE |  | 23000 | 18100 | 2.84 | 18100 | 2.84
216010738 | 05/05/2025 | Live | Johnson Controls Inc. (York International Norman) | CHAMPION HEATING AND COOLING | Singlezone Ducted, Centrally Ducted | 216010738 |  | HRCU-A-CB | HH824E2S11 |  | CTM36B5ADS1+JME12B2SN1 |  |  |  | 12 | 19 | 9.5 | FALSE | FALSE |  | 23000 | 18100 | 2.84 | 18100 | 2.84
216010725 | 05/05/2025 | Live | Johnson Controls Inc. (York International Norman) | YORK | Singlezone Ducted, Centrally Ducted | 216010725 |  | HRCU-A-CB | HH824E2S11 |  | CTM36B5ADS1+JME12B2SN1 |  |  |  | 12 | 19 | 9.5 | FALSE | FALSE |  | 23000 | 18100 | 2.84 | 18100 | 2.84
215912259 | 05/05/2025 | Live | Johnson Controls Inc. (York International Norman) | LUXAIRE | Singlezone Ducted, Centrally Ducted | 215912259 |  | HRCU-A-CB | HH860E2S11 |  | JSE48D5CG2SS1 |  |  |  | 12 | 19 | 9 | TRUE | TRUE |  | 45000 | 33600 | 2.56 | 33600 | 2.56
215912248 | 05/05/2025 | Live | Johnson Controls Inc. (York International Norman) | CHAMPION HEATING AND COOLING | Singlezone Ducted, Centrally Ducted | 215912248 |  | HRCU-A-CB | HH860E2S11 |  | JSE48D5CG2SS1 |  |  |  | 12 | 19 | 9 | TRUE | TRUE |  | 45000 | 33600 | 2.56 | 33600 | 2.56
215912229 | 05/05/2025 | Live | Johnson Controls Inc. (York International Norman) | COLEMAN | Singlezone Ducted, Centrally Ducted | 215912229 |  | HRCU-A-CB | HH860E2S11 |  | JSE48D5CG2SS1 |  |  |  | 12 | 19 | 9 | TRUE | TRUE |  | 45000 | 33600 | 2.56 | 33600 | 2.56
215912254 | 05/05/2025 | Live | Johnson Controls Inc. (York International Norman) | FRASER-JOHNSTON | Singlezone Ducted, Centrally Ducted | 215912254 |  | HRCU-A-CB | HH860E2S11 |  | JSE48D5CG2SS1 |  |  |  | 12 | 19 | 9 | TRUE | TRUE |  | 45000 | 33600 | 2.56 | 33600 | 2.56
215912242 | 05/05/2025 | Live | Johnson Controls Inc. (York International Norman) | JOHNSON CONTROLS | Singlezone Ducted, Centrally Ducted | 215912242 |  | HRCU-A-CB | HH860E2S11 |  | JSE48D5CG2SS1 |  |  |  | 12 | 19 | 9 | TRUE | TRUE |  | 45000 | 33600 | 2.56 | 33600 | 2.56
215912265 | 05/05/2025 | Live | Johnson Controls Inc. (York International Norman) | YORK | Singlezone Ducted, Centrally Ducted | 215912265 |  | HRCU-A-CB | HH860E2S11 |  | JSE48D5CG2SS1 |  |  |  | 12 | 19 | 9 | TRUE | TRUE |  | 45000 | 33600 | 2.56 | 33600 | 2.56
215912258 | 05/05/2025 | Live | Johnson Controls Inc. (York International Norman) | COLEMAN | Singlezone Ducted, Centrally Ducted | 215912258 |  | HRCU-A-CB | HH860E2S11 |  | JSC48D5CG2SS1 |  |  |  | 12 | 19 | 9 | TRUE | TRUE |  | 45000 | 33600 | 2.56 | 33600 | 2.56
215912235 | 05/05/2025 | Live | Johnson Controls Inc. (York International Norman) | JOHNSON CONTROLS | Singlezone Ducted, Centrally Ducted | 215912235 |  | HRCU-A-CB | HH860E2S11 |  | JSC48D5CG2SS1 |  |  |  | 12 | 19 | 9 | TRUE | TRUE |  | 45000 | 33600 | 2.56 | 33600 | 2.56
215912247 | 05/05/2025 | Live | Johnson Controls Inc. (York International Norman) | FRASER-JOHNSTON | Singlezone Ducted, Centrally Ducted | 215912247 |  | HRCU-A-CB | HH860E2S11 |  | JSC48D5CG2SS1 |  |  |  | 12 | 19 | 9 | TRUE | TRUE |  | 45000 | 33600 | 2.56 | 33600 | 2.56
215912253 | 05/05/2025 | Live | Johnson Controls Inc. (York International Norman) | LUXAIRE | Singlezone Ducted, Centrally Ducted | 215912253 |  | HRCU-A-CB | HH860E2S11 |  | JSC48D5CG2SS1 |  |  |  | 12 | 19 | 9 | TRUE | TRUE |  | 45000 | 33600 | 2.56 | 33600 | 2.56
215912241 | 05/05/2025 | Live | Johnson Controls Inc. (York International Norman) | CHAMPION HEATING AND COOLING | Singlezone Ducted, Centrally Ducted | 215912241 |  | HRCU-A-CB | HH860E2S11 |  | JSC48D5CG2SS1 |  |  |  | 12 | 19 | 9 | TRUE | TRUE |  | 45000 | 33600 | 2.56 | 33600 | 2.56
215912264 | 05/05/2025 | Live | Johnson Controls Inc. (York International Norman) | YORK | Singlezone Ducted, Centrally Ducted | 215912264 |  | HRCU-A-CB | HH860E2S11 |  | JSC48D5CG2SS1 |  |  |  | 12 | 19 | 9 | TRUE | TRUE |  | 45000 | 33600 | 2.56 | 33600 | 2.56
214807719 | 05/05/2025 | Live | Johnson Controls Inc. (York International Norman) | JOHNSON CONTROLS | Singlezone Ducted, Centrally Ducted | 214807719 |  | HRCU-A-CB | HH824E2S11 |  | CTU36B5XDS1+JME12B2SN1+TXV |  |  |  | 12 | 19 | 9.5 | TRUE | TRUE |  | 23000 | 18200 | 2.88 | 18200 | 2.88
214807718 | 05/05/2025 | Live | Johnson Controls Inc. (York International Norman) | CHAMPION HEATING AND COOLING | Singlezone Ducted, Centrally Ducted | 214807718 |  | HRCU-A-CB | HH824E2S11 |  | CTU36B5XDS1+JME12B2SN1+TXV |  |  |  | 12 | 19 | 9.5 | TRUE | TRUE |  | 23000 | 18200 | 2.88 | 18200 | 2.88
214807717 | 05/05/2025 | Live | Johnson Controls Inc. (York International Norman) | FRASER-JOHNSTON | Singlezone Ducted, Centrally Ducted | 214807717 |  | HRCU-A-CB | HH824E2S11 |  | CTU36B5XDS1+JME12B2SN1+TXV |  |  |  | 12 | 19 | 9.5 | TRUE | TRUE |  | 23000 | 18200 | 2.88 | 18200 | 2.88
214807716 | 05/05/2025 | Live | Johnson Controls Inc. (York International Norman) | LUXAIRE | Singlezone Ducted, Centrally Ducted | 214807716 |  | HRCU-A-CB | HH824E2S11 |  | CTU36B5XDS1+JME12B2SN1+TXV |  |  |  | 12 | 19 | 9.5 | TRUE | TRUE |  | 23000 | 18200 | 2.88 | 18200 | 2.88
214807715 | 05/05/2025 | Live | Johnson Controls Inc. (York International Norman) | COLEMAN | Singlezone Ducted, Centrally Ducted | 214807715 |  | HRCU-A-CB | HH824E2S11 |  | CTU36B5XDS1+JME12B2SN1+TXV |  |  |  | 12 | 19 | 9.5 | TRUE | TRUE |  | 23000 | 18200 | 2.88 | 18200 | 2.88
214807363 | 05/05/2025 | Live | Johnson Controls Inc. (York International Norman) | YORK | Singlezone Ducted, Centrally Ducted | 214807363 |  | HRCU-A-CB | HH824E2S11 |  | CTU36B5XDS1+JME12B2SN1+TXV |  |  |  | 12 | 19 | 9.5 | TRUE | TRUE |  | 23000 | 18200 | 2.88 | 18200 | 2.88
214397932 | 05/05/2025 | Live | Johnson Controls Inc. (York International Norman) | JOHNSON CONTROLS | Singlezone Ducted, Centrally Ducted | 214397932 |  | HRCU-A-CB | HH824E2S11 |  | CTF36B5ADS1+JME12B2SN1 |  |  |  | 12 | 19 | 9.5 | TRUE | TRUE | TRUE | 23000 | 18200 | 2.88 | 18200 | 2.88
214397931 | 05/05/2025 | Live | Johnson Controls Inc. (York International Norman) | CHAMPION HEATING AND COOLING | Singlezone Ducted, Centrally Ducted | 214397931 |  | HRCU-A-CB | HH824E2S11 |  | CTF36B5ADS1+JME12B2SN1 |  |  |  | 12 | 19 | 9.5 | TRUE | TRUE | TRUE | 23000 | 18200 | 2.88 | 18200 | 2.88
214397930 | 05/05/2025 | Live | Johnson Controls Inc. (York International Norman) | FRASER-JOHNSTON | Singlezone Ducted, Centrally Ducted | 214397930 |  | HRCU-A-CB | HH824E2S11 |  | CTF36B5ADS1+JME12B2SN1 |  |  |  | 12 | 19 | 9.5 | TRUE | TRUE | TRUE | 23000 | 18200 | 2.88 | 18200 | 2.88
214397929 | 05/05/2025 | Live | Johnson Controls Inc. (York International Norman) | LUXAIRE | Singlezone Ducted, Centrally Ducted | 214397929 |  | HRCU-A-CB | HH824E2S11 |  | CTF36B5ADS1+JME12B2SN1 |  |  |  | 12 | 19 | 9.5 | TRUE | TRUE | TRUE | 23000 | 18200 | 2.88 | 18200 | 2.88
214397928 | 05/05/2025 | Live | Johnson Controls Inc. (York International Norman) | COLEMAN | Singlezone Ducted, Centrally Ducted | 214397928 |  | HRCU-A-CB | HH824E2S11 |  | CTF36B5ADS1+JME12B2SN1 |  |  |  | 12 | 19 | 9.5 | TRUE | TRUE | TRUE | 23000 | 18200 | 2.88 | 18200 | 2.88
214395764 | 05/05/2025 | Live | Johnson Controls Inc. (York International Norman) | YORK | Singlezone Ducted, Centrally Ducted | 214395764 |  | HRCU-A-CB | HH824E2S11 |  | CTF36B5ADS1+JME12B2SN1 |  |  |  | 12 | 19 | 9.5 | TRUE | TRUE | TRUE | 23000 | 18200 | 2.88 | 18200 | 2.88
214807704 | 05/05/2025 | Live | Johnson Controls Inc. (York International Norman) | JOHNSON CONTROLS | Singlezone Ducted, Centrally Ducted | 214807704 |  | HRCU-A-CB | HH824E2S11 |  | CTU36B5XDS1+JMC12B2SN1+TXV |  |  |  | 12 | 19 | 9.5 | TRUE | TRUE |  | 23000 | 18200 | 2.88 | 18200 | 2.88
214807703 | 05/05/2025 | Live | Johnson Controls Inc. (York International Norman) | CHAMPION HEATING AND COOLING | Singlezone Ducted, Centrally Ducted | 214807703 |  | HRCU-A-CB | HH824E2S11 |  | CTU36B5XDS1+JMC12B2SN1+TXV |  |  |  | 12 | 19 | 9.5 | TRUE | TRUE |  | 23000 | 18200 | 2.88 | 18200 | 2.88
214807702 | 05/05/2025 | Live | Johnson Controls Inc. (York International Norman) | FRASER-JOHNSTON | Singlezone Ducted, Centrally Ducted | 214807702 |  | HRCU-A-CB | HH824E2S11 |  | CTU36B5XDS1+JMC12B2SN1+TXV |  |  |  | 12 | 19 | 9.5 | TRUE | TRUE |  | 23000 | 18200 | 2.88 | 18200 | 2.88
214807701 | 05/05/2025 | Live | Johnson Controls Inc. (York International Norman) | LUXAIRE | Singlezone Ducted, Centrally Ducted | 214807701 |  | HRCU-A-CB | HH824E2S11 |  | CTU36B5XDS1+JMC12B2SN1+TXV |  |  |  | 12 | 19 | 9.5 | TRUE | TRUE |  | 23000 | 18200 | 2.88 | 18200 | 2.88
214807700 | 05/05/2025 | Live | Johnson Controls Inc. (York International Norman) | COLEMAN | Singlezone Ducted, Centrally Ducted | 214807700 |  | HRCU-A-CB | HH824E2S11 |  | CTU36B5XDS1+JMC12B2SN1+TXV |  |  |  | 12 | 19 | 9.5 | TRUE | TRUE |  | 23000 | 18200 | 2.88 | 18200 | 2.88
214807360 | 05/05/2025 | Live | Johnson Controls Inc. (York International Norman) | YORK | Singlezone Ducted, Centrally Ducted | 214807360 |  | HRCU-A-CB | HH824E2S11 |  | CTU36B5XDS1+JMC12B2SN1+TXV |  |  |  | 12 | 19 | 9.5 | TRUE | TRUE |  | 23000 | 18200 | 2.88 | 18200 | 2.88
214398351 | 05/05/2025 | Live | Johnson Controls Inc. (York International Norman) | JOHNSON CONTROLS | Singlezone Ducted, Centrally Ducted | 214398351 |  | HRCU-A-CB | HH824E2S11 |  | CTF36B5ADS1+JMC12B2SN1 |  |  |  | 12 | 19 | 9.5 | TRUE | TRUE | TRUE | 23000 | 18200 | 2.88 | 18200 | 2.88
214398350 | 05/05/2025 | Live | Johnson Controls Inc. (York International Norman) | CHAMPION HEATING AND COOLING | Singlezone Ducted, Centrally Ducted | 214398350 |  | HRCU-A-CB | HH824E2S11 |  | CTF36B5ADS1+JMC12B2SN1 |  |  |  | 12 | 19 | 9.5 | TRUE | TRUE | TRUE | 23000 | 18200 | 2.88 | 18200 | 2.88
214398349 | 05/05/2025 | Live | Johnson Controls Inc. (York International Norman) | FRASER-JOHNSTON | Singlezone Ducted, Centrally Ducted | 214398349 |  | HRCU-A-CB | HH824E2S11 |  | CTF36B5ADS1+JMC12B2SN1 |  |  |  | 12 | 19 | 9.5 | TRUE | TRUE | TRUE | 23000 | 18200 | 2.88 | 18200 | 2.88
214398348 | 05/05/2025 | Live | Johnson Controls Inc. (York International Norman) | LUXAIRE | Singlezone Ducted, Centrally Ducted | 214398348 |  | HRCU-A-CB | HH824E2S11 |  | CTF36B5ADS1+JMC12B2SN1 |  |  |  | 12 | 19 | 9.5 | TRUE | TRUE | TRUE | 23000 | 18200 | 2.88 | 18200 | 2.88
214398347 | 11/18/2025 | Live | Johnson Controls Inc. (York International Norman) | COLEMAN | Singlezone Ducted, Centrally Ducted | 214398347 |  | HRCU-A-CB | HH824E2S11 |  | CTF36B5ADS1+JMC12B2SN1 |  |  |  | 12 | 19 | 9.5 | TRUE | TRUE | TRUE | 23000 | 18200 | 2.88 | 18200 | 2.88
214395867 | 11/18/2025 | Live | Johnson Controls Inc. (York International Norman) | YORK | Singlezone Ducted, Centrally Ducted | 214395867 |  | HRCU-A-CB | HH824E2S11 |  | CTF36B5ADS1+JMC12B2SN1 |  |  |  | 12 | 19 | 9.5 | TRUE | TRUE | TRUE | 23000 | 18200 | 2.88 | 18200 | 2.88
214807699 | 11/18/2025 | Live | Johnson Controls Inc. (York International Norman) | JOHNSON CONTROLS | Singlezone Ducted, Centrally Ducted | 214807699 |  | HRCU-A-CB | HH824E2S11 |  | CTU36B5XDS1+JMVT12BC2N1+TXV |  |  |  | 12 | 19 | 9.5 | TRUE | TRUE |  | 23000 | 18200 | 2.88 | 18200 | 2.88
214807698 | 11/18/2025 | Live | Johnson Controls Inc. (York International Norman) | CHAMPION HEATING AND COOLING | Singlezone Ducted, Centrally Ducted | 214807698 |  | HRCU-A-CB | HH824E2S11 |  | CTU36B5XDS1+JMVT12BC2N1+TXV |  |  |  | 12 | 19 | 9.5 | TRUE | TRUE |  | 23000 | 18200 | 2.88 | 18200 | 2.88
214807697 | 11/18/2025 | Live | Johnson Controls Inc. (York International Norman) | FRASER-JOHNSTON | Singlezone Ducted, Centrally Ducted | 214807697 |  | HRCU-A-CB | HH824E2S11 |  | CTU36B5XDS1+JMVT12BC2N1+TXV |  |  |  | 12 | 19 | 9.5 | TRUE | TRUE |  | 23000 | 18200 | 2.88 | 18200 | 2.88
214807696 | 11/18/2025 | Live | Johnson Controls Inc. (York International Norman) | LUXAIRE | Singlezone Ducted, Centrally Ducted | 214807696 |  | HRCU-A-CB | HH824E2S11 |  | CTU36B5XDS1+JMVT12BC2N1+TXV |  |  |  | 12 | 19 | 9.5 | TRUE | TRUE |  | 23000 | 18200 | 2.88 | 18200 | 2.88
214807695 | 11/18/2025 | Live | Johnson Controls Inc. (York International Norman) | COLEMAN | Singlezone Ducted, Centrally Ducted | 214807695 |  | HRCU-A-CB | HH824E2S11 |  | CTU36B5XDS1+JMVT12BC2N1+TXV |  |  |  | 12 | 19 | 9.5 | TRUE | TRUE |  | 23000 | 18200 | 2.88 | 18200 | 2.88
214807359 | 11/18/2025 | Live | Johnson Controls Inc. (York International Norman) | YORK | Singlezone Ducted, Centrally Ducted | 214807359 |  | HRCU-A-CB | HH824E2S11 |  | CTU36B5XDS1+JMVT12BC2N1+TXV |  |  |  | 12 | 19 | 9.5 | TRUE | TRUE |  | 23000 | 18200 | 2.88 | 18200 | 2.88
214397927 | 11/18/2025 | Live | Johnson Controls Inc. (York International Norman) | JOHNSON CONTROLS | Singlezone Ducted, Centrally Ducted | 214397927 |  | HRCU-A-CB | HH824E2S11 |  | CTF36B5ADS1+JMVT12BC2N1 |  |  |  | 12 | 19 | 9.5 | TRUE | TRUE | TRUE | 23000 | 18200 | 2.88 | 18200 | 2.88
214397926 | 11/18/2025 | Live | Johnson Controls Inc. (York International Norman) | CHAMPION HEATING AND COOLING | Singlezone Ducted, Centrally Ducted | 214397926 |  | HRCU-A-CB | HH824E2S11 |  | CTF36B5ADS1+JMVT12BC2N1 |  |  |  | 12 | 19 | 9.5 | TRUE | TRUE | TRUE | 23000 | 18200 | 2.88 | 18200 | 2.88
214397925 | 11/18/2025 | Live | Johnson Controls Inc. (York International Norman) | FRASER-JOHNSTON | Singlezone Ducted, Centrally Ducted | 214397925 |  | HRCU-A-CB | HH824E2S11 |  | CTF36B5ADS1+JMVT12BC2N1 |  |  |  | 12 | 19 | 9.5 | TRUE | TRUE | TRUE | 23000 | 18200 | 2.88 | 18200 | 2.88
214397924 | 11/18/2025 | Live | Johnson Controls Inc. (York International Norman) | LUXAIRE | Singlezone Ducted, Centrally Ducted | 214397924 |  | HRCU-A-CB | HH824E2S11 |  | CTF36B5ADS1+JMVT12BC2N1 |  |  |  | 12 | 19 | 9.5 | TRUE | TRUE | TRUE | 23000 | 18200 | 2.88 | 18200 | 2.88
214397923 | 11/18/2025 | Live | Johnson Controls Inc. (York International Norman) | COLEMAN | Singlezone Ducted, Centrally Ducted | 214397923 |  | HRCU-A-CB | HH824E2S11 |  | CTF36B5ADS1+JMVT12BC2N1 |  |  |  | 12 | 19 | 9.5 | TRUE | TRUE | TRUE | 23000 | 18200 | 2.88 | 18200 | 2.88
214395763 | 11/18/2025 | Live | Johnson Controls Inc. (York International Norman) | YORK | Singlezone Ducted, Centrally Ducted | 214395763 |  | HRCU-A-CB | HH824E2S11 |  | CTF36B5ADS1+JMVT12BC2N1 |  |  |  | 12 | 19 | 9.5 | TRUE | TRUE | TRUE | 23000 | 18200 | 2.88 | 18200 | 2.88
214807694 | 11/18/2025 | Live | Johnson Controls Inc. (York International Norman) | JOHNSON CONTROLS | Singlezone Ducted, Centrally Ducted | 214807694 |  | HRCU-A-CB | HH824E2S11 |  | CTU36B5XDS1+JMET08BS2N1+TXV |  |  |  | 12 | 19 | 9 | TRUE | TRUE |  | 23000 | 17400 | 2.71 | 17400 | 2.71
214807693 | 11/18/2025 | Live | Johnson Controls Inc. (York International Norman) | CHAMPION HEATING AND COOLING | Singlezone Ducted, Centrally Ducted | 214807693 |  | HRCU-A-CB | HH824E2S11 |  | CTU36B5XDS1+JMET08BS2N1+TXV |  |  |  | 12 | 19 | 9 | TRUE | TRUE |  | 23000 | 17400 | 2.71 | 17400 | 2.71
214807692 | 11/18/2025 | Live | Johnson Controls Inc. (York International Norman) | FRASER-JOHNSTON | Singlezone Ducted, Centrally Ducted | 214807692 |  | HRCU-A-CB | HH824E2S11 |  | CTU36B5XDS1+JMET08BS2N1+TXV |  |  |  | 12 | 19 | 9 | TRUE | TRUE |  | 23000 | 17400 | 2.71 | 17400 | 2.71
214807691 | 11/18/2025 | Live | Johnson Controls Inc. (York International Norman) | LUXAIRE | Singlezone Ducted, Centrally Ducted | 214807691 |  | HRCU-A-CB | HH824E2S11 |  | CTU36B5XDS1+JMET08BS2N1+TXV |  |  |  | 12 | 19 | 9 | TRUE | TRUE |  | 23000 | 17400 | 2.71 | 17400 | 2.71
214807690 | 11/18/2025 | Live | Johnson Controls Inc. (York International Norman) | COLEMAN | Singlezone Ducted, Centrally Ducted | 214807690 |  | HRCU-A-CB | HH824E2S11 |  | CTU36B5XDS1+JMET08BS2N1+TXV |  |  |  | 12 | 19 | 9 | TRUE | TRUE |  | 23000 | 17400 | 2.71 | 17400 | 2.71
214807358 | 11/18/2025 | Live | Johnson Controls Inc. (York International Norman) | YORK | Singlezone Ducted, Centrally Ducted | 214807358 |  | HRCU-A-CB | HH824E2S11 |  | CTU36B5XDS1+JMET08BS2N1+TXV |  |  |  | 12 | 19 | 9 | TRUE | TRUE |  | 23000 | 17400 | 2.71 | 17400 | 2.71
214397099 | 11/18/2025 | Live | Johnson Controls Inc. (York International Norman) | JOHNSON CONTROLS | Singlezone Ducted, Centrally Ducted | 214397099 |  | HRCU-A-CB | HH824E2S11 |  | CTF36B5ADS1+JMET08BS2N1 |  |  |  | 12 | 19 | 9 | TRUE | TRUE | TRUE | 23000 | 17400 | 2.71 | 17400 | 2.71
214397098 | 11/18/2025 | Live | Johnson Controls Inc. (York International Norman) | CHAMPION HEATING AND COOLING | Singlezone Ducted, Centrally Ducted | 214397098 |  | HRCU-A-CB | HH824E2S11 |  | CTF36B5ADS1+JMET08BS2N1 |  |  |  | 12 | 19 | 9 | TRUE | TRUE | TRUE | 23000 | 17400 | 2.71 | 17400 | 2.71
214397097 | 11/18/2025 | Live | Johnson Controls Inc. (York International Norman) | FRASER-JOHNSTON | Singlezone Ducted, Centrally Ducted | 214397097 |  | HRCU-A-CB | HH824E2S11 |  | CTF36B5ADS1+JMET08BS2N1 |  |  |  | 12 | 19 | 9 | TRUE | TRUE | TRUE | 23000 | 17400 | 2.71 | 17400 | 2.71
214397096 | 11/18/2025 | Live | Johnson Controls Inc. (York International Norman) | LUXAIRE | Singlezone Ducted, Centrally Ducted | 214397096 |  | HRCU-A-CB | HH824E2S11 |  | CTF36B5ADS1+JMET08BS2N1 |  |  |  | 12 | 19 | 9 | TRUE | TRUE | TRUE | 23000 | 17400 | 2.71 | 17400 | 2.71
214397095 | 11/18/2025 | Live | Johnson Controls Inc. (York International Norman) | COLEMAN | Singlezone Ducted, Centrally Ducted | 214397095 |  | HRCU-A-CB | HH824E2S11 |  | CTF36B5ADS1+JMET08BS2N1 |  |  |  | 12 | 19 | 9 | TRUE | TRUE | TRUE | 23000 | 17400 | 2.71 | 17400 | 2.71
214396165 | 11/18/2025 | Live | Johnson Controls Inc. (York International Norman) | YORK | Singlezone Ducted, Centrally Ducted | 214396165 |  | HRCU-A-CB | HH824E2S11 |  | CTF36B5ADS1+JMET08BS2N1 |  |  |  | 12 | 19 | 9 | TRUE | TRUE | TRUE | 23000 | 17400 | 2.71 | 17400 | 2.71
214807714 | 11/18/2025 | Live | Johnson Controls Inc. (York International Norman) | JOHNSON CONTROLS | Singlezone Ducted, Centrally Ducted | 214807714 |  | HRCU-A-CB | HH824E2S11 |  | CTU36B5XDS1+JMET12BS2N1+TXV |  |  |  | 12 | 19 | 9.5 | TRUE | TRUE |  | 23000 | 17700 | 2.77 | 17700 | 2.77
214807713 | 11/18/2025 | Live | Johnson Controls Inc. (York International Norman) | CHAMPION HEATING AND COOLING | Singlezone Ducted, Centrally Ducted | 214807713 |  | HRCU-A-CB | HH824E2S11 |  | CTU36B5XDS1+JMET12BS2N1+TXV |  |  |  | 12 | 19 | 9.5 | TRUE | TRUE |  | 23000 | 17700 | 2.77 | 17700 | 2.77
214807712 | 11/18/2025 | Live | Johnson Controls Inc. (York International Norman) | FRASER-JOHNSTON | Singlezone Ducted, Centrally Ducted | 214807712 |  | HRCU-A-CB | HH824E2S11 |  | CTU36B5XDS1+JMET12BS2N1+TXV |  |  |  | 12 | 19 | 9.5 | TRUE | TRUE |  | 23000 | 17700 | 2.77 | 17700 | 2.77
214807711 | 11/18/2025 | Live | Johnson Controls Inc. (York International Norman) | LUXAIRE | Singlezone Ducted, Centrally Ducted | 214807711 |  | HRCU-A-CB | HH824E2S11 |  | CTU36B5XDS1+JMET12BS2N1+TXV |  |  |  | 12 | 19 | 9.5 | TRUE | TRUE |  | 23000 | 17700 | 2.77 | 17700 | 2.77
214807710 | 11/18/2025 | Live | Johnson Controls Inc. (York International Norman) | COLEMAN | Singlezone Ducted, Centrally Ducted | 214807710 |  | HRCU-A-CB | HH824E2S11 |  | CTU36B5XDS1+JMET12BS2N1+TXV |  |  |  | 12 | 19 | 9.5 | TRUE | TRUE |  | 23000 | 17700 | 2.77 | 17700 | 2.77
214807362 | 11/18/2025 | Live | Johnson Controls Inc. (York International Norman) | YORK | Singlezone Ducted, Centrally Ducted | 214807362 |  | HRCU-A-CB | HH824E2S11 |  | CTU36B5XDS1+JMET12BS2N1+TXV |  |  |  | 12 | 19 | 9.5 | TRUE | TRUE |  | 23000 | 17700 | 2.77 | 17700 | 2.77
214397527 | 11/18/2025 | Live | Johnson Controls Inc. (York International Norman) | JOHNSON CONTROLS | Singlezone Ducted, Centrally Ducted | 214397527 |  | HRCU-A-CB | HH824E2S11 |  | CTF36B5ADS1+JMET12BS2N1 |  |  |  | 12 | 19 | 9.5 | TRUE | TRUE | TRUE | 23000 | 17700 | 2.77 | 17700 | 2.77
214397526 | 11/18/2025 | Live | Johnson Controls Inc. (York International Norman) | CHAMPION HEATING AND COOLING | Singlezone Ducted, Centrally Ducted | 214397526 |  | HRCU-A-CB | HH824E2S11 |  | CTF36B5ADS1+JMET12BS2N1 |  |  |  | 12 | 19 | 9.5 | TRUE | TRUE | TRUE | 23000 | 17700 | 2.77 | 17700 | 2.77
214397525 | 11/18/2025 | Live | Johnson Controls Inc. (York International Norman) | FRASER-JOHNSTON | Singlezone Ducted, Centrally Ducted | 214397525 |  | HRCU-A-CB | HH824E2S11 |  | CTF36B5ADS1+JMET12BS2N1 |  |  |  | 12 | 19 | 9.5 | TRUE | TRUE | TRUE | 23000 | 17700 | 2.77 | 17700 | 2.77
214397524 | 11/18/2025 | Live | Johnson Controls Inc. (York International Norman) | LUXAIRE | Singlezone Ducted, Centrally Ducted | 214397524 |  | HRCU-A-CB | HH824E2S11 |  | CTF36B5ADS1+JMET12BS2N1 |  |  |  | 12 | 19 | 9.5 | TRUE | TRUE | TRUE | 23000 | 17700 | 2.77 | 17700 | 2.77
214397523 | 11/18/2025 | Live | Johnson Controls Inc. (York International Norman) | COLEMAN | Singlezone Ducted, Centrally Ducted | 214397523 |  | HRCU-A-CB | HH824E2S11 |  | CTF36B5ADS1+JMET12BS2N1 |  |  |  | 12 | 19 | 9.5 | TRUE | TRUE | TRUE | 23000 | 17700 | 2.77 | 17700 | 2.77
214395659 | 11/18/2025 | Live | Johnson Controls Inc. (York International Norman) | YORK | Singlezone Ducted, Centrally Ducted | 214395659 |  | HRCU-A-CB | HH824E2S11 |  | CTF36B5ADS1+JMET12BS2N1 |  |  |  | 12 | 19 | 9.5 | TRUE | TRUE | TRUE | 23000 | 17700 | 2.77 | 17700 | 2.77
214807709 | 11/18/2025 | Live | Johnson Controls Inc. (York International Norman) | JOHNSON CONTROLS | Singlezone Ducted, Centrally Ducted | 214807709 |  | HRCU-A-CB | HH824E2S11 |  | CTU36B5XDS1+JME08B2SN1+TXV |  |  |  | 12 | 19 | 9.5 | TRUE | TRUE |  | 23000 | 17600 | 2.77 | 17600 | 2.77
214807708 | 11/18/2025 | Live | Johnson Controls Inc. (York International Norman) | CHAMPION HEATING AND COOLING | Singlezone Ducted, Centrally Ducted | 214807708 |  | HRCU-A-CB | HH824E2S11 |  | CTU36B5XDS1+JME08B2SN1+TXV |  |  |  | 12 | 19 | 9.5 | TRUE | TRUE |  | 23000 | 17600 | 2.77 | 17600 | 2.77
214807707 | 11/18/2025 | Live | Johnson Controls Inc. (York International Norman) | FRASER-JOHNSTON | Singlezone Ducted, Centrally Ducted | 214807707 |  | HRCU-A-CB | HH824E2S11 |  | CTU36B5XDS1+JME08B2SN1+TXV |  |  |  | 12 | 19 | 9.5 | TRUE | TRUE |  | 23000 | 17600 | 2.77 | 17600 | 2.77
214807706 | 11/18/2025 | Live | Johnson Controls Inc. (York International Norman) | LUXAIRE | Singlezone Ducted, Centrally Ducted | 214807706 |  | HRCU-A-CB | HH824E2S11 |  | CTU36B5XDS1+JME08B2SN1+TXV |  |  |  | 12 | 19 | 9.5 | TRUE | TRUE |  | 23000 | 17600 | 2.77 | 17600 | 2.77
214807705 | 11/18/2025 | Live | Johnson Controls Inc. (York International Norman) | COLEMAN | Singlezone Ducted, Centrally Ducted | 214807705 |  | HRCU-A-CB | HH824E2S11 |  | CTU36B5XDS1+JME08B2SN1+TXV |  |  |  | 12 | 19 | 9.5 | TRUE | TRUE |  | 23000 | 17600 | 2.77 | 17600 | 2.77
214807361 | 11/18/2025 | Live | Johnson Controls Inc. (York International Norman) | YORK | Singlezone Ducted, Centrally Ducted | 214807361 |  | HRCU-A-CB | HH824E2S11 |  | CTU36B5XDS1+JME08B2SN1+TXV |  |  |  | 12 | 19 | 9.5 | TRUE | TRUE |  | 23000 | 17600 | 2.77 | 17600 | 2.77
214397104 | 11/18/2025 | Live | Johnson Controls Inc. (York International Norman) | JOHNSON CONTROLS | Singlezone Ducted, Centrally Ducted | 214397104 |  | HRCU-A-CB | HH824E2S11 |  | CTF36B5ADS1+JME08B2SN1 |  |  |  | 12 | 19 | 9.5 | TRUE | TRUE | TRUE | 23000 | 17600 | 2.77 | 17600 | 2.77
214397103 | 11/17/2025 | Live | Johnson Controls Inc. (York International Norman) | CHAMPION HEATING AND COOLING | Singlezone Ducted, Centrally Ducted | 214397103 |  | HRCU-A-CB | HH824E2S11 |  | CTF36B5ADS1+JME08B2SN1 |  |  |  | 12 | 19 | 9.5 | TRUE | TRUE | TRUE | 23000 | 17600 | 2.77 | 17600 | 2.77
214397102 | 11/17/2025 | Live | Johnson Controls Inc. (York International Norman) | FRASER-JOHNSTON | Singlezone Ducted, Centrally Ducted | 214397102 |  | HRCU-A-CB | HH824E2S11 |  | CTF36B5ADS1+JME08B2SN1 |  |  |  | 12 | 19 | 9.5 | TRUE | TRUE | TRUE | 23000 | 17600 | 2.77 | 17600 | 2.77
214397101 | 11/17/2025 | Live | Johnson Controls Inc. (York International Norman) | LUXAIRE | Singlezone Ducted, Centrally Ducted | 214397101 |  | HRCU-A-CB | HH824E2S11 |  | CTF36B5ADS1+JME08B2SN1 |  |  |  | 12 | 19 | 9.5 | TRUE | TRUE | TRUE | 23000 | 17600 | 2.77 | 17600 | 2.77
214397100 | 11/17/2025 | Live | Johnson Controls Inc. (York International Norman) | COLEMAN | Singlezone Ducted, Centrally Ducted | 214397100 |  | HRCU-A-CB | HH824E2S11 |  | CTF36B5ADS1+JME08B2SN1 |  |  |  | 12 | 19 | 9.5 | TRUE | TRUE | TRUE | 23000 | 17600 | 2.77 | 17600 | 2.77
214396166 | 11/17/2025 | Live | Johnson Controls Inc. (York International Norman) | YORK | Singlezone Ducted, Centrally Ducted | 214396166 |  | HRCU-A-CB | HH824E2S11 |  | CTF36B5ADS1+JME08B2SN1 |  |  |  | 12 | 19 | 9.5 | TRUE | TRUE | TRUE | 23000 | 17600 | 2.77 | 17600 | 2.77
214397019 | 11/17/2025 | Live | Johnson Controls Inc. (York International Norman) | JOHNSON CONTROLS | Singlezone Ducted, Centrally Ducted | 214397019 |  | HRCU-A-CB | HH860E2S11 |  | JHC48D5CG2SS1 |  |  |  | 12 | 19 | 9 | TRUE | TRUE |  | 45000 | 33600 | 2.56 | 33600 | 2.56
214397018 | 11/17/2025 | Live | Johnson Controls Inc. (York International Norman) | CHAMPION HEATING AND COOLING | Singlezone Ducted, Centrally Ducted | 214397018 |  | HRCU-A-CB | HH860E2S11 |  | JHC48D5CG2SS1 |  |  |  | 12 | 19 | 9 | TRUE | TRUE |  | 45000 | 33600 | 2.56 | 33600 | 2.56
214397017 | 11/17/2025 | Live | Johnson Controls Inc. (York International Norman) | FRASER-JOHNSTON | Singlezone Ducted, Centrally Ducted | 214397017 |  | HRCU-A-CB | HH860E2S11 |  | JHC48D5CG2SS1 |  |  |  | 12 | 19 | 9 | TRUE | TRUE |  | 45000 | 33600 | 2.56 | 33600 | 2.56
214397016 | 11/17/2025 | Live | Johnson Controls Inc. (York International Norman) | LUXAIRE | Singlezone Ducted, Centrally Ducted | 214397016 |  | HRCU-A-CB | HH860E2S11 |  | JHC48D5CG2SS1 |  |  |  | 12 | 19 | 9 | TRUE | TRUE |  | 45000 | 33600 | 2.56 | 33600 | 2.56
214397015 | 11/17/2025 | Live | Johnson Controls Inc. (York International Norman) | COLEMAN | Singlezone Ducted, Centrally Ducted | 214397015 |  | HRCU-A-CB | HH860E2S11 |  | JHC48D5CG2SS1 |  |  |  | 12 | 19 | 9 | TRUE | TRUE |  | 45000 | 33600 | 2.56 | 33600 | 2.56
214396147 | 11/17/2025 | Live | Johnson Controls Inc. (York International Norman) | YORK | Singlezone Ducted, Centrally Ducted | 214396147 |  | HRCU-A-CB | HH860E2S11 |  | JHC48D5CG2SS1 |  |  |  | 12 | 19 | 9 | TRUE | TRUE |  | 45000 | 33600 | 2.56 | 33600 | 2.56
214808997 | 11/17/2025 | Live | Johnson Controls Inc. (York International Norman) | JOHNSON CONTROLS | Singlezone Ducted, Centrally Ducted | 214808997 |  | HRCU-A-CB | HH860E2S11 |  | CTU60C5XGS1+JMET16CS2N1+TXV |  |  |  | 11.7 | 19 | 9 | TRUE | TRUE |  | 45500 | 34400 | 2.58 | 34400 | 2.58
214808996 | 11/17/2025 | Live | Johnson Controls Inc. (York International Norman) | CHAMPION HEATING AND COOLING | Singlezone Ducted, Centrally Ducted | 214808996 |  | HRCU-A-CB | HH860E2S11 |  | CTU60C5XGS1+JMET16CS2N1+TXV |  |  |  | 11.7 | 19 | 9 | TRUE | TRUE |  | 45500 | 34400 | 2.58 | 34400 | 2.58
214808995 | 11/17/2025 | Live | Johnson Controls Inc. (York International Norman) | FRASER-JOHNSTON | Singlezone Ducted, Centrally Ducted | 214808995 |  | HRCU-A-CB | HH860E2S11 |  | CTU60C5XGS1+JMET16CS2N1+TXV |  |  |  | 11.7 | 19 | 9 | TRUE | TRUE |  | 45500 | 34400 | 2.58 | 34400 | 2.58
214808994 | 11/17/2025 | Live | Johnson Controls Inc. (York International Norman) | LUXAIRE | Singlezone Ducted, Centrally Ducted | 214808994 |  | HRCU-A-CB | HH860E2S11 |  | CTU60C5XGS1+JMET16CS2N1+TXV |  |  |  | 11.7 | 19 | 9 | TRUE | TRUE |  | 45500 | 34400 | 2.58 | 34400 | 2.58
214808993 | 11/17/2025 | Live | Johnson Controls Inc. (York International Norman) | COLEMAN | Singlezone Ducted, Centrally Ducted | 214808993 |  | HRCU-A-CB | HH860E2S11 |  | CTU60C5XGS1+JMET16CS2N1+TXV |  |  |  | 11.7 | 19 | 9 | TRUE | TRUE |  | 45500 | 34400 | 2.58 | 34400 | 2.58
214807610 | 11/17/2025 | Live | Johnson Controls Inc. (York International Norman) | YORK | Singlezone Ducted, Centrally Ducted | 214807610 |  | HRCU-A-CB | HH860E2S11 |  | CTU60C5XGS1+JMET16CS2N1+TXV |  |  |  | 11.7 | 19 | 9 | TRUE | TRUE |  | 45500 | 34400 | 2.58 | 34400 | 2.58
214397024 | 11/17/2025 | Live | Johnson Controls Inc. (York International Norman) | JOHNSON CONTROLS | Singlezone Ducted, Centrally Ducted | 214397024 |  | HRCU-A-CB | HH860E2S11 |  | CTF60C5CGS1+JMET16CS2N1 |  |  |  | 11.7 | 19 | 9 | TRUE | TRUE | TRUE | 45500 | 34400 | 2.58 | 34400 | 2.58
214397023 | 11/17/2025 | Live | Johnson Controls Inc. (York International Norman) | CHAMPION HEATING AND COOLING | Singlezone Ducted, Centrally Ducted | 214397023 |  | HRCU-A-CB | HH860E2S11 |  | CTF60C5CGS1+JMET16CS2N1 |  |  |  | 11.7 | 19 | 9 | TRUE | TRUE | TRUE | 45500 | 34400 | 2.58 | 34400 | 2.58
214397022 | 11/17/2025 | Live | Johnson Controls Inc. (York International Norman) | FRASER-JOHNSTON | Singlezone Ducted, Centrally Ducted | 214397022 |  | HRCU-A-CB | HH860E2S11 |  | CTF60C5CGS1+JMET16CS2N1 |  |  |  | 11.7 | 19 | 9 | TRUE | TRUE | TRUE | 45500 | 34400 | 2.58 | 34400 | 2.58
214397021 | 11/17/2025 | Live | Johnson Controls Inc. (York International Norman) | LUXAIRE | Singlezone Ducted, Centrally Ducted | 214397021 |  | HRCU-A-CB | HH860E2S11 |  | CTF60C5CGS1+JMET16CS2N1 |  |  |  | 11.7 | 19 | 9 | TRUE | TRUE | TRUE | 45500 | 34400 | 2.58 | 34400 | 2.58
214397020 | 11/17/2025 | Live | Johnson Controls Inc. (York International Norman) | COLEMAN | Singlezone Ducted, Centrally Ducted | 214397020 |  | HRCU-A-CB | HH860E2S11 |  | CTF60C5CGS1+JMET16CS2N1 |  |  |  | 11.7 | 19 | 9 | TRUE | TRUE | TRUE | 45500 | 34400 | 2.58 | 34400 | 2.58
214396148 | 11/17/2025 | Live | Johnson Controls Inc. (York International Norman) | YORK | Singlezone Ducted, Centrally Ducted | 214396148 |  | HRCU-A-CB | HH860E2S11 |  | CTF60C5CGS1+JMET16CS2N1 |  |  |  | 11.7 | 19 | 9 | TRUE | TRUE | TRUE | 45500 | 34400 | 2.58 | 34400 | 2.58
214398675 | 11/17/2025 | Live | Johnson Controls Inc. (York International Norman) | JOHNSON CONTROLS | Singlezone Ducted, Centrally Ducted | 214398675 |  | HRCU-A-CB | HH860E2S11 |  | CTM60C5CGS1+JME16C2SN1 |  |  |  | 12 | 19 | 9 | TRUE | TRUE | TRUE | 44500 | 32200 | 2.5 | 32200 | 2.5
214398674 | 11/17/2025 | Live | Johnson Controls Inc. (York International Norman) | CHAMPION HEATING AND COOLING | Singlezone Ducted, Centrally Ducted | 214398674 |  | HRCU-A-CB | HH860E2S11 |  | CTM60C5CGS1+JME16C2SN1 |  |  |  | 12 | 19 | 9 | TRUE | TRUE | TRUE | 44500 | 32200 | 2.5 | 32200 | 2.5
214398673 | 11/17/2025 | Live | Johnson Controls Inc. (York International Norman) | FRASER-JOHNSTON | Singlezone Ducted, Centrally Ducted | 214398673 |  | HRCU-A-CB | HH860E2S11 |  | CTM60C5CGS1+JME16C2SN1 |  |  |  | 12 | 19 | 9 | TRUE | TRUE | TRUE | 44500 | 32200 | 2.5 | 32200 | 2.5
214398672 | 11/17/2025 | Live | Johnson Controls Inc. (York International Norman) | LUXAIRE | Singlezone Ducted, Centrally Ducted | 214398672 |  | HRCU-A-CB | HH860E2S11 |  | CTM60C5CGS1+JME16C2SN1 |  |  |  | 12 | 19 | 9 | TRUE | TRUE | TRUE | 44500 | 32200 | 2.5 | 32200 | 2.5
214398671 | 11/17/2025 | Live | Johnson Controls Inc. (York International Norman) | COLEMAN | Singlezone Ducted, Centrally Ducted | 214398671 |  | HRCU-A-CB | HH860E2S11 |  | CTM60C5CGS1+JME16C2SN1 |  |  |  | 12 | 19 | 9 | TRUE | TRUE | TRUE | 44500 | 32200 | 2.5 | 32200 | 2.5
214395944 | 11/17/2025 | Live | Johnson Controls Inc. (York International Norman) | YORK | Singlezone Ducted, Centrally Ducted | 214395944 |  | HRCU-A-CB | HH860E2S11 |  | CTM60C5CGS1+JME16C2SN1 |  |  |  | 12 | 19 | 9 | TRUE | TRUE | TRUE | 44500 | 32200 | 2.5 | 32200 | 2.5
214809029 | 11/17/2025 | Live | Johnson Controls Inc. (York International Norman) | JOHNSON CONTROLS | Singlezone Ducted, Centrally Ducted | 214809029 |  | HRCU-A-CB | HH860E2S11 |  | CTU60C5XGS1+JMC16C2SN1+TXV |  |  |  | 12 | 19 | 9 | TRUE | TRUE |  | 45000 | 33600 | 2.56 | 33600 | 2.56
214809028 | 11/17/2025 | Live | Johnson Controls Inc. (York International Norman) | CHAMPION HEATING AND COOLING | Singlezone Ducted, Centrally Ducted | 214809028 |  | HRCU-A-CB | HH860E2S11 |  | CTU60C5XGS1+JMC16C2SN1+TXV |  |  |  | 12 | 19 | 9 | TRUE | TRUE |  | 45000 | 33600 | 2.56 | 33600 | 2.56
214809027 | 11/17/2025 | Live | Johnson Controls Inc. (York International Norman) | FRASER-JOHNSTON | Singlezone Ducted, Centrally Ducted | 214809027 |  | HRCU-A-CB | HH860E2S11 |  | CTU60C5XGS1+JMC16C2SN1+TXV |  |  |  | 12 | 19 | 9 | TRUE | TRUE |  | 45000 | 33600 | 2.56 | 33600 | 2.56
214809026 | 11/17/2025 | Live | Johnson Controls Inc. (York International Norman) | LUXAIRE | Singlezone Ducted, Centrally Ducted | 214809026 |  | HRCU-A-CB | HH860E2S11 |  | CTU60C5XGS1+JMC16C2SN1+TXV |  |  |  | 12 | 19 | 9 | TRUE | TRUE |  | 45000 | 33600 | 2.56 | 33600 | 2.56
214809025 | 11/17/2025 | Live | Johnson Controls Inc. (York International Norman) | COLEMAN | Singlezone Ducted, Centrally Ducted | 214809025 |  | HRCU-A-CB | HH860E2S11 |  | CTU60C5XGS1+JMC16C2SN1+TXV |  |  |  | 12 | 19 | 9 | TRUE | TRUE |  | 45000 | 33600 | 2.56 | 33600 | 2.56
214807647 | 11/17/2025 | Live | Johnson Controls Inc. (York International Norman) | YORK | Singlezone Ducted, Centrally Ducted | 214807647 |  | HRCU-A-CB | HH860E2S11 |  | CTU60C5XGS1+JMC16C2SN1+TXV |  |  |  | 12 | 19 | 9 | TRUE | TRUE |  | 45000 | 33600 | 2.56 | 33600 | 2.56
214396583 | 11/17/2025 | Live | Johnson Controls Inc. (York International Norman) | JOHNSON CONTROLS | Singlezone Ducted, Centrally Ducted | 214396583 |  | HRCU-A-CB | HH860E2S11 |  | CTF60C5CGS1+JMC16C2SN1 |  |  |  | 12 | 19 | 9 | TRUE | TRUE | TRUE | 45000 | 33600 | 2.56 | 33600 | 2.56
214396582 | 11/17/2025 | Live | Johnson Controls Inc. (York International Norman) | CHAMPION HEATING AND COOLING | Singlezone Ducted, Centrally Ducted | 214396582 |  | HRCU-A-CB | HH860E2S11 |  | CTF60C5CGS1+JMC16C2SN1 |  |  |  | 12 | 19 | 9 | TRUE | TRUE | TRUE | 45000 | 33600 | 2.56 | 33600 | 2.56
214396581 | 11/17/2025 | Live | Johnson Controls Inc. (York International Norman) | FRASER-JOHNSTON | Singlezone Ducted, Centrally Ducted | 214396581 |  | HRCU-A-CB | HH860E2S11 |  | CTF60C5CGS1+JMC16C2SN1 |  |  |  | 12 | 19 | 9 | TRUE | TRUE | TRUE | 45000 | 33600 | 2.56 | 33600 | 2.56
214396580 | 11/17/2025 | Live | Johnson Controls Inc. (York International Norman) | LUXAIRE | Singlezone Ducted, Centrally Ducted | 214396580 |  | HRCU-A-CB | HH860E2S11 |  | CTF60C5CGS1+JMC16C2SN1 |  |  |  | 12 | 19 | 9 | TRUE | TRUE | TRUE | 45000 | 33600 | 2.56 | 33600 | 2.56
214396579 | 11/17/2025 | Live | Johnson Controls Inc. (York International Norman) | COLEMAN | Singlezone Ducted, Centrally Ducted | 214396579 |  | HRCU-A-CB | HH860E2S11 |  | CTF60C5CGS1+JMC16C2SN1 |  |  |  | 12 | 19 | 9 | TRUE | TRUE | TRUE | 45000 | 33600 | 2.56 | 33600 | 2.56
214396046 | 11/17/2025 | Live | Johnson Controls Inc. (York International Norman) | YORK | Singlezone Ducted, Centrally Ducted | 214396046 |  | HRCU-A-CB | HH860E2S11 |  | CTF60C5CGS1+JMC16C2SN1 |  |  |  | 12 | 19 | 9 | TRUE | TRUE | TRUE | 45000 | 33600 | 2.56 | 33600 | 2.56
214809161 | 11/17/2025 | Live | Johnson Controls Inc. (York International Norman) | JOHNSON CONTROLS | Singlezone Ducted, Centrally Ducted | 214809161 |  | HRCU-A-CB | HH860E2S11 |  | CTU60C5XGS1+JME16C2SN1+TXV |  |  |  | 12 | 19 | 9 | TRUE | TRUE |  | 45000 | 32200 | 2.5 | 32200 | 2.5
214809160 | 11/17/2025 | Live | Johnson Controls Inc. (York International Norman) | CHAMPION HEATING AND COOLING | Singlezone Ducted, Centrally Ducted | 214809160 |  | HRCU-A-CB | HH860E2S11 |  | CTU60C5XGS1+JME16C2SN1+TXV |  |  |  | 12 | 19 | 9 | TRUE | TRUE |  | 45000 | 32200 | 2.5 | 32200 | 2.5
214809159 | 11/17/2025 | Live | Johnson Controls Inc. (York International Norman) | FRASER-JOHNSTON | Singlezone Ducted, Centrally Ducted | 214809159 |  | HRCU-A-CB | HH860E2S11 |  | CTU60C5XGS1+JME16C2SN1+TXV |  |  |  | 12 | 19 | 9 | TRUE | TRUE |  | 45000 | 32200 | 2.5 | 32200 | 2.5
214809158 | 11/17/2025 | Live | Johnson Controls Inc. (York International Norman) | LUXAIRE | Singlezone Ducted, Centrally Ducted | 214809158 |  | HRCU-A-CB | HH860E2S11 |  | CTU60C5XGS1+JME16C2SN1+TXV |  |  |  | 12 | 19 | 9 | TRUE | TRUE |  | 45000 | 32200 | 2.5 | 32200 | 2.5
214809157 | 11/17/2025 | Live | Johnson Controls Inc. (York International Norman) | COLEMAN | Singlezone Ducted, Centrally Ducted | 214809157 |  | HRCU-A-CB | HH860E2S11 |  | CTU60C5XGS1+JME16C2SN1+TXV |  |  |  | 12 | 19 | 9 | TRUE | TRUE |  | 45000 | 32200 | 2.5 | 32200 | 2.5
214807641 | 11/17/2025 | Live | Johnson Controls Inc. (York International Norman) | YORK | Singlezone Ducted, Centrally Ducted | 214807641 |  | HRCU-A-CB | HH860E2S11 |  | CTU60C5XGS1+JME16C2SN1+TXV |  |  |  | 12 | 19 | 9 | TRUE | TRUE |  | 45000 | 32200 | 2.5 | 32200 | 2.5
214398294 | 11/17/2025 | Live | Johnson Controls Inc. (York International Norman) | JOHNSON CONTROLS | Singlezone Ducted, Centrally Ducted | 214398294 |  | HRCU-A-CB | HH860E2S11 |  | CTF60C5CGS1+JME16C2SN1 |  |  |  | 12 | 19 | 9 | TRUE | TRUE | TRUE | 45000 | 32200 | 2.5 | 32200 | 2.5
214398293 | 11/17/2025 | Live | Johnson Controls Inc. (York International Norman) | CHAMPION HEATING AND COOLING | Singlezone Ducted, Centrally Ducted | 214398293 |  | HRCU-A-CB | HH860E2S11 |  | CTF60C5CGS1+JME16C2SN1 |  |  |  | 12 | 19 | 9 | TRUE | TRUE | TRUE | 45000 | 32200 | 2.5 | 32200 | 2.5
214398292 | 11/17/2025 | Live | Johnson Controls Inc. (York International Norman) | FRASER-JOHNSTON | Singlezone Ducted, Centrally Ducted | 214398292 |  | HRCU-A-CB | HH860E2S11 |  | CTF60C5CGS1+JME16C2SN1 |  |  |  | 12 | 19 | 9 | TRUE | TRUE | TRUE | 45000 | 32200 | 2.5 | 32200 | 2.5
214398291 | 11/17/2025 | Live | Johnson Controls Inc. (York International Norman) | LUXAIRE | Singlezone Ducted, Centrally Ducted | 214398291 |  | HRCU-A-CB | HH860E2S11 |  | CTF60C5CGS1+JME16C2SN1 |  |  |  | 12 | 19 | 9 | TRUE | TRUE | TRUE | 45000 | 32200 | 2.5 | 32200 | 2.5
214398290 | 11/17/2025 | Live | Johnson Controls Inc. (York International Norman) | COLEMAN | Singlezone Ducted, Centrally Ducted | 214398290 |  | HRCU-A-CB | HH860E2S11 |  | CTF60C5CGS1+JME16C2SN1 |  |  |  | 12 | 19 | 9 | TRUE | TRUE | TRUE | 45000 | 32200 | 2.5 | 32200 | 2.5
214395853 | 11/17/2025 | Live | Johnson Controls Inc. (York International Norman) | YORK | Singlezone Ducted, Centrally Ducted | 214395853 |  | HRCU-A-CB | HH860E2S11 |  | CTF60C5CGS1+JME16C2SN1 |  |  |  | 12 | 19 | 9 | TRUE | TRUE | TRUE | 45000 | 32200 | 2.5 | 32200 | 2.5
214398326 | 11/17/2025 | Live | Johnson Controls Inc. (York International Norman) | JOHNSON CONTROLS | Singlezone Ducted, Centrally Ducted | 214398326 |  | HRCU-A-CB | HH860E2S11 |  | CTM60D5CGS1+JMVT20DC2N1 |  |  |  | 12 | 18 | 9 | TRUE | TRUE |  | 45000 | 33200 | 2.56 | 33200 | 2.56
214398325 | 11/17/2025 | Live | Johnson Controls Inc. (York International Norman) | CHAMPION HEATING AND COOLING | Singlezone Ducted, Centrally Ducted | 214398325 |  | HRCU-A-CB | HH860E2S11 |  | CTM60D5CGS1+JMVT20DC2N1 |  |  |  | 12 | 18 | 9 | TRUE | TRUE |  | 45000 | 33200 | 2.56 | 33200 | 2.56
214398324 | 11/17/2025 | Live | Johnson Controls Inc. (York International Norman) | FRASER-JOHNSTON | Singlezone Ducted, Centrally Ducted | 214398324 |  | HRCU-A-CB | HH860E2S11 |  | CTM60D5CGS1+JMVT20DC2N1 |  |  |  | 12 | 18 | 9 | TRUE | TRUE |  | 45000 | 33200 | 2.56 | 33200 | 2.56
214398323 | 11/17/2025 | Live | Johnson Controls Inc. (York International Norman) | LUXAIRE | Singlezone Ducted, Centrally Ducted | 214398323 |  | HRCU-A-CB | HH860E2S11 |  | CTM60D5CGS1+JMVT20DC2N1 |  |  |  | 12 | 18 | 9 | TRUE | TRUE |  | 45000 | 33200 | 2.56 | 33200 | 2.56
214398322 | 11/17/2025 | Live | Johnson Controls Inc. (York International Norman) | COLEMAN | Singlezone Ducted, Centrally Ducted | 214398322 |  | HRCU-A-CB | HH860E2S11 |  | CTM60D5CGS1+JMVT20DC2N1 |  |  |  | 12 | 18 | 9 | TRUE | TRUE |  | 45000 | 33200 | 2.56 | 33200 | 2.56
214395860 | 11/17/2025 | Live | Johnson Controls Inc. (York International Norman) | YORK | Singlezone Ducted, Centrally Ducted | 214395860 |  | HRCU-A-CB | HH860E2S11 |  | CTM60D5CGS1+JMVT20DC2N1 |  |  |  | 12 | 18 | 9 | TRUE | TRUE |  | 45000 | 33200 | 2.56 | 33200 | 2.56
214809156 | 11/17/2025 | Live | Johnson Controls Inc. (York International Norman) | JOHNSON CONTROLS | Singlezone Ducted, Centrally Ducted | 214809156 |  | HRCU-A-CB | HH860E2S11 |  | CTU60D5XGS1+JMC20D2SN1+TXV |  |  |  | 12 | 19 | 9.5 | TRUE | TRUE |  | 46000 | 34600 | 2.64 | 34600 | 2.64
214809155 | 11/17/2025 | Live | Johnson Controls Inc. (York International Norman) | CHAMPION HEATING AND COOLING | Singlezone Ducted, Centrally Ducted | 214809155 |  | HRCU-A-CB | HH860E2S11 |  | CTU60D5XGS1+JMC20D2SN1+TXV |  |  |  | 12 | 19 | 9.5 | TRUE | TRUE |  | 46000 | 34600 | 2.64 | 34600 | 2.64
214809154 | 11/17/2025 | Live | Johnson Controls Inc. (York International Norman) | FRASER-JOHNSTON | Singlezone Ducted, Centrally Ducted | 214809154 |  | HRCU-A-CB | HH860E2S11 |  | CTU60D5XGS1+JMC20D2SN1+TXV |  |  |  | 12 | 19 | 9.5 | TRUE | TRUE |  | 46000 | 34600 | 2.64 | 34600 | 2.64
214809153 | 11/17/2025 | Live | Johnson Controls Inc. (York International Norman) | LUXAIRE | Singlezone Ducted, Centrally Ducted | 214809153 |  | HRCU-A-CB | HH860E2S11 |  | CTU60D5XGS1+JMC20D2SN1+TXV |  |  |  | 12 | 19 | 9.5 | TRUE | TRUE |  | 46000 | 34600 | 2.64 | 34600 | 2.64
214809152 | 11/17/2025 | Live | Johnson Controls Inc. (York International Norman) | COLEMAN | Singlezone Ducted, Centrally Ducted | 214809152 |  | HRCU-A-CB | HH860E2S11 |  | CTU60D5XGS1+JMC20D2SN1+TXV |  |  |  | 12 | 19 | 9.5 | TRUE | TRUE |  | 46000 | 34600 | 2.64 | 34600 | 2.64
214807640 | 11/17/2025 | Live | Johnson Controls Inc. (York International Norman) | YORK | Singlezone Ducted, Centrally Ducted | 214807640 |  | HRCU-A-CB | HH860E2S11 |  | CTU60D5XGS1+JMC20D2SN1+TXV |  |  |  | 12 | 19 | 9.5 | TRUE | TRUE |  | 46000 | 34600 | 2.64 | 34600 | 2.64
214397858 | 11/17/2025 | Live | Johnson Controls Inc. (York International Norman) | JOHNSON CONTROLS | Singlezone Ducted, Centrally Ducted | 214397858 |  | HRCU-A-CB | HH860E2S11 |  | CTF60D5CGS1+JMC20D2SN1 |  |  |  | 12 | 19 | 9.5 | TRUE | TRUE | TRUE | 46000 | 34600 | 2.64 | 34600 | 2.64
214397857 | 11/17/2025 | Live | Johnson Controls Inc. (York International Norman) | CHAMPION HEATING AND COOLING | Singlezone Ducted, Centrally Ducted | 214397857 |  | HRCU-A-CB | HH860E2S11 |  | CTF60D5CGS1+JMC20D2SN1 |  |  |  | 12 | 19 | 9.5 | TRUE | TRUE | TRUE | 46000 | 34600 | 2.64 | 34600 | 2.64
214397856 | 11/17/2025 | Live | Johnson Controls Inc. (York International Norman) | FRASER-JOHNSTON | Singlezone Ducted, Centrally Ducted | 214397856 |  | HRCU-A-CB | HH860E2S11 |  | CTF60D5CGS1+JMC20D2SN1 |  |  |  | 12 | 19 | 9.5 | TRUE | TRUE | TRUE | 46000 | 34600 | 2.64 | 34600 | 2.64
214397855 | 11/17/2025 | Live | Johnson Controls Inc. (York International Norman) | LUXAIRE | Singlezone Ducted, Centrally Ducted | 214397855 |  | HRCU-A-CB | HH860E2S11 |  | CTF60D5CGS1+JMC20D2SN1 |  |  |  | 12 | 19 | 9.5 | TRUE | TRUE | TRUE | 46000 | 34600 | 2.64 | 34600 | 2.64
214397854 | 11/17/2025 | Live | Johnson Controls Inc. (York International Norman) | COLEMAN | Singlezone Ducted, Centrally Ducted | 214397854 |  | HRCU-A-CB | HH860E2S11 |  | CTF60D5CGS1+JMC20D2SN1 |  |  |  | 12 | 19 | 9.5 | TRUE | TRUE | TRUE | 46000 | 34600 | 2.64 | 34600 | 2.64
214395745 | 11/17/2025 | Live | Johnson Controls Inc. (York International Norman) | YORK | Singlezone Ducted, Centrally Ducted | 214395745 |  | HRCU-A-CB | HH860E2S11 |  | CTF60D5CGS1+JMC20D2SN1 |  |  |  | 12 | 19 | 9.5 | TRUE | TRUE | TRUE | 46000 | 34600 | 2.64 | 34600 | 2.64
214397406 | 11/17/2025 | Live | Johnson Controls Inc. (York International Norman) | JOHNSON CONTROLS | Singlezone Ducted, Centrally Ducted | 214397406 |  | HRCU-A-CB | HH860E2S11 |  | JHE48C5CG2SS1 |  |  |  | 12 | 19 | 9 | TRUE | TRUE |  | 44000 | 32200 | 2.5 | 32200 | 2.5
214397405 | 11/17/2025 | Live | Johnson Controls Inc. (York International Norman) | CHAMPION HEATING AND COOLING | Singlezone Ducted, Centrally Ducted | 214397405 |  | HRCU-A-CB | HH860E2S11 |  | JHE48C5CG2SS1 |  |  |  | 12 | 19 | 9 | TRUE | TRUE |  | 44000 | 32200 | 2.5 | 32200 | 2.5
214397404 | 11/17/2025 | Live | Johnson Controls Inc. (York International Norman) | FRASER-JOHNSTON | Singlezone Ducted, Centrally Ducted | 214397404 |  | HRCU-A-CB | HH860E2S11 |  | JHE48C5CG2SS1 |  |  |  | 12 | 19 | 9 | TRUE | TRUE |  | 44000 | 32200 | 2.5 | 32200 | 2.5
214397403 | 11/17/2025 | Live | Johnson Controls Inc. (York International Norman) | LUXAIRE | Singlezone Ducted, Centrally Ducted | 214397403 |  | HRCU-A-CB | HH860E2S11 |  | JHE48C5CG2SS1 |  |  |  | 12 | 19 | 9 | TRUE | TRUE |  | 44000 | 32200 | 2.5 | 32200 | 2.5
214397402 | 11/17/2025 | Live | Johnson Controls Inc. (York International Norman) | COLEMAN | Singlezone Ducted, Centrally Ducted | 214397402 |  | HRCU-A-CB | HH860E2S11 |  | JHE48C5CG2SS1 |  |  |  | 12 | 19 | 9 | TRUE | TRUE |  | 44000 | 32200 | 2.5 | 32200 | 2.5
214395633 | 11/17/2025 | Live | Johnson Controls Inc. (York International Norman) | YORK | Singlezone Ducted, Centrally Ducted | 214395633 |  | HRCU-A-CB | HH860E2S11 |  | JHE48C5CG2SS1 |  |  |  | 12 | 19 | 9 | TRUE | TRUE |  | 44000 | 32200 | 2.5 | 32200 | 2.5
214398636 | 11/17/2025 | Live | Johnson Controls Inc. (York International Norman) | JOHNSON CONTROLS | Singlezone Ducted, Centrally Ducted | 214398636 |  | HRCU-A-CB | HH860E2S11 |  | JHE48D5CG2SS1 |  |  |  | 12 | 19 | 9 | TRUE | TRUE | TRUE | 45000 | 33200 | 2.56 | 33200 | 2.56
214398635 | 11/17/2025 | Live | Johnson Controls Inc. (York International Norman) | CHAMPION HEATING AND COOLING | Singlezone Ducted, Centrally Ducted | 214398635 |  | HRCU-A-CB | HH860E2S11 |  | JHE48D5CG2SS1 |  |  |  | 12 | 19 | 9 | TRUE | TRUE | TRUE | 45000 | 33200 | 2.56 | 33200 | 2.56
214398634 | 11/17/2025 | Live | Johnson Controls Inc. (York International Norman) | FRASER-JOHNSTON | Singlezone Ducted, Centrally Ducted | 214398634 |  | HRCU-A-CB | HH860E2S11 |  | JHE48D5CG2SS1 |  |  |  | 12 | 19 | 9 | TRUE | TRUE | TRUE | 45000 | 33200 | 2.56 | 33200 | 2.56
214398633 | 11/17/2025 | Live | Johnson Controls Inc. (York International Norman) | LUXAIRE | Singlezone Ducted, Centrally Ducted | 214398633 |  | HRCU-A-CB | HH860E2S11 |  | JHE48D5CG2SS1 |  |  |  | 12 | 19 | 9 | TRUE | TRUE | TRUE | 45000 | 33200 | 2.56 | 33200 | 2.56
214398632 | 11/17/2025 | Live | Johnson Controls Inc. (York International Norman) | COLEMAN | Singlezone Ducted, Centrally Ducted | 214398632 |  | HRCU-A-CB | HH860E2S11 |  | JHE48D5CG2SS1 |  |  |  | 12 | 19 | 9 | TRUE | TRUE | TRUE | 45000 | 33200 | 2.56 | 33200 | 2.56
214395934 | 11/17/2025 | Live | Johnson Controls Inc. (York International Norman) | YORK | Singlezone Ducted, Centrally Ducted | 214395934 |  | HRCU-A-CB | HH860E2S11 |  | JHE48D5CG2SS1 |  |  |  | 12 | 19 | 9 | TRUE | TRUE | TRUE | 45000 | 33200 | 2.56 | 33200 | 2.56
214396613 | 11/17/2025 | Live | Johnson Controls Inc. (York International Norman) | JOHNSON CONTROLS | Singlezone Ducted, Centrally Ducted | 214396613 |  | HRCU-A-CB | HH860E2S11 |  | CTM60D5CGS1+JMC20D2SN1 |  |  |  | 12 | 18 | 9.5 | TRUE | TRUE |  | 45000 | 34000 | 2.58 | 34000 | 2.58
214396612 | 11/17/2025 | Live | Johnson Controls Inc. (York International Norman) | CHAMPION HEATING AND COOLING | Singlezone Ducted, Centrally Ducted | 214396612 |  | HRCU-A-CB | HH860E2S11 |  | CTM60D5CGS1+JMC20D2SN1 |  |  |  | 12 | 18 | 9.5 | TRUE | TRUE |  | 45000 | 34000 | 2.58 | 34000 | 2.58
214396611 | 11/17/2025 | Live | Johnson Controls Inc. (York International Norman) | FRASER-JOHNSTON | Singlezone Ducted, Centrally Ducted | 214396611 |  | HRCU-A-CB | HH860E2S11 |  | CTM60D5CGS1+JMC20D2SN1 |  |  |  | 12 | 18 | 9.5 | TRUE | TRUE |  | 45000 | 34000 | 2.58 | 34000 | 2.58
214396610 | 11/17/2025 | Live | Johnson Controls Inc. (York International Norman) | LUXAIRE | Singlezone Ducted, Centrally Ducted | 214396610 |  | HRCU-A-CB | HH860E2S11 |  | CTM60D5CGS1+JMC20D2SN1 |  |  |  | 12 | 18 | 9.5 | TRUE | TRUE |  | 45000 | 34000 | 2.58 | 34000 | 2.58
214396609 | 11/17/2025 | Live | Johnson Controls Inc. (York International Norman) | COLEMAN | Singlezone Ducted, Centrally Ducted | 214396609 |  | HRCU-A-CB | HH860E2S11 |  | CTM60D5CGS1+JMC20D2SN1 |  |  |  | 12 | 18 | 9.5 | TRUE | TRUE |  | 45000 | 34000 | 2.58 | 34000 | 2.58
214396053 | 11/17/2025 | Live | Johnson Controls Inc. (York International Norman) | YORK | Singlezone Ducted, Centrally Ducted | 214396053 |  | HRCU-A-CB | HH860E2S11 |  | CTM60D5CGS1+JMC20D2SN1 |  |  |  | 12 | 18 | 9.5 | TRUE | TRUE |  | 45000 | 34000 | 2.58 | 34000 | 2.58
214397912 | 11/17/2025 | Live | Johnson Controls Inc. (York International Norman) | JOHNSON CONTROLS | Singlezone Ducted, Centrally Ducted | 214397912 |  | HRCU-A-CB | HH860E2S11 |  | CTM60C5CGS1+JMVT17CC2N1 |  |  |  | 12 | 19 | 9.5 | TRUE | TRUE |  | 45000 | 33600 | 2.56 | 33600 | 2.56
214397911 | 11/17/2025 | Live | Johnson Controls Inc. (York International Norman) | CHAMPION HEATING AND COOLING | Singlezone Ducted, Centrally Ducted | 214397911 |  | HRCU-A-CB | HH860E2S11 |  | CTM60C5CGS1+JMVT17CC2N1 |  |  |  | 12 | 19 | 9.5 | TRUE | TRUE |  | 45000 | 33600 | 2.56 | 33600 | 2.56
214397910 | 11/17/2025 | Live | Johnson Controls Inc. (York International Norman) | FRASER-JOHNSTON | Singlezone Ducted, Centrally Ducted | 214397910 |  | HRCU-A-CB | HH860E2S11 |  | CTM60C5CGS1+JMVT17CC2N1 |  |  |  | 12 | 19 | 9.5 | TRUE | TRUE |  | 45000 | 33600 | 2.56 | 33600 | 2.56
214397909 | 11/17/2025 | Live | Johnson Controls Inc. (York International Norman) | LUXAIRE | Singlezone Ducted, Centrally Ducted | 214397909 |  | HRCU-A-CB | HH860E2S11 |  | CTM60C5CGS1+JMVT17CC2N1 |  |  |  | 12 | 19 | 9.5 | TRUE | TRUE |  | 45000 | 33600 | 2.56 | 33600 | 2.56
214397908 | 11/17/2025 | Live | Johnson Controls Inc. (York International Norman) | COLEMAN | Singlezone Ducted, Centrally Ducted | 214397908 |  | HRCU-A-CB | HH860E2S11 |  | CTM60C5CGS1+JMVT17CC2N1 |  |  |  | 12 | 19 | 9.5 | TRUE | TRUE |  | 45000 | 33600 | 2.56 | 33600 | 2.56
214395757 | 11/17/2025 | Live | Johnson Controls Inc. (York International Norman) | YORK | Singlezone Ducted, Centrally Ducted | 214395757 |  | HRCU-A-CB | HH860E2S11 |  | CTM60C5CGS1+JMVT17CC2N1 |  |  |  | 12 | 19 | 9.5 | TRUE | TRUE |  | 45000 | 33600 | 2.56 | 33600 | 2.56
214809024 | 11/17/2025 | Live | Johnson Controls Inc. (York International Norman) | JOHNSON CONTROLS | Singlezone Ducted, Centrally Ducted | 214809024 |  | HRCU-A-CB | HH860E2S11 |  | CTU60D5XGS1+JMET18DS2N1+TXV |  |  |  | 12 | 19 | 9.5 | TRUE | TRUE |  | 45500 | 34200 | 2.58 | 34200 | 2.58
214809023 | 11/17/2025 | Live | Johnson Controls Inc. (York International Norman) | CHAMPION HEATING AND COOLING | Singlezone Ducted, Centrally Ducted | 214809023 |  | HRCU-A-CB | HH860E2S11 |  | CTU60D5XGS1+JMET18DS2N1+TXV |  |  |  | 12 | 19 | 9.5 | TRUE | TRUE |  | 45500 | 34200 | 2.58 | 34200 | 2.58
214809022 | 11/17/2025 | Live | Johnson Controls Inc. (York International Norman) | FRASER-JOHNSTON | Singlezone Ducted, Centrally Ducted | 214809022 |  | HRCU-A-CB | HH860E2S11 |  | CTU60D5XGS1+JMET18DS2N1+TXV |  |  |  | 12 | 19 | 9.5 | TRUE | TRUE |  | 45500 | 34200 | 2.58 | 34200 | 2.58
214809021 | 11/17/2025 | Live | Johnson Controls Inc. (York International Norman) | LUXAIRE | Singlezone Ducted, Centrally Ducted | 214809021 |  | HRCU-A-CB | HH860E2S11 |  | CTU60D5XGS1+JMET18DS2N1+TXV |  |  |  | 12 | 19 | 9.5 | TRUE | TRUE |  | 45500 | 34200 | 2.58 | 34200 | 2.58
214809020 | 11/17/2025 | Live | Johnson Controls Inc. (York International Norman) | COLEMAN | Singlezone Ducted, Centrally Ducted | 214809020 |  | HRCU-A-CB | HH860E2S11 |  | CTU60D5XGS1+JMET18DS2N1+TXV |  |  |  | 12 | 19 | 9.5 | TRUE | TRUE |  | 45500 | 34200 | 2.58 | 34200 | 2.58
214807646 | 11/17/2025 | Live | Johnson Controls Inc. (York International Norman) | YORK | Singlezone Ducted, Centrally Ducted | 214807646 |  | HRCU-A-CB | HH860E2S11 |  | CTU60D5XGS1+JMET18DS2N1+TXV |  |  |  | 12 | 19 | 9.5 | TRUE | TRUE |  | 45500 | 34200 | 2.58 | 34200 | 2.58
214397843 | 11/17/2025 | Live | Johnson Controls Inc. (York International Norman) | JOHNSON CONTROLS | Singlezone Ducted, Centrally Ducted | 214397843 |  | HRCU-A-CB | HH860E2S11 |  | CTF60D5CGS1+JMET18DS2N1 |  |  |  | 12 | 19 | 9.5 | TRUE | TRUE |  | 45500 | 34200 | 2.58 | 34200 | 2.58
214397842 | 11/17/2025 | Live | Johnson Controls Inc. (York International Norman) | CHAMPION HEATING AND COOLING | Singlezone Ducted, Centrally Ducted | 214397842 |  | HRCU-A-CB | HH860E2S11 |  | CTF60D5CGS1+JMET18DS2N1 |  |  |  | 12 | 19 | 9.5 | TRUE | TRUE |  | 45500 | 34200 | 2.58 | 34200 | 2.58
214397841 | 11/17/2025 | Live | Johnson Controls Inc. (York International Norman) | FRASER-JOHNSTON | Singlezone Ducted, Centrally Ducted | 214397841 |  | HRCU-A-CB | HH860E2S11 |  | CTF60D5CGS1+JMET18DS2N1 |  |  |  | 12 | 19 | 9.5 | TRUE | TRUE |  | 45500 | 34200 | 2.58 | 34200 | 2.58
214397840 | 11/17/2025 | Live | Johnson Controls Inc. (York International Norman) | LUXAIRE | Singlezone Ducted, Centrally Ducted | 214397840 |  | HRCU-A-CB | HH860E2S11 |  | CTF60D5CGS1+JMET18DS2N1 |  |  |  | 12 | 19 | 9.5 | TRUE | TRUE |  | 45500 | 34200 | 2.58 | 34200 | 2.58
214397839 | 11/17/2025 | Live | Johnson Controls Inc. (York International Norman) | COLEMAN | Singlezone Ducted, Centrally Ducted | 214397839 |  | HRCU-A-CB | HH860E2S11 |  | CTF60D5CGS1+JMET18DS2N1 |  |  |  | 12 | 19 | 9.5 | TRUE | TRUE |  | 45500 | 34200 | 2.58 | 34200 | 2.58
214395742 | 11/17/2025 | Live | Johnson Controls Inc. (York International Norman) | YORK | Singlezone Ducted, Centrally Ducted | 214395742 |  | HRCU-A-CB | HH860E2S11 |  | CTF60D5CGS1+JMET18DS2N1 |  |  |  | 12 | 19 | 9.5 | TRUE | TRUE |  | 45500 | 34200 | 2.58 | 34200 | 2.58
214421545 | 11/17/2025 | Live | Johnson Controls Inc. (York International Norman) | JOHNSON CONTROLS | Singlezone Ducted, Centrally Ducted | 214421545 |  | HRCU-A-CB | HH860E2S11 |  | CTM60D5CGS1+JMET18DS2N1 |  |  |  | 12 | 18 | 9.5 | TRUE | TRUE |  | 45500 | 34000 | 2.58 | 34000 | 2.58
214421544 | 11/17/2025 | Live | Johnson Controls Inc. (York International Norman) | CHAMPION HEATING AND COOLING | Singlezone Ducted, Centrally Ducted | 214421544 |  | HRCU-A-CB | HH860E2S11 |  | CTM60D5CGS1+JMET18DS2N1 |  |  |  | 12 | 18 | 9.5 | TRUE | TRUE |  | 45500 | 34000 | 2.58 | 34000 | 2.58
214421543 | 11/17/2025 | Live | Johnson Controls Inc. (York International Norman) | FRASER-JOHNSTON | Singlezone Ducted, Centrally Ducted | 214421543 |  | HRCU-A-CB | HH860E2S11 |  | CTM60D5CGS1+JMET18DS2N1 |  |  |  | 12 | 18 | 9.5 | TRUE | TRUE |  | 45500 | 34000 | 2.58 | 34000 | 2.58
214421542 | 11/17/2025 | Live | Johnson Controls Inc. (York International Norman) | LUXAIRE | Singlezone Ducted, Centrally Ducted | 214421542 |  | HRCU-A-CB | HH860E2S11 |  | CTM60D5CGS1+JMET18DS2N1 |  |  |  | 12 | 18 | 9.5 | TRUE | TRUE |  | 45500 | 34000 | 2.58 | 34000 | 2.58
214421541 | 11/17/2025 | Live | Johnson Controls Inc. (York International Norman) | COLEMAN | Singlezone Ducted, Centrally Ducted | 214421541 |  | HRCU-A-CB | HH860E2S11 |  | CTM60D5CGS1+JMET18DS2N1 |  |  |  | 12 | 18 | 9.5 | TRUE | TRUE |  | 45500 | 34000 | 2.58 | 34000 | 2.58
214421501 | 11/17/2025 | Live | Johnson Controls Inc. (York International Norman) | YORK | Singlezone Ducted, Centrally Ducted | 214421501 |  | HRCU-A-CB | HH860E2S11 |  | CTM60D5CGS1+JMET18DS2N1 |  |  |  | 12 | 18 | 9.5 | TRUE | TRUE |  | 45500 | 34000 | 2.58 | 34000 | 2.58
214421535 | 11/17/2025 | Live | Johnson Controls Inc. (York International Norman) | JOHNSON CONTROLS | Singlezone Ducted, Centrally Ducted | 214421535 |  | HRCU-A-CB | HH860E2S11 |  | CTM60C5CGS1+JMET16CS2N1 |  |  |  | 11.7 | 19 | 9.5 | TRUE | TRUE |  | 45500 | 34400 | 2.58 | 34400 | 2.58
214421534 | 11/17/2025 | Live | Johnson Controls Inc. (York International Norman) | CHAMPION HEATING AND COOLING | Singlezone Ducted, Centrally Ducted | 214421534 |  | HRCU-A-CB | HH860E2S11 |  | CTM60C5CGS1+JMET16CS2N1 |  |  |  | 11.7 | 19 | 9.5 | TRUE | TRUE |  | 45500 | 34400 | 2.58 | 34400 | 2.58
214421533 | 11/17/2025 | Live | Johnson Controls Inc. (York International Norman) | FRASER-JOHNSTON | Singlezone Ducted, Centrally Ducted | 214421533 |  | HRCU-A-CB | HH860E2S11 |  | CTM60C5CGS1+JMET16CS2N1 |  |  |  | 11.7 | 19 | 9.5 | TRUE | TRUE |  | 45500 | 34400 | 2.58 | 34400 | 2.58
214421532 | 11/17/2025 | Live | Johnson Controls Inc. (York International Norman) | LUXAIRE | Singlezone Ducted, Centrally Ducted | 214421532 |  | HRCU-A-CB | HH860E2S11 |  | CTM60C5CGS1+JMET16CS2N1 |  |  |  | 11.7 | 19 | 9.5 | TRUE | TRUE |  | 45500 | 34400 | 2.58 | 34400 | 2.58
214421531 | 11/17/2025 | Live | Johnson Controls Inc. (York International Norman) | COLEMAN | Singlezone Ducted, Centrally Ducted | 214421531 |  | HRCU-A-CB | HH860E2S11 |  | CTM60C5CGS1+JMET16CS2N1 |  |  |  | 11.7 | 19 | 9.5 | TRUE | TRUE |  | 45500 | 34400 | 2.58 | 34400 | 2.58
214421500 | 11/17/2025 | Live | Johnson Controls Inc. (York International Norman) | YORK | Singlezone Ducted, Centrally Ducted | 214421500 |  | HRCU-A-CB | HH860E2S11 |  | CTM60C5CGS1+JMET16CS2N1 |  |  |  | 11.7 | 19 | 9.5 | TRUE | TRUE |  | 45500 | 34400 | 2.58 | 34400 | 2.58
214809002 | 11/17/2025 | Live | Johnson Controls Inc. (York International Norman) | JOHNSON CONTROLS | Singlezone Ducted, Centrally Ducted | 214809002 |  | HRCU-A-CB | HH860E2S11 |  | CTU60C5XGS1+JMVT17CC2N1+TXV |  |  |  | 12 | 18 | 9 | TRUE | TRUE |  | 44500 | 31800 | 2.48 | 31800 | 2.48
214809001 | 11/17/2025 | Live | Johnson Controls Inc. (York International Norman) | CHAMPION HEATING AND COOLING | Singlezone Ducted, Centrally Ducted | 214809001 |  | HRCU-A-CB | HH860E2S11 |  | CTU60C5XGS1+JMVT17CC2N1+TXV |  |  |  | 12 | 18 | 9 | TRUE | TRUE |  | 44500 | 31800 | 2.48 | 31800 | 2.48
214809000 | 11/17/2025 | Live | Johnson Controls Inc. (York International Norman) | FRASER-JOHNSTON | Singlezone Ducted, Centrally Ducted | 214809000 |  | HRCU-A-CB | HH860E2S11 |  | CTU60C5XGS1+JMVT17CC2N1+TXV |  |  |  | 12 | 18 | 9 | TRUE | TRUE |  | 44500 | 31800 | 2.48 | 31800 | 2.48
214808999 | 11/17/2025 | Live | Johnson Controls Inc. (York International Norman) | LUXAIRE | Singlezone Ducted, Centrally Ducted | 214808999 |  | HRCU-A-CB | HH860E2S11 |  | CTU60C5XGS1+JMVT17CC2N1+TXV |  |  |  | 12 | 18 | 9 | TRUE | TRUE |  | 44500 | 31800 | 2.48 | 31800 | 2.48
214808998 | 11/17/2025 | Live | Johnson Controls Inc. (York International Norman) | COLEMAN | Singlezone Ducted, Centrally Ducted | 214808998 |  | HRCU-A-CB | HH860E2S11 |  | CTU60C5XGS1+JMVT17CC2N1+TXV |  |  |  | 12 | 18 | 9 | TRUE | TRUE |  | 44500 | 31800 | 2.48 | 31800 | 2.48
214807611 | 11/17/2025 | Live | Johnson Controls Inc. (York International Norman) | YORK | Singlezone Ducted, Centrally Ducted | 214807611 |  | HRCU-A-CB | HH860E2S11 |  | CTU60C5XGS1+JMVT17CC2N1+TXV |  |  |  | 12 | 18 | 9 | TRUE | TRUE |  | 44500 | 31800 | 2.48 | 31800 | 2.48
214397838 | 11/17/2025 | Live | Johnson Controls Inc. (York International Norman) | JOHNSON CONTROLS | Singlezone Ducted, Centrally Ducted | 214397838 |  | HRCU-A-CB | HH860E2S11 |  | CTF60C5CGS1+JMVT17CC2N1 |  |  |  | 12 | 18 | 9 | TRUE | TRUE | TRUE | 44500 | 31800 | 2.48 | 31800 | 2.48
214397837 | 11/17/2025 | Live | Johnson Controls Inc. (York International Norman) | CHAMPION HEATING AND COOLING | Singlezone Ducted, Centrally Ducted | 214397837 |  | HRCU-A-CB | HH860E2S11 |  | CTF60C5CGS1+JMVT17CC2N1 |  |  |  | 12 | 18 | 9 | TRUE | TRUE | TRUE | 44500 | 31800 | 2.48 | 31800 | 2.48
214397836 | 11/17/2025 | Live | Johnson Controls Inc. (York International Norman) | FRASER-JOHNSTON | Singlezone Ducted, Centrally Ducted | 214397836 |  | HRCU-A-CB | HH860E2S11 |  | CTF60C5CGS1+JMVT17CC2N1 |  |  |  | 12 | 18 | 9 | TRUE | TRUE | TRUE | 44500 | 31800 | 2.48 | 31800 | 2.48
214397835 | 11/17/2025 | Live | Johnson Controls Inc. (York International Norman) | LUXAIRE | Singlezone Ducted, Centrally Ducted | 214397835 |  | HRCU-A-CB | HH860E2S11 |  | CTF60C5CGS1+JMVT17CC2N1 |  |  |  | 12 | 18 | 9 | TRUE | TRUE | TRUE | 44500 | 31800 | 2.48 | 31800 | 2.48
214397834 | 11/17/2025 | Live | Johnson Controls Inc. (York International Norman) | COLEMAN | Singlezone Ducted, Centrally Ducted | 214397834 |  | HRCU-A-CB | HH860E2S11 |  | CTF60C5CGS1+JMVT17CC2N1 |  |  |  | 12 | 18 | 9 | TRUE | TRUE | TRUE | 44500 | 31800 | 2.48 | 31800 | 2.48
214395741 | 11/17/2025 | Live | Johnson Controls Inc. (York International Norman) | YORK | Singlezone Ducted, Centrally Ducted | 214395741 |  | HRCU-A-CB | HH860E2S11 |  | CTF60C5CGS1+JMVT17CC2N1 |  |  |  | 12 | 18 | 9 | TRUE | TRUE | TRUE | 44500 | 31800 | 2.48 | 31800 | 2.48
214809007 | 11/17/2025 | Live | Johnson Controls Inc. (York International Norman) | JOHNSON CONTROLS | Singlezone Ducted, Centrally Ducted | 214809007 |  | HRCU-A-CB | HH860E2S11 |  | CTU60C5XGS1+JMC17C2SN1+TXV |  |  |  | 12 | 18 | 9 | TRUE | TRUE |  | 44500 | 31800 | 2.48 | 31800 | 2.48
214809006 | 11/17/2025 | Live | Johnson Controls Inc. (York International Norman) | CHAMPION HEATING AND COOLING | Singlezone Ducted, Centrally Ducted | 214809006 |  | HRCU-A-CB | HH860E2S11 |  | CTU60C5XGS1+JMC17C2SN1+TXV |  |  |  | 12 | 18 | 9 | TRUE | TRUE |  | 44500 | 31800 | 2.48 | 31800 | 2.48
214809005 | 11/17/2025 | Live | Johnson Controls Inc. (York International Norman) | FRASER-JOHNSTON | Singlezone Ducted, Centrally Ducted | 214809005 |  | HRCU-A-CB | HH860E2S11 |  | CTU60C5XGS1+JMC17C2SN1+TXV |  |  |  | 12 | 18 | 9 | TRUE | TRUE |  | 44500 | 31800 | 2.48 | 31800 | 2.48
214809004 | 11/17/2025 | Live | Johnson Controls Inc. (York International Norman) | LUXAIRE | Singlezone Ducted, Centrally Ducted | 214809004 |  | HRCU-A-CB | HH860E2S11 |  | CTU60C5XGS1+JMC17C2SN1+TXV |  |  |  | 12 | 18 | 9 | TRUE | TRUE |  | 44500 | 31800 | 2.48 | 31800 | 2.48
214809003 | 11/17/2025 | Live | Johnson Controls Inc. (York International Norman) | COLEMAN | Singlezone Ducted, Centrally Ducted | 214809003 |  | HRCU-A-CB | HH860E2S11 |  | CTU60C5XGS1+JMC17C2SN1+TXV |  |  |  | 12 | 18 | 9 | TRUE | TRUE |  | 44500 | 31800 | 2.48 | 31800 | 2.48
214807612 | 11/17/2025 | Live | Johnson Controls Inc. (York International Norman) | YORK | Singlezone Ducted, Centrally Ducted | 214807612 |  | HRCU-A-CB | HH860E2S11 |  | CTU60C5XGS1+JMC17C2SN1+TXV |  |  |  | 12 | 18 | 9 | TRUE | TRUE |  | 44500 | 31800 | 2.48 | 31800 | 2.48
214398255 | 11/17/2025 | Live | Johnson Controls Inc. (York International Norman) | JOHNSON CONTROLS | Singlezone Ducted, Centrally Ducted | 214398255 |  | HRCU-A-CB | HH860E2S11 |  | CTF60C5CGS1+JMC17C2SN1 |  |  |  | 12 | 18 | 9 | TRUE | TRUE | TRUE | 44500 | 31800 | 2.48 | 31800 | 2.48
214398254 | 11/17/2025 | Live | Johnson Controls Inc. (York International Norman) | CHAMPION HEATING AND COOLING | Singlezone Ducted, Centrally Ducted | 214398254 |  | HRCU-A-CB | HH860E2S11 |  | CTF60C5CGS1+JMC17C2SN1 |  |  |  | 12 | 18 | 9 | TRUE | TRUE | TRUE | 44500 | 31800 | 2.48 | 31800 | 2.48
214398253 | 11/17/2025 | Live | Johnson Controls Inc. (York International Norman) | FRASER-JOHNSTON | Singlezone Ducted, Centrally Ducted | 214398253 |  | HRCU-A-CB | HH860E2S11 |  | CTF60C5CGS1+JMC17C2SN1 |  |  |  | 12 | 18 | 9 | TRUE | TRUE | TRUE | 44500 | 31800 | 2.48 | 31800 | 2.48
214398252 | 11/17/2025 | Live | Johnson Controls Inc. (York International Norman) | LUXAIRE | Singlezone Ducted, Centrally Ducted | 214398252 |  | HRCU-A-CB | HH860E2S11 |  | CTF60C5CGS1+JMC17C2SN1 |  |  |  | 12 | 18 | 9 | TRUE | TRUE | TRUE | 44500 | 31800 | 2.48 | 31800 | 2.48
214398251 | 11/17/2025 | Live | Johnson Controls Inc. (York International Norman) | COLEMAN | Singlezone Ducted, Centrally Ducted | 214398251 |  | HRCU-A-CB | HH860E2S11 |  | CTF60C5CGS1+JMC17C2SN1 |  |  |  | 12 | 18 | 9 | TRUE | TRUE | TRUE | 44500 | 31800 | 2.48 | 31800 | 2.48
214395844 | 11/17/2025 | Live | Johnson Controls Inc. (York International Norman) | YORK | Singlezone Ducted, Centrally Ducted | 214395844 |  | HRCU-A-CB | HH860E2S11 |  | CTF60C5CGS1+JMC17C2SN1 |  |  |  | 12 | 18 | 9 | TRUE | TRUE | TRUE | 44500 | 31800 | 2.48 | 31800 | 2.48
214398331 | 11/17/2025 | Live | Johnson Controls Inc. (York International Norman) | JOHNSON CONTROLS | Singlezone Ducted, Centrally Ducted | 214398331 |  | HRCU-A-CB | HH860E2S11 |  | CTM60C5CGS1+JMC17C2SN1 |  |  |  | 12 | 19 | 9 | TRUE | TRUE |  | 45000 | 33000 | 2.54 | 33000 | 2.54
214398330 | 11/17/2025 | Live | Johnson Controls Inc. (York International Norman) | CHAMPION HEATING AND COOLING | Singlezone Ducted, Centrally Ducted | 214398330 |  | HRCU-A-CB | HH860E2S11 |  | CTM60C5CGS1+JMC17C2SN1 |  |  |  | 12 | 19 | 9 | TRUE | TRUE |  | 45000 | 33000 | 2.54 | 33000 | 2.54
214398329 | 11/17/2025 | Live | Johnson Controls Inc. (York International Norman) | FRASER-JOHNSTON | Singlezone Ducted, Centrally Ducted | 214398329 |  | HRCU-A-CB | HH860E2S11 |  | CTM60C5CGS1+JMC17C2SN1 |  |  |  | 12 | 19 | 9 | TRUE | TRUE |  | 45000 | 33000 | 2.54 | 33000 | 2.54
214398328 | 11/17/2025 | Live | Johnson Controls Inc. (York International Norman) | LUXAIRE | Singlezone Ducted, Centrally Ducted | 214398328 |  | HRCU-A-CB | HH860E2S11 |  | CTM60C5CGS1+JMC17C2SN1 |  |  |  | 12 | 19 | 9 | TRUE | TRUE |  | 45000 | 33000 | 2.54 | 33000 | 2.54
214398327 | 11/17/2025 | Live | Johnson Controls Inc. (York International Norman) | COLEMAN | Singlezone Ducted, Centrally Ducted | 214398327 |  | HRCU-A-CB | HH860E2S11 |  | CTM60C5CGS1+JMC17C2SN1 |  |  |  | 12 | 19 | 9 | TRUE | TRUE |  | 45000 | 33000 | 2.54 | 33000 | 2.54
214395861 | 11/17/2025 | Live | Johnson Controls Inc. (York International Norman) | YORK | Singlezone Ducted, Centrally Ducted | 214395861 |  | HRCU-A-CB | HH860E2S11 |  | CTM60C5CGS1+JMC17C2SN1 |  |  |  | 12 | 19 | 9 | TRUE | TRUE |  | 45000 | 33000 | 2.54 | 33000 | 2.54
214809146 | 11/17/2025 | Live | Johnson Controls Inc. (York International Norman) | JOHNSON CONTROLS | Singlezone Ducted, Centrally Ducted | 214809146 |  | HRCU-A-CB | HH860E2S11 |  | CTU60C5XGS1+JMVT16CC2N1+TXV |  |  |  | 12 | 19 | 9 | TRUE | TRUE |  | 45000 | 33600 | 2.56 | 33600 | 2.56
214809145 | 11/17/2025 | Live | Johnson Controls Inc. (York International Norman) | CHAMPION HEATING AND COOLING | Singlezone Ducted, Centrally Ducted | 214809145 |  | HRCU-A-CB | HH860E2S11 |  | CTU60C5XGS1+JMVT16CC2N1+TXV |  |  |  | 12 | 19 | 9 | TRUE | TRUE |  | 45000 | 33600 | 2.56 | 33600 | 2.56
214809144 | 11/17/2025 | Live | Johnson Controls Inc. (York International Norman) | FRASER-JOHNSTON | Singlezone Ducted, Centrally Ducted | 214809144 |  | HRCU-A-CB | HH860E2S11 |  | CTU60C5XGS1+JMVT16CC2N1+TXV |  |  |  | 12 | 19 | 9 | TRUE | TRUE |  | 45000 | 33600 | 2.56 | 33600 | 2.56
214809143 | 11/17/2025 | Live | Johnson Controls Inc. (York International Norman) | LUXAIRE | Singlezone Ducted, Centrally Ducted | 214809143 |  | HRCU-A-CB | HH860E2S11 |  | CTU60C5XGS1+JMVT16CC2N1+TXV |  |  |  | 12 | 19 | 9 | TRUE | TRUE |  | 45000 | 33600 | 2.56 | 33600 | 2.56
214809142 | 11/17/2025 | Live | Johnson Controls Inc. (York International Norman) | COLEMAN | Singlezone Ducted, Centrally Ducted | 214809142 |  | HRCU-A-CB | HH860E2S11 |  | CTU60C5XGS1+JMVT16CC2N1+TXV |  |  |  | 12 | 19 | 9 | TRUE | TRUE |  | 45000 | 33600 | 2.56 | 33600 | 2.56
214807638 | 11/17/2025 | Live | Johnson Controls Inc. (York International Norman) | YORK | Singlezone Ducted, Centrally Ducted | 214807638 |  | HRCU-A-CB | HH860E2S11 |  | CTU60C5XGS1+JMVT16CC2N1+TXV |  |  |  | 12 | 19 | 9 | TRUE | TRUE |  | 45000 | 33600 | 2.56 | 33600 | 2.56
214397029 | 11/17/2025 | Live | Johnson Controls Inc. (York International Norman) | JOHNSON CONTROLS | Singlezone Ducted, Centrally Ducted | 214397029 |  | HRCU-A-CB | HH860E2S11 |  | CTF60C5CGS1+JMVT16CC2N1 |  |  |  | 12 | 19 | 9 | TRUE | TRUE |  | 45000 | 33600 | 2.56 | 33600 | 2.56
214397028 | 11/17/2025 | Live | Johnson Controls Inc. (York International Norman) | CHAMPION HEATING AND COOLING | Singlezone Ducted, Centrally Ducted | 214397028 |  | HRCU-A-CB | HH860E2S11 |  | CTF60C5CGS1+JMVT16CC2N1 |  |  |  | 12 | 19 | 9 | TRUE | TRUE |  | 45000 | 33600 | 2.56 | 33600 | 2.56
214397027 | 11/17/2025 | Live | Johnson Controls Inc. (York International Norman) | FRASER-JOHNSTON | Singlezone Ducted, Centrally Ducted | 214397027 |  | HRCU-A-CB | HH860E2S11 |  | CTF60C5CGS1+JMVT16CC2N1 |  |  |  | 12 | 19 | 9 | TRUE | TRUE |  | 45000 | 33600 | 2.56 | 33600 | 2.56
214397026 | 11/17/2025 | Live | Johnson Controls Inc. (York International Norman) | LUXAIRE | Singlezone Ducted, Centrally Ducted | 214397026 |  | HRCU-A-CB | HH860E2S11 |  | CTF60C5CGS1+JMVT16CC2N1 |  |  |  | 12 | 19 | 9 | TRUE | TRUE |  | 45000 | 33600 | 2.56 | 33600 | 2.56
214397025 | 11/17/2025 | Live | Johnson Controls Inc. (York International Norman) | COLEMAN | Singlezone Ducted, Centrally Ducted | 214397025 |  | HRCU-A-CB | HH860E2S11 |  | CTF60C5CGS1+JMVT16CC2N1 |  |  |  | 12 | 19 | 9 | TRUE | TRUE |  | 45000 | 33600 | 2.56 | 33600 | 2.56
214396150 | 11/17/2025 | Live | Johnson Controls Inc. (York International Norman) | YORK | Singlezone Ducted, Centrally Ducted | 214396150 |  | HRCU-A-CB | HH860E2S11 |  | CTF60C5CGS1+JMVT16CC2N1 |  |  |  | 12 | 19 | 9 | TRUE | TRUE |  | 45000 | 33600 | 2.56 | 33600 | 2.56
214398670 | 11/17/2025 | Live | Johnson Controls Inc. (York International Norman) | JOHNSON CONTROLS | Singlezone Ducted, Centrally Ducted | 214398670 |  | HRCU-A-CB | HH860E2S11 |  | CTM60C5CGS1+JMC16C2SN1 |  |  |  | 12 | 19 | 9 | TRUE | TRUE | TRUE | 45000 | 33600 | 2.56 | 33600 | 2.56
214398669 | 11/17/2025 | Live | Johnson Controls Inc. (York International Norman) | CHAMPION HEATING AND COOLING | Singlezone Ducted, Centrally Ducted | 214398669 |  | HRCU-A-CB | HH860E2S11 |  | CTM60C5CGS1+JMC16C2SN1 |  |  |  | 12 | 19 | 9 | TRUE | TRUE | TRUE | 45000 | 33600 | 2.56 | 33600 | 2.56
214398668 | 11/17/2025 | Live | Johnson Controls Inc. (York International Norman) | FRASER-JOHNSTON | Singlezone Ducted, Centrally Ducted | 214398668 |  | HRCU-A-CB | HH860E2S11 |  | CTM60C5CGS1+JMC16C2SN1 |  |  |  | 12 | 19 | 9 | TRUE | TRUE | TRUE | 45000 | 33600 | 2.56 | 33600 | 2.56
214398667 | 11/17/2025 | Live | Johnson Controls Inc. (York International Norman) | LUXAIRE | Singlezone Ducted, Centrally Ducted | 214398667 |  | HRCU-A-CB | HH860E2S11 |  | CTM60C5CGS1+JMC16C2SN1 |  |  |  | 12 | 19 | 9 | TRUE | TRUE | TRUE | 45000 | 33600 | 2.56 | 33600 | 2.56
214398666 | 11/17/2025 | Live | Johnson Controls Inc. (York International Norman) | COLEMAN | Singlezone Ducted, Centrally Ducted | 214398666 |  | HRCU-A-CB | HH860E2S11 |  | CTM60C5CGS1+JMC16C2SN1 |  |  |  | 12 | 19 | 9 | TRUE | TRUE | TRUE | 45000 | 33600 | 2.56 | 33600 | 2.56
214395943 | 11/17/2025 | Live | Johnson Controls Inc. (York International Norman) | YORK | Singlezone Ducted, Centrally Ducted | 214395943 |  | HRCU-A-CB | HH860E2S11 |  | CTM60C5CGS1+JMC16C2SN1 |  |  |  | 12 | 19 | 9 | TRUE | TRUE | TRUE | 45000 | 33600 | 2.56 | 33600 | 2.56
214398289 | 11/17/2025 | Live | Johnson Controls Inc. (York International Norman) | JOHNSON CONTROLS | Singlezone Ducted, Centrally Ducted | 214398289 |  | HRCU-A-CB | HH860E2S11 |  | CTM60C5CGS1+JMVT16CC2N1 |  |  |  | 12 | 19 | 9 | TRUE | TRUE |  | 45000 | 32400 | 2.5 | 32400 | 2.5
214398288 | 11/17/2025 | Live | Johnson Controls Inc. (York International Norman) | CHAMPION HEATING AND COOLING | Singlezone Ducted, Centrally Ducted | 214398288 |  | HRCU-A-CB | HH860E2S11 |  | CTM60C5CGS1+JMVT16CC2N1 |  |  |  | 12 | 19 | 9 | TRUE | TRUE |  | 45000 | 32400 | 2.5 | 32400 | 2.5
214398287 | 11/17/2025 | Live | Johnson Controls Inc. (York International Norman) | FRASER-JOHNSTON | Singlezone Ducted, Centrally Ducted | 214398287 |  | HRCU-A-CB | HH860E2S11 |  | CTM60C5CGS1+JMVT16CC2N1 |  |  |  | 12 | 19 | 9 | TRUE | TRUE |  | 45000 | 32400 | 2.5 | 32400 | 2.5
214398286 | 11/17/2025 | Live | Johnson Controls Inc. (York International Norman) | LUXAIRE | Singlezone Ducted, Centrally Ducted | 214398286 |  | HRCU-A-CB | HH860E2S11 |  | CTM60C5CGS1+JMVT16CC2N1 |  |  |  | 12 | 19 | 9 | TRUE | TRUE |  | 45000 | 32400 | 2.5 | 32400 | 2.5
214398285 | 11/17/2025 | Live | Johnson Controls Inc. (York International Norman) | COLEMAN | Singlezone Ducted, Centrally Ducted | 214398285 |  | HRCU-A-CB | HH860E2S11 |  | CTM60C5CGS1+JMVT16CC2N1 |  |  |  | 12 | 19 | 9 | TRUE | TRUE |  | 45000 | 32400 | 2.5 | 32400 | 2.5
214395852 | 11/17/2025 | Live | Johnson Controls Inc. (York International Norman) | YORK | Singlezone Ducted, Centrally Ducted | 214395852 |  | HRCU-A-CB | HH860E2S11 |  | CTM60C5CGS1+JMVT16CC2N1 |  |  |  | 12 | 19 | 9 | TRUE | TRUE |  | 45000 | 32400 | 2.5 | 32400 | 2.5
216013310 | 11/17/2025 | Live | Johnson Controls Inc. (York International Norman) | CHAMPION HEATING AND COOLING | Singlezone Ducted, Centrally Ducted | 216013310 |  | HRCU-A-CB | HH824E2S11 |  | CTM36B5ADS1+JMVT12BC2N1 |  |  |  | 12 | 18 | 9.5 | FALSE | FALSE |  | 23000 | 18300 | 2.85 | 18300 | 2.85
216013311 | 11/17/2025 | Live | Johnson Controls Inc. (York International Norman) | JOHNSON CONTROLS | Singlezone Ducted, Centrally Ducted | 216013311 |  | HRCU-A-CB | HH824E2S11 |  | CTM36B5ADS1+JMVT12BC2N1 |  |  |  | 12 | 18 | 9.5 | FALSE | FALSE |  | 23000 | 18300 | 2.85 | 18300 | 2.85
216013308 | 11/17/2025 | Live | Johnson Controls Inc. (York International Norman) | LUXAIRE | Singlezone Ducted, Centrally Ducted | 216013308 |  | HRCU-A-CB | HH824E2S11 |  | CTM36B5ADS1+JMVT12BC2N1 |  |  |  | 12 | 18 | 9.5 | FALSE | FALSE |  | 23000 | 18300 | 2.85 | 18300 | 2.85
216013307 | 11/17/2025 | Live | Johnson Controls Inc. (York International Norman) | COLEMAN | Singlezone Ducted, Centrally Ducted | 216013307 |  | HRCU-A-CB | HH824E2S11 |  | CTM36B5ADS1+JMVT12BC2N1 |  |  |  | 12 | 18 | 9.5 | FALSE | FALSE |  | 23000 | 18300 | 2.85 | 18300 | 2.85
216013309 | 11/17/2025 | Live | Johnson Controls Inc. (York International Norman) | FRASER-JOHNSTON | Singlezone Ducted, Centrally Ducted | 216013309 |  | HRCU-A-CB | HH824E2S11 |  | CTM36B5ADS1+JMVT12BC2N1 |  |  |  | 12 | 18 | 9.5 | FALSE | FALSE |  | 23000 | 18300 | 2.85 | 18300 | 2.85
216013291 | 11/17/2025 | Live | Johnson Controls Inc. (York International Norman) | YORK | Singlezone Ducted, Centrally Ducted | 216013291 |  | HRCU-A-CB | HH824E2S11 |  | CTM36B5ADS1+JMVT12BC2N1 |  |  |  | 12 | 18 | 9.5 | FALSE | FALSE |  | 23000 | 18300 | 2.85 | 18300 | 2.85
216013304 | 11/17/2025 | Live | Johnson Controls Inc. (York International Norman) | FRASER-JOHNSTON | Singlezone Ducted, Centrally Ducted | 216013304 |  | HRCU-A-CB | HH824E2S11 |  | CTM36B5ADS1+JMET12BS2N1 |  |  |  | 12 | 18 | 9.5 | FALSE | FALSE |  | 23000 | 17600 | 2.76 | 17600 | 2.76
216013305 | 11/17/2025 | Live | Johnson Controls Inc. (York International Norman) | CHAMPION HEATING AND COOLING | Singlezone Ducted, Centrally Ducted | 216013305 |  | HRCU-A-CB | HH824E2S11 |  | CTM36B5ADS1+JMET12BS2N1 |  |  |  | 12 | 18 | 9.5 | FALSE | FALSE |  | 23000 | 17600 | 2.76 | 17600 | 2.76
216013306 | 11/17/2025 | Live | Johnson Controls Inc. (York International Norman) | JOHNSON CONTROLS | Singlezone Ducted, Centrally Ducted | 216013306 |  | HRCU-A-CB | HH824E2S11 |  | CTM36B5ADS1+JMET12BS2N1 |  |  |  | 12 | 18 | 9.5 | FALSE | FALSE |  | 23000 | 17600 | 2.76 | 17600 | 2.76
216013302 | 11/17/2025 | Live | Johnson Controls Inc. (York International Norman) | COLEMAN | Singlezone Ducted, Centrally Ducted | 216013302 |  | HRCU-A-CB | HH824E2S11 |  | CTM36B5ADS1+JMET12BS2N1 |  |  |  | 12 | 18 | 9.5 | FALSE | FALSE |  | 23000 | 17600 | 2.76 | 17600 | 2.76
216013303 | 11/17/2025 | Live | Johnson Controls Inc. (York International Norman) | LUXAIRE | Singlezone Ducted, Centrally Ducted | 216013303 |  | HRCU-A-CB | HH824E2S11 |  | CTM36B5ADS1+JMET12BS2N1 |  |  |  | 12 | 18 | 9.5 | FALSE | FALSE |  | 23000 | 17600 | 2.76 | 17600 | 2.76
216013290 | 11/17/2025 | Live | Johnson Controls Inc. (York International Norman) | YORK | Singlezone Ducted, Centrally Ducted | 216013290 |  | HRCU-A-CB | HH824E2S11 |  | CTM36B5ADS1+JMET12BS2N1 |  |  |  | 12 | 18 | 9.5 | FALSE | FALSE |  | 23000 | 17600 | 2.76 | 17600 | 2.76
216013298 | 11/17/2025 | Live | Johnson Controls Inc. (York International Norman) | LUXAIRE | Singlezone Ducted, Centrally Ducted | 216013298 |  | HRCU-A-CB | HH824E2S11 |  | CTM36B5ADS1+JMET08BS2N1 |  |  |  | 12 | 18 | 9 | FALSE | FALSE |  | 23000 | 17400 | 2.71 | 17400 | 2.71
216013299 | 11/17/2025 | Live | Johnson Controls Inc. (York International Norman) | FRASER-JOHNSTON | Singlezone Ducted, Centrally Ducted | 216013299 |  | HRCU-A-CB | HH824E2S11 |  | CTM36B5ADS1+JMET08BS2N1 |  |  |  | 12 | 18 | 9 | FALSE | FALSE |  | 23000 | 17400 | 2.71 | 17400 | 2.71
216013300 | 11/17/2025 | Live | Johnson Controls Inc. (York International Norman) | CHAMPION HEATING AND COOLING | Singlezone Ducted, Centrally Ducted | 216013300 |  | HRCU-A-CB | HH824E2S11 |  | CTM36B5ADS1+JMET08BS2N1 |  |  |  | 12 | 18 | 9 | FALSE | FALSE |  | 23000 | 17400 | 2.71 | 17400 | 2.71
216013301 | 11/17/2025 | Live | Johnson Controls Inc. (York International Norman) | JOHNSON CONTROLS | Singlezone Ducted, Centrally Ducted | 216013301 |  | HRCU-A-CB | HH824E2S11 |  | CTM36B5ADS1+JMET08BS2N1 |  |  |  | 12 | 18 | 9 | FALSE | FALSE |  | 23000 | 17400 | 2.71 | 17400 | 2.71
216013297 | 11/17/2025 | Live | Johnson Controls Inc. (York International Norman) | COLEMAN | Singlezone Ducted, Centrally Ducted | 216013297 |  | HRCU-A-CB | HH824E2S11 |  | CTM36B5ADS1+JMET08BS2N1 |  |  |  | 12 | 18 | 9 | FALSE | FALSE |  | 23000 | 17400 | 2.71 | 17400 | 2.71
216013289 | 11/17/2025 | Live | Johnson Controls Inc. (York International Norman) | YORK | Singlezone Ducted, Centrally Ducted | 216013289 |  | HRCU-A-CB | HH824E2S11 |  | CTM36B5ADS1+JMET08BS2N1 |  |  |  | 12 | 18 | 9 | FALSE | FALSE |  | 23000 | 17400 | 2.71 | 17400 | 2.71
213361592 | 11/17/2025 | Live | Carrier | BRYANT HEATING AND COOLING SYSTEMS | Singlezone Ducted, Centrally Ducted | 213361592 |  | HRCU-A-CB | 284ANV048*0**B* |  | FE4BNBD60L*+UI |  |  |  | 13 | 22 | 9.5 | TRUE | TRUE | TRUE | 46000 | 42500 | 2.6 | 42500 | 2.6
213361590 | 11/17/2025 | Live | Carrier | BRYANT HEATING AND COOLING SYSTEMS | Singlezone Ducted, Centrally Ducted | 213361590 |  | HRCU-A-CB | 284ANV048*0**B* |  | FE4BN(B,X)C48L*+UI |  |  |  | 12 | 22 | 9.5 | TRUE | TRUE | TRUE | 45000 | 43000 | 2.48 | 43000 | 2.48
213361594 | 11/17/2025 | Live | Carrier | BRYANT HEATING AND COOLING SYSTEMS | Singlezone Ducted, Centrally Ducted | 213361594 |  | HRCU-A-CB | 284ANV060*0**B* |  | FE4BNBD60L*+UI |  |  |  | 13 | 20.5 | 8.5 | TRUE | FALSE | TRUE | 58000 | 49500 | 2.64 | 49500 | 2.64
216439098 | 11/17/2025 | Live | Johnson Controls Inc. (York International Norman) | HITACHI | Singlezone Non-Ducted, Wall Placement | 216439098 |  | HRCU-A-CB-O | PAS-30BUFASDQ1 | Mini-Splits | PPK-B30UFA1DQ |  |  |  | 14 | 21.8 | 10 | TRUE | TRUE |  | 30000 | 22400 | 2.63 | 31000 | 3.34
216439097 | 11/17/2025 | Live | Johnson Controls Inc. (York International Norman) | HITACHI | Singlezone Non-Ducted, Wall Placement | 216439097 |  | HRCU-A-CB-O | PAS-24BUFASDQ1 | Mini-Splits | PPK-B24UFA1DQ |  |  |  | 13 | 21.5 | 9.1 | TRUE | TRUE |  | 22000 | 16800 | 1.84 | 23000 | 2.34
216439096 | 11/17/2025 | Live | Johnson Controls Inc. (York International Norman) | HITACHI | Singlezone Non-Ducted, Wall Placement | 216439096 |  | HRCU-A-CB-O | PAS-18BUFASDQ1 | Mini-Splits | PPK-B18UFA1DQ |  |  |  | 14 | 23 | 10 | TRUE | TRUE |  | 18000 | 14000 | 2.02 | 18000 | 2.6
216439095 | 11/17/2025 | Live | Johnson Controls Inc. (York International Norman) | HITACHI | Singlezone Non-Ducted, Wall Placement | 216439095 |  | HRCU-A-CB-O | PAS-12BUFASDQ1 | Mini-Splits | PPK-B12UFA1DQ |  |  |  | 15 | 23 | 9.5 | TRUE | TRUE |  | 12000 | 9800 | 2.04 | 12600 | 2.41
216439094 | 11/17/2025 | Live | Johnson Controls Inc. (York International Norman) | HITACHI | Singlezone Non-Ducted, Wall Placement | 216439094 |  | HRCU-A-CB-O | PAS-09BUFASDQ1 | Mini-Splits | PPK-B09UFA1DQ |  |  |  | 15 | 22 | 10 | TRUE | TRUE |  | 9000 | 8000 | 2.15 | 12000 | 2.44
215747720 | 11/17/2025 | Live | Johnson Controls Inc. (York International Norman) | GUARDIAN | Multizone Mix of Ducted and Non-Ducted | 215747720 |  | HMSR-A-CB-O | UMC48CN23STG1 | Mixed Ducted and Non-Ducted Indoor Units |  |  |  |  | 11.8 | 20 | 9.15 | TRUE | TRUE |  | 42000 | 27800 | 2.54 | 36600 | 2.21
215747723 | 11/17/2025 | Live | Johnson Controls Inc. (York International Norman) | GUARDIAN | Multizone Mix of Ducted and Non-Ducted | 215747723 |  | HMSR-A-CB-O | UMC36CN23STG1 | Mixed Ducted and Non-Ducted Indoor Units |  |  |  |  | 12.85 | 20.5 | 9.5 | TRUE | TRUE |  | 36000 | 21800 | 2.74 | 33875 | 2.22
215747717 | 11/17/2025 | Live | Johnson Controls Inc. (York International Norman) | GUARDIAN | Multizone Mix of Ducted and Non-Ducted | 215747717 |  | HMSR-A-CB-O | UMC24CN23STG1 | Mixed Ducted and Non-Ducted Indoor Units |  |  |  |  | 12.2 | 20.5 | 9.4 | TRUE | TRUE |  | 27000 | 18000 | 2.75 | 28525 | 2.36
215747715 | 11/17/2025 | Live | Johnson Controls Inc. (York International Norman) | GUARDIAN | Multizone Mix of Ducted and Non-Ducted | 215747715 |  | HMSR-A-CB-O | UMC18CN23STG1 | Mixed Ducted and Non-Ducted Indoor Units |  |  |  |  | 12.65 | 19.75 | 9.7 | TRUE | TRUE |  | 18000 | 11700 | 2.96 | 18050 | 2.39
215747718 | 11/17/2025 | Live | Johnson Controls Inc. (York International Norman) | GUARDIAN | Multizone All Ducted | 215747718 |  | HMSV-A-CB | UMC48CN23STG1 | Ducted Indoor Units |  |  |  |  | 11.35 | 18 | 8.8 | TRUE | TRUE |  | 42000 | 27400 | 2.49 | 37550 | 2.15
215747721 | 11/17/2025 | Live | Johnson Controls Inc. (York International Norman) | GUARDIAN | Multizone All Ducted | 215747721 |  | HMSV-A-CB | UMC36CN23STG1 | Ducted Indoor Units |  |  |  |  | 12.85 | 19 | 9 | TRUE | TRUE |  | 36000 | 21000 | 2.56 | 33900 | 2.21
215747716 | 11/17/2025 | Live | Johnson Controls Inc. (York International Norman) | GUARDIAN | Multizone All Ducted | 215747716 |  | HMSV-A-CB | UMC24CN23STG1 | Ducted Indoor Units |  |  |  |  | 11.5 | 18 | 8.8 | TRUE | TRUE |  | 27000 | 18200 | 2.75 | 27950 | 2.34
215747714 | 11/17/2025 | Live | Johnson Controls Inc. (York International Norman) | GUARDIAN | Multizone All Ducted | 215747714 |  | HMSV-A-CB | UMC18CN23STG1 | Ducted Indoor Units |  |  |  |  | 12 | 17.5 | 9.4 | TRUE | TRUE |  | 18000 | 11900 | 2.98 | 17800 | 2.38
215747719 | 11/17/2025 | Live | Johnson Controls Inc. (York International Norman) | GUARDIAN | Multizone All Non-Ducted | 215747719 |  | HMSR-A-CB-O | UMC48CN23STG1 | Non-Ducted Indoor Units |  |  |  |  | 12 | 22 | 9.5 | TRUE | TRUE |  | 42000 | 28200 | 2.59 | 35650 | 2.28
215747722 | 11/17/2025 | Live | Johnson Controls Inc. (York International Norman) | GUARDIAN | Multizone All Non-Ducted | 215747722 |  | HMSR-A-CB-O | UMC36CN23STG1 | Non-Ducted Indoor Units |  |  |  |  | 12.85 | 22 | 10 | TRUE | TRUE |  | 36000 | 22600 | 2.92 | 33850 | 2.22
215225063 | 11/17/2025 | Live | Johnson Controls Inc. (York International Norman) | GUARDIAN | Multizone All Non-Ducted | 215225063 |  | HMSR-A-CB-O | UMC24CN23STG1 | Non-Ducted Indoor Units |  |  |  |  | 12.85 | 23 | 10 | TRUE | TRUE |  | 27000 | 17600 | 2.71 | 29100 | 2.38
215225062 | 11/17/2025 | Live | Johnson Controls Inc. (York International Norman) | GUARDIAN | Multizone All Non-Ducted | 215225062 |  | HMSR-A-CB-O | UMC18CN23STG1 | Non-Ducted Indoor Units |  |  |  |  | 13.3 | 22 | 10 | TRUE | TRUE |  | 18000 | 11500 | 2.93 | 18300 | 2.41
215441405 | 11/17/2025 | Live | Johnson Controls Inc. (York International Norman) | GUARDIAN | Singlezone Ducted, Compact Ducted | 215441405 |  | HRCU-A-CB | UPC48CN23STG1 | Mini-Splits | UNI48DT23STG1 |  |  |  | 10.7 | 19.5 | 9.5 | FALSE | TRUE |  | 44000 | 28600 | 2.6 | 32800 | 1.95
215449563 | 11/17/2025 | Live | Johnson Controls Inc. (York International Norman) | GUARDIAN | Singlezone Non-Ducted, Ceiling Placement | 215449563 |  | HRCU-A-CB-O | UPC48CN23STG1 | Mini-Splits | UNI48CS23STG1 |  |  |  | 12 | 20 | 9.5 | TRUE | TRUE |  | 44000 | 28600 | 2.47 | 32800 | 1.89
213361591 | 11/17/2025 | Live | Carrier | CARRIER | Singlezone Ducted, Centrally Ducted | 213361591 |  | HRCU-A-CB | 25VNA448A*031* |  | FE4BNBD60L*+UI |  |  |  | 13 | 22 | 9.5 | TRUE | TRUE | TRUE | 46000 | 42500 | 2.6 | 42500 | 2.6
213361589 | 11/17/2025 | Live | Carrier | CARRIER | Singlezone Ducted, Centrally Ducted | 213361589 |  | HRCU-A-CB | 25VNA448A*031* |  | FE4BN(B,X)C48L*+UI |  |  |  | 12 | 22 | 9.5 | TRUE | TRUE | TRUE | 45000 | 43000 | 2.48 | 43000 | 2.48
213361587 | 11/17/2025 | Live | Carrier | CARRIER | Singlezone Ducted, Centrally Ducted | 213361587 |  | HRCU-A-CB | 25VNA436A*031* |  | FE4BNBD60L*+UI |  |  |  | 13 | 21 | 9 | TRUE | FALSE | TRUE | 34800 | 29800 | 2.36 | 29800 | 2.36
213361585 | 11/17/2025 | Live | Carrier | CARRIER | Singlezone Ducted, Centrally Ducted | 213361585 |  | HRCU-A-CB | 25VNA436A*031* |  | FE4BN(B,X)C48L*+UI |  |  |  | 12.5 | 21 | 9 | TRUE | FALSE | TRUE | 34400 | 30400 | 2.3 | 30400 | 2.3
213361583 | 11/17/2025 | Live | Carrier | CARRIER | Singlezone Ducted, Centrally Ducted | 213361583 |  | HRCU-A-CB | 25VNA436A*031* |  | FE4BN(B,X)C36L*+UI |  |  |  | 12 | 19.5 | 8.5 | TRUE | FALSE | TRUE | 33000 | 31600 | 2.26 | 31600 | 2.26
213361581 | 11/17/2025 | Live | Carrier | CARRIER | Singlezone Ducted, Centrally Ducted | 213361581 |  | HRCU-A-CB | 25VNA424A*031* |  | FE4BNXB24L*+UI |  |  |  | 13 | 20.5 | 10 | TRUE | FALSE | TRUE | 23400 | 25000 | 2.52 | 25000 | 2.52
213361579 | 11/17/2025 | Live | Carrier | CARRIER | Singlezone Ducted, Centrally Ducted | 213361579 |  | HRCU-A-CB | 25VNA424A*031* |  | FE4BN(B,X)C36L*+UI |  |  |  | 13.5 | 21 | 10.5 | FALSE | FALSE | TRUE | 23400 | 24800 | 2.52 | 24800 | 2.52
214911493 | 11/17/2025 | Live | Johnson Controls Inc. (York International Norman) | HITACHI | Singlezone Ducted, Centrally Ducted | 214911493 |  | HRCU-A-CB | PAS-48BUFASDQ1 | Mini-Splits | JPE48C3XG2HS1A |  |  |  | 11.7 | 18 | 8.5 | TRUE | TRUE |  | 48000 | 40000 | 2.6 | 45000 | 2.35
214991606 | 11/17/2025 | Live | Johnson Controls Inc. (York International Norman) | HITACHI | Singlezone Ducted, Centrally Ducted | 214991606 |  | HRCU-A-CB | PAS-36BUFASDQ1 | Mini-Splits | JPE36B3XD2HS1A |  |  |  | 10 | 18 | 8.5 | FALSE | FALSE |  | 33000 | 28000 | 2.7 | 38000 | 2.41
214991605 | 11/17/2025 | Live | Johnson Controls Inc. (York International Norman) | HITACHI | Singlezone Ducted, Centrally Ducted | 214991605 |  | HRCU-A-CB | PAS-30BUFASDQ1 | Mini-Splits | JPE30B3XD2HS1A |  |  |  | 11.7 | 18 | 8.5 | TRUE | TRUE |  | 28000 | 28000 | 2.7 | 33000 | 2.36
214911492 | 11/17/2025 | Live | Johnson Controls Inc. (York International Norman) | HITACHI | Singlezone Ducted, Centrally Ducted | 214911492 |  | HRCU-A-CB | PAS-24BUFASDQ1 | Mini-Splits | JPE24B3XC2HS1A |  |  |  | 11.7 | 18 | 8.5 | TRUE | TRUE |  | 22000 | 19500 | 2.3 | 23500 | 2.18
214911491 | 11/17/2025 | Live | Johnson Controls Inc. (York International Norman) | HITACHI | Singlezone Ducted, Centrally Ducted | 214911491 |  | HRCU-A-CB | PAS-18BUFASDQ1 | Mini-Splits | JPE18B3XB2HS1A |  |  |  | 11.7 | 18 | 8.5 | TRUE | TRUE |  | 18000 | 17000 | 2.55 | 18500 | 2.45
215812201 | 11/17/2025 | Live | Fujitsu General America, Inc. | FUJITSU | Singlezone Non-Ducted, Ceiling Placement | 215812201 |  | HRCU-A-CB-O | AOUH48KUAS1 | Mini-Splits | AUUH48KUAS |  |  |  | 10.1 | 18.2 | 10.2 | FALSE | TRUE |  | 46000 | 36000 | 2.96 | 43200 | 2.71
215434557 | 11/17/2025 | Live | Fujitsu General America, Inc. | FUJITSU | Singlezone Ducted, Compact Ducted | 215434557 |  | HRCU-A-CB | AOUH18KUAS1 | Mini-Splits | ARUH18KUAS |  |  |  | 11.7 | 18.6 | 10.3 | TRUE | TRUE |  | 18000 | 14400 | 2.91 | 19300 | 2.32
215647924 | 11/17/2025 | Live | Fujitsu General America, Inc. | FUJITSU | Singlezone Non-Ducted, Wall Placement | 215647924 |  | HRCU-A-CB-O | AOUH24KZAH1 | Mini-Splits | ASUH24KZAS |  |  |  | 12.5 | 24 | 11.9 | TRUE | TRUE |  | 22000 | 15900 | 3.11 | 28900 | 2.33
215647921 | 11/17/2025 | Live | Fujitsu General America, Inc. | FUJITSU | Singlezone Non-Ducted, Wall Placement | 215647921 |  | HRCU-A-CB-O | AOUH18KZAH1 | Mini-Splits | ASUH18KZAS |  |  |  | 14 | 25.5 | 12.5 | TRUE | TRUE |  | 18000 | 13600 | 3.32 | 27200 | 2.3
216018257 | 11/17/2025 | Live | Fujitsu General America, Inc. | FUJITSU | Singlezone Non-Ducted, Wall Placement | 216018257 |  | HRCU-A-CB-O | AOUH15KTAP1 | Mini-Splits | ASUH15KTAS |  |  |  | 15.4 | 28.7 | 13 | TRUE | TRUE |  | 14500 | 10800 | 3.44 | 24300 | 2.29
216018256 | 11/17/2025 | Live | Fujitsu General America, Inc. | FUJITSU | Singlezone Non-Ducted, Wall Placement | 216018256 |  | HRCU-A-CB-O | AOUH12KTAP1 | Mini-Splits | ASUH12KTAS |  |  |  | 16.7 | 31.5 | 13.7 | TRUE | TRUE |  | 12000 | 9600 | 3.47 | 22800 | 2.59
216018255 | 11/17/2025 | Live | Fujitsu General America, Inc. | FUJITSU | Singlezone Non-Ducted, Wall Placement | 216018255 |  | HRCU-A-CB-O | AOUH09KTAP1 | Mini-Splits | ASUH09KTAS |  |  |  | 19.1 | 33.5 | 14 | TRUE | TRUE |  | 9000 | 7400 | 3.74 | 19500 | 2.61
215212610 | 11/17/2025 | Live | Fujitsu General America, Inc. | FUJITSU | Singlezone Non-Ducted, Wall Placement | 215212610 |  | HRCU-A-CB-O | AOUH12KPAS1 | Mini-Splits | ASUH12KPAS |  |  |  | 11.7 | 24 | 10.5 | TRUE | FALSE | TRUE | 12000 | 8700 | 2.86 | 11000 | 2.69
215434558 | 11/17/2025 | Live | Fujitsu General America, Inc. | FUJITSU | Singlezone Ducted, Compact Ducted | 215434558 |  | HRCU-A-CB | AOUH24KUAS1 | Mini-Splits | ARUH24KUAS |  |  |  | 11.7 | 18.5 | 10.2 | TRUE | TRUE | TRUE | 24000 | 17800 | 2.91 | 26000 | 2.32
214390708 | 11/17/2025 | Live | Fujitsu General America, Inc. | FUJITSU | Singlezone Non-Ducted, Wall Placement | 214390708 |  | HRCU-A-CB-O | AOUH12KMAS1 | Mini-Splits | ASUH12KMAS |  |  |  | 13.5 | 27.5 | 11.2 | TRUE | TRUE | TRUE | 12000 | 8700 | 3.11 | 13200 | 2.65
214390707 | 11/17/2025 | Live | Fujitsu General America, Inc. | FUJITSU | Singlezone Non-Ducted, Wall Placement | 214390707 |  | HRCU-A-CB-O | AOUH09KMAS1 | Mini-Splits | ASUH09KMAS |  |  |  | 16.4 | 30 | 12.6 | TRUE | TRUE | TRUE | 9000 | 7400 | 3.24 | 12600 | 2.62
215812203 | 11/17/2025 | Live | Fujitsu General America, Inc. | FUJITSU | Singlezone Ducted, Compact Ducted | 215812203 |  | HRCU-A-CB | AOUH48KUAS1 | Mini-Splits | ARUH48KUAS |  |  |  | 9.8 | 16.4 | 10 | FALSE | TRUE | FALSE | 46000 | 36000 | 2.75 | 43200 | 2.56
215812202 | 11/17/2025 | Live | Fujitsu General America, Inc. | FUJITSU | Singlezone Ducted, Compact Ducted | 215812202 |  | HRCU-A-CB | AOUH42KUAS1 | Mini-Splits | ARUH42KUAS |  |  |  | 10.3 | 17.3 | 10.2 | FALSE | TRUE | TRUE | 42000 | 32000 | 2.86 | 41000 | 2.47
215434559 | 11/17/2025 | Live | Fujitsu General America, Inc. | FUJITSU | Singlezone Ducted, Compact Ducted | 215434559 |  | HRCU-A-CB | AOUH30KUAS1 | Mini-Splits | ARUH30KUAS |  |  |  | 11 | 18.5 | 10 | FALSE | TRUE | TRUE | 30000 | 21200 | 2.81 | 30900 | 2.29
215434560 | 11/17/2025 | Live | Fujitsu General America, Inc. | FUJITSU | Singlezone Ducted, Compact Ducted | 215434560 |  | HRCU-A-CB | AOUH36KUAS1 | Mini-Splits | ARUH36KUAS |  |  |  | 10.4 | 18 | 9.8 | FALSE | TRUE | TRUE | 36000 | 25400 | 2.8 | 34500 | 2.35
215434546 | 11/17/2025 | Live | Fujitsu General America, Inc. | FUJITSU | Singlezone Non-Ducted, Ceiling Placement | 215434546 |  | HRCU-A-CB-O | AOUH12KUAS1 | Mini-Splits | ACUH12KUAS |  |  |  | 14.1 | 23.7 | 11.5 | TRUE | TRUE | TRUE | 12000 | 10700 | 2.99 | 17300 | 2.33
215434550 | 11/18/2025 | Live | Fujitsu General America, Inc. | FUJITSU | Singlezone Non-Ducted, Ceiling Placement | 215434550 |  | HRCU-A-CB-O | AOUH30KUAS1 | Mini-Splits | ABUH30KUAS |  |  |  | 12 | 20.8 | 10.5 | TRUE | TRUE | TRUE | 30000 | 21200 | 3.08 | 30900 | 2.31
215434552 | 11/18/2025 | Live | Fujitsu General America, Inc. | FUJITSU | Singlezone Non-Ducted, Ceiling Placement | 215434552 |  | HRCU-A-CB-O | AOUH18KUAS1 | Mini-Splits | AUUH18KUAS |  |  |  | 13.6 | 26.3 | 11.4 | TRUE | TRUE | TRUE | 18000 | 14400 | 3.01 | 19300 | 2.42
215434547 | 11/18/2025 | Live | Fujitsu General America, Inc. | FUJITSU | Singlezone Non-Ducted, Ceiling Placement | 215434547 |  | HRCU-A-CB-O | AOUH18KUAS1 | Mini-Splits | ACUH18KUAS |  |  |  | 12.6 | 21.9 | 11.3 | TRUE | TRUE | TRUE | 18000 | 14400 | 2.95 | 19300 | 2.37
215422283 | 11/18/2025 | Live | Fujitsu General America, Inc. | FUJITSU | Singlezone Non-Ducted, Wall Placement | 215422283 |  | HRCU-A-CB-O | AOLH09KNAS1 | Mini-Splits | ASLH09KNAS |  |  |  | 10.55 | 17 | 9 | FALSE | FALSE | FALSE | 9000 | 5200 | 2.63 | 8550 | 2.32
215422284 | 11/18/2025 | Live | Fujitsu General America, Inc. | FUJITSU | Singlezone Non-Ducted, Wall Placement | 215422284 |  | HRCU-A-CB-O | AOLH12KNAS1 | Mini-Splits | ASLH12KNAS |  |  |  | 10.15 | 17 | 9 | FALSE | FALSE | FALSE | 12000 | 7500 | 2.62 | 10100 | 2.39
215212609 | 11/18/2025 | Live | Fujitsu General America, Inc. | FUJITSU | Singlezone Non-Ducted, Wall Placement | 215212609 |  | HRCU-A-CB-O | AOUH09KPAS1 | Mini-Splits | ASUH09KPAS |  |  |  | 12.5 | 26 | 10.8 | TRUE | FALSE | TRUE | 9000 | 6400 | 3.07 | 9000 | 2.64
215434545 | 11/18/2025 | Live | Fujitsu General America, Inc. | FUJITSU | Singlezone Non-Ducted, Ceiling Placement | 215434545 |  | HRCU-A-CB-O | AOUH09KUAS1 | Mini-Splits | ACUH09KUAS |  |  |  | 14.5 | 24.4 | 11.8 | TRUE | TRUE | TRUE | 9000 | 7900 | 3.01 | 11200 | 2.31
215812200 | 11/18/2025 | Live | Fujitsu General America, Inc. | FUJITSU | Singlezone Non-Ducted, Ceiling Placement | 215812200 |  | HRCU-A-CB-O | AOUH42KUAS1 | Mini-Splits | AUUH42KUAS |  |  |  | 10.8 | 19 | 10.4 | FALSE | TRUE | TRUE | 42000 | 32000 | 3.11 | 41000 | 2.61
215434555 | 11/18/2025 | Live | Fujitsu General America, Inc. | FUJITSU | Singlezone Non-Ducted, Ceiling Placement | 215434555 |  | HRCU-A-CB-O | AOUH36KUAS1 | Mini-Splits | AUUH36KUAS |  |  |  | 11.2 | 21.3 | 10.5 | FALSE | TRUE | TRUE | 36000 | 25400 | 3.13 | 34500 | 2.41
215434554 | 11/18/2025 | Live | Fujitsu General America, Inc. | FUJITSU | Singlezone Non-Ducted, Ceiling Placement | 215434554 |  | HRCU-A-CB-O | AOUH30KUAS1 | Mini-Splits | AUUH30KUAS |  |  |  | 12.5 | 22.4 | 10.6 | TRUE | TRUE | TRUE | 30000 | 21200 | 3.17 | 30900 | 2.38
215434553 | 11/18/2025 | Live | Fujitsu General America, Inc. | FUJITSU | Singlezone Non-Ducted, Ceiling Placement | 215434553 |  | HRCU-A-CB-O | AOUH24KUAS1 | Mini-Splits | AUUH24KUAS |  |  |  | 13.1 | 23.2 | 11 | TRUE | TRUE | TRUE | 24000 | 17800 | 3.22 | 26000 | 2.41
215434551 | 11/18/2025 | Live | Fujitsu General America, Inc. | FUJITSU | Singlezone Non-Ducted, Ceiling Placement | 215434551 |  | HRCU-A-CB-O | AOUH36KUAS | Mini-Splits | ABUH36KUAS |  |  |  | 11.2 | 21.3 | 10.4 | TRUE | TRUE | TRUE | 36000 | 25400 | 3.11 | 34500 | 2.37
215434548 | 11/18/2025 | Live | Fujitsu General America, Inc. | FUJITSU | Singlezone Non-Ducted, Ceiling Placement | 215434548 |  | HRCU-A-CB-O | AOUH18KUAS1 | Mini-Splits | ABUH18KUAS |  |  |  | 12.9 | 23.4 | 11.2 | FALSE | FALSE |  | 18000 | 14400 | 2.91 | 19300 | 2.36
215441047 | 11/18/2025 | Live | Fujitsu General America, Inc. | FUJITSU | Singlezone Non-Ducted, Wall Placement | 215441047 |  | HRCU-A-CB-O | AOUH24KPAS1 | Mini-Splits | ASUH24KPAS |  |  |  | 11.7 | 21.5 | 10 | TRUE | TRUE |  | 22000 | 14800 | 3.03 | 24300 | 2.5
215441046 | 11/18/2025 | Live | Fujitsu General America, Inc. | FUJITSU | Singlezone Non-Ducted, Wall Placement | 215441046 |  | HRCU-A-CB-O | AOUH18KPAS1 | Mini-Splits | ASUH18KPAS |  |  |  | 12.5 | 22 | 10.5 | TRUE | TRUE |  | 18000 | 11300 | 2.63 | 21700 | 3.03
215390440 | 11/18/2025 | Live | Fujitsu General America, Inc. | FUJITSU | Singlezone Non-Ducted, Wall Placement | 215390440 |  | HRCU-A-CB-O | AOUH30KPAS1 | Mini-Splits | ASUH30KPAS |  |  |  | 11.7 | 22 | 10.2 | TRUE | TRUE |  | 30000 | 19600 | 3.04 | 30100 | 2.4
215390441 | 11/18/2025 | Live | Fujitsu General America, Inc. | FUJITSU | Singlezone Non-Ducted, Wall Placement | 215390441 |  | HRCU-A-CB-O | AOUH36KPAS1 | Mini-Splits | ASUH36KPAS |  |  |  | 9.75 | 21 | 10 | FALSE | TRUE |  | 33000 | 22400 | 2.89 | 30100 | 2.4
215434549 | 11/18/2025 | Live | Fujitsu General America, Inc. | FUJITSU | Singlezone Non-Ducted, Ceiling Placement | 215434549 |  | HRCU-A-CB-O | AOUH24KUAS1 | Mini-Splits | ABUH24KUAS |  |  |  | 12.8 | 21.7 | 10.8 | TRUE | TRUE | TRUE | 24000 | 17800 | 3.26 | 26000 | 2.35
215434556 | 11/18/2025 | Live | Fujitsu General America, Inc. | FUJITSU | Singlezone Ducted, Compact Ducted | 215434556 |  | HRCU-A-CB | AOUH12KUAS1 | Mini-Splits | ARUH12KUAS |  |  |  | 12.7 | 19.1 | 10.5 | TRUE | TRUE | TRUE | 12000 | 10700 | 2.93 | 17300 | 2.39
215735285 | 11/18/2025 | Live | Fujitsu General America, Inc. | FUJITSU | Multizone Mix of Ducted and Non-Ducted | 215735285 |  | HMSV-A-CB | AOUH36KWAH4 | Mixed Ducted and Non-Ducted Indoor Units |  |  |  |  | 12.7 | 20.5 | 9.5 | TRUE | TRUE |  | 35200 | 23800 | 3.07 | 38000 | 2.26
215735283 | 11/18/2025 | Live | Fujitsu General America, Inc. | FUJITSU | Multizone All Ducted | 215735283 |  | HMSV-A-CB | AOUH36KWAH4 | Ducted Indoor Units |  |  |  |  | 12.5 | 19 | 9 | TRUE | TRUE |  | 35200 | 23400 | 2.86 | 38000 | 2.25
215735282 | 11/18/2025 | Live | Fujitsu General America, Inc. | FUJITSU | Multizone All Non-Ducted | 215735282 |  | HMSR-A-CB-O | AOUH36KWAH4 | Non-Ducted Indoor Units |  |  |  |  | 13 | 22 | 10 | TRUE | TRUE |  | 35200 | 24400 | 3.33 | 38000 | 2.28
215447699 | 11/18/2025 | Live | Fujitsu General America, Inc. | FUJITSU | Multizone Mix of Ducted and Non-Ducted | 215447699 |  | HMSV-A-CB | AOUH24KWAH3 | Mixed Ducted and Non-Ducted Indoor Units |  |  |  |  | 13 | 22 | 11 | TRUE | TRUE |  | 22000 | 16200 | 3.21 | 26800 | 2.5
215447694 | 11/18/2025 | Live | Fujitsu General America, Inc. | FUJITSU | Multizone All Ducted | 215447694 |  | HMSV-A-CB | AOUH24KWAH3 | Ducted Indoor Units |  |  |  |  | 12.5 | 20.5 | 10.5 | TRUE | TRUE |  | 22000 | 16200 | 3.08 | 26800 | 2.47
215447693 | 11/18/2025 | Live | Fujitsu General America, Inc. | FUJITSU | Multizone All Non-Ducted | 215447693 |  | HMSR-A-CB-O | AOUH24KWAH3 | Non-Ducted Indoor Units |  |  |  |  | 13.5 | 23.5 | 11.5 | TRUE | TRUE |  | 22000 | 16200 | 3.34 | 26800 | 2.53
215447698 | 11/18/2025 | Live | Fujitsu General America, Inc. | FUJITSU | Multizone Mix of Ducted and Non-Ducted | 215447698 |  | HMSV-A-CB | AOUH18KWAH2 | Mixed Ducted and Non-Ducted Indoor Units |  |  |  |  | 13.2 | 20.5 | 10.5 | TRUE | TRUE |  | 18000 | 14800 | 3.05 | 22800 | 2.76
215447692 | 11/18/2025 | Live | Fujitsu General America, Inc. | FUJITSU | Multizone All Ducted | 215447692 |  | HMSV-A-CB | AOUH18KWAH2 | Ducted Indoor Units |  |  |  |  | 13 | 19 | 10 | TRUE | TRUE |  | 18000 | 14800 | 2.89 | 22800 | 2.34
215447691 | 11/18/2025 | Live | Fujitsu General America, Inc. | FUJITSU | Multizone All Non-Ducted | 215447691 |  | HMSR-A-CB-O | AOUH18KWAH2 | Non-Ducted Indoor Units |  |  |  |  | 13.5 | 22 | 11 | TRUE | TRUE |  | 18000 | 14800 | 3.24 | 22800 | 2.58
214888804 | 11/18/2025 | Live | Fujitsu General America, Inc. | FUJITSU | Singlezone Non-Ducted, Wall Placement | 214888804 |  | HRCU-A-CB-O | AOUH15KZAH1 | Mini-Splits | ASUH15KZAS |  |  |  | 14.8 | 27.5 | 12.7 | TRUE | TRUE | TRUE | 14500 | 11400 | 3.44 | 22000 | 2.35
214888802 | 11/18/2025 | Live | Fujitsu General America, Inc. | FUJITSU | Singlezone Non-Ducted, Wall Placement | 214888802 |  | HRCU-A-CB-O | AOUH12KZAH1 | Mini-Splits | ASUH12KZAS |  |  |  | 16 | 30.5 | 12.7 | TRUE | TRUE | TRUE | 12000 | 10000 | 3.45 | 18700 | 2.44
214888800 | 11/18/2025 | Live | Fujitsu General America, Inc. | FUJITSU | Singlezone Non-Ducted, Wall Placement | 214888800 |  | HRCU-A-CB-O | AOUH09KZAH1 | Mini-Splits | ASUH09KZAS |  |  |  | 18.8 | 33.1 | 13.3 | TRUE | TRUE | TRUE | 9000 | 7500 | 3.6 | 17500 | 2.49
215735281 | 11/18/2025 | Live | Fujitsu General America, Inc. | FUJITSU | Multizone All Ducted | 215735281 |  | HMSV-A-CB | AOUH45KWAS5 | Ducted Indoor Units |  |  |  |  | 11.7 | 19 | 9 | TRUE | TRUE |  | 43000 | 30600 | 2.86 | 40500 | 2.47
215735284 | 11/18/2025 | Live | Fujitsu General America, Inc. | FUJITSU | Multizone Mix of Ducted and Non-Ducted | 215735284 |  | HMSV-A-CB | AOUH45KWAS5 | Mixed Ducted and Non-Ducted Indoor Units |  |  |  |  | 11.8 | 20.5 | 9.5 | TRUE | TRUE |  | 43000 | 30800 | 2.91 | 40500 | 2.5
215735280 | 11/18/2025 | Live | Fujitsu General America, Inc. | FUJITSU | Multizone All Non-Ducted | 215735280 |  | HMSR-A-CB-O | AOUH45KWAS5 | Non-Ducted Indoor Units |  |  |  |  | 12 | 22 | 10 | TRUE | TRUE | TRUE | 43000 | 31000 | 2.96 | 41000 | 2.56
215447690 | 11/18/2025 | Live | Fujitsu General America, Inc. | FUJITSU | Multizone All Ducted | 215447690 |  | HMSV-A-CB | AOUH36KWAS4 | Ducted Indoor Units |  |  |  |  | 11.7 | 19 | 9 | TRUE | FALSE | TRUE | 34400 | 24400 | 2.64 | 28400 | 2.46
215447689 | 11/18/2025 | Live | Fujitsu General America, Inc. | FUJITSU | Multizone All Non-Ducted | 215447689 |  | HMSR-A-CB-O | AOUH36KWAS4 | Non-Ducted Indoor Units |  |  |  |  | 12 | 22 | 10 | TRUE | FALSE | TRUE | 34400 | 23600 | 3.1 | 29000 | 2.6
215447697 | 11/18/2025 | Live | Fujitsu General America, Inc. | FUJITSU | Multizone Mix of Ducted and Non-Ducted | 215447697 |  | HMSV-A-CB | AOUH36KWAS4 | Mixed Ducted and Non-Ducted Indoor Units |  |  |  |  | 11.8 | 20.5 | 9.5 | TRUE | FALSE | TRUE | 34400 | 24000 | 2.85 | 28600 | 2.52
215447696 | 11/18/2025 | Live | Fujitsu General America, Inc. | FUJITSU | Multizone Mix of Ducted and Non-Ducted | 215447696 |  | HMSV-A-CB | AOUH24KWAS3 | Mixed Ducted and Non-Ducted Indoor Units |  |  |  |  | 12.5 | 21 | 10 | TRUE | TRUE | TRUE | 22000 | 15600 | 3.13 | 22600 | 2.5
215447688 | 11/18/2025 | Live | Fujitsu General America, Inc. | FUJITSU | Multizone All Ducted | 215447688 |  | HMSV-A-CB | AOUH24KWAS3 | Ducted Indoor Units |  |  |  |  | 12 | 19.5 | 9.5 | TRUE | TRUE | TRUE | 22000 | 15600 | 2.97 | 22600 | 2.44
215447687 | 11/18/2025 | Live | Fujitsu General America, Inc. | FUJITSU | Multizone All Non-Ducted | 215447687 |  | HMSR-A-CB-O | AOUH24KWAS3 | Non-Ducted Indoor Units |  |  |  |  | 13 | 23 | 10.5 | TRUE | TRUE | TRUE | 22000 | 15600 | 3.34 | 22600 | 2.56
215447686 | 11/18/2025 | Live | Fujitsu General America, Inc. | FUJITSU | Multizone All Ducted | 215447686 |  | HMSV-A-CB | AOUH18KWAS2 | Ducted Indoor Units |  |  |  |  | 12.7 | 19 | 9.5 | TRUE | TRUE | TRUE | 18000 | 15100 | 2.78 | 19300 | 2.61
215447685 | 11/18/2025 | Live | Fujitsu General America, Inc. | FUJITSU | Multizone All Non-Ducted | 215447685 |  | HMSR-A-CB-O | AOUH18KWAS2 | Non-Ducted Indoor Units |  |  |  |  | 13.2 | 22 | 10.5 | TRUE | TRUE | TRUE | 18000 | 14300 | 3.1 | 19300 | 2.76
216445253 | 11/18/2025 | Live | LG | LG | Singlezone Ducted, Centrally Ducted | 216445253 |  | HRCU-A-C | KUSXB601A |  | LKMMA60D1 |  |  |  | 10.7 | 15.5 | 9 | FALSE | TRUE |  | 52500 | 36400 | 2.48 | 47500 | 2.21
216445252 | 11/18/2025 | Live | LG | LG | Singlezone Ducted, Centrally Ducted | 216445252 |  | HRCU-A-C | KUSXB601A |  | LKMMA60C1 |  |  |  | 10.5 | 15.2 | 8.5 | FALSE | TRUE |  | 52500 | 36400 | 2.48 | 47500 | 2.32
216445249 | 11/18/2025 | Live | LG | LG | Singlezone Ducted, Centrally Ducted | 216445249 |  | HRCU-A-C | KUSXB421A |  | LKMMA42C1 |  |  |  | 11.7 | 15.2 | 8.5 | TRUE | TRUE |  | 41000 | 29000 | 2.36 | 39200 | 2.09
216445248 | 11/18/2025 | Live | LG | LG | Singlezone Ducted, Centrally Ducted | 216445248 |  | HRCU-A-C | KUSXB361A |  | LKMMA36C1 |  |  |  | 11.7 | 15.5 | 8.5 | TRUE | TRUE |  | 34400 | 24000 | 2.2 | 35500 | 2.12
216445247 | 11/18/2025 | Live | LG | LG | Singlezone Ducted, Centrally Ducted | 216445247 |  | HRCU-A-C | KUSXB361A |  | LKMMA36B1 |  |  |  | 11.7 | 15.2 | 8.4 | TRUE | TRUE |  | 34400 | 24000 | 2.2 | 35500 | 2.08
216445246 | 11/18/2025 | Live | LG | LG | Singlezone Ducted, Centrally Ducted | 216445246 |  | HRCU-A-C | KUSXB301A |  | LKMMA30B1 |  |  |  | 10 | 15 | 8.3 | FALSE | FALSE |  | 27600 | 20000 | 2.18 | 26400 | 2.06
216445245 | 11/18/2025 | Live | LG | LG | Singlezone Ducted, Centrally Ducted | 216445245 |  | HRCU-A-C | KUSXB241A |  | LKMMA24B1 |  |  |  | 11.7 | 15.2 | 8.5 | TRUE | TRUE |  | 21600 | 16000 | 2.24 | 22000 | 2.04
216445244 | 11/18/2025 | Live | LG | LG | Singlezone Ducted, Centrally Ducted | 216445244 |  | HRCU-A-C | KUSXB181A |  | LKMMA18B1 |  |  |  | 11.7 | 15.2 | 8.1 | TRUE | TRUE |  | 18000 | 13000 | 2.38 | 17600 | 2.06
216445243 | 11/18/2025 | Live | LG | LG | Singlezone Ducted, Centrally Ducted | 216445243 |  | HRCU-A-C | KUSXB181A |  | LKMMA18A1 |  |  |  | 11.5 | 15 | 8.1 | FALSE | FALSE |  | 17000 | 13000 | 2.38 | 17600 | 2.06
205663349 | 11/18/2025 | Live | Daikin North America, LLC | DAIKIN | Singlezone Non-Ducted, Wall Placement | 205663349 |  | HRCU-A-CB-O | RXL15QMVJU* | Mini-Splits | FTX15NMVJU* | 13 | 20 | 12.5 | 13 | 19.5 | 10 | FALSE | FALSE | TRUE | 15000 | 11500 | 3.01 | 19750 | 2.45
216027618 | 11/18/2025 | Live | Midea Electric Trading | CAPELLA | Singlezone Non-Ducted, Wall Placement | 216027618 |  | HRCU-A-CB-O | CPIB-H18A-O | Mini-Splits | CPIB-H18A-I |  |  |  | 11.5 | 20.2 | 9.1 | TRUE | FALSE |  | 18000 | 11700 | 2.62 | 13300 | 2.41
216027617 | 11/18/2025 | Live | Midea Electric Trading | CAPELLA | Singlezone Non-Ducted, Wall Placement | 216027617 |  | HRCU-A-CB-O | CPIB-H12A-O | Mini-Splits | CPIB-H12A-I |  |  |  | 10.8 | 21.3 | 9.2 | FALSE | FALSE |  | 12000 | 8300 | 2.32 | 9300 | 2.11
216027616 | 11/18/2025 | Live | Midea Electric Trading | CAPELLA | Singlezone Non-Ducted, Wall Placement | 216027616 |  | HRCU-A-CB-O | CPIB-H09A-O | Mini-Splits | CPIB-H09A-I |  |  |  | 12.6 | 21.6 | 9.4 | TRUE | TRUE |  | 9000 | 6600 | 2.45 | 7500 | 2
216027619 | 11/18/2025 | Live | Midea Electric Trading | CAPELLA | Singlezone Non-Ducted, Wall Placement | 216027619 |  | HRCU-A-CB-O | CPIB-H24A-O | Mini-Splits | CPIB-H24A-I |  |  |  | 9.6 | 18.5 | 9 | FALSE | TRUE |  | 24000 | 17200 | 2.46 | 20200 | 2.26
216027623 | 11/18/2025 | Live | Midea Electric Trading | CAPELLA | Singlezone Non-Ducted, Wall Placement | 216027623 |  | HRCU-A-CB-O | CPPB-H24A-O | Mini-Splits | CPPB-H24A-I |  |  |  | 13 | 21 | 13.5 | TRUE | TRUE |  | 24000 | 21000 | 2.88 | 23200 | 2.35
216027624 | 11/18/2025 | Live | Midea Electric Trading | CAPELLA | Singlezone Non-Ducted, Ceiling Placement | 216027624 |  | HRCU-A-CB-O | CPPB-H09A-O | Mini-Splits | SICB1-H09A-I |  |  |  | 14 | 22.6 | 12.1 | TRUE | TRUE |  | 9000 | 9700 | 2.63 | 12600 | 2.1
216027626 | 11/18/2025 | Live | Midea Electric Trading | CAPELLA | Singlezone Non-Ducted, Ceiling Placement | 216027626 |  | HRCU-A-CB-O | CPPB-H18A-O | Mini-Splits | SICB1-H18A-I |  |  |  | 12.5 | 20 | 12.3 | TRUE | TRUE |  | 16000 | 14900 | 2.7 | 18000 | 2.1
216027625 | 11/18/2025 | Live | Midea Electric Trading | CAPELLA | Singlezone Non-Ducted, Ceiling Placement | 216027625 |  | HRCU-A-CB-O | CPPB-H12A-O | Mini-Splits | SICB1-H12A-I |  |  |  | 12.5 | 22.2 | 11.6 | TRUE | TRUE |  | 12000 | 10000 | 2.74 | 12900 | 2.14
216027627 | 11/18/2025 | Live | Midea Electric Trading | CAPELLA | Singlezone Non-Ducted, Wall Placement | 216027627 |  | HRCU-A-CB-O | CPPB-H24A-O | Mini-Splits | SICB1-H24A-I |  |  |  | 12 | 20.7 | 11.6 | TRUE | TRUE |  | 23400 | 20400 | 2.78 | 23900 | 2.48
216027629 | 11/18/2025 | Live | Midea Electric Trading | CAPELLA | Singlezone Ducted, Compact Ducted | 216027629 |  | HRCU-A-CB | CPPB-H12A-O | Mini-Splits | SFCB1-H12A-I |  |  |  | 12 | 20 | 10.6 | TRUE | TRUE |  | 12000 | 10200 | 2.6 | 14000 | 2.31
216027628 | 11/18/2025 | Live | Midea Electric Trading | CAPELLA | Singlezone Ducted, Compact Ducted | 216027628 |  | HRCU-A-CB | CPPB-H09A-O | Mini-Splits | SFCB1-H09A-I |  |  |  | 14 | 20.5 | 13.8 | TRUE | TRUE |  | 9000 | 10200 | 2.45 | 12600 | 1.94
216027630 | 11/18/2025 | Live | Midea Electric Trading | CAPELLA | Singlezone Ducted, Compact Ducted | 216027630 |  | HRCU-A-CB | CPPB-H18A-O | Mini-Splits | SFCB1-H18A-I |  |  |  | 12 | 18.4 | 11.1 | TRUE | TRUE |  | 17500 | 15000 | 2.89 | 20000 | 2.5
216027631 | 11/18/2025 | Live | Midea Electric Trading | CAPELLA | Singlezone Ducted, Compact Ducted | 216027631 |  | HRCU-A-CB | CPPB-H24A-O | Mini-Splits | SFCB1-H24A-I |  |  |  | 12 | 19 | 11.7 | TRUE | TRUE |  | 24000 | 21600 | 2.71 | 23600 | 2.48
216027632 | 11/18/2025 | Live | Midea Electric Trading | CAPELLA | Multizone All Non-Ducted | 216027632 |  | HMSR-A-CB-O | CPM2B1-H18A-O | Non-Ducted Indoor Units |  |  |  |  | 15 | 25 | 10.4 | TRUE | TRUE |  | 19000 | 17600 | 2.7 | 19000 | 2.2
216032321 | 11/18/2025 | Live | Midea Electric Trading | 1HVAC | Multizone Mix of Ducted and Non-Ducted | 216032321 |  | HMSV-A-CB | ES-48Z-M6C | Mixed Ducted and Non-Ducted Indoor Units |  |  |  |  | 12.25 | 22.2 | 10.45 | TRUE | TRUE |  | 46000 | 37400 | 2.5 | 39750 | 2.19
216032322 | 11/18/2025 | Live | Midea Electric Trading | 1HVAC | Multizone All Non-Ducted | 216032322 |  | HMSR-A-CB-O | ES-55Z-M6C | Non-Ducted Indoor Units |  |  |  |  | 10 | 22 | 9.5 | FALSE | FALSE |  | 60000 | 39000 | 2.8 | 42000 | 2.4
216032323 | 11/18/2025 | Live | Midea Electric Trading | 1HVAC | Multizone All Ducted | 216032323 |  | HMSV-A-CB | ES-55Z-M6C | Ducted Indoor Units |  |  |  |  | 10 | 18 | 9.2 | FALSE | FALSE |  | 60000 | 39000 | 2.6 | 41000 | 2.3
216032324 | 11/18/2025 | Live | Midea Electric Trading | 1HVAC | Multizone Mix of Ducted and Non-Ducted | 216032324 |  | HMSV-A-CB | ES-55Z-M6C | Mixed Ducted and Non-Ducted Indoor Units |  |  |  |  | 10 | 20 | 9.35 | FALSE | FALSE |  | 60000 | 39000 | 2.7 | 41500 | 2.35
216032325 | 11/18/2025 | Live | Midea Electric Trading | ACIQ | Singlezone Non-Ducted, Wall Placement | 216032325 |  | HRCU-A-CB-O | ACIQ-09Z-HP115C | Mini-Splits | ACIQ-09W-HP115C |  |  |  | 12.5 | 21.5 | 9 | TRUE | FALSE |  | 9000 | 6500 | 2.3 | 8000 | 2.13
216032326 | 11/18/2025 | Live | Midea Electric Trading | ACIQ | Singlezone Non-Ducted, Wall Placement | 216032326 |  | HRCU-A-CB-O | ACIQ-12Z-HP115C | Mini-Splits | ACIQ-12W-HP115C |  |  |  | 10.1 | 21.2 | 8.7 | FALSE | FALSE |  | 12000 | 7300 | 2.23 | 8000 | 2.19
216032327 | 11/18/2025 | Live | Midea Electric Trading | ACIQ | Singlezone Non-Ducted, Wall Placement | 216032327 |  | HRCU-A-CB-O | ACIQ-09Z-HP230C | Mini-Splits | ACIQ-09W-HP230C |  |  |  | 12.6 | 21.2 | 9.1 | TRUE | TRUE |  | 9000 | 6800 | 2.46 | 8300 | 2.23
216032328 | 11/18/2025 | Live | Midea Electric Trading | ACIQ | Singlezone Non-Ducted, Wall Placement | 216032328 |  | HRCU-A-CB-O | ACIQ-12Z-HP230C | Mini-Splits | ACIQ-12W-HP230C |  |  |  | 10.8 | 21.3 | 9.1 | FALSE | FALSE |  | 12000 | 8700 | 2.41 | 9200 | 2.16
216032329 | 11/18/2025 | Live | Midea Electric Trading | ACIQ | Singlezone Non-Ducted, Wall Placement | 216032329 |  | HRCU-A-CB-O | ACIQ-18Z-HP230C | Mini-Splits | ACIQ-18W-HP230C |  |  |  | 10.8 | 19.2 | 9.6 | FALSE | FALSE |  | 18000 | 12300 | 2.63 | 14800 | 2.58
216032330 | 11/18/2025 | Live | Midea Electric Trading | ACIQ | Singlezone Non-Ducted, Wall Placement | 216032330 |  | HRCU-A-CB-O | ACIQ-24Z-HP230C | Mini-Splits | ACIQ-24W-HP230C |  |  |  | 10 | 18.7 | 9.3 | FALSE | TRUE |  | 24000 | 16900 | 2.53 | 18700 | 2.18
216032331 | 11/18/2025 | Live | Midea Electric Trading | ACIQ | Singlezone Non-Ducted, Wall Placement | 216032331 |  | HRCU-A-CB-O | ACIQ-30Z-HP230C | Mini-Splits | ACIQ-30W-HP230C |  |  |  | 11 | 20 | 9.2 | TRUE | FALSE |  | 30000 | 19000 | 2.26 | 19800 | 1.99
216032332 | 11/18/2025 | Live | Midea Electric Trading | ACIQ | Singlezone Non-Ducted, Wall Placement | 216032332 |  | HRCU-A-CB-O | ACIQ-36Z-HP230C | Mini-Splits | ACIQ-36W-HP230C |  |  |  | 9 | 18 | 8.5 | FALSE | FALSE |  | 36000 | 24600 | 2.25 | 25000 | 2.14
216032333 | 11/18/2025 | Live | Midea Electric Trading | ACIQ | Singlezone Non-Ducted, Wall Placement | 216032333 |  | HRCU-A-CB-O | ACIQ-06ZPL-HP230C | Mini-Splits | ACIQ-06W-HH-MD |  |  |  | 18 | 25.5 | 14.8 | TRUE | TRUE |  | 6000 | 7900 | 2.79 | 8600 | 2.38
216032337 | 11/18/2025 | Live | Midea Electric Trading | ACIQ | Singlezone Non-Ducted, Wall Placement | 216032337 |  | HRCU-A-CB-O | ACIQ-24ZPL-HP230C | Mini-Splits | ACIQ-24W-HH-MD |  |  |  | 13 | 21 | 13.5 | TRUE | TRUE |  | 24000 | 21000 | 2.88 | 23200 | 2.35
216032338 | 11/18/2025 | Live | Midea Electric Trading | ACIQ | Singlezone Non-Ducted, Ceiling Placement | 216032338 |  | HRCU-A-CB-O | ACIQ-09ZPL-HP230C | Mini-Splits | ACIQ-09CC-HH-MC |  |  |  | 14 | 22.6 | 12.1 | TRUE | TRUE |  | 9000 | 9700 | 2.63 | 12600 | 2.1
216032339 | 11/18/2025 | Live | Midea Electric Trading | ACIQ | Singlezone Non-Ducted, Ceiling Placement | 216032339 |  | HRCU-A-CB-O | ACIQ-12ZPL-HP230C | Mini-Splits | ACIQ-12CC-HH-MC |  |  |  | 12.5 | 22.2 | 11.6 | TRUE | TRUE |  | 12000 | 10000 | 2.74 | 12900 | 2.14
216032340 | 11/18/2025 | Live | Midea Electric Trading | ACIQ | Singlezone Non-Ducted, Ceiling Placement | 216032340 |  | HRCU-A-CB-O | ACIQ-18ZPL-HP230C | Mini-Splits | ACIQ-18CC-HH-MC |  |  |  | 12.5 | 20 | 12.3 | TRUE | TRUE |  | 16000 | 14900 | 2.7 | 18000 | 2.1
216032341 | 11/18/2025 | Live | Midea Electric Trading | ACIQ | Singlezone Non-Ducted, Wall Placement | 216032341 |  | HRCU-A-CB-O | ACIQ-24ZPL-HP230C | Mini-Splits | ACIQ-24CC-HH-MC |  |  |  | 12 | 20.7 | 11.6 | TRUE | TRUE |  | 23400 | 20400 | 2.78 | 23900 | 2.48
216032342 | 11/18/2025 | Live | Midea Electric Trading | ACIQ | Singlezone Non-Ducted, Wall Placement | 216032342 |  | HRCU-A-CB-O | ACIQ-36ZPL-HP230C | Mini-Splits | ACIQ-36CC-HH-MC |  |  |  | 12 | 21.2 | 10.6 | TRUE | TRUE |  | 36600 | 30600 | 2.56 | 46200 | 2.17
216032343 | 11/18/2025 | Live | Midea Electric Trading | ACIQ | Singlezone Ducted, Compact Ducted | 216032343 |  | HRCU-A-CB | ACIQ-48ZPL-HP230C | Mini-Splits | ACIQ-48CC-HH-MC |  |  |  | 10.4 | 16.7 | 10.8 | FALSE | TRUE |  | 48000 | 45000 | 2.61 | 45500 | 2.4
216032344 | 11/18/2025 | Live | Midea Electric Trading | ACIQ | Singlezone Ducted, Compact Ducted | 216032344 |  | HRCU-A-CB | ACIQ-09ZPL-HP230C | Mini-Splits | ACIQ-09CD-HH-MC |  |  |  | 14 | 20.5 | 13.8 | TRUE | TRUE |  | 9000 | 10200 | 2.45 | 12600 | 1.94
216032345 | 11/18/2025 | Live | Midea Electric Trading | ACIQ | Singlezone Ducted, Compact Ducted | 216032345 |  | HRCU-A-CB | ACIQ-12ZPL-HP230C | Mini-Splits | ACIQ-12CD-HH-MC |  |  |  | 12 | 20 | 10.6 | TRUE | TRUE |  | 12000 | 10200 | 2.6 | 14000 | 2.31
216032346 | 11/18/2025 | Live | Midea Electric Trading | ACIQ | Singlezone Ducted, Compact Ducted | 216032346 |  | HRCU-A-CB | ACIQ-18ZPL-HP230C | Mini-Splits | ACIQ-18CD-HH-MC |  |  |  | 12 | 18.4 | 11.1 | TRUE | TRUE |  | 17500 | 15000 | 2.89 | 20000 | 2.5
216032347 | 11/18/2025 | Live | Midea Electric Trading | ACIQ | Singlezone Ducted, Compact Ducted | 216032347 |  | HRCU-A-CB | ACIQ-24ZPL-HP230C | Mini-Splits | ACIQ-24CD-HH-MC |  |  |  | 12 | 19 | 11.7 | TRUE | TRUE |  | 24000 | 21600 | 2.71 | 23600 | 2.48
216032348 | 11/18/2025 | Live | Midea Electric Trading | ACIQ | Singlezone Ducted, Compact Ducted | 216032348 |  | HRCU-A-CB | ACIQ-36ZPL-HP230C | Mini-Splits | ACIQ-36CD-HH-MC |  |  |  | 12 | 17.7 | 11.1 | TRUE | TRUE |  | 36000 | 31600 | 2.73 | 40000 | 2.29
216032349 | 11/18/2025 | Live | Midea Electric Trading | ACIQ | Singlezone Ducted, Compact Ducted | 216032349 |  | HRCU-A-CB | ACIQ-48ZPL-HP230C | Mini-Splits | ACIQ-48CD-HH-MC |  |  |  | 10.4 | 16.7 | 10.8 | FALSE | TRUE |  | 48000 | 45000 | 2.61 | 45500 | 2.4
216032350 | 08/06/2025 | Live | Midea Electric Trading | ACIQ | Singlezone Ducted, Compact Ducted | 216032350 |  | HRCU-A-CB | ACIQ-60ZPL-HP230C | Mini-Splits | ACIQ-60CD-HH-MC |  |  |  | 10.2 | 15.8 | 10.4 | FALSE | TRUE |  | 55000 | 45000 | 2.72 | 52000 | 2.41
216032351 | 08/06/2025 | Live | Midea Electric Trading | ACIQ | Singlezone Non-Ducted, Wall Placement | 216032351 |  | HRCU-A-CB-O | ACIQ-09ZPL-HP230C | Mini-Splits | ACIQ-09FM-HH-MD |  |  |  | 15.1 | 27.2 | 10.9 | TRUE | TRUE |  | 9000 | 9800 | 2.71 | 12200 | 2.17
216032353 | 11/18/2025 | Live | Midea Electric Trading | ACIQ | Singlezone Non-Ducted, Floor Placement | 216032353 |  | HRCU-A-CB-O | ACIQ-18ZPL-HP230C | Mini-Splits | ACIQ-18FM-HH-MD |  |  |  | 12.5 | 20.4 | 10.3 | TRUE | TRUE |  | 17000 | 14400 | 2.54 | 20200 | 2.24
216032354 | 08/06/2025 | Live | Midea Electric Trading | ACIQ | Singlezone Non-Ducted, Floor Placement | 216032354 |  | HRCU-A-CB-O | ACIQ-24ZPL-HP230C | Mini-Splits | ACIQ-24FM-HH-MD |  |  |  | 12 | 20.4 | 12.1 | TRUE | TRUE |  | 22000 | 20200 | 2.74 | 23300 | 2.38
216032355 | 08/06/2025 | Live | Midea Electric Trading | ACIQ | Singlezone Non-Ducted, Floor Placement | 216032355 |  | HRCU-A-CB-O | ACIQ-36ZPL-HP230C | Mini-Splits | ACIQ-36FM-HH-MD |  |  |  | 12 | 20 | 10.8 | TRUE | TRUE |  | 36400 | 30200 | 2.58 | 42400 | 2.16
216032356 | 08/06/2025 | Live | Midea Electric Trading | ACIQ | Singlezone Non-Ducted, Floor Placement | 216032356 |  | HRCU-A-CB-O | ACIQ-48ZPL-HP230C | Mini-Splits | ACIQ-48FM-HH-MD |  |  |  | 9.4 | 18.5 | 10.1 | FALSE | TRUE |  | 48000 | 38500 | 2.38 | 44500 | 2.23
216032357 | 08/06/2025 | Live | Midea Electric Trading | ACIQ | Singlezone Non-Ducted, Floor Placement | 216032357 |  | HRCU-A-CB-O | ACIQ-60ZPL-HP230C | Mini-Splits | ACIQ-60FM-HH-MD |  |  |  | 9 | 18 | 10.7 | FALSE | TRUE |  | 54000 | 41000 | 2.33 | 58000 | 2.17
216032358 | 08/06/2025 | Live | Midea Electric Trading | ACIQ | Singlezone Non-Ducted, Ceiling Placement | 216032358 |  | HRCU-A-CB-O | ACIQ-06ZPL-HP230C | Mini-Splits | SCC-0609-HH-MB |  |  |  | 15 | 22 | 12 | TRUE | TRUE |  | 6500 | 7000 | 2.66 | 9500 | 2.53
216032359 | 08/06/2025 | Live | Midea Electric Trading | ACIQ | Singlezone Non-Ducted, Ceiling Placement | 216032359 |  | HRCU-A-CB-O | ACIQ-09ZPL-HP230C | Mini-Splits | SCC-0609-HH-MB |  |  |  | 14.6 | 24 | 12.1 | TRUE | TRUE |  | 9000 | 9000 | 2.44 | 11900 | 2
216032360 | 08/06/2025 | Live | Midea Electric Trading | ACIQ | Singlezone Non-Ducted, Ceiling Placement | 216032360 |  | HRCU-A-CB-O | ACIQ-18ZPL-HP230C | Mini-Splits | SCC-1218-HH-MB |  |  |  | 12.5 | 20.6 | 12.2 | TRUE | TRUE |  | 16700 | 14500 | 2.5 | 18800 | 2.05
216032361 | 08/06/2025 | Live | Midea Electric Trading | ACIQ | Multizone All Non-Ducted | 216032361 |  | HMSR-A-CB-O | ACIQ-18Z-HH-M3C | Non-Ducted Indoor Units |  |  |  |  | 15 | 25 | 10.4 | TRUE | TRUE |  | 19000 | 17600 | 2.7 | 19000 | 2.2
216032362 | 08/06/2025 | Live | Midea Electric Trading | ACIQ | Multizone All Ducted | 216032362 |  | HMSV-A-CB | ACIQ-18Z-HH-M3C | Ducted Indoor Units |  |  |  |  | 13 | 20 | 10 | TRUE | TRUE |  | 19000 | 17000 | 2.59 | 22000 | 2.5
216032363 | 08/06/2025 | Live | Midea Electric Trading | ACIQ | Multizone Mix of Ducted and Non-Ducted | 216032363 |  | HMSV-A-CB | ACIQ-18Z-HH-M3C | Mixed Ducted and Non-Ducted Indoor Units |  |  |  |  | 14 | 22.5 | 10.2 | TRUE | TRUE |  | 19000 | 17300 | 2.65 | 20500 | 2.36
216032364 | 08/06/2025 | Live | Midea Electric Trading | ACIQ | Multizone All Non-Ducted | 216032364 |  | HMSR-A-CB-O | ACIQ-27Z-HH-M4C | Non-Ducted Indoor Units |  |  |  |  | 12.5 | 23 | 10.5 | TRUE | TRUE |  | 27000 | 25000 | 2.6 | 28000 | 2.2
216032365 | 08/06/2025 | Live | Midea Electric Trading | ACIQ | Multizone All Ducted | 216032365 |  | HMSV-A-CB | ACIQ-27Z-HH-M4C | Ducted Indoor Units |  |  |  |  | 12 | 19 | 9.5 | TRUE | TRUE |  | 28000 | 23000 | 2.4 | 27000 | 2.1
216032366 | 08/06/2025 | Live | Midea Electric Trading | ACIQ | Multizone Mix of Ducted and Non-Ducted | 216032366 |  | HMSV-A-CB | ACIQ-27Z-HH-M4C | Mixed Ducted and Non-Ducted Indoor Units |  |  |  |  | 12.25 | 21 | 10 | TRUE | TRUE |  | 27400 | 24000 | 2.5 | 27500 | 2.15
216032368 | 08/06/2025 | Live | Midea Electric Trading | ACIQ | Multizone All Ducted | 216032368 |  | HMSV-A-CB | ACIQ-36Z-HH-M5C | Ducted Indoor Units |  |  |  |  | 12 | 19.4 | 10.4 | TRUE | TRUE |  | 36000 | 33000 | 2.4 | 34000 | 2.2
216032370 | 08/06/2025 | Live | Midea Electric Trading | ACIQ | Multizone All Non-Ducted | 216032370 |  | HMSR-A-CB-O | ACIQ-48Z-HH-M6C | Non-Ducted Indoor Units |  |  |  |  | 12 | 23 | 11 | TRUE | TRUE |  | 47000 | 44000 | 2.6 | 45000 | 2
216032371 | 08/06/2025 | Live | Midea Electric Trading | ACIQ | Multizone All Ducted | 216032371 |  | HMSV-A-CB | ACIQ-48Z-HH-M6C | Ducted Indoor Units |  |  |  |  | 11.7 | 20.4 | 11 | TRUE | TRUE |  | 47000 | 44500 | 2.6 | 46000 | 2.2
216032372 | 08/06/2025 | Live | Midea Electric Trading | ACIQ | Multizone Mix of Ducted and Non-Ducted | 216032372 |  | HMSV-A-CB | ACIQ-48Z-HH-M6C | Mixed Ducted and Non-Ducted Indoor Units |  |  |  |  | 11.85 | 21.7 | 11 | TRUE | TRUE |  | 47000 | 44000 | 2.6 | 45500 | 2.1
216032373 | 08/06/2025 | Live | Midea Electric Trading | ACIQ | Multizone All Non-Ducted | 216032373 |  | HMSR-A-CB-O | ACIQ-55Z-HH-M6C | Non-Ducted Indoor Units |  |  |  |  | 12 | 22.2 | 10.5 | TRUE | TRUE |  | 51000 | 44000 | 2.6 | 47000 | 2.5
216032374 | 08/06/2025 | Live | Midea Electric Trading | ACIQ | Multizone All Ducted | 216032374 |  | HMSV-A-CB | ACIQ-55Z-HH-M6C | Ducted Indoor Units |  |  |  |  | 11.7 | 20 | 10.7 | TRUE | TRUE |  | 53000 | 45000 | 2.7 | 52000 | 2.3
216032375 | 08/06/2025 | Live | Midea Electric Trading | ACIQ | Multizone Mix of Ducted and Non-Ducted | 216032375 |  | HMSV-A-CB | ACIQ-55Z-HH-M6C | Mixed Ducted and Non-Ducted Indoor Units |  |  |  |  | 11.85 | 21.1 | 10.6 | TRUE | TRUE |  | 52000 | 44500 | 2.65 | 49500 | 2.39
216032380 | 08/06/2025 | Live | Midea Electric Trading | ACIQ | Multizone All Ducted | 216032380 |  | HMSV-A-CB | ES-27Z-M4C | Ducted Indoor Units |  |  |  |  | 12 | 21 | 9 | TRUE | TRUE |  | 26600 | 18400 | 2.5 | 18600 | 2.3
216032385 | 08/06/2025 | Live | Midea Electric Trading | ACIQ | Multizone All Non-Ducted | 216032385 |  | HMSR-A-CB-O | ES-48Z-M6C | Non-Ducted Indoor Units |  |  |  |  | 12.5 | 24 | 10.3 | TRUE | TRUE |  | 47000 | 38000 | 2.5 | 38500 | 2
216032386 | 08/06/2025 | Live | Midea Electric Trading | ACIQ | Multizone All Ducted | 216032386 |  | HMSV-A-CB | ES-48Z-M6C | Ducted Indoor Units |  |  |  |  | 12 | 20.4 | 10.6 | TRUE | TRUE |  | 45000 | 37000 | 2.5 | 41000 | 2.4
216032387 | 08/06/2025 | Live | Midea Electric Trading | ACIQ | Multizone Mix of Ducted and Non-Ducted | 216032387 |  | HMSV-A-CB | ES-48Z-M6C | Mixed Ducted and Non-Ducted Indoor Units |  |  |  |  | 12.25 | 22.2 | 10.45 | TRUE | TRUE |  | 46000 | 37400 | 2.5 | 39750 | 2.19
216032388 | 08/06/2025 | Live | Midea Electric Trading | ACIQ | Multizone All Non-Ducted | 216032388 |  | HMSR-A-CB-O | ES-55Z-M6C | Non-Ducted Indoor Units |  |  |  |  | 10 | 22 | 9.5 | FALSE | FALSE |  | 60000 | 39000 | 2.8 | 42000 | 2.4
216032389 | 08/06/2025 | Live | Midea Electric Trading | ACIQ | Multizone All Ducted | 216032389 |  | HMSV-A-CB | ES-55Z-M6C | Ducted Indoor Units |  |  |  |  | 10 | 18 | 9.2 | FALSE | FALSE |  | 60000 | 39000 | 2.6 | 41000 | 2.3
216032390 | 08/06/2025 | Live | Midea Electric Trading | ACIQ | Multizone Mix of Ducted and Non-Ducted | 216032390 |  | HMSV-A-CB | ES-55Z-M6C | Mixed Ducted and Non-Ducted Indoor Units |  |  |  |  | 10 | 20 | 9.35 | FALSE | FALSE |  | 60000 | 39000 | 2.7 | 41500 | 2.35
216032543 | 08/06/2025 | Live | Midea Electric Trading | MRCOOL | Singlezone Non-Ducted, Wall Placement | 216032543 |  | HRCU-A-CB-O | DIY-09-HP-C-115D25-O | Mini-Splits | DIY-09-HP-WMAH-115D25-O |  |  |  | 14 | 23.6 | 11.5 | TRUE | TRUE |  | 9000 | 7500 | 2.53 | 7800 | 2.38
216032545 | 08/06/2025 | Live | Midea Electric Trading | MRCOOL | Singlezone Non-Ducted, Wall Placement | 216032545 |  | HRCU-A-CB-O | DIY-18-HP-C-230D25-O | Mini-Splits | DIY-18-HP-WMAH-230D25-O |  |  |  | 13.7 | 22.5 | 11.5 | TRUE | TRUE |  | 18000 | 15200 | 2.75 | 20300 | 2.38
216032544 | 08/06/2025 | Live | Midea Electric Trading | MRCOOL | Singlezone Non-Ducted, Wall Placement | 216032544 |  | HRCU-A-CB-O | DIY-12-HP-C-115D25-O | Mini-Splits | DIY-12-HP-WMAH-115D25-O |  |  |  | 12.5 | 23.5 | 10.2 | TRUE | TRUE |  | 12000 | 8500 | 2.4 | 8500 | 2.4
216032549 | 08/06/2025 | Live | Midea Electric Trading | MRCOOL | Singlezone Non-Ducted, Wall Placement | 216032549 |  | HRCU-A-CB-O | DIYHH-12-HP-C-230D25-O | Mini-Splits | DIY-12-HP-WMAH-230D25-O |  |  |  | 12.8 | 23.5 | 10 | TRUE | TRUE |  | 12000 | 8900 | 2.23 | 12500 | 2.02
216032550 | 08/06/2025 | Live | Midea Electric Trading | MRCOOL | Singlezone Non-Ducted, Wall Placement | 216032550 |  | HRCU-A-CB-O | DIYHH-12-HP-C-230D25-O | Mini-Splits | DIYCASSETTE12HP-230D25-O |  |  |  | 12.5 | 22.2 | 10.8 | TRUE | TRUE |  | 12000 | 9100 | 2.59 | 11900 | 1.95
216032551 | 08/06/2025 | Live | Midea Electric Trading | MRCOOL | Singlezone Non-Ducted, Wall Placement | 216032551 |  | HRCU-A-CB-O | DIYHH-18-HP-C-230D25-O | Mini-Splits | DIY-18-HP-WMAH-230D25-O |  |  |  | 12.5 | 21.2 | 11 | TRUE | TRUE |  | 18000 | 15200 | 2.72 | 20300 | 2.38
216032553 | 08/06/2025 | Live | Midea Electric Trading | MRCOOL | Singlezone Non-Ducted, Wall Placement | 216032553 |  | HRCU-A-CB-O | EZPRO-09-HP-C-11516D-O | Mini-Splits | EZPRO-09-HP-WMAH-115D-O |  |  |  | 11.3 | 20.2 | 9.2 | TRUE | FALSE |  | 9000 | 7000 | 2.56 | 7200 | 2.22
216032552 | 08/06/2025 | Live | Midea Electric Trading | MRCOOL | Singlezone Non-Ducted, Wall Placement | 216032552 |  | HRCU-A-CB-O | DIYHH-18-HP-C-230D25-O | Mini-Splits | DIYCASSETTE18HP-230D25-O |  |  |  | 12.5 | 19.8 | 12.2 | TRUE | TRUE |  | 16700 | 14800 | 2.69 | 18800 | 2.05
216032555 | 08/06/2025 | Live | Midea Electric Trading | MRCOOL | Singlezone Non-Ducted, Wall Placement | 216032555 |  | HRCU-A-CB-O | EZPRO-18-HP-C-23016D-O | Mini-Splits | EZPRO-18-HP-WMAH-230D-O |  |  |  | 9.8 | 20 | 8.5 | FALSE | FALSE |  | 17000 | 11500 | 2.48 | 18700 | 1.71
216032556 | 08/06/2025 | Live | Midea Electric Trading | MRCOOL | Singlezone Non-Ducted, Wall Placement | 216032556 |  | HRCU-A-CB-O | EZPRO-24-HP-C-23016D-O | Mini-Splits | EZPRO-24-HP-WMAH-230D-O |  |  |  | 9.7 | 18.9 | 8.7 | FALSE | FALSE |  | 24000 | 16300 | 2.46 | 19700 | 2.33
216032558 | 08/06/2025 | Live | Midea Electric Trading | MRCOOL | Singlezone Non-Ducted, Ceiling Placement | 216032558 |  | HRCU-A-CB-O | O-HH-09-HP-C-230C-O | Mini-Splits | CASSETTE09HP-230C-O |  |  |  | 14 | 22.6 | 12.1 | TRUE | TRUE |  | 9000 | 9700 | 2.63 | 12600 | 2.1
216032559 | 08/06/2025 | Live | Midea Electric Trading | MRCOOL | Singlezone Ducted, Compact Ducted | 216032559 |  | HRCU-A-CB | O-HH-09-HP-C-230C-O | Mini-Splits | DUCT-09HP-230B-O |  |  |  | 13.4 | 21.4 | 12.5 | TRUE | TRUE |  | 9000 | 9600 | 2.49 | 12600 | 1.99
216032561 | 08/06/2025 | Live | Midea Electric Trading | MRCOOL | Singlezone Non-Ducted, Ceiling Placement | 216032561 |  | HRCU-A-CB-O | O-HH-12-HP-C-230C-O | Mini-Splits | CASSETTE12HP-230C-O |  |  |  | 12.5 | 22.2 | 11.6 | TRUE | TRUE |  | 12000 | 10000 | 2.74 | 12900 | 2.14
216032562 | 08/06/2025 | Live | Midea Electric Trading | MRCOOL | Singlezone Ducted, Compact Ducted | 216032562 |  | HRCU-A-CB | O-HH-12-HP-C-230C-O | Mini-Splits | DUCT-12HP-230B-O |  |  |  | 12 | 20 | 10 | TRUE | TRUE |  | 12000 | 9600 | 2.49 | 13100 | 1.99
216032564 | 08/06/2025 | Live | Midea Electric Trading | MRCOOL | Singlezone Non-Ducted, Ceiling Placement | 216032564 |  | HRCU-A-CB-O | O-HH-18-HP-C-230C-O | Mini-Splits | CASSETTE18HP-230C-O |  |  |  | 12.5 | 20 | 12.3 | TRUE | TRUE |  | 16000 | 14900 | 2.7 | 18000 | 2.1
216032565 | 08/06/2025 | Live | Midea Electric Trading | MRCOOL | Singlezone Ducted, Compact Ducted | 216032565 |  | HRCU-A-CB | O-HH-18-HP-C-230C-O | Mini-Splits | DUCT-18HP-230B-O |  |  |  | 12 | 18 | 10.5 | TRUE | TRUE |  | 17000 | 15000 | 2.7 | 19000 | 2.23
216032566 | 08/06/2025 | Live | Midea Electric Trading | MRCOOL | Singlezone Non-Ducted, Wall Placement | 216032566 |  | HRCU-A-CB-O | O-HH-24-HP-C-230C-O | Mini-Splits | O-24-HP-WMAH-230C-O |  |  |  | 13 | 21 | 13.5 | TRUE | TRUE |  | 24000 | 21000 | 2.88 | 23200 | 2.35
216032567 | 08/06/2025 | Live | Midea Electric Trading | MRCOOL | Singlezone Non-Ducted, Wall Placement | 216032567 |  | HRCU-A-CB-O | O-HH-24-HP-C-230C-O | Mini-Splits | CASSETTE24HP-230C-O |  |  |  | 12 | 20.7 | 11.6 | TRUE | TRUE |  | 23400 | 20400 | 2.78 | 23900 | 2.48
216032568 | 08/06/2025 | Live | Midea Electric Trading | MRCOOL | Singlezone Ducted, Compact Ducted | 216032568 |  | HRCU-A-CB | O-HH-24-HP-C-230C-O | Mini-Splits | DUCT-24HP-230B-O |  |  |  | 12 | 19 | 11.7 | TRUE | TRUE |  | 24000 | 21600 | 2.71 | 23600 | 2.48
216032569 | 08/06/2025 | Live | Midea Electric Trading | MRCOOL | Singlezone Non-Ducted, Wall Placement | 216032569 |  | HRCU-A-CB-O | O-ES-09-HP-C-230C-O | Mini-Splits | O-09-HP-WMAH-230C-O |  |  |  | 14.9 | 25.8 | 12.5 | FALSE | FALSE |  | 9000 | 8100 | 2.83 | 9400 | 2.37
216032570 | 08/06/2025 | Live | Midea Electric Trading | MRCOOL | Singlezone Non-Ducted, Ceiling Placement | 216032570 |  | HRCU-A-CB-O | O-ES-09-HP-C-230C-O | Mini-Splits | CASSETTE09HP-230C-O |  |  |  | 14.3 | 21.6 | 11.3 | FALSE | FALSE |  | 9000 | 8500 | 2.8 | 9300 | 2.55
216032571 | 08/06/2025 | Live | Midea Electric Trading | MRCOOL | Singlezone Ducted, Compact Ducted | 216032571 |  | HRCU-A-CB | O-ES-09-HP-C-230C-O | Mini-Splits | DUCT-09HP-230B-O |  |  |  | 12.8 | 19.5 | 11 | FALSE | FALSE |  | 9000 | 8900 | 2.61 | 9600 | 2.45
216032572 | 08/06/2025 | Live | Midea Electric Trading | MRCOOL | Singlezone Non-Ducted, Wall Placement | 216032572 |  | HRCU-A-CB-O | O-ES-12-HP-C-230C-O | Mini-Splits | O-12-HP-WMAH-230C-O |  |  |  | 13 | 25.5 | 10.6 | FALSE | FALSE |  | 12000 | 9300 | 2.84 | 9600 | 2.38
216032573 | 08/06/2025 | Live | Midea Electric Trading | MRCOOL | Singlezone Non-Ducted, Ceiling Placement | 216032573 |  | HRCU-A-CB-O | O-ES-12-HP-C-230C-O | Mini-Splits | CASSETTE12HP-230C-O |  |  |  | 12.5 | 21.1 | 10.4 | FALSE | FALSE |  | 12000 | 8500 | 2.8 | 9300 | 2.55
216032574 | 08/06/2025 | Live | Midea Electric Trading | MRCOOL | Singlezone Ducted, Compact Ducted | 216032574 |  | HRCU-A-CB | O-ES-12-HP-C-230C-O | Mini-Splits | DUCT-12HP-230B-O |  |  |  | 11.7 | 19 | 10.2 | FALSE | FALSE |  | 11500 | 9500 | 2.58 | 10300 | 2.58
216032575 | 08/06/2025 | Live | Midea Electric Trading | MRCOOL | Singlezone Non-Ducted, Wall Placement | 216032575 |  | HRCU-A-CB-O | O-ES-18-HP-C-230C-O | Mini-Splits | O-18-HP-WMAH-230C-O |  |  |  | 12.7 | 23.5 | 10.8 | FALSE | FALSE |  | 18000 | 13600 | 2.73 | 14900 | 2.43
216032576 | 08/06/2025 | Live | Midea Electric Trading | MRCOOL | Singlezone Non-Ducted, Ceiling Placement | 216032576 |  | HRCU-A-CB-O | O-ES-18-HP-C-230C-O | Mini-Splits | CASSETTE18HP-230C-O |  |  |  | 12.5 | 20.7 | 11.4 | FALSE | FALSE |  | 16800 | 13900 | 2.66 | 14800 | 2.36
216032577 | 08/06/2025 | Live | Midea Electric Trading | MRCOOL | Singlezone Ducted, Compact Ducted | 216032577 |  | HRCU-A-CB | O-ES-18-HP-C-230C-O | Mini-Splits | DUCT-18HP-230B-O |  |  |  | 12.5 | 20 | 10.5 | FALSE | FALSE |  | 17000 | 14000 | 2.6 | 14100 | 2.4
216032578 | 08/06/2025 | Live | Midea Electric Trading | MRCOOL | Singlezone Non-Ducted, Wall Placement | 216032578 |  | HRCU-A-CB-O | O-ES-24-HP-C-230C-O | Mini-Splits | O-24-HP-WMAH-230C-O |  |  |  | 14 | 23 | 11.7 | FALSE | FALSE |  | 24000 | 18800 | 2.65 | 19300 | 2.33
216032580 | 08/06/2025 | Live | Midea Electric Trading | MRCOOL | Singlezone Ducted, Compact Ducted | 216032580 |  | HRCU-A-CB | O-ES-24-HP-C-230C-O | Mini-Splits | DUCT-24HP-230B-O |  |  |  | 12.5 | 19 | 11 | FALSE | FALSE |  | 24000 | 21200 | 2.6 | 21600 | 2.56
216032581 | 08/06/2025 | Live | Midea Electric Trading | MRCOOL | Singlezone Non-Ducted, Wall Placement | 216032581 |  | HRCU-A-CB-O | A-09-HP-C-115D-O | Mini-Splits | A-09-HP-WMAH-115D-O |  |  |  | 12.5 | 21.5 | 9 | TRUE | FALSE |  | 9000 | 6500 | 2.3 | 8000 | 2.13
216032582 | 08/06/2025 | Live | Midea Electric Trading | MRCOOL | Singlezone Non-Ducted, Wall Placement | 216032582 |  | HRCU-A-CB-O | A-12-HP-C-115D-O | Mini-Splits | A-12-HP-WMAH-115D-O |  |  |  | 10.1 | 21.2 | 8.7 | FALSE | FALSE |  | 12000 | 7300 | 2.23 | 8000 | 2.19
216032583 | 08/06/2025 | Live | Midea Electric Trading | MRCOOL | Singlezone Non-Ducted, Wall Placement | 216032583 |  | HRCU-A-CB-O | A-09-HP-C-230D-O | Mini-Splits | A-09-HP-WMAH-230D-O |  |  |  | 12.6 | 21.2 | 9.1 | TRUE | TRUE |  | 9000 | 6800 | 2.46 | 8300 | 2.23
216032584 | 08/06/2025 | Live | Midea Electric Trading | MRCOOL | Singlezone Non-Ducted, Wall Placement | 216032584 |  | HRCU-A-CB-O | A-12-HP-C-230D-O | Mini-Splits | A-12-HP-WMAH-230D-O |  |  |  | 10.8 | 21.3 | 9.1 | FALSE | FALSE |  | 12000 | 8700 | 2.41 | 9200 | 2.16
216032585 | 08/06/2025 | Live | Midea Electric Trading | MRCOOL | Singlezone Non-Ducted, Wall Placement | 216032585 |  | HRCU-A-CB-O | A-18-HP-C-230D-O | Mini-Splits | A-18-HP-WMAH-230D-O |  |  |  | 10.8 | 19.2 | 9.6 | FALSE | FALSE |  | 18000 | 12300 | 2.63 | 14800 | 2.58
216032586 | 08/06/2025 | Live | Midea Electric Trading | MRCOOL | Singlezone Non-Ducted, Wall Placement | 216032586 |  | HRCU-A-CB-O | A-24-HP-C-230D-O | Mini-Splits | A-24-HP-WMAH-230D-O |  |  |  | 10 | 18.7 | 9.3 | FALSE | TRUE |  | 24000 | 16900 | 2.53 | 18700 | 2.18
216032587 | 08/06/2025 | Live | Midea Electric Trading | MRCOOL | Singlezone Non-Ducted, Wall Placement | 216032587 |  | HRCU-A-CB-O | A-36-HP-C-230D-O | Mini-Splits | A-36-HP-WMAH-230D-O |  |  |  | 9 | 18 | 8.5 | FALSE | FALSE |  | 36000 | 24600 | 2.25 | 25000 | 2.14
216032588 | 08/06/2025 | Live | Midea Electric Trading | MRCOOL | Multizone All Non-Ducted | 216032588 |  | HMSR-A-CB-O | DIY-MULTI3-18HP230D-O | Non-Ducted Indoor Units |  |  |  |  | 13 | 23.9 | 10 | TRUE | TRUE |  | 18000 | 13400 | 2.71 | 14000 | 2.28
216032589 | 08/06/2025 | Live | Midea Electric Trading | MRCOOL | Multizone All Non-Ducted | 216032589 |  | HMSR-A-CB-O | DIY-MULTI4-27HP230D-O | Non-Ducted Indoor Units |  |  |  |  | 12 | 23 | 9 | TRUE | TRUE |  | 26000 | 16200 | 2.4 | 16200 | 2
216032590 | 08/06/2025 | Live | Midea Electric Trading | MRCOOL | Multizone All Ducted | 216032590 |  | HMSV-A-CB | DIY-MULTI4-27HP230D-O | Ducted Indoor Units |  |  |  |  | 12 | 20 | 9.5 | TRUE | TRUE |  | 26000 | 19000 | 2.7 | 19000 | 2.2
216032591 | 08/06/2025 | Live | Midea Electric Trading | MRCOOL | Multizone Mix of Ducted and Non-Ducted | 216032591 |  | HMSV-A-CB | DIY-MULTI4-27HP230D-O | Mixed Ducted and Non-Ducted Indoor Units |  |  |  |  | 12 | 21.5 | 9.25 | TRUE | TRUE |  | 26000 | 17600 | 2.55 | 17600 | 2.11
216032592 | 08/06/2025 | Live | Midea Electric Trading | MRCOOL | Multizone All Non-Ducted | 216032592 |  | HMSR-A-CB-O | DIY-MULTI5-36HP230D-O | Non-Ducted Indoor Units |  |  |  |  | 12 | 23 | 9.9 | TRUE | TRUE |  | 34000 | 24000 | 2.4 | 24000 | 2.1
216032593 | 08/06/2025 | Live | Midea Electric Trading | MRCOOL | Multizone All Ducted | 216032593 |  | HMSV-A-CB | DIY-MULTI5-36HP230D-O | Ducted Indoor Units |  |  |  |  | 11.7 | 19 | 9.5 | TRUE | TRUE |  | 33000 | 25400 | 2.3 | 26000 | 2.1
216032594 | 08/06/2025 | Live | Midea Electric Trading | MRCOOL | Multizone Mix of Ducted and Non-Ducted | 216032594 |  | HMSV-A-CB | DIY-MULTI5-36HP230D-O | Mixed Ducted and Non-Ducted Indoor Units |  |  |  |  | 11.85 | 21 | 9.7 | TRUE | TRUE |  | 33500 | 24700 | 2.35 | 25000 | 2.1
216032595 | 08/06/2025 | Live | Midea Electric Trading | MRCOOL | Multizone All Non-Ducted | 216032595 |  | HMSR-A-CB-O | DIY-MULTI6-48HP230D-O | Non-Ducted Indoor Units |  |  |  |  | 12 | 21.8 | 10 | TRUE | TRUE |  | 43000 | 35200 | 2.5 | 35200 | 2
216032596 | 08/06/2025 | Live | Midea Electric Trading | MRCOOL | Multizone All Ducted | 216032596 |  | HMSV-A-CB | DIY-MULTI6-48HP230D-O | Ducted Indoor Units |  |  |  |  | 12 | 20 | 10.5 | TRUE | TRUE |  | 43000 | 37800 | 2.6 | 37800 | 2.2
216032597 | 08/06/2025 | Live | Midea Electric Trading | MRCOOL | Multizone Mix of Ducted and Non-Ducted | 216032597 |  | HMSV-A-CB | DIY-MULTI6-48HP230D-O | Mixed Ducted and Non-Ducted Indoor Units |  |  |  |  | 12 | 20.9 | 10.25 | TRUE | TRUE |  | 43000 | 36500 | 2.55 | 36500 | 2.1
216032598 | 08/06/2025 | Live | Midea Electric Trading | MRCOOL | Multizone All Non-Ducted | 216032598 |  | HMSR-A-CB-O | DIY-MULTI6-55HP230D-O | Non-Ducted Indoor Units |  |  |  |  | 12 | 22 | 10.6 | TRUE | TRUE |  | 47000 | 44000 | 2.6 | 45000 | 1.9
216032599 | 08/06/2025 | Live | Midea Electric Trading | MRCOOL | Multizone All Ducted | 216032599 |  | HMSV-A-CB | DIY-MULTI6-55HP230D-O | Ducted Indoor Units |  |  |  |  | 12 | 20 | 10.5 | TRUE | TRUE |  | 47000 | 42500 | 2.7 | 42500 | 2
216032600 | 08/06/2025 | Live | Midea Electric Trading | MRCOOL | Multizone Mix of Ducted and Non-Ducted | 216032600 |  | HMSV-A-CB | DIY-MULTI6-55HP230D-O | Mixed Ducted and Non-Ducted Indoor Units |  |  |  |  | 12 | 21 | 10.55 | TRUE | TRUE |  | 47000 | 43250 | 2.65 | 43750 | 1.95
216046608 | 08/06/2025 | Live | Midea Electric Trading | ELIOS | Singlezone Non-Ducted, Wall Placement | 216046608 |  | HRCU-A-CB-O | ESHBA12C2AN1 | Mini-Splits | EWHBA12C2AN1 |  |  |  | 10.8 | 21.3 | 9.2 | FALSE | FALSE |  | 12000 | 8300 | 2.32 | 9300 | 2.11
216046607 | 08/06/2025 | Live | Midea Electric Trading | ELIOS | Singlezone Non-Ducted, Wall Placement | 216046607 |  | HRCU-A-CB-O | ESHBA09C2AN1 | Mini-Splits | EWHBA09C2AN1 |  |  |  | 12.6 | 21.6 | 9.4 | TRUE | TRUE |  | 9000 | 6600 | 2.45 | 7500 | 2
216046606 | 08/06/2025 | Live | Midea Electric Trading | ELIOS | Singlezone Non-Ducted, Wall Placement | 216046606 |  | HRCU-A-CB-O | ESHBA12C1AN1 | Mini-Splits | EWHBA12C1AN1 |  |  |  | 10 | 21.3 | 8.7 | FALSE | FALSE |  | 12000 | 7800 | 2.31 | 8100 | 1.99
216046610 | 08/06/2025 | Live | Midea Electric Trading | ELIOS | Singlezone Non-Ducted, Wall Placement | 216046610 |  | HRCU-A-CB-O | ESHBA24C2AN1 | Mini-Splits | EWHBA24C2AN1 |  |  |  | 9.6 | 18.5 | 9 | FALSE | TRUE |  | 24000 | 17200 | 2.46 | 20200 | 2.26
216046609 | 08/06/2025 | Live | Midea Electric Trading | ELIOS | Singlezone Non-Ducted, Wall Placement | 216046609 |  | HRCU-A-CB-O | ESHBA18C2AN1 | Mini-Splits | EWHBA18C2AN1 |  |  |  | 11.5 | 20.2 | 9.1 | TRUE | FALSE |  | 18000 | 11700 | 2.62 | 13300 | 2.41
216046611 | 08/06/2025 | Live | Midea Electric Trading | ELIOS | Singlezone Non-Ducted, Wall Placement | 216046611 |  | HRCU-A-CB-O | ESHBA30C2AN1 | Mini-Splits | EWHBA30C2AS1 |  |  |  | 12 | 22.3 | 9 | TRUE | FALSE |  | 30000 | 20000 | 2.4 | 21500 | 2.2
216046616 | 08/06/2025 | Live | Midea Electric Trading | ELIOS | Singlezone Non-Ducted, Wall Placement | 216046616 |  | HRCU-A-CB-O | ESHMA24C2AN1 | Mini-Splits | EWHMA24C2AS1 |  |  |  | 12.5 | 22.3 | 13.3 | TRUE | TRUE |  | 23000 | 21600 | 2.61 | 23400 | 2.33
216046617 | 08/06/2025 | Live | Midea Electric Trading | ELIOS | Singlezone Non-Ducted, Wall Placement | 216046617 |  | HRCU-A-CB-O | ESHMA33C2AN1 | Mini-Splits | EWHMA33C2AS1 |  |  |  | 11.7 | 20 | 10.5 | TRUE | TRUE |  | 33000 | 29600 | 2.61 | 30200 | 2
216046619 | 08/06/2025 | Live | Midea Electric Trading | ELIOS | Singlezone Non-Ducted, Ceiling Placement | 216046619 |  | HRCU-A-CB-O | ESHEA12C2AN1 | Mini-Splits | GKHRA12C2AS1 |  |  |  | 12.5 | 21.1 | 10.4 | TRUE | TRUE |  | 12000 | 8500 | 2.8 | 9300 | 2.55
216046618 | 08/06/2025 | Live | Midea Electric Trading | ELIOS | Singlezone Non-Ducted, Ceiling Placement | 216046618 |  | HRCU-A-CB-O | ESHEA09C2AN1 | Mini-Splits | GKHRA09C2AS1 |  |  |  | 14.3 | 21.6 | 11.3 | TRUE | TRUE |  | 9000 | 8500 | 2.8 | 9300 | 2.55
216046620 | 08/06/2025 | Live | Midea Electric Trading | ELIOS | Singlezone Non-Ducted, Ceiling Placement | 216046620 |  | HRCU-A-CB-O | ESHEA18C2AN1 | Mini-Splits | GKHRA18C2AS1 |  |  |  | 12.5 | 20.7 | 11.4 | TRUE | TRUE |  | 16800 | 13900 | 2.66 | 14800 | 2.36
216046622 | 08/06/2025 | Live | Midea Electric Trading | ELIOS | Singlezone Non-Ducted, Wall Placement | 216046622 |  | HRCU-A-CB-O | ESHUA36R2AN1 | Mini-Splits | GQHLA36R2AS1 |  |  |  | 9.6 | 20 | 10.3 | FALSE | TRUE |  | 36000 | 26800 | 2.68 | 28100 | 2.22
216046625 | 08/06/2025 | Live | Midea Electric Trading | ELIOS | Singlezone Non-Ducted, Ceiling Placement | 216046625 |  | HRCU-A-CB-O | ESHEA18C2AN1 | Mini-Splits | GOHRA18C2AS1 |  |  |  | 12.5 | 22.2 | 12.2 | TRUE | TRUE |  | 18000 | 14000 | 2.77 | 15200 | 2.47
216046628 | 08/06/2025 | Live | Midea Electric Trading | ELIOS | Singlezone Ducted, Compact Ducted | 216046628 |  | HRCU-A-CB | ESHEA18C2AN1 | Mini-Splits | GDHRA18C2AS1 |  |  |  | 13.3 | 20 | 11.3 | TRUE | TRUE |  | 17500 | 14900 | 2.89 | 15900 | 2.65
216046629 | 08/06/2025 | Live | Midea Electric Trading | ELIOS | Singlezone Ducted, Compact Ducted | 216046629 |  | HRCU-A-CB | ESHEA24C2AN1 | Mini-Splits | GDHRA24C2AS1 |  |  |  | 12.5 | 19 | 11 | TRUE | TRUE |  | 24000 | 21200 | 2.6 | 21600 | 2.56
216046630 | 08/06/2025 | Live | Midea Electric Trading | ELIOS | Singlezone Ducted, Compact Ducted | 216046630 |  | HRCU-A-CB | ESHUA36R2AN1 | Mini-Splits | GDHLA36R2AS1 |  |  |  | 10.1 | 18.7 | 10.2 | FALSE | FALSE |  | 36000 | 27400 | 2.73 | 31000 | 2.39
216046632 | 08/06/2025 | Live | Midea Electric Trading | ELIOS | Singlezone Ducted, Compact Ducted | 216046632 |  | HRCU-A-CB | ESHUA60R2AN1 | Mini-Splits | GDHLA60R2AS1 |  |  |  | 10 | 17 | 9.7 | FALSE | FALSE |  | 58000 | 40000 | 2.66 | 41500 | 2.45
216046633 | 08/06/2025 | Live | Midea Electric Trading | ELIOS | Singlezone Non-Ducted, Wall Placement | 216046633 |  | HRCU-A-CB-O | ESHEA12C2AN1 | Mini-Splits | GFHRA12C2AS1 |  |  |  | 12.7 | 24.6 | 11 | TRUE | TRUE |  | 12000 | 9000 | 2.87 | 9600 | 2.49
216046634 | 08/06/2025 | Live | Midea Electric Trading | ELIOS | Singlezone Non-Ducted, Floor Placement | 216046634 |  | HRCU-A-CB-O | ESHUA36R2AN1 | Mini-Splits | GVHLA36R2AS1 |  |  |  | 10.1 | 20 | 10 | FALSE | FALSE |  | 36000 | 26400 | 2.68 | 30900 | 2.36
216046635 | 08/06/2025 | Live | Midea Electric Trading | ELIOS | Singlezone Non-Ducted, Floor Placement | 216046635 |  | HRCU-A-CB-O | ESHUA48R2AN1 | Mini-Splits | GVHLA48R2AS1 |  |  |  | 9.5 | 19.8 | 10.2 | FALSE | TRUE |  | 48000 | 39500 | 2.4 | 45100 | 2.13
216046639 | 08/06/2025 | Live | Midea Electric Trading | ELIOS | Multizone All Non-Ducted | 216046639 |  | HMSR-A-CB-O | EXHSA2742AV1 | Non-Ducted Indoor Units |  |  |  |  | 12.2 | 23 | 9.5 | TRUE | TRUE |  | 26000 | 18000 | 2.5 | 18000 | 1.9
216046640 | 11/17/2025 | Live | Midea Electric Trading | ELIOS | Multizone All Ducted | 216046640 |  | HMSV-A-CB | EXHSA2742AV1 | Ducted Indoor Units |  |  |  |  | 12 | 21 | 9 | TRUE | TRUE |  | 26600 | 18400 | 2.5 | 18600 | 2.3
216046641 | 11/17/2025 | Live | Midea Electric Trading | ELIOS | Multizone Mix of Ducted and Non-Ducted | 216046641 |  | HMSV-A-CB | EXHSA2742AV1 | Mixed Ducted and Non-Ducted Indoor Units |  |  |  |  | 12.1 | 22 | 9.25 | TRUE | TRUE |  | 26200 | 18200 | 2.5 | 18300 | 2.09
216046642 | 11/17/2025 | Live | Midea Electric Trading | ELIOS | Multizone All Non-Ducted | 216046642 |  | HMSR-A-CB-O | EXHSA3652AV1 | Non-Ducted Indoor Units |  |  |  |  | 12 | 23.1 | 10 | TRUE | TRUE |  | 35000 | 27000 | 2.4 | 30000 | 2.18
216046645 | 11/17/2025 | Live | Midea Electric Trading | ELIOS | Multizone All Non-Ducted | 216046645 |  | HMSR-A-CB-O | EXHSA4862AV1 | Non-Ducted Indoor Units |  |  |  |  | 11.7 | 21.3 | 10 | TRUE | TRUE |  | 45000 | 34000 | 2.4 | 34000 | 1.9
216046646 | 11/17/2025 | Live | Midea Electric Trading | ELIOS | Multizone All Ducted | 216046646 |  | HMSV-A-CB | EXHSA4862AV1 | Ducted Indoor Units |  |  |  |  | 12 | 20.4 | 10.6 | TRUE | TRUE |  | 45000 | 37000 | 2.5 | 41000 | 2.4
216046647 | 11/17/2025 | Live | Midea Electric Trading | ELIOS | Multizone Mix of Ducted and Non-Ducted | 216046647 |  | HMSV-A-CB | EXHSA4862AV1 | Mixed Ducted and Non-Ducted Indoor Units |  |  |  |  | 11.85 | 20.85 | 10.3 | TRUE | TRUE |  | 45000 | 35400 | 2.45 | 37500 | 2.15
215864294 | 11/17/2025 | Live | Midea Electric Trading | MAINLINE | Singlezone Ducted, Centrally Ducted | 215864294 |  | HRCU-A-CB | ML36HP230GEN-O |  | ML36HP230AHU-I |  |  |  | 8.5 | 16 | 7.7 | FALSE | FALSE |  | 36000 | 17900 | 2.04 | 22400 | 2.04
215864292 | 11/14/2025 | Live | Midea Electric Trading | MAINLINE | Singlezone Ducted, Centrally Ducted | 215864292 |  | HRCU-A-CB | ML24HP230NEX-O |  | ML24HP230AHU-I |  |  |  | 11.7 | 19.7 | 9 | FALSE | FALSE |  | 24000 | 17600 | 2.4 | 23200 | 2.55
215864291 | 11/14/2025 | Live | Midea Electric Trading | MAINLINE | Singlezone Ducted, Centrally Ducted | 215864291 |  | HRCU-A-CB | ML18HP230NEX-O |  | ML18HP230AHU-I |  |  |  | 12.1 | 18.5 | 9.8 | FALSE | FALSE |  | 18000 | 13200 | 2.6 | 14800 | 2.48
215864295 | 11/14/2025 | Live | Midea Electric Trading | MAINLINE | Singlezone Ducted, Centrally Ducted | 215864295 |  | HRCU-A-CB | ML18HP230NEXH-O |  | ML18HP230AHU-I |  |  |  | 12 | 18 | 10 | FALSE | FALSE |  | 18000 | 14000 | 2.6 | 19800 | 2.38
215864297 | 11/14/2025 | Live | Midea Electric Trading | MAINLINE | Singlezone Ducted, Centrally Ducted | 215864297 |  | HRCU-A-CB | ML33HP230NEXH-O |  | ML36HP230AHU-I |  |  |  | 11.7 | 16.5 | 10 | FALSE | FALSE |  | 33000 | 27400 | 2.58 | 33400 | 2.62
215864296 | 07/23/2024 | Live | Midea Electric Trading | MAINLINE | Singlezone Ducted, Centrally Ducted | 215864296 |  | HRCU-A-CB | ML24HP230NEXH-O |  | ML24HP230AHU-I |  |  |  | 12 | 18.7 | 10 | FALSE | FALSE |  | 23000 | 16900 | 2.4 | 24000 | 2.39
215864303 | 07/23/2024 | Live | Midea Electric Trading | MAINLINE | Singlezone Ducted, Centrally Ducted | 215864303 |  | HRCU-A-CB | ML60HP230LCMH-O |  | ML60HP230RS485AHU-I |  |  |  | 10 | 15.2 | 9.2 | FALSE | FALSE |  | 54000 | 41000 | 2.6 | 51500 | 2.2
215864302 | 07/23/2024 | Live | Midea Electric Trading | MAINLINE | Singlezone Ducted, Centrally Ducted | 215864302 |  | HRCU-A-CB | ML48HP230LCMH-O |  | ML48HP230RS485AHU-I |  |  |  | 10 | 17 | 10.2 | FALSE | FALSE |  | 48000 | 40000 | 2.5 | 42000 | 2.16
215864301 | 07/23/2024 | Live | Midea Electric Trading | MAINLINE | Singlezone Ducted, Centrally Ducted | 215864301 |  | HRCU-A-CB | ML36HP230LCMH-O |  | ML36HP230RS485AHU-I |  |  |  | 11.7 | 17.2 | 9.5 | FALSE | FALSE |  | 36000 | 28000 | 2.2 | 38000 | 2.11
215864307 | 11/07/2025 | Live | Midea Electric Trading | MAINLINE | Singlezone Ducted, Centrally Ducted | 215864307 |  | HRCU-A-CB | ML36HP230LMNT-O |  | ML36HP230LMNTAHU-I |  |  |  | 10 | 16.1 | 8.7 | FALSE | FALSE |  | 36000 | 25600 | 2.6 | 26200 | 2.19
215864313 | 11/07/2025 | Live | Midea Electric Trading | MAINLINE | Singlezone Ducted, Centrally Ducted | 215864313 |  | HRCU-A-CB | ML33HP230LMNTH-O |  | ML36HP230LMNTAHU-I |  |  |  | 10 | 16.5 | 8.2 | FALSE | FALSE |  | 36000 | 23200 | 2.34 | 31900 | 2.09
215864312 | 11/11/2025 | Live | Midea Electric Trading | MAINLINE | Singlezone Ducted, Centrally Ducted | 215864312 |  | HRCU-A-CB | ML30HP230LMNTH-O |  | ML30HP230LMNTAHU-I |  |  |  | 11.7 | 16.8 | 10 | FALSE | FALSE |  | 30000 | 23800 | 2.76 | 37800 | 2.39
215864317 | 11/11/2025 | Live | Midea Electric Trading | MAINLINE | Singlezone Ducted, Centrally Ducted | 215864317 |  | HRCU-A-CB | ML50HP230LMNTH-O |  | ML50HP230LMNTAHU-I |  |  |  | 11.7 | 16.3 | 9 | FALSE | FALSE |  | 48000 | 45000 | 2.4 | 50400 | 2.3
215864316 | 11/11/2025 | Live | Midea Electric Trading | MAINLINE | Singlezone Ducted, Centrally Ducted | 215864316 |  | HRCU-A-CB | ML48HP230LMNTH-O |  | ML48HP230LMNTAHU-I |  |  |  | 10.5 | 16.5 | 9.5 | FALSE | FALSE |  | 48000 | 37000 | 2.7 | 38300 | 2.02
215864315 | 11/11/2025 | Live | Midea Electric Trading | MAINLINE | Singlezone Ducted, Centrally Ducted | 215864315 |  | HRCU-A-CB | ML42HP230LMNTH-O |  | ML42HP230LMNTAHU-I |  |  |  | 11.7 | 16.7 | 9.5 | FALSE | FALSE |  | 42000 | 37000 | 2.7 | 38300 | 2.02
215864318 | 11/11/2025 | Live | Midea Electric Trading | MAINLINE | Singlezone Ducted, Centrally Ducted | 215864318 |  | HRCU-A-CB | ML60HP230LMNTH-O |  | ML60HP230LMNTAHU-I |  |  |  | 10 | 16 | 9 | FALSE | FALSE |  | 54000 | 45000 | 2.4 | 50400 | 2.3
216027612 | 11/11/2025 | Live | Midea Electric Trading | INNOVAIR | Singlezone Ducted, Centrally Ducted | 216027612 |  | HRCU-A-CB | SHV18H2BA |  | SWV18BDA |  |  |  | 12.1 | 19.3 | 10.8 | TRUE | TRUE |  | 18000 | 15300 | 2.72 | 19600 | 2.4
216027613 | 11/11/2025 | Live | Midea Electric Trading | INNOVAIR | Singlezone Ducted, Centrally Ducted | 216027613 |  | HRCU-A-CB | SHV24H2BA |  | SWV24BDA |  |  |  | 10.8 | 17.5 | 10.5 | FALSE | TRUE |  | 24000 | 20800 | 2.8 | 21800 | 2.34
216027615 | 11/11/2025 | Live | Midea Electric Trading | INNOVAIR | Singlezone Ducted, Centrally Ducted | 216027615 |  | HRCU-A-CB | SHV36H2BB |  | SWV36BDA |  |  |  | 11.2 | 16.8 | 9.6 | TRUE | TRUE |  | 36000 | 30200 | 1.86 | 40000 | 2.17
216027614 | 11/11/2025 | Live | Midea Electric Trading | INNOVAIR | Singlezone Ducted, Centrally Ducted | 216027614 |  | HRCU-A-CB | SHV30H2BA |  | SWV30BDA |  |  |  | 11.7 | 17.5 | 10.2 | TRUE | TRUE |  | 30000 | 23200 | 2.6 | 31900 | 2.25
216027663 | 11/11/2025 | Live | Midea Electric Trading | CAPELLA | Singlezone Ducted, Centrally Ducted | 216027663 |  | HRCU-A-CB | CCB1-H30A-O |  | CAHB1-H30A-I |  |  |  | 11.7 | 16.8 | 10 | TRUE | TRUE |  | 30000 | 23800 | 2.76 | 37800 | 2.39
216027666 | 11/11/2025 | Live | Midea Electric Trading | CAPELLA | Singlezone Ducted, Centrally Ducted | 216027666 |  | HRCU-A-CB | CCB1-H60A-O |  | CAHB1-H60A-I |  |  |  | 10 | 16 | 9 | FALSE | TRUE |  | 54000 | 45000 | 2.4 | 50400 | 2.3
216027665 | 11/11/2025 | Live | Midea Electric Trading | CAPELLA | Singlezone Ducted, Centrally Ducted | 216027665 |  | HRCU-A-CB | CCB1-H48A-O |  | CAHB1-H48A-I |  |  |  | 10.5 | 16.5 | 9.5 | FALSE | TRUE |  | 48000 | 37000 | 2.7 | 38300 | 2.02
216030969 | 10/08/2025 | Live | Midea Electric Trading | MOOVAIR | Singlezone Ducted, Centrally Ducted | 216030969 |  | HRCU-A-CB | MSHMA48R2AN1 |  | MAHMA48R4AS1 |  |  |  | 10.5 | 16.5 | 9.5 | FALSE | TRUE |  | 48000 | 37000 | 2.7 | 38300 | 2.02
216030966 | 11/10/2025 | Live | Midea Electric Trading | MOOVAIR | Singlezone Ducted, Centrally Ducted | 216030966 |  | HRCU-A-CB | MSHMA30R2AN1 |  | MAHMA30R4AS1 |  |  |  | 11.7 | 16.8 | 10 | TRUE | TRUE |  | 30000 | 23800 | 2.76 | 37800 | 2.39
216030970 | 11/10/2025 | Live | Midea Electric Trading | MOOVAIR | Singlezone Ducted, Centrally Ducted | 216030970 |  | HRCU-A-CB | MSHMA60R2AN1 |  | MAHMA60R4AS1 |  |  |  | 10 | 16 | 9 | FALSE | TRUE |  | 54000 | 45000 | 2.4 | 50400 | 2.3
216032224 | 11/10/2025 | Live | Midea Electric Trading | 1HVAC | Singlezone Ducted, Centrally Ducted | 216032224 |  | HRCU-A-CB | ACIQ-36-EHPD |  | ACIQ-36-AHD |  |  |  | 10 | 16.1 | 8.7 | FALSE | TRUE |  | 36000 | 25600 | 2.6 | 26200 | 2.19
216032229 | 11/10/2025 | Live | Midea Electric Trading | 1HVAC | Singlezone Ducted, Centrally Ducted | 216032229 |  | HRCU-A-CB | ACIQ-30-HPD |  | ACIQ-30-AHD |  |  |  | 11.7 | 16.8 | 10 | TRUE | TRUE |  | 30000 | 23800 | 2.76 | 37800 | 2.39
216032233 | 11/10/2025 | Live | Midea Electric Trading | 1HVAC | Singlezone Ducted, Centrally Ducted | 216032233 |  | HRCU-A-CB | ACIQ-60-HPD |  | ACIQ-60-AHD |  |  |  | 10 | 16 | 9 | FALSE | TRUE |  | 54000 | 45000 | 2.4 | 50400 | 2.3
216032232 | 11/10/2025 | Live | Midea Electric Trading | 1HVAC | Singlezone Ducted, Centrally Ducted | 216032232 |  | HRCU-A-CB | ACIQ-48-HPD |  | ACIQ-48-AHD |  |  |  | 10.5 | 16.5 | 9.5 | FALSE | TRUE |  | 48000 | 37000 | 2.7 | 38300 | 2.02
216032231 | 11/10/2025 | Live | Midea Electric Trading | 1HVAC | Singlezone Ducted, Centrally Ducted | 216032231 |  | HRCU-A-CB | ACIQ-42-HPD |  | ACIQ-42-AHD |  |  |  | 11.7 | 16.7 | 9.5 | TRUE | TRUE |  | 42000 | 37000 | 2.7 | 38300 | 2.02
216032234 | 11/10/2025 | Live | Midea Electric Trading | 1HVAC | Singlezone Ducted, Centrally Ducted | 216032234 |  | HRCU-A-CB | ACIQ-18-HPD |  | ACIQ-18-PAH |  |  |  | 12.5 | 19 | 10.1 | TRUE | TRUE |  | 18000 | 14700 | 2.66 | 19000 | 2.37
216032237 | 11/10/2025 | Live | Midea Electric Trading | 1HVAC | Singlezone Ducted, Centrally Ducted | 216032237 |  | HRCU-A-CB | ACIQ-36-HPD |  | ACIQ-36-PAH |  |  |  | 12 | 18 | 10 | TRUE | TRUE |  | 36000 | 31000 | 2.5 | 41500 | 2.21
216032238 | 11/10/2025 | Live | Midea Electric Trading | 1HVAC | Singlezone Ducted, Centrally Ducted | 216032238 |  | HRCU-A-CB | ACIQ-48-HPD |  | ACIQ-48-PAH |  |  |  | 12 | 17.5 | 9.5 | TRUE | TRUE |  | 48000 | 34000 | 2.56 | 48000 | 2.13
216032236 | 11/10/2025 | Live | Midea Electric Trading | 1HVAC | Singlezone Ducted, Centrally Ducted | 216032236 |  | HRCU-A-CB | ACIQ-30-HPD |  | ACIQ-30-PAH |  |  |  | 12 | 17.2 | 10.8 | TRUE | TRUE |  | 30000 | 24000 | 2.69 | 24600 | 1.94
216032235 | 11/10/2025 | Live | Midea Electric Trading | 1HVAC | Singlezone Ducted, Centrally Ducted | 216032235 |  | HRCU-A-CB | ACIQ-24-HPD |  | ACIQ-24-PAH |  |  |  | 12 | 18.6 | 10 | TRUE | TRUE |  | 24000 | 19000 | 2.64 | 20200 | 2.24
216032239 | 11/10/2025 | Live | Midea Electric Trading | 1HVAC | Singlezone Ducted, Centrally Ducted | 216032239 |  | HRCU-A-CB | ACIQ-60-HPD |  | ACIQ-60-PAH |  |  |  | 12 | 17.5 | 9.5 | TRUE | TRUE |  | 54000 | 35000 | 2.5 | 54000 | 2.29
216032243 | 11/10/2025 | Live | Midea Electric Trading | ACIQ | Singlezone Ducted, Centrally Ducted | 216032243 |  | HRCU-A-CB | ACIQ-36-EHPD |  | ACIQ-36-AHD |  |  |  | 10 | 16.1 | 8.7 | FALSE | TRUE |  | 36000 | 25600 | 2.6 | 26200 | 2.19
216032248 | 11/10/2025 | Live | Midea Electric Trading | ACIQ | Singlezone Ducted, Centrally Ducted | 216032248 |  | HRCU-A-CB | ACIQ-30-HPD |  | ACIQ-30-AHD |  |  |  | 11.7 | 16.8 | 10 | TRUE | TRUE |  | 30000 | 23800 | 2.76 | 37800 | 2.39
216032252 | 11/10/2025 | Live | Midea Electric Trading | ACIQ | Singlezone Ducted, Centrally Ducted | 216032252 |  | HRCU-A-CB | ACIQ-60-HPD |  | ACIQ-60-AHD |  |  |  | 10 | 16 | 9 | FALSE | TRUE |  | 54000 | 45000 | 2.4 | 50400 | 2.3
216032251 | 11/10/2025 | Live | Midea Electric Trading | ACIQ | Singlezone Ducted, Centrally Ducted | 216032251 |  | HRCU-A-CB | ACIQ-48-HPD |  | ACIQ-48-AHD |  |  |  | 10.5 | 16.5 | 9.5 | FALSE | TRUE |  | 48000 | 37000 | 2.7 | 38300 | 2.02
216032250 | 11/10/2025 | Live | Midea Electric Trading | ACIQ | Singlezone Ducted, Centrally Ducted | 216032250 |  | HRCU-A-CB | ACIQ-42-HPD |  | ACIQ-42-AHD |  |  |  | 11.7 | 16.7 | 9.5 | TRUE | TRUE |  | 42000 | 37000 | 2.7 | 38300 | 2.02
216032255 | 10/23/2024 | Live | Midea Electric Trading | ACIQ | Singlezone Ducted, Centrally Ducted | 216032255 |  | HRCU-A-CB | ACIQ-30-HPD |  | ACIQ-30-PAH |  |  |  | 12 | 17.2 | 10.8 | TRUE | TRUE |  | 30000 | 24000 | 2.69 | 24600 | 1.94
216032254 | 10/23/2024 | Live | Midea Electric Trading | ACIQ | Singlezone Ducted, Centrally Ducted | 216032254 |  | HRCU-A-CB | ACIQ-24-HPD |  | ACIQ-24-PAH |  |  |  | 12 | 18.6 | 10 | TRUE | TRUE |  | 24000 | 19000 | 2.64 | 20200 | 2.24
216032253 | 10/23/2024 | Live | Midea Electric Trading | ACIQ | Singlezone Ducted, Centrally Ducted | 216032253 |  | HRCU-A-CB | ACIQ-18-HPD |  | ACIQ-18-PAH |  |  |  | 12.5 | 19 | 10.1 | TRUE | TRUE |  | 18000 | 14700 | 2.66 | 19000 | 2.37
216032256 | 10/23/2024 | Live | Midea Electric Trading | ACIQ | Singlezone Ducted, Centrally Ducted | 216032256 |  | HRCU-A-CB | ACIQ-36-HPD |  | ACIQ-36-PAH |  |  |  | 12 | 18 | 10 | TRUE | TRUE |  | 36000 | 31000 | 2.5 | 41500 | 2.21
216032258 | 10/23/2024 | Live | Midea Electric Trading | ACIQ | Singlezone Ducted, Centrally Ducted | 216032258 |  | HRCU-A-CB | ACIQ-60-HPD |  | ACIQ-60-PAH |  |  |  | 12 | 17.5 | 9.5 | TRUE | TRUE |  | 54000 | 35000 | 2.5 | 54000 | 2.29
216032257 | 10/23/2024 | Live | Midea Electric Trading | ACIQ | Singlezone Ducted, Centrally Ducted | 216032257 |  | HRCU-A-CB | ACIQ-48-HPD |  | ACIQ-48-PAH |  |  |  | 12 | 17.5 | 9.5 | TRUE | TRUE |  | 48000 | 34000 | 2.56 | 48000 | 2.13
216032531 | 10/23/2024 | Live | Midea Electric Trading | MRCOOL | Singlezone Ducted, Centrally Ducted | 216032531 |  | HRCU-A-CB | CENTRAL-30-HP-C-230B00-O |  | MVP-30-HP-MUAH-230A00-O |  |  |  | 11.7 | 16.8 | 10 | TRUE | TRUE |  | 30000 | 23800 | 2.76 | 37800 | 2.39
216032533 | 10/23/2024 | Live | Midea Electric Trading | MRCOOL | Singlezone Ducted, Centrally Ducted | 216032533 |  | HRCU-A-CB | CENTRAL-48-HP-C-230B00-O |  | MVP-48-HP-MUAH-230A00-O |  |  |  | 10.5 | 16.5 | 9.5 | FALSE | TRUE |  | 48000 | 37000 | 2.7 | 38300 | 2.02
216032532 | 10/23/2024 | Live | Midea Electric Trading | MRCOOL | Singlezone Ducted, Centrally Ducted | 216032532 |  | HRCU-A-CB | CENTRAL-36-HP-C-230B00-O |  | MVP-36-HP-MUAH-230A00-O |  |  |  | 11.7 | 17.4 | 10.3 | TRUE | TRUE |  | 36000 | 31800 | 2.56 | 47500 | 2.36
216032530 | 10/23/2024 | Live | Midea Electric Trading | MRCOOL | Singlezone Ducted, Centrally Ducted | 216032530 |  | HRCU-A-CB | CENTRAL-24-HP-C-230B00-O |  | MVP-24-HP-MUAH-230A00-O |  |  |  | 11.7 | 18.4 | 10 | TRUE | TRUE |  | 23000 | 20000 | 2.42 | 22200 | 2.24
216032534 | 10/23/2024 | Live | Midea Electric Trading | MRCOOL | Singlezone Ducted, Centrally Ducted | 216032534 |  | HRCU-A-CB | CENTRAL-60-HP-C-230B00-O |  | MVP-60-HP-MUAH-230A00-O |  |  |  | 10 | 16 | 9 | FALSE | TRUE |  | 54000 | 45000 | 2.4 | 50400 | 2.3
216032541 | 10/23/2024 | Live | Midea Electric Trading | MRCOOL | Singlezone Ducted, Centrally Ducted | 216032541 |  | HRCU-A-CB | DIY-24-HP-C-230D25-O |  | DIY-24-HP-MUAH-230D00-O |  |  |  | 11.7 | 19.4 | 9.1 | FALSE | FALSE |  | 24000 | 17800 | 2.44 | 23200 | 2.55
216032538 | 10/23/2024 | Live | Midea Electric Trading | MRCOOL | Singlezone Ducted, Centrally Ducted | 216032538 |  | HRCU-A-CB | MVP-36-HP-C-230A00-O |  | MVP-36-HP-MUAH-230A00-O |  |  |  | 10 | 16.2 | 8.7 | FALSE | TRUE |  | 36000 | 24800 | 2.52 | 26200 | 2.19
216046600 | 10/23/2024 | Live | Midea Electric Trading | ELIOS | Singlezone Ducted, Centrally Ducted | 216046600 |  | HRCU-A-CB | ESHMA48R2AN1 |  | EAHMA48R4AS1 |  |  |  | 10.5 | 16.5 | 9.5 | FALSE | TRUE |  | 48000 | 37000 | 2.7 | 38300 | 2.02
216046598 | 10/23/2024 | Live | Midea Electric Trading | ELIOS | Singlezone Ducted, Centrally Ducted | 216046598 |  | HRCU-A-CB | ESHMA30R2AN1 |  | EAHMA30R4AS1 |  |  |  | 11.7 | 16.8 | 10 | TRUE | TRUE |  | 30000 | 23800 | 2.76 | 37800 | 2.39
216046601 | 10/23/2024 | Live | Midea Electric Trading | ELIOS | Singlezone Ducted, Centrally Ducted | 216046601 |  | HRCU-A-CB | ESHMA60R2AN1 |  | EAHMA60R4AS1 |  |  |  | 10 | 16 | 9 | FALSE | TRUE |  | 54000 | 45000 | 2.4 | 50400 | 2.3
216369225 | 10/23/2024 | Live | Midea Electric Trading | STAR AIR KONTROL | Singlezone Non-Ducted, Wall Placement | 216369225 |  | HRCU-A-CB-O | SAK-24-CT2/220V | Mini-Splits | SAK-24-CT1/220V |  |  |  | 12 | 22 | 10.5 | TRUE | TRUE |  | 24000 | 20400 | 2.73 | 20500 | 2.55
216497925 | 10/23/2024 | Live | Midea Electric Trading | AC PRO | Singlezone Non-Ducted, Wall Placement | 216497925 |  | HRCU-A-CB-O | MHPC-H-024BSB | Mini-Splits | M4CS-H-024BBB |  |  |  | 12 | 22 | 10.5 | TRUE | TRUE |  | 24000 | 20400 | 2.73 | 20500 | 2.55
215832434 | 10/23/2024 | Live | Gree | APOWER | Singlezone Non-Ducted, Ceiling Placement | 215832434 |  | HRCU-A-CB-O | AP36HP230VAO | Mini-Splits | AP36HP230VFCI |  |  |  | 11.25 | 21 | 8.5 | FALSE | FALSE |  | 33600 | 18800 | 2.11 | 26600 | 2.68
215832433 | 10/23/2024 | Live | Gree | APOWER | Singlezone Non-Ducted, Ceiling Placement | 215832433 |  | HRCU-A-CB-O | AP36HP230VAO | Mini-Splits | AP36HP230VCASI |  |  |  | 11.95 | 21 | 8.5 | FALSE | FALSE |  | 33600 | 22000 | 2.07 | 27000 | 2.26
215832432 | 10/23/2024 | Live | Gree | APOWER | Singlezone Ducted, Compact Ducted | 215832432 |  | HRCU-A-CB | AP36HP230VAO | Mini-Splits | AP36HP230VDAI |  |  |  | 11.95 | 20 | 8.5 | FALSE | FALSE |  | 33600 | 23400 | 2.53 | 27600 | 2.64
215832407 | 10/23/2024 | Live | Gree | APOWER | Singlezone Non-Ducted, Wall Placement | 215832407 |  | HRCU-A-CB-O | AP24HP230VAO | Mini-Splits | AP24HP230VASI |  |  |  | 11.9 | 19 | 8.5 | FALSE | FALSE |  | 24000 | 15200 | 1.78 | 18800 | 1.78
215832406 | 10/23/2024 | Live | Gree | APOWER | Singlezone Non-Ducted, Wall Placement | 215832406 |  | HRCU-A-CB-O | AP18HP230VAO | Mini-Splits | AP18HP230VASI |  |  |  | 12.35 | 20 | 8.5 | FALSE | FALSE |  | 18000 | 11200 | 2.76 | 11200 | 2.76
210278987 | 10/23/2024 | Live | Gree | GREE | Multizone Mix of Ducted and Non-Ducted | 210278987 |  | HMSV-A-CB | MULTI42HP230V1EO | Mixed Ducted and Non-Ducted Indoor Units |  | 11.5 | 18.5 | 9.25 | 11.5 | 18.5 | 9 | FALSE | FALSE |  | 36000 | 34000 | 2.29 | 38200 | 2.19
210278986 | 10/23/2024 | Live | Gree | GREE | Multizone Mix of Ducted and Non-Ducted | 210278986 |  | HMSV-A-CB | MULTI36HP230V1EO | Mixed Ducted and Non-Ducted Indoor Units |  | 11.5 | 18.5 | 9.25 | 11.5 | 18.5 | 9 | FALSE | FALSE |  | 34000 | 30400 | 2.02 | 37720 | 2.16
210278985 | 10/23/2024 | Live | Gree | GREE | Multizone Mix of Ducted and Non-Ducted | 210278985 |  | HMSV-A-CB | MULTI30HP230V1EO | Mixed Ducted and Non-Ducted Indoor Units |  | 11.75 | 18.5 | 9.25 | 11.75 | 18.5 | 9 | FALSE | FALSE |  | 28400 | 27000 | 2.31 | 31860 | 2.29
210278984 | 10/23/2024 | Live | Gree | GREE | Multizone Mix of Ducted and Non-Ducted | 210278984 |  | HMSV-A-CB | MULTI24HP230V1EO | Mixed Ducted and Non-Ducted Indoor Units |  | 11.75 | 18.5 | 9.25 | 11.75 | 18.5 | 9 | FALSE | FALSE |  | 23200 | 23200 | 2.22 | 26600 | 2.38
210278983 | 10/23/2024 | Live | Gree | GREE | Multizone Mix of Ducted and Non-Ducted | 210278983 |  | HMSV-A-CB | MULTI18HP230V1EO | Mixed Ducted and Non-Ducted Indoor Units |  | 11.5 | 18.5 | 9.25 | 11.5 | 18.5 | 9 | FALSE | FALSE |  | 17000 | 14300 | 2.54 | 16400 | 2.52
215222787 | 10/23/2024 | Live | Samsung Electronics | SAMSUNG | Singlezone Non-Ducted, Wall Placement | 215222787 |  | HRCU-A-CB-O | AR18DXDABWKX | Mini-Splits | AR18DXDABWKN |  |  |  | 13.2 | 21 | 9.7 | TRUE | TRUE | TRUE | 18500 | 17500 | 2.33 | 25000 | 1.98
215222779 | 10/23/2024 | Live | Samsung Electronics | SAMSUNG | Singlezone Non-Ducted, Wall Placement | 215222779 |  | HRCU-A-CB-O | AR15DXDABWKX | Mini-Splits | AR15DXDABWKN |  |  |  | 14.55 | 23 | 11 | TRUE | TRUE | TRUE | 15000 | 14000 | 2.93 | 20000 | 2.44
215399293 | 10/23/2024 | Live | Samsung Electronics | SAMSUNG | Singlezone Non-Ducted, Wall Placement | 215399293 |  | HRCU-A-CB-O | AR12DXDABWKX | Mini-Splits | AR12DXDABWKN |  |  |  | 14.1 | 24 | 10.5 | TRUE | TRUE | TRUE | 12000 | 10600 | 2.82 | 17000 | 2.26
215399294 | 10/23/2024 | Live | Samsung Electronics | SAMSUNG | Singlezone Non-Ducted, Wall Placement | 215399294 |  | HRCU-A-CB-O | AR09DXDABWKX | Mini-Splits | AR09DXDABWKN |  |  |  | 16.35 | 25 | 10.5 | TRUE | TRUE | TRUE | 9000 | 9900 | 2.64 | 16000 | 2.23
211497047 | 10/23/2024 | Live | Mitsubishi Electric Trane | TRANE / MITSUBISHI ELECTRIC | Singlezone Ducted, Centrally Ducted | 211497047 |  | HRCU-A-CB | TRUZH0421KA10NA | Mini-Splits | TPVA0A0421AA*** | 10.6 | 15.4 | 10 | 9.8 | 15.4 | 9.3 | FALSE | TRUE | FALSE | 42000 | 38500 | 2.2 | 48000 | 2.1
211150932 | 10/23/2024 | Live | Mitsubishi Electric Trane | TRANE / MITSUBISHI ELECTRIC | Singlezone Ducted, Centrally Ducted | 211150932 |  | HRCU-A-C | TRUZH0361KA00NA | Mini-Splits | PAA-A36CA* | 11 | 15.5 | 10 | 10.5 | 15.3 | 9.5 | FALSE | TRUE | TRUE | 36000 | 28400 | 2.24 | 38000 | 1.97
211150931 | 10/08/2024 | Live | Mitsubishi Electric Trane | TRANE / MITSUBISHI ELECTRIC | Singlezone Ducted, Centrally Ducted | 211150931 |  | HRCU-A-C | TRUZH0361KA00NA | Mini-Splits | PAA-A36BA* | 11 | 15.5 | 10 | 10.5 | 15.3 | 9.5 | FALSE | TRUE | TRUE | 36000 | 28400 | 2.24 | 38000 | 1.97
211150928 | 10/08/2024 | Live | Mitsubishi Electric Trane | TRANE / MITSUBISHI ELECTRIC | Singlezone Ducted, Centrally Ducted | 211150928 |  | HRCU-A-C | TRUZH0241HA10NA | Mini-Splits | PAA-A24BA* | 11 | 15 | 9.5 | 10.5 | 15.6 | 9.3 | FALSE | FALSE | TRUE | 24000 | 16000 | 2.31 | 26000 | 2.03
211150927 | 10/08/2024 | Live | Mitsubishi Electric Trane | TRANE / MITSUBISHI ELECTRIC | Singlezone Ducted, Centrally Ducted | 211150927 |  | HRCU-A-C | TRUZH0241HA10NA | Mini-Splits | PAA-A24AA* | 11 | 15 | 9.5 | 10.5 | 15.6 | 9.3 | FALSE | FALSE | TRUE | 24000 | 16000 | 2.31 | 26000 | 2.03
207702823 | 10/08/2024 | Live | Mitsubishi Electric Trane | TRANE / MITSUBISHI ELECTRIC | Singlezone Ducted, Compact Ducted | 207702823 |  | HRCU-A-CB | SUZ-KA36NAHZ | Mini-Splits | TPEADA0361AA*** | 12.5 | 15 | 9 | 12.5 | 15.2 | 8.9 | FALSE | TRUE | TRUE | 33000 | 24800 | 2.46 | 37000 | 2.17
207702726 | 10/08/2024 | Live | Mitsubishi Electric Trane | MITSUBISHI ELECTRIC | Singlezone Ducted, Compact Ducted | 207702726 |  | HRCU-A-CB | SUZ-KA36NAHZ | Mini-Splits | PEAD-A36AA* | 12.5 | 15 | 9 | 12.5 | 15.2 | 8.9 | FALSE | TRUE | TRUE | 33000 | 24800 | 2.46 | 37000 | 2.17
213617714 | 10/08/2024 | Live | Mitsubishi Electric Trane | MITSUBISHI ELECTRIC | Singlezone Ducted, Centrally Ducted | 213617714 |  | HRCU-A-CB | SUZ-KA30NAHZ1*** | Mini-Splits | SVZ-KP30NA* |  |  |  | 12.8 | 15.2 | 8.5 | FALSE | TRUE | TRUE | 27000 | 21400 | 2.28 | 32000 | 2.36
206331446 | 10/08/2024 | Live | Mitsubishi Electric Trane | MITSUBISHI ELECTRIC | Singlezone Ducted, Centrally Ducted | 206331446 |  | HRCU-A-CB | SUZ-KA30NAHZ | Mini-Splits | NAXAMT30A112AA | 12.5 | 15 | 9 | 12.8 | 15.2 | 8.5 | TRUE | TRUE | TRUE | 27000 | 21400 | 2.28 | 32000 | 2.36
206331452 | 10/08/2024 | Live | Mitsubishi Electric Trane | MITSUBISHI ELECTRIC | Singlezone Ducted, Centrally Ducted | 206331452 |  | HRCU-A-CB | SUZ-KA30NAHZ | Mini-Splits | NTXAMT30A112AA | 12.5 | 15 | 9 | 12.8 | 15.2 | 8.5 | FALSE | TRUE | TRUE | 27000 | 21400 | 2.28 | 32000 | 2.36
211273652 | 10/08/2024 | Live | Mitsubishi Electric Trane | MITSUBISHI ELECTRIC | Singlezone Ducted, Centrally Ducted | 211273652 |  | HRCU-A-CB | SUZ-KA30NAHZ | Mini-Splits | SVZ-KP30NA* | 12.5 | 15 | 9 | 12.8 | 15.2 | 8.5 | FALSE | TRUE | TRUE | 27000 | 21400 | 2.28 | 32000 | 2.36
206717860 | 10/08/2024 | Live | Mitsubishi Electric Trane | TRANE / MITSUBISHI ELECTRIC | Singlezone Non-Ducted, Ceiling Placement | 206717860 |  | HRCU-A-CB-O | PUZ-HA42NKA1 | Mini-Splits | TPCA0A0421KA70A | 10.3 | 15.5 | 10 | 10 | 15.5 | 9 | FALSE | TRUE | FALSE | 42000 | 38500 | 1.9 | 48000 | 1.93
211259280 | 10/08/2024 | Live | Mitsubishi Electric Trane | MITSUBISHI ELECTRIC | Singlezone Non-Ducted, Ceiling Placement | 211259280 |  | HRCU-A-CB-O | PUZ-HA42NKA1 | Mini-Splits | PCA-A42KA* | 10.3 | 15.5 | 10 | 10 | 15.5 | 9 | FALSE | TRUE | FALSE | 42000 | 38500 | 1.9 | 48000 | 1.93
206717863 | 10/08/2024 | Live | Mitsubishi Electric Trane | TRANE / MITSUBISHI ELECTRIC | Singlezone Ducted, Centrally Ducted | 206717863 |  | HRCU-A-CB | PUZ-HA42NKA1 | Mini-Splits | TPVA0A0421AA70A | 10.6 | 15.3 | 11 | 9.8 | 15.4 | 9.3 | FALSE | TRUE | FALSE | 42000 | 38500 | 2.2 | 48000 | 2.1
211259282 | 10/08/2024 | Live | Mitsubishi Electric Trane | MITSUBISHI ELECTRIC | Singlezone Ducted, Centrally Ducted | 211259282 |  | HRCU-A-CB | PUZ-HA42NKA1 | Mini-Splits | PVA-A42AA* | 10.6 | 15.4 | 10 | 9.8 | 15.4 | 9.3 | FALSE | TRUE | FALSE | 42000 | 38500 | 2.2 | 48000 | 2.1
207702694 | 10/08/2024 | Live | Mitsubishi Electric Trane | MITSUBISHI ELECTRIC | Singlezone Ducted, Compact Ducted | 207702694 |  | HRCU-A-CB | PUZ-HA42NKA1 | Mini-Splits | PEAD-A42AA* | 10.7 | 15 | 9.8 | 10.4 | 15.5 | 8.9 | FALSE | TRUE | TRUE | 42000 | 39500 | 2.27 | 48000 | 2.1
209484153 | 10/08/2024 | Live | Mitsubishi Electric Trane | MITSUBISHI ELECTRIC | Singlezone Ducted, Centrally Ducted | 209484153 |  | HRCU-A-C | PUZ-HA36NKA* | Mini-Splits | PAA-A36BA1 | 11 | 15.5 | 10 | 10.5 | 15.3 | 9.5 | FALSE | TRUE | TRUE | 36000 | 28400 | 2.24 | 38000 | 1.97
210435439 | 10/08/2024 | Live | Mitsubishi Electric Trane | MITSUBISHI ELECTRIC | Singlezone Ducted, Centrally Ducted | 210435439 |  | HRCU-A-C | PUZ-HA36NKA* | Mini-Splits | PAA-A36CA1 | 11 | 15.5 | 10 | 10.5 | 15.3 | 9.5 | FALSE | TRUE | TRUE | 36000 | 28400 | 2.24 | 38000 | 1.97
209447988 | 10/08/2024 | Live | Mitsubishi Electric Trane | MITSUBISHI ELECTRIC | Singlezone Ducted, Centrally Ducted | 209447988 |  | HRCU-A-C | PUZ-HA24NHA* | Mini-Splits | PAA-A24AA1 | 11 | 15 | 9.5 | 10.5 | 15.6 | 9.3 | FALSE | TRUE | TRUE | 24000 | 16000 | 2.31 | 26000 | 2.03
209447989 | 09/16/2024 | Live | Mitsubishi Electric Trane | MITSUBISHI ELECTRIC | Singlezone Ducted, Centrally Ducted | 209447989 |  | HRCU-A-C | PUZ-HA24NHA* | Mini-Splits | PAA-A24BA1 | 11 | 15 | 9.5 | 10.5 | 15.6 | 9.3 | FALSE | TRUE | TRUE | 24000 | 16000 | 2.31 | 26000 | 2.03
213361522 | 10/08/2024 | Live | Mitsubishi Electric Trane | TRANE / MITSUBISHI ELECTRIC | Singlezone Non-Ducted, Wall Placement | 213361522 |  | HRCU-A-CB-O | NTXSPB18B112A* | Mini-Splits | NTXWPH18B112A* |  |  |  | 12.5 | 21 | 10.3 | TRUE | TRUE | TRUE | 17200 | 12800 | 2.93 | 27000 | 2.07
213361523 | 10/08/2024 | Live | Mitsubishi Electric Trane | TRANE / MITSUBISHI ELECTRIC | Singlezone Non-Ducted, Wall Placement | 213361523 |  | HRCU-A-CB-O | NTXSPB18B112A* | Mini-Splits | NAXWPH18B112A* |  |  |  | 12.5 | 21 | 10.3 | TRUE | TRUE | TRUE | 17200 | 12800 | 2.93 | 27000 | 2.07
213361520 | 09/16/2024 | Live | Mitsubishi Electric Trane | TRANE / MITSUBISHI ELECTRIC | Singlezone Non-Ducted, Wall Placement | 213361520 |  | HRCU-A-CB-O | NTXSPB15B112A* | Mini-Splits | NTXWPH15B112A* |  |  |  | 14 | 22.3 | 9.9 | TRUE | TRUE | TRUE | 14000 | 10000 | 3.08 | 22730 | 2.08
213361521 | 09/16/2024 | Live | Mitsubishi Electric Trane | TRANE / MITSUBISHI ELECTRIC | Singlezone Non-Ducted, Wall Placement | 213361521 |  | HRCU-A-CB-O | NTXSPB15B112A* | Mini-Splits | NAXWPH15B112A* |  |  |  | 14 | 22.3 | 9.9 | TRUE | TRUE | TRUE | 14000 | 10000 | 3.08 | 22730 | 2.08
213361518 | 09/16/2024 | Live | Mitsubishi Electric Trane | TRANE / MITSUBISHI ELECTRIC | Singlezone Non-Ducted, Wall Placement | 213361518 |  | HRCU-A-CB-O | NTXSPB12B112A* | Mini-Splits | NTXWPH12B112A* |  |  |  | 13.8 | 26.3 | 10.4 | TRUE | TRUE | TRUE | 12000 | 8400 | 3.33 | 17410 | 2.56
213361519 | 09/16/2024 | Live | Mitsubishi Electric Trane | TRANE / MITSUBISHI ELECTRIC | Singlezone Non-Ducted, Wall Placement | 213361519 |  | HRCU-A-CB-O | NTXSPB12B112A* | Mini-Splits | NAXWPH12B112A* |  |  |  | 13.8 | 26.3 | 10.4 | TRUE | TRUE | TRUE | 12000 | 8400 | 3.33 | 17410 | 2.56
213361516 | 10/08/2024 | Live | Mitsubishi Electric Trane | TRANE / MITSUBISHI ELECTRIC | Singlezone Non-Ducted, Wall Placement | 213361516 |  | HRCU-A-CB-O | NTXSPB09B112A* | Mini-Splits | NTXWPH09B112A* |  |  |  | 16.05 | 29.8 | 10 | TRUE | TRUE | TRUE | 9000 | 5900 | 2.98 | 14170 | 2.43
213361517 | 10/08/2024 | Live | Mitsubishi Electric Trane | TRANE / MITSUBISHI ELECTRIC | Singlezone Non-Ducted, Wall Placement | 213361517 |  | HRCU-A-CB-O | NTXSPB09B112A* | Mini-Splits | NAXWPH09B112A* |  |  |  | 16.05 | 29.8 | 10 | TRUE | TRUE | TRUE | 9000 | 5900 | 2.98 | 14170 | 2.43
213361514 | 09/16/2024 | Live | Mitsubishi Electric Trane | TRANE / MITSUBISHI ELECTRIC | Singlezone Non-Ducted, Wall Placement | 213361514 |  | HRCU-A-CB-O | NTXSPB06B112A* | Mini-Splits | NTXWPH06B112A* |  |  |  | 19.05 | 32.2 | 10.9 | TRUE | TRUE | TRUE | 6000 | 5900 | 3.33 | 12840 | 2.46
213361515 | 09/16/2024 | Live | Mitsubishi Electric Trane | TRANE / MITSUBISHI ELECTRIC | Singlezone Non-Ducted, Wall Placement | 213361515 |  | HRCU-A-CB-O | NTXSPB06B112A* | Mini-Splits | NAXWPH06B112A* |  |  |  | 19.05 | 32.2 | 10.9 | TRUE | TRUE | TRUE | 6000 | 5900 | 3.33 | 12840 | 2.46
207702753 | 09/16/2024 | Live | Mitsubishi Electric Trane | TRANE / MITSUBISHI ELECTRIC | Singlezone Ducted, Compact Ducted | 207702753 |  | HRCU-A-CB | NTXSKH36A112** | Mini-Splits | PEAD-A36AA* | 12.5 | 15 | 9 | 12.5 | 15.2 | 8.5 | FALSE | TRUE | TRUE | 33000 | 24800 | 2.46 | 37000 | 2.17
207702754 | 09/16/2024 | Live | Mitsubishi Electric Trane | TRANE / MITSUBISHI ELECTRIC | Singlezone Ducted, Compact Ducted | 207702754 | 206223066 | HRCU-A-CB | NTXSKH36A112** | Mini-Splits | TPEADA0361AA*** | 12.5 | 15 | 9 | 12.5 | 15.2 | 8.9 | FALSE | TRUE | TRUE | 33000 | 24800 | 2.46 | 37000 | 2.17
206331458 | 10/08/2024 | Live | Mitsubishi Electric Trane | TRANE / MITSUBISHI ELECTRIC | Singlezone Ducted, Centrally Ducted | 206331458 |  | HRCU-A-CB | NTXSKH30A112AA | Mini-Splits | SVZ-KP30NA | 12.5 | 15 | 9 | 12.8 | 15.2 | 8.5 | FALSE | TRUE | TRUE | 27000 | 21400 | 2.28 | 32000 | 3.13
211497077 | 10/08/2024 | Live | Mitsubishi Electric Trane | TRANE / MITSUBISHI ELECTRIC | Singlezone Ducted, Centrally Ducted | 211497077 |  | HRCU-A-CB | NTXSKH30A112AA | Mini-Splits | NTXAMT30A112** | 12.5 | 15 | 9 | 12.8 | 15.2 | 8.5 | FALSE | TRUE | TRUE | 27000 | 21400 | 2.28 | 32000 | 3.13
211497073 | 10/08/2024 | Live | Mitsubishi Electric Trane | TRANE / MITSUBISHI ELECTRIC | Singlezone Ducted, Centrally Ducted | 211497073 |  | HRCU-A-CB | NTXSKH30A112AA | Mini-Splits | NAXAMT30A112** | 12.5 | 15 | 9 | 12.8 | 15.2 | 8.5 | TRUE | TRUE | TRUE | 27000 | 21400 | 2.28 | 32000 | 3.13
212925539 | 10/08/2024 | Live | Mitsubishi Electric Trane | TRANE / MITSUBISHI ELECTRIC | Multizone Mix of Ducted and Non-Ducted | 212925539 |  | HMSV-A-CB | NTXMPH30A132C** | Mixed Ducted and Non-Ducted Indoor Units |  |  |  |  | 11.4 | 17 | 9.25 | TRUE | TRUE | TRUE | 27800 | 18500 | 2.55 | 28100 | 1.95
212925519 | 10/08/2024 | Live | Mitsubishi Electric Trane | AMERICAN STANDARD / MITSUBISHI ELECTRIC | Multizone Mix of Ducted and Non-Ducted | 212925519 |  | HMSV-A-CB | NTXMPH30A132C** | Mixed Ducted and Non-Ducted Indoor Units |  |  |  |  | 11.4 | 17 | 9.25 | TRUE | TRUE | TRUE | 27800 | 18500 | 2.55 | 28100 | 1.95
212925481 | 10/08/2024 | Live | Mitsubishi Electric Trane | AMERICAN STANDARD / MITSUBISHI ELECTRIC | Multizone All Ducted | 212925481 |  | HMSV-A-CB | NTXMPH30A132C** | Ducted Indoor Units |  |  |  |  | 10.3 | 16 | 8.5 | FALSE | TRUE | TRUE | 27400 | 19000 | 2.44 | 27600 | 1.9
212925485 | 10/08/2024 | Live | Mitsubishi Electric Trane | TRANE / MITSUBISHI ELECTRIC | Multizone All Ducted | 212925485 |  | HMSV-A-CB | NTXMPH30A132C** | Ducted Indoor Units |  |  |  |  | 10.3 | 16 | 8.5 | FALSE | TRUE | TRUE | 27400 | 19000 | 2.44 | 27600 | 1.9
212925515 | 10/08/2024 | Live | Mitsubishi Electric Trane | AMERICAN STANDARD / MITSUBISHI ELECTRIC | Multizone All Non-Ducted | 212925515 |  | HMSR-A-CB-O | NTXMPH30A132C** | Non-Ducted Indoor Units |  |  |  |  | 12.5 | 18 | 10 | TRUE | TRUE | TRUE | 28400 | 18000 | 2.65 | 28600 | 2
212925516 | 10/08/2024 | Live | Mitsubishi Electric Trane | TRANE / MITSUBISHI ELECTRIC | Multizone All Non-Ducted | 212925516 |  | HMSR-A-CB-O | NTXMPH30A132C** | Non-Ducted Indoor Units |  |  |  |  | 12.5 | 18 | 10 | TRUE | TRUE | TRUE | 28400 | 18000 | 2.65 | 28600 | 2
212925536 | 10/08/2024 | Live | Mitsubishi Electric Trane | TRANE / MITSUBISHI ELECTRIC | Multizone Mix of Ducted and Non-Ducted | 212925536 |  | HMSV-A-CB | NTXMPH24A132C** | Mixed Ducted and Non-Ducted Indoor Units |  |  |  |  | 11.75 | 16.7 | 8.95 | TRUE | FALSE | TRUE | 22800 | 14700 | 2.41 | 24800 | 1.98
212925518 | 10/08/2024 | Live | Mitsubishi Electric Trane | AMERICAN STANDARD / MITSUBISHI ELECTRIC | Multizone Mix of Ducted and Non-Ducted | 212925518 |  | HMSV-A-CB | NTXMPH24A132C** | Mixed Ducted and Non-Ducted Indoor Units |  |  |  |  | 11.75 | 16.7 | 8.95 | TRUE | FALSE | TRUE | 22800 | 14700 | 2.41 | 24800 | 1.98
212925480 | 10/08/2024 | Live | Mitsubishi Electric Trane | AMERICAN STANDARD / MITSUBISHI ELECTRIC | Multizone All Ducted | 212925480 |  | HMSV-A-CB | NTXMPH24A132C** | Ducted Indoor Units |  |  |  |  | 10 | 14.4 | 7.9 | FALSE | FALSE | FALSE | 23600 | 15000 | 2.24 | 24600 | 1.9
212925484 | 10/08/2024 | Live | Mitsubishi Electric Trane | TRANE / MITSUBISHI ELECTRIC | Multizone All Ducted | 212925484 |  | HMSV-A-CB | NTXMPH24A132C** | Ducted Indoor Units |  |  |  |  | 10 | 14.4 | 7.9 | FALSE | FALSE | FALSE | 23600 | 15000 | 2.24 | 24600 | 1.9
212925533 | 10/08/2024 | Live | Mitsubishi Electric Trane | TRANE / MITSUBISHI ELECTRIC | Multizone All Non-Ducted | 212925533 |  | HMSR-A-CB-O | NTXMPH24A132C** | Non-Ducted Indoor Units |  |  |  |  | 13.5 | 19 | 10 | TRUE | TRUE | TRUE | 22000 | 14500 | 2.62 | 25000 | 2.06
212925514 | 10/08/2024 | Live | Mitsubishi Electric Trane | AMERICAN STANDARD / MITSUBISHI ELECTRIC | Multizone All Non-Ducted | 212925514 |  | HMSR-A-CB-O | NTXMPH24A132C** | Non-Ducted Indoor Units |  |  |  |  | 13.5 | 19 | 10 | TRUE | TRUE | TRUE | 22000 | 14500 | 2.62 | 25000 | 2.06
212925520 | 09/16/2024 | Live | Mitsubishi Electric Trane | TRANE / MITSUBISHI ELECTRIC | Multizone Mix of Ducted and Non-Ducted | 212925520 |  | HMSV-A-CB | NTXMPH20A122C** | Mixed Ducted and Non-Ducted Indoor Units |  |  |  |  | 12.25 | 15.65 | 8.95 | TRUE | FALSE | TRUE | 19000 | 13700 | 2.43 | 22000 | 1.95
212925517 | 09/16/2024 | Live | Mitsubishi Electric Trane | AMERICAN STANDARD / MITSUBISHI ELECTRIC | Multizone Mix of Ducted and Non-Ducted | 212925517 |  | HMSV-A-CB | NTXMPH20A122C** | Mixed Ducted and Non-Ducted Indoor Units |  |  |  |  | 12.25 | 15.65 | 8.95 | TRUE | FALSE | TRUE | 19000 | 13700 | 2.43 | 22000 | 1.95
212925479 | 10/08/2024 | Live | Mitsubishi Electric Trane | AMERICAN STANDARD / MITSUBISHI ELECTRIC | Multizone All Ducted | 212925479 |  | HMSV-A-CB | NTXMPH20A122C** | Ducted Indoor Units |  |  |  |  | 11 | 14.3 | 7.9 | FALSE | FALSE | FALSE | 20000 | 13700 | 2.17 | 22000 | 1.82
212925483 | 09/16/2024 | Live | Mitsubishi Electric Trane | TRANE / MITSUBISHI ELECTRIC | Multizone All Ducted | 212925483 |  | HMSV-A-CB | NTXMPH20A122C** | Ducted Indoor Units |  |  |  |  | 11 | 14.3 | 7.9 | FALSE | FALSE | FALSE | 20000 | 13700 | 2.17 | 22000 | 1.82
212925513 | 09/16/2024 | Live | Mitsubishi Electric Trane | TRANE / MITSUBISHI ELECTRIC | Multizone All Non-Ducted | 212925513 |  | HMSR-A-CB-O | NTXMPH20A122C** | Non-Ducted Indoor Units |  |  |  |  | 13.5 | 17 | 10 | TRUE | TRUE | TRUE | 18000 | 13700 | 2.77 | 22000 | 2.1
212925512 | 10/08/2024 | Live | Mitsubishi Electric Trane | AMERICAN STANDARD / MITSUBISHI ELECTRIC | Multizone All Non-Ducted | 212925512 |  | HMSR-A-CB-O | NTXMPH20A122C** | Non-Ducted Indoor Units |  |  |  |  | 13.5 | 17 | 10 | TRUE | TRUE | TRUE | 18000 | 13700 | 2.77 | 22000 | 2.1
212925491 | 09/16/2024 | Live | Mitsubishi Electric Trane | TRANE / MITSUBISHI ELECTRIC | Multizone All Non-Ducted | 212925491 |  | HMSR-A-CB-O | NTXMMX24A132C** | Non-Ducted Indoor Units |  |  |  |  | 13.6 | 20 | 10 | TRUE | TRUE | FALSE | 22000 | 14300 | 3.02 | 19600 | 2.01
212925490 | 09/16/2024 | Live | Mitsubishi Electric Trane | AMERICAN STANDARD / MITSUBISHI ELECTRIC | Multizone All Non-Ducted | 212925490 |  | HMSR-A-CB-O | NTXMMX24A132C** | Non-Ducted Indoor Units |  |  |  |  | 13.6 | 20 | 10 | TRUE | TRUE | FALSE | 22000 | 14300 | 3.02 | 19600 | 2.01
212925868 | 09/16/2024 | Live | Mitsubishi Electric Trane | MITSUBISHI ELECTRIC | Multizone All Non-Ducted | 212925868 |  | HMSR-A-CB-O | MXZ-3C30NAHZ4-** | Non-Ducted Indoor Units |  |  |  |  | 12.5 | 18 | 10 | TRUE | TRUE | TRUE | 28400 | 18000 | 2.65 | 28600 | 2
212925475 | 09/16/2024 | Live | Mitsubishi Electric Trane | MITSUBISHI ELECTRIC | Multizone All Ducted | 212925475 |  | HMSV-A-CB | MXZ-3C30NAHZ4-** | Ducted Indoor Units |  |  |  |  | 10.3 | 16 | 8.5 | FALSE | TRUE | TRUE | 27400 | 19000 | 2.44 | 27600 | 1.9
212925882 | 09/16/2024 | Live | Mitsubishi Electric Trane | MITSUBISHI ELECTRIC | Multizone Mix of Ducted and Non-Ducted | 212925882 |  | HMSV-A-CB | MXZ-3C30NAHZ4-** | Mixed Ducted and Non-Ducted Indoor Units |  |  |  |  | 11.4 | 17 | 9.25 | TRUE | TRUE | TRUE | 27800 | 18500 | 2.55 | 28100 | 1.95
212925537 | 10/08/2024 | Live | Mitsubishi Electric Trane | MITSUBISHI ELECTRIC | Multizone All Non-Ducted | 212925537 |  | HMSR-A-CB-O | MXZ-3C24NAHZ4-** | Non-Ducted Indoor Units |  |  |  |  | 13.5 | 19 | 10 | TRUE | TRUE | TRUE | 22000 | 14000 | 2.53 | 25000 | 2.06
212925474 | 10/08/2024 | Live | Mitsubishi Electric Trane | MITSUBISHI ELECTRIC | Multizone All Ducted | 212925474 |  | HMSV-A-CB | MXZ-3C24NAHZ4-** | Ducted Indoor Units |  |  |  |  | 10 | 14.4 | 7.9 | FALSE | FALSE | FALSE | 23600 | 15000 | 2.24 | 24600 | 1.9
212925538 | 10/08/2024 | Live | Mitsubishi Electric Trane | MITSUBISHI ELECTRIC | Multizone Mix of Ducted and Non-Ducted | 212925538 |  | HMSV-A-CB | MXZ-3C24NAHZ4-** | Mixed Ducted and Non-Ducted Indoor Units |  |  |  |  | 11.75 | 16.7 | 8.95 | TRUE | TRUE | TRUE | 22800 | 14700 | 2.41 | 24800 | 1.98
212925880 | 10/08/2024 | Live | Mitsubishi Electric Trane | MITSUBISHI ELECTRIC | Multizone All Non-Ducted | 212925880 |  | HMSR-A-CB-O | MXZ-3C24NA4-** | Non-Ducted Indoor Units |  |  |  |  | 13.6 | 20 | 10 | TRUE | TRUE | FALSE | 22000 | 14300 | 3.02 | 19600 | 2.01
212925867 | 10/08/2024 | Live | Mitsubishi Electric Trane | MITSUBISHI ELECTRIC | Multizone All Non-Ducted | 212925867 |  | HMSR-A-CB-O | MXZ-2C20NAHZ4-** | Non-Ducted Indoor Units |  |  |  |  | 13.5 | 17 | 10 | TRUE | TRUE | TRUE | 18000 | 13700 | 2.77 | 22000 | 2.1
212925473 | 10/08/2024 | Live | Mitsubishi Electric Trane | MITSUBISHI ELECTRIC | Multizone All Ducted | 212925473 |  | HMSV-A-CB | MXZ-2C20NAHZ4-** | Ducted Indoor Units |  |  |  |  | 11 | 14.3 | 7.9 | FALSE | FALSE | FALSE | 20000 | 13700 | 2.17 | 22000 | 1.82
212925881 | 10/08/2024 | Live | Mitsubishi Electric Trane | MITSUBISHI ELECTRIC | Multizone Mix of Ducted and Non-Ducted | 212925881 |  | HMSV-A-CB | MXZ-2C20NAHZ4-** | Mixed Ducted and Non-Ducted Indoor Units |  |  |  |  | 12.25 | 15.65 | 8.95 | TRUE | TRUE | TRUE | 19000 | 13700 | 2.43 | 22000 | 1.95
211626455 | 10/08/2024 | Live | Mitsubishi Electric Trane | MITSUBISHI ELECTRIC | Singlezone Non-Ducted, Wall Placement | 211626455 |  | HRCU-A-CB-O | MUZ-FW09NAHZ*** | Mini-Splits | MSZ-FW09NA*** |  |  |  | 18.35 | 33 | 13.29 | TRUE | TRUE | TRUE | 9000 | 7500 | 3.49 | 18100 | 2.56
211626454 | 10/08/2024 | Live | Mitsubishi Electric Trane | MITSUBISHI ELECTRIC | Singlezone Non-Ducted, Wall Placement | 211626454 |  | HRCU-A-CB-O | MUZ-FW06NAHZ*** | Mini-Splits | MSZ-FW06NA*** |  |  |  | 21.4 | 35 | 13.3 | TRUE | TRUE | TRUE | 6000 | 6100 | 3.58 | 15500 | 2.54
213879424 | 10/08/2024 | Live | Mitsubishi Electric Trane | AMERICAN STANDARD / MITSUBISHI ELECTRIC | Singlezone Non-Ducted, Wall Placement | 213879424 |  | HRCU-A-CB-O | MUZ-FS18NAH*** | Mini-Splits | NAXWPH18B112A* |  |  |  | 12.5 | 21 | 10.3 | TRUE | TRUE | TRUE | 17200 | 12800 | 2.93 | 27000 | 2.07
213879429 | 10/08/2024 | Live | Mitsubishi Electric Trane | TRANE / MITSUBISHI ELECTRIC | Singlezone Non-Ducted, Wall Placement | 213879429 |  | HRCU-A-CB-O | MUZ-FS18NAH*** | Mini-Splits | NTXWPH18B112A* |  |  |  | 12.5 | 21 | 10.3 | TRUE | TRUE | TRUE | 17200 | 12800 | 2.93 | 27000 | 2.07
213879423 | 10/08/2024 | Live | Mitsubishi Electric Trane | AMERICAN STANDARD / MITSUBISHI ELECTRIC | Singlezone Non-Ducted, Wall Placement | 213879423 |  | HRCU-A-CB-O | MUZ-FS15NAH*** | Mini-Splits | NAXWPH15B112A* |  |  |  | 14 | 22.3 | 9.9 | TRUE | TRUE | TRUE | 14000 | 10000 | 3.08 | 22730 | 2.08
213879428 | 10/08/2024 | Live | Mitsubishi Electric Trane | TRANE / MITSUBISHI ELECTRIC | Singlezone Non-Ducted, Wall Placement | 213879428 |  | HRCU-A-CB-O | MUZ-FS15NAH*** | Mini-Splits | NTXWPH15B112A* |  |  |  | 14 | 22.3 | 9.9 | TRUE | TRUE | TRUE | 14000 | 10000 | 3.08 | 22730 | 2.08
213879422 | 10/08/2024 | Live | Mitsubishi Electric Trane | AMERICAN STANDARD / MITSUBISHI ELECTRIC | Singlezone Non-Ducted, Wall Placement | 213879422 |  | HRCU-A-CB-O | MUZ-FS12NAH*** | Mini-Splits | NAXWPH12B112A* |  |  |  | 13.8 | 26.3 | 10.4 | TRUE | TRUE | TRUE | 12000 | 8400 | 3.33 | 17410 | 2.56
213879427 | 10/08/2024 | Live | Mitsubishi Electric Trane | TRANE / MITSUBISHI ELECTRIC | Singlezone Non-Ducted, Wall Placement | 213879427 |  | HRCU-A-CB-O | MUZ-FS12NAH*** | Mini-Splits | NTXWPH12B112A* |  |  |  | 13.8 | 26.3 | 10.4 | TRUE | TRUE | TRUE | 12000 | 8400 | 3.33 | 17410 | 2.56
213879421 | 10/08/2024 | Live | Mitsubishi Electric Trane | AMERICAN STANDARD / MITSUBISHI ELECTRIC | Singlezone Non-Ducted, Wall Placement | 213879421 |  | HRCU-A-CB-O | MUZ-FS09NAH*** | Mini-Splits | NAXWPH09B112A* |  |  |  | 16.05 | 29.8 | 10 | TRUE | TRUE | TRUE | 9000 | 5900 | 2.98 | 14170 | 2.43
213879426 | 10/08/2024 | Live | Mitsubishi Electric Trane | TRANE / MITSUBISHI ELECTRIC | Singlezone Non-Ducted, Wall Placement | 213879426 |  | HRCU-A-CB-O | MUZ-FS09NAH*** | Mini-Splits | NTXWPH09B112A* |  |  |  | 16.05 | 29.8 | 10 | TRUE | TRUE | TRUE | 9000 | 5900 | 2.98 | 14170 | 2.43
213879420 | 10/08/2024 | Live | Mitsubishi Electric Trane | AMERICAN STANDARD / MITSUBISHI ELECTRIC | Singlezone Non-Ducted, Wall Placement | 213879420 |  | HRCU-A-CB-O | MUZ-FS06NAH*** | Mini-Splits | NAXWPH06B112A* |  |  |  | 19.05 | 32.2 | 10.9 | TRUE | TRUE | TRUE | 6000 | 5900 | 3.33 | 12840 | 2.46
213879425 | 09/16/2024 | Live | Mitsubishi Electric Trane | TRANE / MITSUBISHI ELECTRIC | Singlezone Non-Ducted, Wall Placement | 213879425 |  | HRCU-A-CB-O | MUZ-FS06NAH*** | Mini-Splits | NTXWPH06B112A* |  |  |  | 19.05 | 32.2 | 10.9 | TRUE | TRUE | TRUE | 6000 | 5900 | 3.33 | 12840 | 2.46
215359291 | 09/16/2024 | Live | Midea Electric Trading | DURASTAR | Singlezone Non-Ducted, Wall Placement | 215359291 |  | HRCU-A-CB-O | DRA1U24S2A | Mini-Splits | DRAC24F2A |  |  |  | 12 | 22 | 10.5 | TRUE | TRUE | TRUE | 24000 | 20400 | 2.73 | 20500 | 2.55
215471392 | 09/16/2024 | Live | Midea Electric Trading | MIDEA | Singlezone Non-Ducted, Wall Placement | 215471392 |  | HRCU-A-CB-O | MO1ES-H24B-2A | Mini-Splits | MCDHU-H24B-2A |  |  |  | 12 | 22 | 10.5 | TRUE | TRUE | TRUE | 24000 | 20400 | 2.73 | 20500 | 2.55
215853914 | 10/08/2024 | Live | Midea Electric Trading | BLUERIDGE | Singlezone Non-Ducted, Wall Placement | 215853914 |  | HRCU-A-CB-O | BMS2423YC | Mini-Splits | BMC24CC |  |  |  | 12 | 22 | 10.5 | TRUE | TRUE |  | 24000 | 20400 | 2.73 | 20500 | 2.55
215864053 | 09/16/2024 | Live | Midea Electric Trading | WELLS | Singlezone Non-Ducted, Wall Placement | 215864053 |  | HRCU-A-CB-O | WOS-24QUA/230 | Mini-Splits | WI4C-24MOC/230 |  |  |  | 12 | 22 | 10.5 | TRUE | TRUE |  | 24000 | 20400 | 2.73 | 20500 | 2.55
215864197 | 09/16/2024 | Live | Midea Electric Trading | COOPER&HUNTER | Singlezone Non-Ducted, Wall Placement | 215864197 |  | HRCU-A-CB-O | CH-RES24-230VO | Mini-Splits | CH-RSH24MCT |  |  |  | 12 | 22 | 10.5 | TRUE | TRUE |  | 24000 | 20400 | 2.73 | 20500 | 2.55
215864209 | 09/16/2024 | Live | Midea Electric Trading | COOPER&HUNTER | Singlezone Non-Ducted, Wall Placement | 215864209 |  | HRCU-A-CB-O | CH-RES24-230VO | Mini-Splits | CH-RH24MCT |  |  |  | 12 | 22 | 10.5 | TRUE | TRUE |  | 24000 | 20400 | 2.73 | 20500 | 2.55
215864353 | 10/08/2024 | Live | Midea Electric Trading | MAINLINE | Singlezone Non-Ducted, Wall Placement | 215864353 |  | HRCU-A-CB-O | ML24HP230NEX-O | Mini-Splits | ML24HP230STDCAS-I |  |  |  | 12 | 22 | 10.5 | FALSE | FALSE |  | 24000 | 20400 | 2.73 | 20500 | 2.55
215866648 | 10/08/2024 | Live | Midea Electric Trading | KADEN | Singlezone Non-Ducted, Wall Placement | 215866648 |  | HRCU-A-CB-O | KOB-PSX24HP-2AAMA | Mini-Splits | KIB-PSX24CT-2AAMA |  |  |  | 12 | 22 | 10.5 | FALSE | FALSE |  | 24000 | 20400 | 2.73 | 20500 | 2.55
215866747 | 09/16/2024 | Live | Midea Electric Trading | AI AIR CONDITIONING | Singlezone Non-Ducted, Wall Placement | 215866747 |  | HRCU-A-CB-O | AO24-24N2-M1 | Mini-Splits | AC-24N2-M1 |  |  |  | 12 | 22 | 10.5 | TRUE | TRUE |  | 24000 | 20400 | 2.73 | 20500 | 2.55
216014114 | 09/16/2024 | Live | Midea Electric Trading | SEA BREEZE+ | Singlezone Non-Ducted, Wall Placement | 216014114 |  | HRCU-A-CB-O | SZ24H525ZMO | Mini-Splits | CA24H525ZMI |  |  |  | 12 | 22 | 10.5 | TRUE | TRUE |  | 24000 | 20400 | 2.73 | 20500 | 2.55
216031037 | 09/16/2024 | Live | Midea Electric Trading | MOOVAIR | Singlezone Non-Ducted, Wall Placement | 216031037 |  | HRCU-A-CB-O | MSHEA24C2AN1 | Mini-Splits | GQHRA24C2AS1 |  |  |  | 12 | 22 | 10.5 | TRUE | TRUE |  | 24000 | 20400 | 2.73 | 20500 | 2.55
214855530 | 10/08/2024 | Live | Midea Electric Trading | MDV | Singlezone Non-Ducted, Wall Placement | 214855530 |  | HRCU-A-CB-O | MOD30-24HFN10-M1 | Mini-Splits | MCD-24HRFN10-M1-D |  |  |  | 12 | 22 | 10.5 | TRUE | TRUE | TRUE | 24000 | 20400 | 2.73 | 20500 | 2.55
216082314 | 10/08/2024 | Live | Midea Electric Trading | STELPRO | Singlezone Non-Ducted, Wall Placement | 216082314 |  | HRCU-A-CB-O | SINB-H09A-O | Mini-Splits | SINB-H09A-I |  |  |  | 12.6 | 21.6 | 9.4 | TRUE | TRUE |  | 9000 | 6600 | 2.45 | 7500 | 2
216082318 | 10/08/2024 | Live | Midea Electric Trading | STELPRO | Singlezone Non-Ducted, Wall Placement | 216082318 |  | HRCU-A-CB-O | SINB-H18A-O | Mini-Splits | SINB-H18A-I |  |  |  | 11.5 | 20.2 | 9.1 | TRUE | FALSE |  | 18000 | 11700 | 2.62 | 13300 | 2.41
216082316 | 10/08/2024 | Live | Midea Electric Trading | STELPRO | Singlezone Non-Ducted, Wall Placement | 216082316 |  | HRCU-A-CB-O | SINB-H12A-O | Mini-Splits | SINB-H12A-I |  |  |  | 10.8 | 21.3 | 9.2 | FALSE | FALSE |  | 12000 | 8300 | 2.32 | 9300 | 2.11
216082319 | 10/08/2024 | Live | Midea Electric Trading | STELPRO | Singlezone Non-Ducted, Wall Placement | 216082319 |  | HRCU-A-CB-O | SINB-H24A-O | Mini-Splits | SINB-H24A-I |  |  |  | 9.6 | 18.5 | 9 | FALSE | TRUE |  | 24000 | 17200 | 2.46 | 20200 | 2.26
216082326 | 10/08/2024 | Live | Midea Electric Trading | STELPRO | Singlezone Non-Ducted, Wall Placement | 216082326 |  | HRCU-A-CB-O | SEPB-H24A-O | Mini-Splits | SEPB-H24A-I |  |  |  | 13 | 21 | 13.5 | TRUE | TRUE |  | 24000 | 21000 | 2.88 | 23200 | 2.35
216082327 | 10/08/2024 | Live | Midea Electric Trading | STELPRO | Singlezone Non-Ducted, Ceiling Placement | 216082327 |  | HRCU-A-CB-O | SEPB-H09A-O | Mini-Splits | SICB1-H09A-I |  |  |  | 14 | 22.6 | 12.1 | TRUE | TRUE |  | 9000 | 9700 | 2.63 | 12600 | 2.1
216082329 | 10/08/2024 | Live | Midea Electric Trading | STELPRO | Singlezone Non-Ducted, Ceiling Placement | 216082329 |  | HRCU-A-CB-O | SEPB-H12A-O | Mini-Splits | SICB1-H12A-I |  |  |  | 12.5 | 22.2 | 11.6 | TRUE | TRUE |  | 12000 | 10000 | 2.74 | 12900 | 2.14
216082331 | 10/08/2024 | Live | Midea Electric Trading | STELPRO | Singlezone Non-Ducted, Ceiling Placement | 216082331 |  | HRCU-A-CB-O | SEPB-H18A-O | Mini-Splits | SICB1-H18A-I |  |  |  | 12.5 | 20 | 12.3 | TRUE | TRUE |  | 16000 | 14900 | 2.7 | 18000 | 2.1
216082332 | 10/08/2024 | Live | Midea Electric Trading | STELPRO | Singlezone Non-Ducted, Wall Placement | 216082332 |  | HRCU-A-CB-O | SEPB-H24A-O | Mini-Splits | SICB1-H24A-I |  |  |  | 12 | 20.7 | 11.6 | TRUE | TRUE |  | 23400 | 20400 | 2.78 | 23900 | 2.48
216082334 | 10/08/2024 | Live | Midea Electric Trading | STELPRO | Singlezone Ducted, Compact Ducted | 216082334 |  | HRCU-A-CB | SEPB-H09A-O | Mini-Splits | SFCB1-H09A-I |  |  |  | 14 | 20.5 | 13.8 | TRUE | TRUE |  | 9000 | 10200 | 2.45 | 12600 | 1.94
216082335 | 10/08/2024 | Live | Midea Electric Trading | STELPRO | Singlezone Ducted, Compact Ducted | 216082335 |  | HRCU-A-CB | SEPB-H12A-O | Mini-Splits | SFCB1-H12A-I |  |  |  | 12 | 20 | 10.6 | TRUE | TRUE |  | 12000 | 10200 | 2.6 | 14000 | 2.31
216082337 | 10/08/2024 | Live | Midea Electric Trading | STELPRO | Singlezone Ducted, Compact Ducted | 216082337 |  | HRCU-A-CB | SEPB-H18A-O | Mini-Splits | SFCB1-H18A-I |  |  |  | 12 | 18.4 | 11.1 | TRUE | TRUE |  | 17500 | 15000 | 2.89 | 20000 | 2.5
216082339 | 10/08/2024 | Live | Midea Electric Trading | STELPRO | Singlezone Ducted, Compact Ducted | 216082339 |  | HRCU-A-CB | SEPB-H24A-O | Mini-Splits | SFCB1-H24A-I |  |  |  | 12 | 19 | 11.7 | TRUE | TRUE |  | 24000 | 21600 | 2.71 | 23600 | 2.48
216093978 | 10/08/2024 | Live | Midea Electric Trading | MIDEA | Singlezone Non-Ducted, Wall Placement | 216093978 |  | HRCU-A-CB-O | MOX3-12HFN10AE | Mini-Splits | MSEP-12HFN10AE |  |  |  | 13 | 25.5 | 10.6 | TRUE | TRUE |  | 12000 | 9300 | 2.84 | 9600 | 2.38
216093979 | 09/16/2024 | Live | Midea Electric Trading | MIDEA | Singlezone Non-Ducted, Wall Placement | 216093979 |  | HRCU-A-CB-O | MOX4-18HFN10AE | Mini-Splits | MSEP-18HFN10AE |  |  |  | 12.7 | 23.5 | 10.8 | TRUE | TRUE |  | 18000 | 13600 | 2.73 | 14900 | 2.43
216093980 | 09/16/2024 | Live | Midea Electric Trading | MIDEA | Singlezone Non-Ducted, Wall Placement | 216093980 |  | HRCU-A-CB-O | MOD-24HFN10AE | Mini-Splits | MSEP-24HFN10AE |  |  |  | 14 | 23 | 11.7 | TRUE | TRUE |  | 24000 | 18800 | 2.65 | 19300 | 2.33
216097092 | 09/16/2024 | Live | Midea Electric Trading | COMFORT-AIRE | Singlezone Non-Ducted, Wall Placement | 216097092 |  | HRCU-A-CB-O | A-SSP09SA-0 | Mini-Splits | B-SSP09SA-0 |  |  |  | 10.1 | 18 | 9 | FALSE | FALSE |  | 9000 | 6900 | 2.32 | 7200 | 2.03
216097094 | 10/08/2024 | Live | Midea Electric Trading | COMFORT-AIRE | Singlezone Non-Ducted, Wall Placement | 216097094 |  | HRCU-A-CB-O | A-SSP09SA-1 | Mini-Splits | B-SSP09SA-1 |  |  |  | 10.9 | 19 | 9.7 | FALSE | TRUE |  | 9000 | 8000 | 2.58 | 8300 | 2.41
216097093 | 10/08/2024 | Live | Midea Electric Trading | COMFORT-AIRE | Singlezone Non-Ducted, Wall Placement | 216097093 |  | HRCU-A-CB-O | A-SSP12SA-0 | Mini-Splits | B-SSP12SA-0 |  |  |  | 8.8 | 19 | 9.2 | FALSE | FALSE |  | 12000 | 7700 | 2.59 | 7900 | 2.41
216097095 | 09/16/2024 | Live | Midea Electric Trading | COMFORT-AIRE | Singlezone Non-Ducted, Wall Placement | 216097095 |  | HRCU-A-CB-O | A-SSP12SA-1 | Mini-Splits | B-SSP12SA-1 |  |  |  | 8.8 | 18 | 8.8 | FALSE | FALSE |  | 12000 | 8000 | 2.58 | 8300 | 2.41
216097096 | 09/16/2024 | Live | Midea Electric Trading | COMFORT-AIRE | Singlezone Non-Ducted, Wall Placement | 216097096 |  | HRCU-A-CB-O | A-SSP18SA-1 | Mini-Splits | B-SSP18SA-1 |  |  |  | 9.9 | 18.3 | 8.7 | FALSE | FALSE |  | 17000 | 11200 | 2.41 | 11200 | 2.2
216097097 | 09/16/2024 | Live | Midea Electric Trading | COMFORT-AIRE | Singlezone Non-Ducted, Wall Placement | 216097097 |  | HRCU-A-CB-O | A-SSP24SA-1 | Mini-Splits | B-SSP24SA-1 |  |  |  | 9 | 17 | 8.5 | FALSE | TRUE |  | 24000 | 17100 | 2.29 | 18400 | 2.17
216097098 | 09/16/2024 | Live | Midea Electric Trading | KERR | Singlezone Non-Ducted, Wall Placement | 216097098 |  | HRCU-A-CB-O | A-KSP09SA-0 | Mini-Splits | B-KSP09SA-0 |  |  |  | 10.1 | 18 | 9 | FALSE | FALSE |  | 9000 | 6900 | 2.32 | 7200 | 2.03
216097099 | 09/16/2024 | Live | Midea Electric Trading | KERR | Singlezone Non-Ducted, Wall Placement | 216097099 |  | HRCU-A-CB-O | A-KSP12SA-0 | Mini-Splits | B-KSP12SA-0 |  |  |  | 8.8 | 19 | 9.2 | FALSE | FALSE |  | 12000 | 7700 | 2.59 | 7900 | 2.41
216097100 | 10/08/2024 | Live | Midea Electric Trading | KERR | Singlezone Non-Ducted, Wall Placement | 216097100 |  | HRCU-A-CB-O | A-KSP09SA-1 | Mini-Splits | B-KSP09SA-1 |  |  |  | 10.9 | 19 | 9.7 | FALSE | TRUE |  | 9000 | 8000 | 2.58 | 8300 | 2.41
216097101 | 10/08/2024 | Live | Midea Electric Trading | KERR | Singlezone Non-Ducted, Wall Placement | 216097101 |  | HRCU-A-CB-O | A-KSP12SA-1 | Mini-Splits | B-KSP12SA-1 |  |  |  | 8.8 | 18 | 8.8 | FALSE | FALSE |  | 12000 | 8000 | 2.58 | 8300 | 2.41
216097102 | 10/08/2024 | Live | Midea Electric Trading | KERR | Singlezone Non-Ducted, Wall Placement | 216097102 |  | HRCU-A-CB-O | A-KSP18SA-1 | Mini-Splits | B-KSP18SA-1 |  |  |  | 9.9 | 18.3 | 8.7 | FALSE | FALSE |  | 17000 | 11200 | 2.41 | 11200 | 2.2
216097103 | 10/08/2024 | Live | Midea Electric Trading | KERR | Singlezone Non-Ducted, Wall Placement | 216097103 |  | HRCU-A-CB-O | A-KSP24SA-1 | Mini-Splits | B-KSP24SA-1 |  |  |  | 9 | 17 | 8.5 | FALSE | TRUE |  | 24000 | 17100 | 2.29 | 18400 | 2.17
216097104 | 09/16/2024 | Live | Midea Electric Trading | COMFORT-AIRE | Singlezone Non-Ducted, Wall Placement | 216097104 |  | HRCU-A-CB-O | A-VHP06SA-1 | Mini-Splits | B-VHP06SA-1 |  |  |  | 18 | 25.5 | 14.8 | TRUE | TRUE |  | 6000 | 7900 | 2.79 | 8600 | 2.38
216097108 | 10/08/2024 | Live | Midea Electric Trading | COMFORT-AIRE | Singlezone Non-Ducted, Wall Placement | 216097108 |  | HRCU-A-CB-O | A-VHP24SA-1 | Mini-Splits | B-VHP24SA-1 |  |  |  | 13 | 21 | 13.5 | TRUE | TRUE |  | 24000 | 21000 | 2.88 | 23200 | 2.35
216097109 | 10/08/2024 | Live | Midea Electric Trading | COMFORT-AIRE | Singlezone Non-Ducted, Wall Placement | 216097109 |  | HRCU-A-CB-O | A-VHP33SA-1 | Mini-Splits | B-VHP33SA-1 |  |  |  | 12 | 19.5 | 10.5 | TRUE | TRUE |  | 33000 | 30000 | 2.69 | 30200 | 2.02
216097110 | 10/08/2024 | Live | Midea Electric Trading | KERR | Singlezone Non-Ducted, Wall Placement | 216097110 |  | HRCU-A-CB-O | A-KHP06SA-1 | Mini-Splits | B-KHP06SA-1 |  |  |  | 18 | 25.5 | 14.8 | TRUE | TRUE |  | 6000 | 7900 | 2.79 | 8600 | 2.38
216097114 | 10/08/2024 | Live | Midea Electric Trading | KERR | Singlezone Non-Ducted, Wall Placement | 216097114 |  | HRCU-A-CB-O | A-KHP24SA-1 | Mini-Splits | B-KHP24SA-1 |  |  |  | 13 | 21 | 13.5 | TRUE | TRUE |  | 24000 | 21000 | 2.88 | 23200 | 2.35
216097115 | 10/08/2024 | Live | Midea Electric Trading | KERR | Singlezone Non-Ducted, Wall Placement | 216097115 |  | HRCU-A-CB-O | A-KHP33SA-1 | Mini-Splits | B-KHP33SA-1 |  |  |  | 12 | 19.5 | 10.5 | TRUE | TRUE |  | 33000 | 30000 | 2.69 | 30200 | 2.02
216097116 | 10/08/2024 | Live | Midea Electric Trading | COMFORT-AIRE | Singlezone Non-Ducted, Wall Placement | 216097116 |  | HRCU-A-CB-O | A-ZHP06SA-1 | Mini-Splits | B-ZHP06SA-1 |  |  |  | 17.4 | 35 | 30 | TRUE | TRUE |  | 6000 | 11000 | 2.41 | 14600 | 2.26
216097117 | 10/08/2024 | Live | Midea Electric Trading | COMFORT-AIRE | Singlezone Non-Ducted, Wall Placement | 216097117 |  | HRCU-A-CB-O | A-ZHPO9SA-1 | Mini-Splits | B-ZHPO9SA-1 |  |  |  | 17 | 33.3 | 22 | TRUE | TRUE |  | 9000 | 11000 | 2.41 | 14600 | 2.26
216097118 | 10/08/2024 | Live | Midea Electric Trading | COMFORT-AIRE | Singlezone Non-Ducted, Wall Placement | 216097118 |  | HRCU-A-CB-O | A-ZHP12SA-1 | Mini-Splits | B-ZHP12SA-1 |  |  |  | 14.2 | 29.4 | 14.5 | TRUE | TRUE |  | 12000 | 11000 | 2.41 | 14600 | 2.26
216097119 | 10/08/2024 | Live | Midea Electric Trading | COMFORT-AIRE | Singlezone Non-Ducted, Wall Placement | 216097119 |  | HRCU-A-CB-O | A-ZHP18SA-1 | Mini-Splits | B-ZHP18SA-1 |  |  |  | 15 | 25.6 | 16.2 | TRUE | TRUE |  | 18000 | 19300 | 3.01 | 23200 | 2.35
216097120 | 10/08/2024 | Live | Midea Electric Trading | KERR | Singlezone Non-Ducted, Wall Placement | 216097120 |  | HRCU-A-CB-O | A-KZP06SA-1 | Mini-Splits | B-ZKP06SA-1 |  |  |  | 17.4 | 35 | 30 | TRUE | TRUE |  | 6000 | 11000 | 2.41 | 14600 | 2.26
216097121 | 10/08/2024 | Live | Midea Electric Trading | KERR | Singlezone Non-Ducted, Wall Placement | 216097121 |  | HRCU-A-CB-O | A-KZPO9SA-1 | Mini-Splits | B-ZKPO9SA-1 |  |  |  | 17 | 33.3 | 22 | TRUE | TRUE |  | 9000 | 11000 | 2.41 | 14600 | 2.26
216097122 | 10/08/2024 | Live | Midea Electric Trading | KERR | Singlezone Non-Ducted, Wall Placement | 216097122 |  | HRCU-A-CB-O | A-KZP12SA-1 | Mini-Splits | B-ZKP12SA-1 |  |  |  | 14.2 | 29.4 | 14.5 | TRUE | TRUE |  | 12000 | 11000 | 2.41 | 14600 | 2.26
216097123 | 09/16/2024 | Live | Midea Electric Trading | KERR | Singlezone Non-Ducted, Wall Placement | 216097123 |  | HRCU-A-CB-O | A-KZP18SA-1 | Mini-Splits | B-ZKP18SA-1 |  |  |  | 15 | 25.6 | 16.2 | TRUE | TRUE |  | 18000 | 19300 | 3.01 | 23200 | 2.35
216097124 | 10/08/2024 | Live | Midea Electric Trading | COMFORT-AIRE | Multizone All Non-Ducted | 216097124 |  | HMSR-A-CB-O | A-VHP183A-1 | Non-Ducted Indoor Units |  |  |  |  | 15 | 25 | 10.4 | TRUE | TRUE |  | 19000 | 17600 | 2.7 | 19000 | 2.2
216097125 | 10/08/2024 | Live | Midea Electric Trading | COMFORT-AIRE | Multizone All Ducted | 216097125 |  | HMSV-A-CB | A-VHP183A-1 | Ducted Indoor Units |  |  |  |  | 13 | 20 | 10 | TRUE | TRUE |  | 19000 | 17000 | 2.59 | 22000 | 2.5
216097126 | 09/16/2024 | Live | Midea Electric Trading | COMFORT-AIRE | Multizone Mix of Ducted and Non-Ducted | 216097126 |  | HMSV-A-CB | A-VHP183A-1 | Mixed Ducted and Non-Ducted Indoor Units |  |  |  |  | 14 | 22.5 | 10.2 | TRUE | TRUE |  | 19000 | 17300 | 2.65 | 20500 | 2.36
216097127 | 09/16/2024 | Live | Midea Electric Trading | COMFORT-AIRE | Multizone All Non-Ducted | 216097127 |  | HMSR-A-CB-O | A-VHP284A-1 | Non-Ducted Indoor Units |  |  |  |  | 12.5 | 23 | 10.5 | TRUE | TRUE |  | 27000 | 25000 | 2.6 | 28000 | 2.2
216097128 | 09/16/2024 | Live | Midea Electric Trading | COMFORT-AIRE | Multizone All Ducted | 216097128 |  | HMSV-A-CB | A-VHP284A-1 | Ducted Indoor Units |  |  |  |  | 12 | 19 | 9.5 | TRUE | TRUE |  | 28000 | 23000 | 2.4 | 27000 | 2.1
216097129 | 09/16/2024 | Live | Midea Electric Trading | COMFORT-AIRE | Multizone Mix of Ducted and Non-Ducted | 216097129 |  | HMSV-A-CB | A-VHP284A-1 | Mixed Ducted and Non-Ducted Indoor Units |  |  |  |  | 12.25 | 21 | 10 | TRUE | TRUE |  | 27400 | 24000 | 2.5 | 27500 | 2.15
216097131 | 09/16/2024 | Live | Midea Electric Trading | COMFORT-AIRE | Multizone All Ducted | 216097131 |  | HMSV-A-CB | A-VHP365A-1 | Ducted Indoor Units |  |  |  |  | 12 | 19.4 | 10.4 | TRUE | TRUE |  | 36000 | 33000 | 2.4 | 34000 | 2.2
216097133 | 09/16/2024 | Live | Midea Electric Trading | COMFORT-AIRE | Multizone All Non-Ducted | 216097133 |  | HMSR-A-CB-O | A-VHP486A-1 | Non-Ducted Indoor Units |  |  |  |  | 12 | 23 | 11 | TRUE | TRUE |  | 47000 | 44000 | 2.6 | 45000 | 2
216097134 | 09/16/2024 | Live | Midea Electric Trading | COMFORT-AIRE | Multizone All Ducted | 216097134 |  | HMSV-A-CB | A-VHP486A-1 | Ducted Indoor Units |  |  |  |  | 11.7 | 20.4 | 11 | TRUE | TRUE |  | 47000 | 44500 | 2.6 | 46000 | 2.2
216097135 | 09/16/2024 | Live | Midea Electric Trading | COMFORT-AIRE | Multizone Mix of Ducted and Non-Ducted | 216097135 |  | HMSV-A-CB | A-VHP486A-1 | Mixed Ducted and Non-Ducted Indoor Units |  |  |  |  | 11.85 | 21.7 | 11 | TRUE | TRUE |  | 47000 | 44000 | 2.6 | 45500 | 2.1
216097136 | 09/16/2024 | Live | Midea Electric Trading | COMFORT-AIRE | Multizone All Non-Ducted | 216097136 |  | HMSR-A-CB-O | A-VHP556A-1 | Non-Ducted Indoor Units |  |  |  |  | 12 | 22.2 | 10.5 | TRUE | TRUE |  | 51000 | 44000 | 2.6 | 47000 | 2.5
216097137 | 09/16/2024 | Live | Midea Electric Trading | COMFORT-AIRE | Multizone All Ducted | 216097137 |  | HMSV-A-CB | A-VHP556A-1 | Ducted Indoor Units |  |  |  |  | 11.7 | 20 | 10.7 | TRUE | TRUE |  | 53000 | 45000 | 2.7 | 52000 | 2.3
216097138 | 09/16/2024 | Live | Midea Electric Trading | COMFORT-AIRE | Multizone Mix of Ducted and Non-Ducted | 216097138 |  | HMSV-A-CB | A-VHP556A-1 | Mixed Ducted and Non-Ducted Indoor Units |  |  |  |  | 11.85 | 21.1 | 10.6 | TRUE | TRUE |  | 52000 | 44500 | 2.65 | 49500 | 2.39
216097139 | 09/16/2024 | Live | Midea Electric Trading | KERR | Multizone All Non-Ducted | 216097139 |  | HMSR-A-CB-O | A-KHP183A-1 | Non-Ducted Indoor Units |  |  |  |  | 15 | 25 | 10.4 | TRUE | TRUE |  | 19000 | 17600 | 2.7 | 19000 | 2.2
216097140 | 09/16/2024 | Live | Midea Electric Trading | KERR | Multizone All Ducted | 216097140 |  | HMSV-A-CB | A-KHP183A-1 | Ducted Indoor Units |  |  |  |  | 13 | 20 | 10 | TRUE | TRUE |  | 19000 | 17000 | 2.59 | 22000 | 2.5
216097141 | 09/16/2024 | Live | Midea Electric Trading | KERR | Multizone Mix of Ducted and Non-Ducted | 216097141 |  | HMSV-A-CB | A-KHP183A-1 | Mixed Ducted and Non-Ducted Indoor Units |  |  |  |  | 14 | 22.5 | 10.2 | TRUE | TRUE |  | 19000 | 17300 | 2.65 | 20500 | 2.36
216097142 | 09/16/2024 | Live | Midea Electric Trading | KERR | Multizone All Non-Ducted | 216097142 |  | HMSR-A-CB-O | A-KHP284A-1 | Non-Ducted Indoor Units |  |  |  |  | 12.5 | 23 | 10.5 | TRUE | TRUE |  | 27000 | 25000 | 2.6 | 28000 | 2.2
216097143 | 09/16/2024 | Live | Midea Electric Trading | KERR | Multizone All Ducted | 216097143 |  | HMSV-A-CB | A-KHP284A-1 | Ducted Indoor Units |  |  |  |  | 12 | 19 | 9.5 | TRUE | TRUE |  | 28000 | 23000 | 2.4 | 27000 | 2.1
216097144 | 09/16/2024 | Live | Midea Electric Trading | KERR | Multizone Mix of Ducted and Non-Ducted | 216097144 |  | HMSV-A-CB | A-KHP284A-1 | Mixed Ducted and Non-Ducted Indoor Units |  |  |  |  | 12.25 | 21 | 10 | TRUE | TRUE |  | 27400 | 24000 | 2.5 | 27500 | 2.15
216097146 | 09/16/2024 | Live | Midea Electric Trading | KERR | Multizone All Ducted | 216097146 |  | HMSV-A-CB | A-KHP365A-1 | Ducted Indoor Units |  |  |  |  | 12 | 19.4 | 10.4 | TRUE | TRUE |  | 36000 | 33000 | 2.4 | 34000 | 2.2
216097149 | 09/16/2024 | Live | Midea Electric Trading | KERR | Multizone All Non-Ducted | 216097149 |  | HMSR-A-CB-O | A-KHP486A-1 | Non-Ducted Indoor Units |  |  |  |  | 12 | 23 | 11 | TRUE | TRUE |  | 47000 | 44000 | 2.6 | 45000 | 2
216097150 | 09/16/2024 | Live | Midea Electric Trading | KERR | Multizone All Ducted | 216097150 |  | HMSV-A-CB | A-KHP486A-1 | Ducted Indoor Units |  |  |  |  | 11.7 | 20.4 | 11 | TRUE | TRUE |  | 47000 | 44500 | 2.6 | 46000 | 2.2
216097152 | 09/16/2024 | Live | Midea Electric Trading | KERR | Multizone Mix of Ducted and Non-Ducted | 216097152 |  | HMSV-A-CB | A-KHP486A-1 | Mixed Ducted and Non-Ducted Indoor Units |  |  |  |  | 11.85 | 21.7 | 11 | TRUE | TRUE |  | 47000 | 44000 | 2.6 | 45500 | 2.1
216097153 | 09/16/2024 | Live | Midea Electric Trading | KERR | Multizone All Non-Ducted | 216097153 |  | HMSR-A-CB-O | A-KHP556A-1 | Non-Ducted Indoor Units |  |  |  |  | 12 | 22.2 | 10.5 | TRUE | TRUE |  | 51000 | 44000 | 2.6 | 47000 | 2.5
216097154 | 09/16/2024 | Live | Midea Electric Trading | KERR | Multizone All Ducted | 216097154 |  | HMSV-A-CB | A-KHP556A-1 | Ducted Indoor Units |  |  |  |  | 11.7 | 20 | 10.7 | TRUE | TRUE |  | 53000 | 45000 | 2.7 | 52000 | 2.3
216097155 | 09/16/2024 | Live | Midea Electric Trading | KERR | Multizone Mix of Ducted and Non-Ducted | 216097155 |  | HMSV-A-CB | A-KHP556A-1 | Mixed Ducted and Non-Ducted Indoor Units |  |  |  |  | 11.85 | 21.1 | 10.6 | TRUE | TRUE |  | 52000 | 44500 | 2.65 | 49500 | 2.39
216097677 | 09/16/2024 | Live | Midea Electric Trading | ZERO | Singlezone Non-Ducted, Wall Placement | 216097677 |  | HRCU-A-CB-O | ZMSB-33HV-USHHCR2-O | Mini-Splits | ZMSB-33HV-USHHCR2-I |  |  |  | 11.7 | 20 | 10.5 | TRUE | TRUE |  | 33000 | 29600 | 2.61 | 30200 | 2
216097676 | 09/16/2024 | Live | Midea Electric Trading | ZERO | Singlezone Non-Ducted, Wall Placement | 216097676 |  | HRCU-A-CB-O | ZMSB-24HV-USHHCR2-O | Mini-Splits | ZMSB-24HV-USHHCR2-I |  |  |  | 12.5 | 22.3 | 13.3 | TRUE | TRUE |  | 23000 | 21600 | 2.61 | 23400 | 2.33
216097679 | 09/16/2024 | Live | Midea Electric Trading | ZERO | Singlezone Non-Ducted, Wall Placement | 216097679 |  | HRCU-A-CB-O | ZMSB-09HV-USHHR2-O | Mini-Splits | ZMSB-09HV-USHHR2-I |  |  |  | 14.7 | 24.6 | 13 | TRUE | TRUE |  | 9000 | 8600 | 2.8 | 10200 | 2.47
216097678 | 09/16/2024 | Live | Midea Electric Trading | ZERO | Singlezone Non-Ducted, Wall Placement | 216097678 |  | HRCU-A-CB-O | ZMSB-12HV110-USHHR2-O | Mini-Splits | ZMSB-12HV110-USHHR2-I |  |  |  | 12.5 | 23.2 | 10.4 | TRUE | FALSE |  | 12000 | 8800 | 2.77 | 8800 | 2.77
216097681 | 09/16/2024 | Live | Midea Electric Trading | ZERO | Singlezone Non-Ducted, Wall Placement | 216097681 |  | HRCU-A-CB-O | ZMSB-18HV-USHHR2-O | Mini-Splits | ZMSB-18HV-USHHR2-I |  |  |  | 13.5 | 24 | 11.1 | TRUE | TRUE |  | 18000 | 13000 | 2.59 | 15000 | 2.43
216097680 | 09/16/2024 | Live | Midea Electric Trading | ZERO | Singlezone Non-Ducted, Wall Placement | 216097680 |  | HRCU-A-CB-O | ZMSB-12HV-USHHR2-O | Mini-Splits | ZMSB-12HV-USHHR2-I |  |  |  | 12.2 | 23.1 | 11.5 | TRUE | TRUE |  | 12000 | 9600 | 2.84 | 9900 | 2.57
216097682 | 09/16/2024 | Live | Midea Electric Trading | ZERO | Singlezone Non-Ducted, Wall Placement | 216097682 |  | HRCU-A-CB-O | ZMSB-24HV-USHHR2-O | Mini-Splits | ZMSB-24HV-USHHR2-I |  |  |  | 13 | 23.5 | 10 | TRUE | TRUE |  | 24000 | 19500 | 2.5 | 21300 | 2.42
216097684 | 09/16/2024 | Live | Midea Electric Trading | ZERO | Singlezone Non-Ducted, Wall Placement | 216097684 |  | HRCU-A-CB-O | ZMSB-12HV110-USR2-O | Mini-Splits | ZMSB-12HV110-USR2-I |  |  |  | 10 | 21.3 | 8.7 | FALSE | FALSE |  | 12000 | 7800 | 2.31 | 8100 | 1.99
216097683 | 09/16/2024 | Live | Midea Electric Trading | ZERO | Singlezone Non-Ducted, Wall Placement | 216097683 |  | HRCU-A-CB-O | ZMSB-09HV110-USR2-O | Mini-Splits | ZMSB-09HV110-USR2-I |  |  |  | 12.5 | 21.5 | 9 | TRUE | TRUE |  | 9000 | 6600 | 2.33 | 7600 | 1.9
216097685 | 09/16/2024 | Live | Midea Electric Trading | ZERO | Singlezone Non-Ducted, Wall Placement | 216097685 |  | HRCU-A-CB-O | ZMSB-09HV-USR2-O | Mini-Splits | ZMSB-09HV-USR2-I |  |  |  | 12.6 | 21.6 | 9.4 | TRUE | TRUE |  | 9000 | 6600 | 2.45 | 7500 | 2
216097686 | 09/16/2024 | Live | Midea Electric Trading | ZERO | Singlezone Non-Ducted, Wall Placement | 216097686 |  | HRCU-A-CB-O | ZMSB-12HV-USR2-O | Mini-Splits | ZMSB-12HV-USR2-I |  |  |  | 10.8 | 21.3 | 9.2 | FALSE | FALSE |  | 12000 | 8300 | 2.32 | 9300 | 2.11
216097687 | 09/16/2024 | Live | Midea Electric Trading | ZERO | Singlezone Non-Ducted, Wall Placement | 216097687 |  | HRCU-A-CB-O | ZMSB-18HV-USR2-O | Mini-Splits | ZMSB-18HV-USR2-I |  |  |  | 11.5 | 20.2 | 9.1 | TRUE | FALSE |  | 18000 | 11700 | 2.62 | 13300 | 2.41
216097688 | 09/16/2024 | Live | Midea Electric Trading | ZERO | Singlezone Non-Ducted, Wall Placement | 216097688 |  | HRCU-A-CB-O | ZMSB-24HV-USR2-O | Mini-Splits | ZMSB-24HV-USR2-I |  |  |  | 9.6 | 18.5 | 9 | FALSE | TRUE |  | 24000 | 17200 | 2.46 | 20200 | 2.26
216097689 | 09/16/2024 | Live | Midea Electric Trading | ZERO | Singlezone Non-Ducted, Wall Placement | 216097689 |  | HRCU-A-CB-O | ZMSB-30HV-USR2-O | Mini-Splits | ZMSB-30HV-USR2-I |  |  |  | 12 | 22.3 | 9 | TRUE | FALSE |  | 30000 | 20000 | 2.4 | 21500 | 2.2
216369208 | 09/16/2024 | Live | Midea Electric Trading | STAR AIR KONTROL | Singlezone Non-Ducted, Wall Placement | 216369208 |  | HRCU-A-CB-O | SAK-09-WM2/220V | Mini-Splits | SAK-09-WM1/220V |  |  |  | 12.6 | 21.2 | 9.1 | TRUE | TRUE |  | 9000 | 6800 | 2.46 | 8300 | 2.23
216369207 | 09/16/2024 | Live | Midea Electric Trading | STAR AIR KONTROL | Singlezone Non-Ducted, Wall Placement | 216369207 |  | HRCU-A-CB-O | SAK-12-WM2/115V | Mini-Splits | SAK-12-WM1/115V |  |  |  | 10.1 | 21.2 | 8.7 | FALSE | FALSE |  | 12000 | 7300 | 2.23 | 8000 | 2.19
216369206 | 09/16/2024 | Live | Midea Electric Trading | STAR AIR KONTROL | Singlezone Non-Ducted, Wall Placement | 216369206 |  | HRCU-A-CB-O | SAK-09-WM2/115V | Mini-Splits | SAK-09-WM1/115V |  |  |  | 12.5 | 21.5 | 9 | TRUE | FALSE |  | 9000 | 6500 | 2.3 | 8000 | 2.13
216369211 | 09/16/2024 | Live | Midea Electric Trading | STAR AIR KONTROL | Singlezone Non-Ducted, Wall Placement | 216369211 |  | HRCU-A-CB-O | SAK-24-WM2/220V | Mini-Splits | SAK-24-WM1/220V |  |  |  | 10 | 18.7 | 9.3 | FALSE | TRUE |  | 24000 | 16900 | 2.53 | 18700 | 2.18
216369210 | 09/16/2024 | Live | Midea Electric Trading | STAR AIR KONTROL | Singlezone Non-Ducted, Wall Placement | 216369210 |  | HRCU-A-CB-O | SAK-18-WM2/220V | Mini-Splits | SAK-18-WM1/220V |  |  |  | 10.8 | 19.2 | 9.6 | FALSE | FALSE |  | 18000 | 12300 | 2.63 | 14800 | 2.58
216369209 | 09/16/2024 | Live | Midea Electric Trading | STAR AIR KONTROL | Singlezone Non-Ducted, Wall Placement | 216369209 |  | HRCU-A-CB-O | SAK-12-WM2/220V | Mini-Splits | SAK-12-WM1/220V |  |  |  | 10.8 | 21.3 | 9.1 | FALSE | FALSE |  | 12000 | 8700 | 2.41 | 9200 | 2.16
216369214 | 09/16/2024 | Live | Midea Electric Trading | STAR AIR KONTROL | Singlezone Ducted, Compact Ducted | 216369214 |  | HRCU-A-CB | SAK-06-DT2/220V | Mini-Splits | SAK-06-DT1/220V |  |  |  | 14.4 | 21.4 | 13.8 | TRUE | TRUE |  | 6500 | 8000 | 2.69 | 9100 | 2.52
216369213 | 09/16/2024 | Live | Midea Electric Trading | STAR AIR KONTROL | Singlezone Non-Ducted, Wall Placement | 216369213 |  | HRCU-A-CB-O | SAK-36-WM2/220V | Mini-Splits | SAK-36-WM1/220V |  |  |  | 9 | 18 | 8.5 | FALSE | FALSE |  | 36000 | 24600 | 2.25 | 25000 | 2.14
216369212 | 09/16/2024 | Live | Midea Electric Trading | STAR AIR KONTROL | Singlezone Non-Ducted, Wall Placement | 216369212 |  | HRCU-A-CB-O | SAK-30-WM2/220V | Mini-Splits | SAK-30-WM1/220V |  |  |  | 11 | 20 | 9.2 | FALSE | FALSE |  | 30000 | 19000 | 2.26 | 19800 | 1.99
216369217 | 09/16/2024 | Live | Midea Electric Trading | STAR AIR KONTROL | Singlezone Ducted, Compact Ducted | 216369217 |  | HRCU-A-CB | SAK-18-DT2/220V | Mini-Splits | SAK-18-DT1/220V |  |  |  | 12.5 | 20 | 10.5 | TRUE | TRUE |  | 17000 | 14000 | 2.6 | 14100 | 2.4
216369216 | 09/16/2024 | Live | Midea Electric Trading | STAR AIR KONTROL | Singlezone Ducted, Compact Ducted | 216369216 |  | HRCU-A-CB | SAK-12-DT2/220V | Mini-Splits | SAK-12-DT1/220V |  |  |  | 11.7 | 19 | 10.2 | TRUE | TRUE |  | 11500 | 9500 | 2.58 | 10300 | 2.58
216369215 | 09/16/2024 | Live | Midea Electric Trading | STAR AIR KONTROL | Singlezone Ducted, Compact Ducted | 216369215 |  | HRCU-A-CB | SAK-09-DT2/220V | Mini-Splits | SAK-09-DT1/220V |  |  |  | 12.8 | 19.5 | 11 | TRUE | TRUE |  | 9000 | 8900 | 2.61 | 9600 | 2.45
216369219 | 09/16/2024 | Live | Midea Electric Trading | STAR AIR KONTROL | Singlezone Ducted, Compact Ducted | 216369219 |  | HRCU-A-CB | SAK-36-DT2/220V | Mini-Splits | SAK-36-DT1/220V |  |  |  | 10.1 | 18.7 | 10.2 | FALSE | FALSE |  | 36000 | 27400 | 2.73 | 31000 | 2.39
216369218 | 09/16/2024 | Live | Midea Electric Trading | STAR AIR KONTROL | Singlezone Ducted, Compact Ducted | 216369218 |  | HRCU-A-CB | SAK-24-DT2/220V | Mini-Splits | SAK-24-DT1/220V |  |  |  | 12.5 | 19 | 11 | TRUE | TRUE |  | 24000 | 21200 | 2.6 | 21600 | 2.56
216369221 | 09/16/2024 | Live | Midea Electric Trading | STAR AIR KONTROL | Singlezone Ducted, Compact Ducted | 216369221 |  | HRCU-A-CB | SAK-60-DT2/220V | Mini-Splits | SAK-60-DT1/220V |  |  |  | 10 | 17 | 9.7 | FALSE | FALSE |  | 58000 | 40000 | 2.66 | 41500 | 2.45
216369222 | 09/16/2024 | Live | Midea Electric Trading | STAR AIR KONTROL | Singlezone Non-Ducted, Ceiling Placement | 216369222 |  | HRCU-A-CB-O | SAK-09-CT2/220V | Mini-Splits | SAK-09-CT1/220V |  |  |  | 14.3 | 21.6 | 11.3 | TRUE | TRUE |  | 9000 | 8500 | 2.8 | 9300 | 2.55
216369224 | 09/16/2024 | Live | Midea Electric Trading | STAR AIR KONTROL | Singlezone Non-Ducted, Ceiling Placement | 216369224 |  | HRCU-A-CB-O | SAK-18-CT2/220V | Mini-Splits | SAK-18-CT1/220V |  |  |  | 12.5 | 20.7 | 11.4 | TRUE | TRUE |  | 16800 | 13900 | 2.66 | 14800 | 2.36
216369223 | 09/16/2024 | Live | Midea Electric Trading | STAR AIR KONTROL | Singlezone Non-Ducted, Ceiling Placement | 216369223 |  | HRCU-A-CB-O | SAK-12-CT2/220V | Mini-Splits | SAK-12-CT1/220V |  |  |  | 12.5 | 21.1 | 10.4 | TRUE | TRUE |  | 12000 | 8500 | 2.8 | 9300 | 2.55
216369226 | 09/16/2024 | Live | Midea Electric Trading | STAR AIR KONTROL | Singlezone Non-Ducted, Wall Placement | 216369226 |  | HRCU-A-CB-O | SAK-36-CT2/220V | Mini-Splits | SAK-36-CT1/220V |  |  |  | 9.6 | 20 | 10.3 | FALSE | TRUE |  | 36000 | 26800 | 2.68 | 28100 | 2.22
216369228 | 09/16/2024 | Live | Midea Electric Trading | STAR AIR KONTROL | Singlezone Non-Ducted, Ceiling Placement | 216369228 |  | HRCU-A-CB-O | SAK-06-OCT2/220V | Mini-Splits | SAK-06-OCT1/220V |  |  |  | 15 | 22 | 12 | TRUE | TRUE |  | 6500 | 7000 | 2.66 | 9500 | 2.53
216369229 | 09/16/2024 | Live | Midea Electric Trading | STAR AIR KONTROL | Singlezone Non-Ducted, Ceiling Placement | 216369229 |  | HRCU-A-CB-O | SAK-09-OCT2/220V | Mini-Splits | SAK-09-OCT1/220V |  |  |  | 14.4 | 22.1 | 11.8 | TRUE | TRUE |  | 9000 | 7900 | 2.69 | 9900 | 2.59
216369231 | 09/16/2024 | Live | Midea Electric Trading | STAR AIR KONTROL | Singlezone Non-Ducted, Ceiling Placement | 216369231 |  | HRCU-A-CB-O | SAK-18-OCT2/220V | Mini-Splits | SAK-18-OCT1/220V |  |  |  | 12.5 | 22.2 | 12.2 | TRUE | TRUE |  | 18000 | 14000 | 2.77 | 15200 | 2.47
216369230 | 09/16/2024 | Live | Midea Electric Trading | STAR AIR KONTROL | Singlezone Non-Ducted, Ceiling Placement | 216369230 |  | HRCU-A-CB-O | SAK-12-OCT2/220V | Mini-Splits | SAK-12-OCT1/220V |  |  |  | 12.3 | 22.1 | 10 | TRUE | TRUE |  | 12000 | 8600 | 2.77 | 10000 | 2.59
216369232 | 09/16/2024 | Live | Midea Electric Trading | STAR AIR KONTROL | Multizone All Non-Ducted | 216369232 |  | HMSR-A-CB-O | SAK-18-DZ/220V | Non-Ducted Indoor Units |  |  |  |  | 12.5 | 23 | 10 | TRUE | TRUE |  | 18000 | 13500 | 2.6 | 14000 | 2.21
216369235 | 09/16/2024 | Live | Midea Electric Trading | STAR AIR KONTROL | Multizone All Non-Ducted | 216369235 |  | HMSR-A-CB-O | SAK-27-TZ/220V | Non-Ducted Indoor Units |  |  |  |  | 12.2 | 23 | 9.5 | TRUE | TRUE |  | 26000 | 18000 | 2.5 | 18000 | 1.9
216369237 | 09/16/2024 | Live | Midea Electric Trading | STAR AIR KONTROL | Multizone Mix of Ducted and Non-Ducted | 216369237 |  | HMSV-A-CB | SAK-27-TZ/220V | Mixed Ducted and Non-Ducted Indoor Units |  |  |  |  | 12.1 | 22 | 9.25 | TRUE | TRUE |  | 26200 | 18200 | 2.5 | 18300 | 2.09
216369236 | 09/16/2024 | Live | Midea Electric Trading | STAR AIR KONTROL | Multizone All Ducted | 216369236 |  | HMSV-A-CB | SAK-27-TZ/220V | Ducted Indoor Units |  |  |  |  | 12 | 21 | 9 | TRUE | TRUE |  | 26600 | 18400 | 2.5 | 18600 | 2.3
216369238 | 09/16/2024 | Live | Midea Electric Trading | STAR AIR KONTROL | Multizone All Non-Ducted | 216369238 |  | HMSR-A-CB-O | SAK-36-QZ/220V | Non-Ducted Indoor Units |  |  |  |  | 12 | 23.1 | 10 | TRUE | TRUE |  | 35000 | 27000 | 2.4 | 30000 | 2.18
216369241 | 09/16/2024 | Live | Midea Electric Trading | STAR AIR KONTROL | Multizone All Non-Ducted | 216369241 |  | HMSR-A-CB-O | SAK-48-QZ/220V | Non-Ducted Indoor Units |  |  |  |  | 11.7 | 21.3 | 10 | TRUE | TRUE |  | 45000 | 34000 | 2.4 | 34000 | 1.9
216369242 | 09/16/2024 | Live | Midea Electric Trading | STAR AIR KONTROL | Multizone All Ducted | 216369242 |  | HMSV-A-CB | SAK-48-QZ/220V | Ducted Indoor Units |  |  |  |  | 12 | 20.4 | 10.6 | TRUE | TRUE |  | 45000 | 37000 | 2.5 | 41000 | 2.4
216369243 | 09/16/2024 | Live | Midea Electric Trading | STAR AIR KONTROL | Multizone Mix of Ducted and Non-Ducted | 216369243 |  | HMSV-A-CB | SAK-48-QZ/220V | Mixed Ducted and Non-Ducted Indoor Units |  |  |  |  | 11.85 | 20.85 | 10.3 | TRUE | TRUE |  | 45000 | 35400 | 2.45 | 37500 | 2.15
216369245 | 09/16/2024 | Live | Midea Electric Trading | STAR AIR KONTROL | Multizone All Ducted | 216369245 |  | HMSV-A-CB | SAK-60-QZ/220V | Ducted Indoor Units |  |  |  |  | 10 | 18 | 9.2 | FALSE | FALSE |  | 60000 | 39000 | 2.6 | 41000 | 2.3
216369244 | 09/16/2024 | Live | Midea Electric Trading | STAR AIR KONTROL | Multizone All Non-Ducted | 216369244 |  | HMSR-A-CB-O | SAK-60-QZ/220V | Non-Ducted Indoor Units |  |  |  |  | 10 | 19.2 | 9.6 | FALSE | FALSE |  | 60000 | 39000 | 2.7 | 40000 | 2.3
216369246 | 09/16/2024 | Live | Midea Electric Trading | STAR AIR KONTROL | Multizone Mix of Ducted and Non-Ducted | 216369246 |  | HMSV-A-CB | SAK-60-QZ/220V | Mixed Ducted and Non-Ducted Indoor Units |  |  |  |  | 10 | 18.6 | 9.4 | FALSE | FALSE |  | 60000 | 39000 | 2.65 | 40500 | 2.3
216497907 | 09/16/2024 | Live | Midea Electric Trading | AC PRO | Singlezone Non-Ducted, Wall Placement | 216497907 |  | HRCU-A-CB-O | MHPC-J-009ASB | Mini-Splits | MWAL-J-009ASB |  |  |  | 12.5 | 21.5 | 9 | TRUE | FALSE |  | 9000 | 6500 | 2.3 | 8000 | 2.13
216497909 | 09/16/2024 | Live | Midea Electric Trading | AC PRO | Singlezone Non-Ducted, Wall Placement | 216497909 |  | HRCU-A-CB-O | MHPC-J-009BSB | Mini-Splits | MWAL-J-009BSB |  |  |  | 12.6 | 21.2 | 9.1 | TRUE | TRUE |  | 9000 | 6800 | 2.46 | 8300 | 2.23
216497908 | 09/16/2024 | Live | Midea Electric Trading | AC PRO | Singlezone Non-Ducted, Wall Placement | 216497908 |  | HRCU-A-CB-O | MHPC-J-012ASB | Mini-Splits | MWAL-J-012ASB |  |  |  | 10.1 | 21.2 | 8.7 | FALSE | FALSE |  | 12000 | 7300 | 2.23 | 8000 | 2.19
216497911 | 09/16/2024 | Live | Midea Electric Trading | AC PRO | Singlezone Non-Ducted, Wall Placement | 216497911 |  | HRCU-A-CB-O | MHPC-J-018BSB | Mini-Splits | MWAL-J-018BSB |  |  |  | 10.8 | 19.2 | 9.6 | FALSE | FALSE |  | 18000 | 12300 | 2.63 | 14800 | 2.58
216497910 | 09/16/2024 | Live | Midea Electric Trading | AC PRO | Singlezone Non-Ducted, Wall Placement | 216497910 |  | HRCU-A-CB-O | MHPC-J-012BSB | Mini-Splits | MWAL-J-012BSB |  |  |  | 10.8 | 21.3 | 9.1 | FALSE | FALSE |  | 12000 | 8700 | 2.41 | 9200 | 2.16
216497912 | 09/16/2024 | Live | Midea Electric Trading | AC PRO | Singlezone Non-Ducted, Wall Placement | 216497912 |  | HRCU-A-CB-O | MHPC-J-024BSB | Mini-Splits | MWAL-J-024BSB |  |  |  | 10 | 18.7 | 9.3 | FALSE | TRUE |  | 24000 | 16900 | 2.53 | 18700 | 2.18
216497914 | 09/16/2024 | Live | Midea Electric Trading | AC PRO | Singlezone Non-Ducted, Wall Placement | 216497914 |  | HRCU-A-CB-O | MHPC-J-036BSB | Mini-Splits | MWAL-J-036BSB |  |  |  | 9 | 18 | 8.5 | FALSE | FALSE |  | 36000 | 24600 | 2.25 | 25000 | 2.14
216497913 | 09/16/2024 | Live | Midea Electric Trading | AC PRO | Singlezone Non-Ducted, Wall Placement | 216497913 |  | HRCU-A-CB-O | MHPC-J-030BSB | Mini-Splits | MWAL-J-030BSB |  |  |  | 11 | 20 | 9.2 | TRUE | FALSE |  | 30000 | 19000 | 2.26 | 19800 | 1.99
216497915 | 09/16/2024 | Live | Midea Electric Trading | AC PRO | Singlezone Non-Ducted, Wall Placement | 216497915 |  | HRCU-A-CB-O | MHPC-H-012ASB | Mini-Splits | MWAL-H-012ASB |  |  |  | 13 | 23.4 | 9.5 | TRUE | FALSE |  | 12000 | 8700 | 2.68 | 8700 | 2.43
216497916 | 09/16/2024 | Live | Midea Electric Trading | AC PRO | Singlezone Non-Ducted, Wall Placement | 216497916 |  | HRCU-A-CB-O | MHPC-H-009BSB | Mini-Splits | MWAL-H-009BBB |  |  |  | 14.9 | 25.8 | 12.5 | TRUE | TRUE |  | 9000 | 8100 | 2.83 | 9400 | 2.37
216497918 | 09/16/2024 | Live | Midea Electric Trading | AC PRO | Singlezone Non-Ducted, Wall Placement | 216497918 |  | HRCU-A-CB-O | MHPC-H-018BSB | Mini-Splits | MWAL-H-018BBB |  |  |  | 12.7 | 23.5 | 10.8 | TRUE | TRUE |  | 18000 | 13600 | 2.73 | 14900 | 2.43
216497917 | 09/16/2024 | Live | Midea Electric Trading | AC PRO | Singlezone Non-Ducted, Wall Placement | 216497917 |  | HRCU-A-CB-O | MHPC-H-012BSB | Mini-Splits | MWAL-H-012BBB |  |  |  | 13 | 25.5 | 10.6 | TRUE | TRUE |  | 12000 | 9300 | 2.84 | 9600 | 2.38
216497919 | 09/16/2024 | Live | Midea Electric Trading | AC PRO | Singlezone Non-Ducted, Wall Placement | 216497919 |  | HRCU-A-CB-O | MHPC-H-024BSB | Mini-Splits | MWAL-H-024BBB |  |  |  | 14 | 23 | 11.7 | TRUE | TRUE |  | 24000 | 18800 | 2.65 | 19300 | 2.33
216497920 | 09/16/2024 | Live | Midea Electric Trading | AC PRO | Singlezone Non-Ducted, Wall Placement | 216497920 |  | HRCU-A-CB-O | MHPC-H-030BSB | Mini-Splits | MWAL-H-030BBB |  |  |  | 12 | 20.5 | 9.5 | TRUE | FALSE |  | 30000 | 20400 | 2.52 | 21000 | 2.08
216497921 | 09/16/2024 | Live | Midea Electric Trading | AC PRO | Singlezone Non-Ducted, Wall Placement | 216497921 |  | HRCU-A-CB-O | MHPC-H-036BSB | Mini-Splits | MWAL-H-036BBB |  |  |  | 8.6 | 19 | 8.5 | FALSE | FALSE |  | 36000 | 24200 | 2.28 | 25600 | 2.27
216497922 | 09/16/2024 | Live | Midea Electric Trading | AC PRO | Singlezone Non-Ducted, Ceiling Placement | 216497922 |  | HRCU-A-CB-O | MHPC-H-009BSB | Mini-Splits | M4CS-H-009BBB |  |  |  | 14.3 | 21.6 | 11.3 | TRUE | TRUE |  | 9000 | 8500 | 2.8 | 9300 | 2.55
216497923 | 09/16/2024 | Live | Midea Electric Trading | AC PRO | Singlezone Non-Ducted, Ceiling Placement | 216497923 |  | HRCU-A-CB-O | MHPC-H-012BSB | Mini-Splits | M4CS-H-012BBB |  |  |  | 12.5 | 21.1 | 10.4 | TRUE | TRUE |  | 12000 | 8500 | 2.8 | 9300 | 2.55
216497924 | 09/16/2024 | Live | Midea Electric Trading | AC PRO | Singlezone Non-Ducted, Ceiling Placement | 216497924 |  | HRCU-A-CB-O | MHPC-H-018BSB | Mini-Splits | M4CS-H-018BBB |  |  |  | 12.5 | 20.7 | 11.4 | TRUE | TRUE |  | 16800 | 13900 | 2.66 | 14800 | 2.36
216497926 | 09/16/2024 | Live | Midea Electric Trading | AC PRO | Singlezone Non-Ducted, Wall Placement | 216497926 |  | HRCU-A-CB-O | MHPC-H-036BSB | Mini-Splits | M4CS-H-036BSB |  |  |  | 9.6 | 20 | 10.3 | FALSE | TRUE |  | 36000 | 26800 | 2.68 | 28100 | 2.22
216497928 | 09/16/2024 | Live | Midea Electric Trading | AC PRO | Singlezone Non-Ducted, Ceiling Placement | 216497928 |  | HRCU-A-CB-O | MHPC-H-009BSB | Mini-Splits | M1CS-H-009BBB |  |  |  | 14.4 | 22.1 | 11.8 | TRUE | TRUE |  | 9000 | 7900 | 2.69 | 9900 | 2.59
216497929 | 09/16/2024 | Live | Midea Electric Trading | AC PRO | Singlezone Non-Ducted, Ceiling Placement | 216497929 |  | HRCU-A-CB-O | MHPC-H-012BSB | Mini-Splits | M1CS-H-012BBB |  |  |  | 12.3 | 22.1 | 10 | TRUE | TRUE |  | 12000 | 8600 | 2.77 | 10000 | 2.59
216497930 | 09/16/2024 | Live | Midea Electric Trading | AC PRO | Singlezone Non-Ducted, Ceiling Placement | 216497930 |  | HRCU-A-CB-O | MHPC-H-018BSB | Mini-Splits | M1CS-H-018BBB |  |  |  | 12.5 | 22.2 | 12.2 | TRUE | TRUE |  | 18000 | 14000 | 2.77 | 15200 | 2.47
216497933 | 09/16/2024 | Live | Midea Electric Trading | AC PRO | Singlezone Ducted, Compact Ducted | 216497933 |  | HRCU-A-CB | MHPC-H-018BSB | Mini-Splits | MDUC-H-018BBB |  |  |  | 13.3 | 20 | 11.3 | TRUE | TRUE |  | 17500 | 14900 | 2.89 | 15900 | 2.65
216497934 | 09/16/2024 | Live | Midea Electric Trading | AC PRO | Singlezone Ducted, Compact Ducted | 216497934 |  | HRCU-A-CB | MHPC-H-024BSB | Mini-Splits | MDUC-H-024BBB |  |  |  | 12.5 | 19 | 11 | TRUE | TRUE |  | 24000 | 21200 | 2.6 | 21600 | 2.56
216497935 | 09/16/2024 | Live | Midea Electric Trading | AC PRO | Singlezone Ducted, Compact Ducted | 216497935 |  | HRCU-A-CB | MHPC-H-036BSB | Mini-Splits | MDUC-H-036BSB |  |  |  | 10.1 | 18.7 | 10.2 | FALSE | FALSE |  | 36000 | 27400 | 2.73 | 31000 | 2.39
216497937 | 09/16/2024 | Live | Midea Electric Trading | AC PRO | Singlezone Ducted, Compact Ducted | 216497937 |  | HRCU-A-CB | MHPC-H-060BSB | Mini-Splits | MDUC-H-060BSB |  |  |  | 10 | 17 | 9.7 | FALSE | FALSE |  | 58000 | 40000 | 2.66 | 41500 | 2.45
216497938 | 09/16/2024 | Live | Midea Electric Trading | AC PRO | Singlezone Non-Ducted, Wall Placement | 216497938 |  | HRCU-A-CB-O | MHPC-H-009BSB | Mini-Splits | MCON-H-009BBB |  |  |  | 16.2 | 26 | 13.9 | TRUE | TRUE |  | 9000 | 9000 | 2.9 | 9600 | 2.49
216497940 | 09/16/2024 | Live | Midea Electric Trading | AC PRO | Singlezone Non-Ducted, Wall Placement | 216497940 |  | HRCU-A-CB-O | MHPC-H-018BSB | Mini-Splits | MCON-H-016BBB |  |  |  | 12.5 | 23.8 | 13.5 | TRUE | TRUE |  | 16000 | 14100 | 2.75 | 14600 | 2.58
216497945 | 09/16/2024 | Live | Midea Electric Trading | AC PRO | Multizone All Ducted | 216497945 |  | HMSV-A-CB | MHPC-H-027BMB | Ducted Indoor Units |  |  |  |  | 12 | 21 | 9 | TRUE | TRUE |  | 26600 | 18400 | 2.5 | 18600 | 2.3
216497950 | 09/16/2024 | Live | Midea Electric Trading | AC PRO | Multizone All Non-Ducted | 216497950 |  | HMSR-A-CB-O | MHPC-H-048BMB | Non-Ducted Indoor Units |  |  |  |  | 12.5 | 24 | 10.3 | TRUE | TRUE |  | 47000 | 38000 | 2.5 | 38500 | 2
216497951 | 09/16/2024 | Live | Midea Electric Trading | AC PRO | Multizone All Ducted | 216497951 |  | HMSV-A-CB | MHPC-H-048BMB | Ducted Indoor Units |  |  |  |  | 12 | 20.4 | 10.6 | TRUE | TRUE |  | 45000 | 37000 | 2.5 | 41000 | 2.4
216497952 | 09/16/2024 | Live | Midea Electric Trading | AC PRO | Multizone Mix of Ducted and Non-Ducted | 216497952 |  | HMSV-A-CB | MHPC-H-048BMB | Mixed Ducted and Non-Ducted Indoor Units |  |  |  |  | 12.25 | 22.2 | 10.45 | TRUE | TRUE |  | 46000 | 37400 | 2.5 | 39750 | 2.19
216497953 | 09/16/2024 | Live | Midea Electric Trading | AC PRO | Multizone All Non-Ducted | 216497953 |  | HMSR-A-CB-O | MHPC-H-060BMB | Non-Ducted Indoor Units |  |  |  |  | 10 | 22 | 9.5 | FALSE | FALSE |  | 60000 | 39000 | 2.8 | 42000 | 2.4
216497954 | 09/16/2024 | Live | Midea Electric Trading | AC PRO | Multizone All Ducted | 216497954 |  | HMSV-A-CB | MHPC-H-060BMB | Ducted Indoor Units |  |  |  |  | 10 | 18 | 9.2 | FALSE | FALSE |  | 60000 | 39000 | 2.6 | 41000 | 2.3
216497955 | 09/16/2024 | Live | Midea Electric Trading | AC PRO | Multizone Mix of Ducted and Non-Ducted | 216497955 |  | HMSV-A-CB | MHPC-H-060BMB | Mixed Ducted and Non-Ducted Indoor Units |  |  |  |  | 10 | 20 | 9.35 | FALSE | FALSE |  | 60000 | 39000 | 2.7 | 41500 | 2.35
216505487 | 09/16/2024 | Live | Midea Electric Trading | KADEN | Singlezone Non-Ducted, Wall Placement | 216505487 |  | HRCU-A-CB-O | KOB-HH-PSX36HP-2AAMA | Mini-Splits | KIB-PSX36WM-2AAMA |  |  |  | 12 | 19.5 | 10.5 | FALSE | FALSE |  | 33000 | 30000 | 2.69 | 30200 | 2.02
216505503 | 09/16/2024 | Live | Midea Electric Trading | MOOVAIR | Singlezone Non-Ducted, Wall Placement | 216505503 |  | HRCU-A-CB-O | MSHEA15C2AN1 | Mini-Splits | MWHEA15C2AN1* |  |  |  | 11.7 | 23.5 | 9.9 | TRUE | TRUE |  | 15000 | 10100 | 2.64 | 12500 | 2.12
216505506 | 09/16/2024 | Live | Midea Electric Trading | MOOVAIR | Singlezone Non-Ducted, Ceiling Placement | 216505506 |  | HRCU-A-CB-O | MSHMA12C2AN1 | Mini-Splits | GOHRA12C2AS1 |  |  |  | 13 | 23 | 10 | TRUE | TRUE |  | 12000 | 9600 | 2.65 | 11900 | 1.95
216505505 | 09/16/2024 | Live | Midea Electric Trading | MOOVAIR | Singlezone Non-Ducted, Ceiling Placement | 216505505 |  | HRCU-A-CB-O | MSHEA12C2AN1 | Mini-Splits | GOHRA12C2AS1 |  |  |  | 12.3 | 22.1 | 10 | TRUE | TRUE |  | 12000 | 8600 | 2.77 | 10000 | 2.59
216505507 | 09/16/2024 | Live | Midea Electric Trading | ELIOS | Singlezone Non-Ducted, Ceiling Placement | 216505507 |  | HRCU-A-CB-O | ESHEA12C2AN1 | Mini-Splits | GOHRA12C2AS1 |  |  |  | 12.3 | 22.1 | 10 | TRUE | TRUE |  | 12000 | 8600 | 2.77 | 10000 | 2.59
216082174 | 09/16/2024 | Live | Midea Electric Trading | STELPRO | Singlezone Ducted, Centrally Ducted | 216082174 |  | HRCU-A-CB | SDB1-H30A-O |  | SAHB1-H30A-I |  |  |  | 11.7 | 16.8 | 10 | TRUE | TRUE |  | 30000 | 23800 | 2.76 | 37800 | 2.39
216082179 | 09/16/2024 | Live | Midea Electric Trading | STELPRO | Singlezone Ducted, Centrally Ducted | 216082179 |  | HRCU-A-CB | SDB1-H60A-O |  | SAHB1-H60A-I |  |  |  | 10 | 16 | 9 | FALSE | TRUE |  | 54000 | 45000 | 2.4 | 50400 | 2.3
216082177 | 09/16/2024 | Live | Midea Electric Trading | STELPRO | Singlezone Ducted, Centrally Ducted | 216082177 |  | HRCU-A-CB | SDB1-H48A-O |  | SAHB1-H48A-I |  |  |  | 10.5 | 16.5 | 9.5 | FALSE | TRUE |  | 48000 | 37000 | 2.7 | 38300 | 2.02
216097079 | 09/16/2024 | Live | Midea Electric Trading | COMFORT-AIRE | Singlezone Ducted, Centrally Ducted | 216097079 |  | HRCU-A-CB | A-VXP60TA-1 |  | B-VXP60TA-1 |  |  |  | 10 | 16 | 9 | FALSE | TRUE |  | 54000 | 45000 | 2.4 | 50400 | 2.3
216097078 | 09/16/2024 | Live | Midea Electric Trading | COMFORT-AIRE | Singlezone Ducted, Centrally Ducted | 216097078 |  | HRCU-A-CB | A-VXP48TA-1 |  | B-VXP48TA-1 |  |  |  | 10.5 | 16.5 | 9.5 | FALSE | TRUE |  | 48000 | 37000 | 2.7 | 38300 | 2.02
216097076 | 09/16/2024 | Live | Midea Electric Trading | COMFORT-AIRE | Singlezone Ducted, Centrally Ducted | 216097076 |  | HRCU-A-CB | A-VXP30TA-1 |  | B-VXP30TA-1 |  |  |  | 11.7 | 16.8 | 10 | TRUE | TRUE |  | 30000 | 23800 | 2.76 | 37800 | 2.39
216097080 | 09/16/2024 | Live | Midea Electric Trading | COMFORT-AIRE | Singlezone Ducted, Centrally Ducted | 216097080 |  | HRCU-A-CB | A-VHP18SA-1 |  | B-VHP18AA-1 |  |  |  | 12 | 18 | 10 | TRUE | TRUE |  | 18000 | 14000 | 2.6 | 19800 | 2.38
216097082 | 09/16/2024 | Live | Midea Electric Trading | COMFORT-AIRE | Singlezone Ducted, Centrally Ducted | 216097082 |  | HRCU-A-CB | A-VHP33SA-1 |  | B-VHP30AA-1 |  |  |  | 11.7 | 16.5 | 10 | TRUE | TRUE |  | 33000 | 27400 | 2.58 | 33400 | 2.62
216097081 | 09/16/2024 | Live | Midea Electric Trading | COMFORT-AIRE | Singlezone Ducted, Centrally Ducted | 216097081 |  | HRCU-A-CB | A-VHP24SA-1 |  | B-VHP24AA-1 |  |  |  | 12 | 18.7 | 10 | TRUE | TRUE |  | 23000 | 16900 | 2.4 | 24000 | 2.39
216097090 | 09/16/2024 | Live | Midea Electric Trading | KERR | Singlezone Ducted, Centrally Ducted | 216097090 |  | HRCU-A-CB | A-KHP24SA-1 |  | B-KHP24AA-1 |  |  |  | 12 | 18.7 | 10 | TRUE | TRUE |  | 23000 | 16900 | 2.4 | 24000 | 2.39
216097089 | 09/16/2024 | Live | Midea Electric Trading | KERR | Singlezone Ducted, Centrally Ducted | 216097089 |  | HRCU-A-CB | A-KHP18SA-1 |  | B-KHP18AA-1 |  |  |  | 12 | 18 | 10 | TRUE | TRUE |  | 18000 | 14000 | 2.6 | 19800 | 2.38
216097091 | 09/16/2024 | Live | Midea Electric Trading | KERR | Singlezone Ducted, Centrally Ducted | 216097091 |  | HRCU-A-CB | A-KHP33SA-1 |  | B-KHP30AA-1 |  |  |  | 11.7 | 16.5 | 10 | TRUE | TRUE |  | 33000 | 27400 | 2.58 | 33400 | 2.62
216372806 | 09/16/2024 | Live | Midea Electric Trading | MIRAGE | Singlezone Ducted, Centrally Ducted | 216372806 |  | HRCU-A-CB | OVADH361B |  | IVADH361B |  |  |  | 10 | 16.1 | 8.7 | FALSE | FALSE |  | 36000 | 25600 | 2.6 | 26200 | 2.19
216372812 | 09/16/2024 | Live | Midea Electric Trading | EMI | Singlezone Ducted, Centrally Ducted | 216372812 |  | HRCU-A-CB | MHSD160DACFC |  | MHAH160DACFC | 9 | 16.4 | 10.5 | 8.8 | 15.3 | 9.4 | FALSE | TRUE |  | 55000 | 42000 | 2.6 | 52500 | 2.3
216372811 | 09/16/2024 | Live | Midea Electric Trading | EMI | Singlezone Ducted, Centrally Ducted | 216372811 |  | HRCU-A-CB | MHSD148DACFC |  | MHAH148DACFC | 8.5 | 16 | 10 | 8.2 | 15.6 | 9.4 | FALSE | TRUE |  | 47000 | 36000 | 2.36 | 48000 | 2.05
216497959 | 09/16/2024 | Live | Midea Electric Trading | AC PRO | Singlezone Ducted, Centrally Ducted | 216497959 |  | HRCU-A-CB | SPHP-Y-V036BB |  | AIRH-Y-V03612CB |  |  |  | 10 | 16.1 | 8.7 | FALSE | TRUE |  | 36000 | 25600 | 2.6 | 26200 | 2.19
216497962 | 09/16/2024 | Live | Midea Electric Trading | AC PRO | Singlezone Ducted, Centrally Ducted | 216497962 |  | HRCU-A-CB | SPHP-Z-V018BB |  | AIRH-Z-V018V06C |  |  |  | 12.5 | 19 | 10.1 | TRUE | TRUE |  | 18000 | 14700 | 2.66 | 19000 | 2.37
216497964 | 09/16/2024 | Live | Midea Electric Trading | AC PRO | Singlezone Ducted, Centrally Ducted | 216497964 |  | HRCU-A-CB | SPHP-Z-V030BB |  | AIRH-Z-V030V10C |  |  |  | 12 | 17.2 | 10.8 | TRUE | TRUE |  | 30000 | 24000 | 2.69 | 24600 | 1.94
216497963 | 09/16/2024 | Live | Midea Electric Trading | AC PRO | Singlezone Ducted, Centrally Ducted | 216497963 |  | HRCU-A-CB | SPHP-Z-V024BB |  | AIRH-Z-V024V08C |  |  |  | 12 | 18.6 | 10 | TRUE | TRUE |  | 24000 | 19000 | 2.64 | 20200 | 2.24
216497967 | 09/16/2024 | Live | Midea Electric Trading | AC PRO | Singlezone Ducted, Centrally Ducted | 216497967 |  | HRCU-A-CB | SPHP-Z-V060BB |  | AIRH-Z-V060V18C |  |  |  | 12 | 17.5 | 9.5 | TRUE | TRUE |  | 54000 | 35000 | 2.5 | 54000 | 2.29
216497966 | 09/16/2024 | Live | Midea Electric Trading | AC PRO | Singlezone Ducted, Centrally Ducted | 216497966 |  | HRCU-A-CB | SPHP-Z-V048BB |  | AIRH-Z-V048V16C |  |  |  | 12 | 17.5 | 9.5 | TRUE | TRUE |  | 48000 | 34000 | 2.56 | 48000 | 2.13
216497965 | 09/16/2024 | Live | Midea Electric Trading | AC PRO | Singlezone Ducted, Centrally Ducted | 216497965 |  | HRCU-A-CB | SPHP-Z-V036BB |  | AIRH-Z-V036V12C |  |  |  | 12 | 17.7 | 10 | TRUE | TRUE |  | 36000 | 24600 | 2.68 | 33000 | 2.26
216497968 | 09/16/2024 | Live | Midea Electric Trading | AC PRO | Singlezone Ducted, Centrally Ducted | 216497968 |  | HRCU-A-CB | MHPC-H-018BSB |  | MMUL-H-018BMB |  |  |  | 12.1 | 18.5 | 9.8 | TRUE | TRUE |  | 18000 | 13200 | 2.6 | 14800 | 2.48
216497969 | 09/16/2024 | Live | Midea Electric Trading | AC PRO | Singlezone Ducted, Centrally Ducted | 216497969 |  | HRCU-A-CB | MHPC-H-024BSB |  | MMUL-H-024BMB |  |  |  | 11.7 | 19.7 | 9 | TRUE | TRUE |  | 24000 | 17600 | 2.4 | 23200 | 2.55
216497971 | 09/16/2024 | Live | Midea Electric Trading | AC PRO | Singlezone Ducted, Centrally Ducted | 216497971 |  | HRCU-A-CB | MHPC-H-036BSB |  | MMUL-H-036BMB |  |  |  | 8.5 | 16 | 7.7 | FALSE | FALSE |  | 36000 | 17900 | 2.04 | 22400 | 2.04
216505876 | 09/16/2024 | Live | Midea Electric Trading | PANASONIC | Singlezone Ducted, Centrally Ducted | 216505876 |  | HRCU-A-CB | CU-M36BAHU |  | CS-HM36BAHU |  |  |  | 10 | 16.1 | 8.7 | FALSE | TRUE |  | 36000 | 25600 | 2.6 | 26200 | 2.19
216505883 | 09/16/2024 | Live | Midea Electric Trading | PANASONIC | Singlezone Ducted, Centrally Ducted | 216505883 |  | HRCU-A-CB | CU-HM48BAHU |  | CS-HM48BAHU |  |  |  | 10.5 | 16.5 | 9.5 | FALSE | TRUE |  | 48000 | 37000 | 2.7 | 38300 | 2.02
216505881 | 09/16/2024 | Live | Midea Electric Trading | PANASONIC | Singlezone Ducted, Centrally Ducted | 216505881 |  | HRCU-A-CB | CU-HM30BAHU |  | CS-HM30BAHU |  |  |  | 11.7 | 16.8 | 10 | TRUE | TRUE |  | 30000 | 23800 | 2.76 | 37800 | 2.39
216505884 | 09/16/2024 | Live | Midea Electric Trading | PANASONIC | Singlezone Ducted, Centrally Ducted | 216505884 |  | HRCU-A-CB | CU-HM55BAHU |  | CS-HM60BAHU |  |  |  | 10 | 16 | 9 | FALSE | TRUE |  | 54000 | 45000 | 2.4 | 50400 | 2.3
215864321 | 09/16/2024 | Live | Midea Electric Trading | MAINLINE | Singlezone Non-Ducted, Wall Placement | 215864321 |  | HRCU-A-CB-O | ML09HP230WIN-O | Mini-Splits | ML09HP230WIN-I |  |  |  | 10.9 | 19 | 9.7 | FALSE | FALSE |  | 9000 | 8000 | 2.58 | 8300 | 2.41
215864320 | 09/16/2024 | Live | Midea Electric Trading | MAINLINE | Singlezone Non-Ducted, Wall Placement | 215864320 |  | HRCU-A-CB-O | ML12HP115WIN-O | Mini-Splits | ML12HP115WIN-I |  |  |  | 8.8 | 19 | 9.2 | FALSE | FALSE |  | 12000 | 7700 | 2.59 | 7900 | 2.41
215864322 | 09/16/2024 | Live | Midea Electric Trading | MAINLINE | Singlezone Non-Ducted, Wall Placement | 215864322 |  | HRCU-A-CB-O | ML12HP230WIN-O | Mini-Splits | ML12HP230WIN-I |  |  |  | 8.8 | 18 | 8.8 | FALSE | FALSE |  | 12000 | 8000 | 2.58 | 8300 | 2.41
215864324 | 09/16/2024 | Live | Midea Electric Trading | MAINLINE | Singlezone Non-Ducted, Wall Placement | 215864324 |  | HRCU-A-CB-O | ML24HP230WIN-O | Mini-Splits | ML24HP230WIN-I |  |  |  | 9 | 17 | 8.5 | FALSE | FALSE |  | 24000 | 17100 | 2.29 | 18400 | 2.17
215864323 | 09/16/2024 | Live | Midea Electric Trading | MAINLINE | Singlezone Non-Ducted, Wall Placement | 215864323 |  | HRCU-A-CB-O | ML18HP230WIN-O | Mini-Splits | ML18HP230WIN-I |  |  |  | 9.9 | 18.3 | 8.7 | FALSE | FALSE |  | 17000 | 11200 | 2.41 | 11200 | 2.2
215864328 | 09/16/2024 | Live | Midea Electric Trading | MAINLINE | Singlezone Non-Ducted, Wall Placement | 215864328 |  | HRCU-A-CB-O | ML12HP230GEN-O | Mini-Splits | ML12HP230GEN-I |  |  |  | 10.8 | 21.3 | 9.1 | FALSE | FALSE |  | 12000 | 8700 | 2.41 | 9200 | 2.16
215864327 | 09/16/2024 | Live | Midea Electric Trading | MAINLINE | Singlezone Non-Ducted, Wall Placement | 215864327 |  | HRCU-A-CB-O | ML09HP230GEN-O | Mini-Splits | ML09HP230GEN-I |  |  |  | 12.6 | 21.2 | 9.1 | FALSE | FALSE |  | 9000 | 6800 | 2.46 | 8300 | 2.23
215864326 | 09/16/2024 | Live | Midea Electric Trading | MAINLINE | Singlezone Non-Ducted, Wall Placement | 215864326 |  | HRCU-A-CB-O | ML12HP115GEN-O | Mini-Splits | ML12HP115GEN-I |  |  |  | 10.1 | 21.2 | 8.7 | FALSE | FALSE |  | 12000 | 7300 | 2.23 | 8000 | 2.19
215864325 | 09/16/2024 | Live | Midea Electric Trading | MAINLINE | Singlezone Non-Ducted, Wall Placement | 215864325 |  | HRCU-A-CB-O | ML09HP115GEN-O | Mini-Splits | ML09HP115GEN-I |  |  |  | 12.5 | 21.5 | 9 | FALSE | FALSE |  | 9000 | 6500 | 2.3 | 8000 | 2.13
215864331 | 09/16/2024 | Live | Midea Electric Trading | MAINLINE | Singlezone Non-Ducted, Wall Placement | 215864331 |  | HRCU-A-CB-O | ML30HP230GEN-O | Mini-Splits | ML30HP230GEN-I |  |  |  | 11 | 20 | 9.2 | FALSE | FALSE |  | 30000 | 19000 | 2.26 | 19800 | 1.99
215864330 | 09/16/2024 | Live | Midea Electric Trading | MAINLINE | Singlezone Non-Ducted, Wall Placement | 215864330 |  | HRCU-A-CB-O | ML24HP230GEN-O | Mini-Splits | ML24HP230GEN-I |  |  |  | 10 | 18.7 | 9.3 | FALSE | FALSE |  | 24000 | 16900 | 2.53 | 18700 | 2.18
215864329 | 09/16/2024 | Live | Midea Electric Trading | MAINLINE | Singlezone Non-Ducted, Wall Placement | 215864329 |  | HRCU-A-CB-O | ML18HP230GEN-O | Mini-Splits | ML18HP230GEN-I |  |  |  | 10.8 | 19.2 | 9.6 | FALSE | FALSE |  | 18000 | 12300 | 2.63 | 14800 | 2.58
215864332 | 09/16/2024 | Live | Midea Electric Trading | MAINLINE | Singlezone Non-Ducted, Wall Placement | 215864332 |  | HRCU-A-CB-O | ML36HP230GEN-O | Mini-Splits | ML36HP230GEN-I |  |  |  | 9 | 18 | 8.5 | FALSE | FALSE |  | 36000 | 24600 | 2.25 | 25000 | 2.14
215864333 | 09/16/2024 | Live | Midea Electric Trading | MAINLINE | Singlezone Non-Ducted, Wall Placement | 215864333 |  | HRCU-A-CB-O | ML12HP115NEX-O | Mini-Splits | ML12HP115NEX-I |  |  |  | 12.5 | 23.2 | 10.4 | FALSE | FALSE |  | 12000 | 8800 | 2.77 | 8800 | 2.77
215864334 | 09/16/2024 | Live | Midea Electric Trading | MAINLINE | Singlezone Non-Ducted, Wall Placement | 215864334 |  | HRCU-A-CB-O | ML09HP230NEX-O | Mini-Splits | ML09HP230NEX-I |  |  |  | 14.7 | 24.6 | 13 | FALSE | FALSE |  | 9000 | 8600 | 2.8 | 10200 | 2.47
215864338 | 09/16/2024 | Live | Midea Electric Trading | MAINLINE | Singlezone Non-Ducted, Wall Placement | 215864338 |  | HRCU-A-CB-O | ML06HP230NEXH-O | Mini-Splits | ML06HP230NEX-I |  |  |  | 16 | 25.3 | 14.6 | FALSE | FALSE |  | 6000 | 7600 | 2.5 | 8700 | 2.04
215864342 | 09/16/2024 | Live | Midea Electric Trading | MAINLINE | Singlezone Non-Ducted, Wall Placement | 215864342 |  | HRCU-A-CB-O | ML24HP230NEXH-O | Mini-Splits | ML24HP230NEX-I |  |  |  | 12.5 | 22.3 | 13.3 | FALSE | FALSE |  | 23000 | 21600 | 2.61 | 23400 | 2.33
215864343 | 09/16/2024 | Live | Midea Electric Trading | MAINLINE | Singlezone Non-Ducted, Wall Placement | 215864343 |  | HRCU-A-CB-O | ML33HP230NEXH-O | Mini-Splits | ML33HP230NEX-I |  |  |  | 11.7 | 20 | 10.5 | FALSE | FALSE |  | 33000 | 29600 | 2.61 | 30200 | 2
215864344 | 09/16/2024 | Live | Midea Electric Trading | MAINLINE | Singlezone Non-Ducted, Wall Placement | 215864344 |  | HRCU-A-CB-O | ML06HP230CALH-O | Mini-Splits | ML06HP230CALH-I |  |  |  | 17.4 | 35 | 30 | FALSE | FALSE |  | 6000 | 11000 | 2.41 | 14600 | 2.26
215864347 | 09/16/2024 | Live | Midea Electric Trading | MAINLINE | Singlezone Non-Ducted, Wall Placement | 215864347 |  | HRCU-A-CB-O | ML18HP230CALH-O | Mini-Splits | ML18HP230CALH-I |  |  |  | 15 | 25.6 | 16.2 | FALSE | FALSE |  | 18000 | 19300 | 3.01 | 23200 | 2.35
215864346 | 09/16/2024 | Live | Midea Electric Trading | MAINLINE | Singlezone Non-Ducted, Wall Placement | 215864346 |  | HRCU-A-CB-O | ML12HP230CALH-O | Mini-Splits | ML12HP230CALH-I |  |  |  | 14.2 | 29.4 | 14.5 | FALSE | FALSE |  | 12000 | 11000 | 2.41 | 14600 | 2.26
215864345 | 09/16/2024 | Live | Midea Electric Trading | MAINLINE | Singlezone Non-Ducted, Wall Placement | 215864345 |  | HRCU-A-CB-O | ML09HP230CALH-O | Mini-Splits | ML09HP230CALH-I |  |  |  | 17 | 33.3 | 22 | FALSE | FALSE |  | 9000 | 11000 | 2.41 | 14600 | 2.26
215864349 | 09/16/2024 | Live | Midea Electric Trading | MAINLINE | Singlezone Non-Ducted, Wall Placement | 215864349 |  | HRCU-A-CB-O | ML33HP230CALH-O | Mini-Splits | ML33HP230CALH-I |  |  |  | 12 | 19.5 | 10.5 | FALSE | FALSE |  | 33000 | 30000 | 2.69 | 30200 | 2.02
215864348 | 09/16/2024 | Live | Midea Electric Trading | MAINLINE | Singlezone Non-Ducted, Wall Placement | 215864348 |  | HRCU-A-CB-O | ML24HP230CALH-O | Mini-Splits | ML24HP230CALH-I |  |  |  | 13 | 21 | 13.5 | FALSE | FALSE |  | 24000 | 21000 | 2.88 | 23200 | 2.35
215864352 | 09/16/2024 | Live | Midea Electric Trading | MAINLINE | Singlezone Non-Ducted, Ceiling Placement | 215864352 |  | HRCU-A-CB-O | ML18HP230NEX-O | Mini-Splits | ML18HP230STDCAS-I |  |  |  | 12.5 | 20.7 | 11.4 | FALSE | FALSE |  | 16800 | 13900 | 2.66 | 14800 | 2.36
215864351 | 09/16/2024 | Live | Midea Electric Trading | MAINLINE | Singlezone Non-Ducted, Ceiling Placement | 215864351 |  | HRCU-A-CB-O | ML12HP230NEX-O | Mini-Splits | ML12HP230STDCAS-I |  |  |  | 12.5 | 21.1 | 10.4 | FALSE | FALSE |  | 12000 | 8500 | 2.8 | 9300 | 2.55
215864350 | 09/16/2024 | Live | Midea Electric Trading | MAINLINE | Singlezone Non-Ducted, Ceiling Placement | 215864350 |  | HRCU-A-CB-O | ML09HP230NEX-O | Mini-Splits | ML09HP230STDCAS-I |  |  |  | 14.3 | 21.6 | 11.3 | FALSE | FALSE |  | 9000 | 8500 | 2.8 | 9300 | 2.55
215864354 | 09/16/2024 | Live | Midea Electric Trading | MAINLINE | Singlezone Ducted, Compact Ducted | 215864354 |  | HRCU-A-CB | ML09HP230NEX-O | Mini-Splits | ML09HP230LSDUC-I |  |  |  | 12.8 | 19.5 | 11 | FALSE | FALSE |  | 9000 | 8900 | 2.61 | 9600 | 2.45
215864356 | 09/16/2024 | Live | Midea Electric Trading | MAINLINE | Singlezone Ducted, Compact Ducted | 215864356 |  | HRCU-A-CB | ML18HP230NEX-O | Mini-Splits | ML18HP230LSDUC-I |  |  |  | 12.5 | 20 | 10.5 | FALSE | FALSE |  | 17000 | 14000 | 2.6 | 14100 | 2.4
215864355 | 09/16/2024 | Live | Midea Electric Trading | MAINLINE | Singlezone Ducted, Compact Ducted | 215864355 |  | HRCU-A-CB | ML12HP230NEX-O | Mini-Splits | ML12HP230LSDUC-I |  |  |  | 11.7 | 19 | 10.2 | FALSE | FALSE |  | 11500 | 9500 | 2.58 | 10300 | 2.58
215864360 | 09/16/2024 | Live | Midea Electric Trading | MAINLINE | Singlezone Ducted, Compact Ducted | 215864360 |  | HRCU-A-CB | ML24HP230NEX-O | Mini-Splits | ML24HP230HSDUC-I |  |  |  | 12.5 | 19 | 11 | FALSE | FALSE |  | 24000 | 21200 | 2.6 | 21600 | 2.56
215864359 | 09/16/2024 | Live | Midea Electric Trading | MAINLINE | Singlezone Ducted, Compact Ducted | 215864359 |  | HRCU-A-CB | ML18HP230NEX-O | Mini-Splits | ML18HP230HSDUC-I |  |  |  | 13.3 | 20 | 11.3 | FALSE | FALSE |  | 17500 | 14900 | 2.89 | 15900 | 2.65
215864362 | 09/16/2024 | Live | Midea Electric Trading | MAINLINE | Singlezone Non-Ducted, Wall Placement | 215864362 |  | HRCU-A-CB-O | ML12HP230NEX-O | Mini-Splits | ML12HP230CON-I |  |  |  | 12.7 | 24.6 | 11 | FALSE | FALSE |  | 12000 | 9000 | 2.87 | 9600 | 2.49
215864361 | 09/16/2024 | Live | Midea Electric Trading | MAINLINE | Singlezone Non-Ducted, Wall Placement | 215864361 |  | HRCU-A-CB-O | ML09HP230NEX-O | Mini-Splits | ML09HP230CON-I |  |  |  | 16.2 | 26 | 13.9 | FALSE | FALSE |  | 9000 | 9000 | 2.9 | 9600 | 2.49
215864364 | 09/16/2024 | Live | Midea Electric Trading | MAINLINE | Singlezone Non-Ducted, Floor Placement | 215864364 |  | HRCU-A-CB-O | ML18HP230NEX-O | Mini-Splits | ML18HP230FLO-I |  |  |  | 12.5 | 22.3 | 10.4 | FALSE | FALSE |  | 18000 | 13700 | 2.51 | 15100 | 2.38
215864363 | 09/16/2024 | Live | Midea Electric Trading | MAINLINE | Singlezone Non-Ducted, Wall Placement | 215864363 |  | HRCU-A-CB-O | ML18HP230NEX-O | Mini-Splits | ML16HP230CON-I |  |  |  | 12.5 | 23.8 | 13.5 | FALSE | FALSE |  | 16000 | 14100 | 2.75 | 14600 | 2.58
215864365 | 09/16/2024 | Live | Midea Electric Trading | MAINLINE | Singlezone Non-Ducted, Floor Placement | 215864365 |  | HRCU-A-CB-O | ML24HP230NEX-O | Mini-Splits | ML24HP230FLO-I |  |  |  | 12.2 | 21.1 | 11.1 | FALSE | FALSE |  | 24000 | 20000 | 2.56 | 20000 | 2.31
215864367 | 09/16/2024 | Live | Midea Electric Trading | MAINLINE | Singlezone Non-Ducted, Ceiling Placement | 215864367 |  | HRCU-A-CB-O | ML12HP230NEX-O | Mini-Splits | ML12HP2301WYCAS-I |  |  |  | 12.3 | 22.1 | 10 | FALSE | FALSE |  | 12000 | 8600 | 2.77 | 10000 | 2.59
215864366 | 09/16/2024 | Live | Midea Electric Trading | MAINLINE | Singlezone Non-Ducted, Ceiling Placement | 215864366 |  | HRCU-A-CB-O | ML09HP230NEX-O | Mini-Splits | ML09HP2301WYCAS-I |  |  |  | 14.4 | 22.1 | 11.8 | FALSE | FALSE |  | 9000 | 7900 | 2.69 | 9900 | 2.59
215864368 | 09/16/2024 | Live | Midea Electric Trading | MAINLINE | Singlezone Non-Ducted, Ceiling Placement | 215864368 |  | HRCU-A-CB-O | ML18HP230NEX-O | Mini-Splits | ML18HP2301WYCAS-I |  |  |  | 12.5 | 22.2 | 12.2 | FALSE | FALSE |  | 18000 | 14000 | 2.77 | 15200 | 2.47
215864369 | 09/16/2024 | Live | Midea Electric Trading | MAINLINE | Singlezone Non-Ducted, Ceiling Placement | 215864369 |  | HRCU-A-CB-O | ML09HP230NEXH-O | Mini-Splits | ML09HP230STDCAS-I |  |  |  | 14 | 22.6 | 12.1 | FALSE | FALSE |  | 9000 | 9700 | 2.63 | 12600 | 2.1
215864371 | 09/16/2024 | Live | Midea Electric Trading | MAINLINE | Singlezone Non-Ducted, Ceiling Placement | 215864371 |  | HRCU-A-CB-O | ML18HP230NEXH-O | Mini-Splits | ML18HP230STDCAS-I |  |  |  | 12.5 | 20 | 12.3 | FALSE | FALSE |  | 16000 | 14900 | 2.7 | 18000 | 2.1
215864370 | 09/16/2024 | Live | Midea Electric Trading | MAINLINE | Singlezone Non-Ducted, Ceiling Placement | 215864370 |  | HRCU-A-CB-O | ML12HP230NEXH-O | Mini-Splits | ML12HP230STDCAS-I |  |  |  | 12.5 | 22.2 | 11.6 | FALSE | FALSE |  | 12000 | 10000 | 2.74 | 12900 | 2.14
215864372 | 09/16/2024 | Live | Midea Electric Trading | MAINLINE | Singlezone Non-Ducted, Wall Placement | 215864372 |  | HRCU-A-CB-O | ML24HP230NEXH-O | Mini-Splits | ML24HP230STDCAS-I |  |  |  | 12 | 20.7 | 11.6 | FALSE | FALSE |  | 23400 | 20400 | 2.78 | 23900 | 2.48
215864375 | 09/16/2024 | Live | Midea Electric Trading | MAINLINE | Singlezone Ducted, Compact Ducted | 215864375 |  | HRCU-A-CB | ML12HP230NEXH-O | Mini-Splits | ML12HP230LSDUC-I |  |  |  | 12 | 20 | 10 | FALSE | FALSE |  | 12000 | 9600 | 2.49 | 13100 | 1.99
215864374 | 09/16/2024 | Live | Midea Electric Trading | MAINLINE | Singlezone Ducted, Compact Ducted | 215864374 |  | HRCU-A-CB | ML09HP230NEXH-O | Mini-Splits | ML09HP230LSDUC-I |  |  |  | 13.4 | 21.4 | 12.5 | FALSE | FALSE |  | 9000 | 9600 | 2.49 | 12600 | 1.99
215864373 | 09/16/2024 | Live | Midea Electric Trading | MAINLINE | Singlezone Ducted, Compact Ducted | 215864373 |  | HRCU-A-CB | ML06HP230NEXH-O | Mini-Splits | ML06HP230LSDUC-I |  |  |  | 14.4 | 21.4 | 13.8 | FALSE | FALSE |  | 6500 | 8000 | 2.69 | 9100 | 2.52
215864376 | 09/16/2024 | Live | Midea Electric Trading | MAINLINE | Singlezone Ducted, Compact Ducted | 215864376 |  | HRCU-A-CB | ML18HP230NEXH-O | Mini-Splits | ML18HP230LSDUC-I |  |  |  | 12 | 18 | 10.5 | FALSE | FALSE |  | 17000 | 15000 | 2.7 | 19000 | 2.23
215864377 | 09/16/2024 | Live | Midea Electric Trading | MAINLINE | Singlezone Ducted, Compact Ducted | 215864377 |  | HRCU-A-CB | ML09HP230NEXH-O | Mini-Splits | ML09HP230HSDUC-I |  |  |  | 14 | 20.5 | 13.8 | FALSE | FALSE |  | 9000 | 10200 | 2.45 | 12600 | 1.94
215864379 | 09/16/2024 | Live | Midea Electric Trading | MAINLINE | Singlezone Ducted, Compact Ducted | 215864379 |  | HRCU-A-CB | ML18HP230NEXH-O | Mini-Splits | ML18HP230HSDUC-I |  |  |  | 12 | 18.4 | 11.1 | FALSE | FALSE |  | 17500 | 15000 | 2.89 | 20000 | 2.5
215864378 | 09/16/2024 | Live | Midea Electric Trading | MAINLINE | Singlezone Ducted, Compact Ducted | 215864378 |  | HRCU-A-CB | ML12HP230NEXH-O | Mini-Splits | ML12HP230HSDUC-I |  |  |  | 12 | 20 | 10.6 | FALSE | FALSE |  | 12000 | 10200 | 2.6 | 14000 | 2.31
215864380 | 09/16/2024 | Live | Midea Electric Trading | MAINLINE | Singlezone Ducted, Compact Ducted | 215864380 |  | HRCU-A-CB | ML24HP230NEXH-O | Mini-Splits | ML24HP230HSDUC-I |  |  |  | 12 | 19 | 11.7 | FALSE | FALSE |  | 24000 | 21600 | 2.71 | 23600 | 2.48
215864381 | 09/16/2024 | Live | Midea Electric Trading | MAINLINE | Singlezone Non-Ducted, Wall Placement | 215864381 |  | HRCU-A-CB-O | ML09HP230NEXH-O | Mini-Splits | ML09HP230CON-I |  |  |  | 15.1 | 27.2 | 10.9 | FALSE | FALSE |  | 9000 | 9800 | 2.71 | 12200 | 2.17
215864383 | 09/16/2024 | Live | Midea Electric Trading | MAINLINE | Singlezone Non-Ducted, Wall Placement | 215864383 |  | HRCU-A-CB-O | ML18HP230NEXH-O | Mini-Splits | ML16HP230CON-I |  |  |  | 12.5 | 20 | 10.3 | FALSE | FALSE |  | 16000 | 14200 | 2.6 | 18800 | 2.13
215864385 | 09/16/2024 | Live | Midea Electric Trading | MAINLINE | Singlezone Non-Ducted, Floor Placement | 215864385 |  | HRCU-A-CB-O | ML24HP230NEXH-O | Mini-Splits | ML24HP230FLO-I |  |  |  | 12 | 20.4 | 12.1 | FALSE | FALSE |  | 22000 | 20200 | 2.74 | 23300 | 2.38
215864384 | 09/16/2024 | Live | Midea Electric Trading | MAINLINE | Singlezone Non-Ducted, Floor Placement | 215864384 |  | HRCU-A-CB-O | ML18HP230NEXH-O | Mini-Splits | ML18HP230FLO-I |  |  |  | 12.5 | 20.4 | 10.3 | FALSE | FALSE |  | 17000 | 14400 | 2.54 | 20200 | 2.24
215864386 | 09/16/2024 | Live | Midea Electric Trading | MAINLINE | Singlezone Non-Ducted, Ceiling Placement | 215864386 |  | HRCU-A-CB-O | ML06HP230NEXH-O | Mini-Splits | ML06HP2301WYCAS-I |  |  |  | 15 | 22 | 12 | FALSE | FALSE |  | 6500 | 7000 | 2.66 | 9500 | 2.53
215864387 | 09/16/2024 | Live | Midea Electric Trading | MAINLINE | Singlezone Non-Ducted, Ceiling Placement | 215864387 |  | HRCU-A-CB-O | ML09HP230NEXH-O | Mini-Splits | ML09HP2301WYCAS-I |  |  |  | 14.6 | 24 | 12.1 | FALSE | FALSE |  | 9000 | 9000 | 2.44 | 11900 | 2
215864389 | 09/16/2024 | Live | Midea Electric Trading | MAINLINE | Singlezone Non-Ducted, Ceiling Placement | 215864389 |  | HRCU-A-CB-O | ML18HP230NEXH-O | Mini-Splits | ML18HP2301WYCAS-I |  |  |  | 12.5 | 20.6 | 12.2 | FALSE | FALSE |  | 16700 | 14500 | 2.5 | 18800 | 2.05
215864388 | 09/16/2024 | Live | Midea Electric Trading | MAINLINE | Singlezone Non-Ducted, Ceiling Placement | 215864388 |  | HRCU-A-CB-O | ML12HP230NEXH-O | Mini-Splits | ML12HP2301WYCAS-I |  |  |  | 13 | 23 | 10 | FALSE | FALSE |  | 12000 | 9600 | 2.65 | 11900 | 1.95
215864390 | 09/16/2024 | Live | Midea Electric Trading | MAINLINE | Singlezone Non-Ducted, Wall Placement | 215864390 |  | HRCU-A-CB-O | ML36HP230LCM-O | Mini-Splits | ML36HP230STDCAS-I |  |  |  | 9.6 | 20 | 10.3 | FALSE | FALSE |  | 36000 | 26800 | 2.68 | 28100 | 2.22
215864392 | 09/16/2024 | Live | Midea Electric Trading | MAINLINE | Singlezone Ducted, Compact Ducted | 215864392 |  | HRCU-A-CB | ML36HP230LCM-O | Mini-Splits | ML36HP230HSDUC-I |  |  |  | 10.1 | 18.7 | 10.2 | FALSE | FALSE |  | 36000 | 27400 | 2.73 | 31000 | 2.39
215864394 | 09/16/2024 | Live | Midea Electric Trading | MAINLINE | Singlezone Ducted, Compact Ducted | 215864394 |  | HRCU-A-CB | ML60HP230LCM-O | Mini-Splits | ML60HP230HSDUC-I |  |  |  | 10 | 17 | 9.7 | FALSE | FALSE |  | 58000 | 40000 | 2.66 | 41500 | 2.45
215864395 | 09/16/2024 | Live | Midea Electric Trading | MAINLINE | Singlezone Non-Ducted, Floor Placement | 215864395 |  | HRCU-A-CB-O | ML36HP230LCM-O | Mini-Splits | ML36HP230FLO-I |  |  |  | 10.1 | 20 | 10 | FALSE | FALSE |  | 36000 | 26400 | 2.68 | 30900 | 2.36
215864397 | 09/16/2024 | Live | Midea Electric Trading | MAINLINE | Singlezone Non-Ducted, Floor Placement | 215864397 |  | HRCU-A-CB-O | ML60HP230LCM-O | Mini-Splits | ML60HP230FLO-I |  |  |  | 9.5 | 19.5 | 9.5 | FALSE | FALSE |  | 54000 | 37200 | 2.53 | 45300 | 2.22
215864396 | 09/16/2024 | Live | Midea Electric Trading | MAINLINE | Singlezone Non-Ducted, Floor Placement | 215864396 |  | HRCU-A-CB-O | ML48HP230LCM-O | Mini-Splits | ML48HP230FLO-I |  |  |  | 9.5 | 19.8 | 10.2 | FALSE | FALSE |  | 48000 | 39500 | 2.4 | 45100 | 2.13
215864398 | 09/16/2024 | Live | Midea Electric Trading | MAINLINE | Singlezone Non-Ducted, Wall Placement | 215864398 |  | HRCU-A-CB-O | ML36HP230LCMH-O | Mini-Splits | ML36HP230STDCAS-I |  |  |  | 12 | 21.2 | 10.6 | FALSE | FALSE |  | 36600 | 30600 | 2.56 | 46200 | 2.17
215864400 | 09/16/2024 | Live | Midea Electric Trading | MAINLINE | Singlezone Ducted, Compact Ducted | 215864400 |  | HRCU-A-CB | ML36HP230LCMH-O | Mini-Splits | ML36HP230HSDUC-I |  |  |  | 12 | 17.7 | 11.1 | FALSE | FALSE |  | 36000 | 31600 | 2.73 | 40000 | 2.29
215864399 | 09/16/2024 | Live | Midea Electric Trading | MAINLINE | Singlezone Non-Ducted, Wall Placement | 215864399 |  | HRCU-A-CB-O | ML48HP230LCMH-O | Mini-Splits | ML48HP230STDCAS-I |  |  |  | 10 | 18 | 11 | FALSE | FALSE |  | 48000 | 44000 | 2.44 | 48000 | 2.17
215864401 | 09/16/2024 | Live | Midea Electric Trading | MAINLINE | Singlezone Ducted, Compact Ducted | 215864401 |  | HRCU-A-CB | ML48HP230LCMH-O | Mini-Splits | ML48HP230HSDUC-I |  |  |  | 10.4 | 16.7 | 10.8 | FALSE | FALSE |  | 48000 | 45000 | 2.61 | 45500 | 2.4
215864402 | 09/16/2024 | Live | Midea Electric Trading | MAINLINE | Singlezone Ducted, Compact Ducted | 215864402 |  | HRCU-A-CB | ML60HP230LCMH-O | Mini-Splits | ML60HP230HSDUC-I |  |  |  | 10.2 | 15.8 | 10.4 | FALSE | FALSE |  | 55000 | 45000 | 2.72 | 52000 | 2.41
215864403 | 09/16/2024 | Live | Midea Electric Trading | MAINLINE | Singlezone Non-Ducted, Floor Placement | 215864403 |  | HRCU-A-CB-O | ML36HP230LCMH-O | Mini-Splits | ML36HP230FLO-I |  |  |  | 12 | 20 | 10.8 | FALSE | FALSE |  | 36400 | 30200 | 2.58 | 42400 | 2.16
215864404 | 09/16/2024 | Live | Midea Electric Trading | MAINLINE | Singlezone Non-Ducted, Floor Placement | 215864404 |  | HRCU-A-CB-O | ML48HP230LCMH-O | Mini-Splits | ML48HP230FLO-I |  |  |  | 9.4 | 18.5 | 10.1 | FALSE | FALSE |  | 48000 | 38500 | 2.38 | 44500 | 2.23
215864405 | 09/16/2024 | Live | Midea Electric Trading | MAINLINE | Singlezone Non-Ducted, Floor Placement | 215864405 |  | HRCU-A-CB-O | ML60HP230LCMH-O | Mini-Splits | ML60HP230FLO-I |  |  |  | 9 | 18 | 10.7 | FALSE | FALSE |  | 54000 | 41000 | 2.33 | 58000 | 2.17
215864416 | 09/16/2024 | Live | Midea Electric Trading | MAINLINE | Multizone All Ducted | 215864416 |  | HMSV-A-CB | ML48HP230MUL-O | Ducted Indoor Units |  |  |  |  | 12 | 20.4 | 10.6 | FALSE | FALSE |  | 45000 | 37000 | 2.5 | 41000 | 2.4
215864418 | 09/16/2024 | Live | Midea Electric Trading | MAINLINE | Multizone All Non-Ducted | 215864418 |  | HMSR-A-CB-O | ML55HP230MUL-O | Non-Ducted Indoor Units |  |  |  |  | 10 | 19.2 | 9.6 | FALSE | FALSE |  | 60000 | 39000 | 2.7 | 40000 | 2.3
215864420 | 09/16/2024 | Live | Midea Electric Trading | MAINLINE | Multizone Mix of Ducted and Non-Ducted | 215864420 |  | HMSV-A-CB | ML55HP230MUL-O | Mixed Ducted and Non-Ducted Indoor Units |  |  |  |  | 10 | 18.6 | 9.4 | FALSE | FALSE |  | 60000 | 39000 | 2.65 | 40500 | 2.3
215864419 | 09/16/2024 | Live | Midea Electric Trading | MAINLINE | Multizone All Ducted | 215864419 |  | HMSV-A-CB | ML55HP230MUL-O | Ducted Indoor Units |  |  |  |  | 10 | 18 | 9.2 | FALSE | FALSE |  | 60000 | 39000 | 2.6 | 41000 | 2.3
215864421 | 09/16/2024 | Live | Midea Electric Trading | MAINLINE | Multizone All Non-Ducted | 215864421 |  | HMSR-A-CB-O | ML18HP230MULH-O | Non-Ducted Indoor Units |  |  |  |  | 13 | 21 | 10 | FALSE | FALSE |  | 19000 | 16400 | 2.5 | 18000 | 2.1
215864423 | 09/16/2024 | Live | Midea Electric Trading | MAINLINE | Multizone Mix of Ducted and Non-Ducted | 215864423 |  | HMSV-A-CB | ML18HP230MULH-O | Mixed Ducted and Non-Ducted Indoor Units |  |  |  |  | 13 | 20.5 | 10 | FALSE | FALSE |  | 19000 | 16700 | 2.55 | 20000 | 2.3
215864422 | 09/16/2024 | Live | Midea Electric Trading | MAINLINE | Multizone All Ducted | 215864422 |  | HMSV-A-CB | ML18HP230MULH-O | Ducted Indoor Units |  |  |  |  | 13 | 20 | 10 | FALSE | FALSE |  | 19000 | 17000 | 2.59 | 22000 | 2.5
215864424 | 09/16/2024 | Live | Midea Electric Trading | MAINLINE | Multizone All Non-Ducted | 215864424 |  | HMSR-A-CB-O | ML27HP230MULH-O | Non-Ducted Indoor Units |  |  |  |  | 12 | 21 | 10 | FALSE | FALSE |  | 27000 | 23600 | 2.4 | 27000 | 1.9
215864427 | 09/16/2024 | Live | Midea Electric Trading | MAINLINE | Multizone All Non-Ducted | 215864427 |  | HMSR-A-CB-O | ML36HP230MULH-O | Non-Ducted Indoor Units |  |  |  |  | 12.2 | 21.5 | 11.3 | FALSE | FALSE |  | 36000 | 36600 | 2.37 | 43000 | 2.3
215864426 | 09/16/2024 | Live | Midea Electric Trading | MAINLINE | Multizone Mix of Ducted and Non-Ducted | 215864426 |  | HMSV-A-CB | ML27HP230MULH-O | Mixed Ducted and Non-Ducted Indoor Units |  |  |  |  | 12 | 20 | 9.75 | FALSE | FALSE |  | 27400 | 23200 | 2.4 | 27000 | 1.99
215864425 | 09/16/2024 | Live | Midea Electric Trading | MAINLINE | Multizone All Ducted | 215864425 |  | HMSV-A-CB | ML27HP230MULH-O | Ducted Indoor Units |  |  |  |  | 12 | 19 | 9.5 | FALSE | FALSE |  | 28000 | 23000 | 2.4 | 27000 | 2.1
215864428 | 09/16/2024 | Live | Midea Electric Trading | MAINLINE | Multizone All Ducted | 215864428 |  | HMSV-A-CB | ML36HP230MULH-O | Ducted Indoor Units |  |  |  |  | 12 | 19.4 | 10.4 | FALSE | FALSE |  | 36000 | 33000 | 2.4 | 34000 | 2.2
215864430 | 09/16/2024 | Live | Midea Electric Trading | MAINLINE | Multizone All Non-Ducted | 215864430 |  | HMSR-A-CB-O | ML48HP230MULH-O | Non-Ducted Indoor Units |  |  |  |  | 12 | 21.2 | 10.2 | FALSE | FALSE |  | 45000 | 40500 | 2.4 | 42000 | 2
215864429 | 09/16/2024 | Live | Midea Electric Trading | MAINLINE | Multizone Mix of Ducted and Non-Ducted | 215864429 |  | HMSV-A-CB | ML36HP230MULH-O | Mixed Ducted and Non-Ducted Indoor Units |  |  |  |  | 12.1 | 20.45 | 10.85 | FALSE | FALSE |  | 36000 | 34800 | 2.39 | 38500 | 2.26
215864432 | 09/16/2024 | Live | Midea Electric Trading | MAINLINE | Multizone Mix of Ducted and Non-Ducted | 215864432 |  | HMSV-A-CB | ML48HP230MULH-O | Mixed Ducted and Non-Ducted Indoor Units |  |  |  |  | 11.85 | 20.8 | 10.6 | FALSE | FALSE |  | 46000 | 42500 | 2.5 | 44000 | 2.1
215864431 | 09/16/2024 | Live | Midea Electric Trading | MAINLINE | Multizone All Ducted | 215864431 |  | HMSV-A-CB | ML48HP230MULH-O | Ducted Indoor Units |  |  |  |  | 11.7 | 20.4 | 11 | FALSE | FALSE |  | 47000 | 44500 | 2.6 | 46000 | 2.2
215864434 | 09/16/2024 | Live | Midea Electric Trading | MAINLINE | Multizone All Ducted | 215864434 |  | HMSV-A-CB | ML55HP230MULH-O | Ducted Indoor Units |  |  |  |  | 11.7 | 20 | 10.7 | FALSE | FALSE |  | 53000 | 45000 | 2.7 | 52000 | 2.3
215864433 | 09/16/2024 | Live | Midea Electric Trading | MAINLINE | Multizone All Non-Ducted | 215864433 |  | HMSR-A-CB-O | ML55HP230MULH-O | Non-Ducted Indoor Units |  |  |  |  | 12 | 21.4 | 10.6 | FALSE | FALSE |  | 51000 | 45000 | 2.6 | 49000 | 2.2
215864435 | 09/16/2024 | Live | Midea Electric Trading | MAINLINE | Multizone Mix of Ducted and Non-Ducted | 215864435 |  | HMSV-A-CB | ML55HP230MULH-O | Mixed Ducted and Non-Ducted Indoor Units |  |  |  |  | 11.85 | 20.7 | 10.65 | FALSE | FALSE |  | 52000 | 45000 | 2.65 | 50500 | 2.25
216011944 | 09/16/2024 | Live | Johnson Controls Inc. (York International Norman) | HITACHI | Singlezone Non-Ducted, Wall Placement | 216011944 |  | HRCU-A-CB-O | RAC-XJ24WHAA | Mini-Splits | RAK-XJ24PHAA |  |  |  | 12.5 | 21 | 11 | TRUE | TRUE |  | 22000 | 16000 | 2.15 | 30000 | 2.2
215911632 | 09/16/2024 | Live | Johnson Controls Inc. (York International Norman) | HITACHI | Singlezone Non-Ducted, Wall Placement | 215911632 |  | HRCU-A-CB-O | RAC-XJ18WHAA | Mini-Splits | RAK-XJ18PHAA |  |  |  | 14 | 21.5 | 11.5 | TRUE | TRUE |  | 18000 | 16000 | 2.15 | 27000 | 2.33
215911631 | 09/16/2024 | Live | Johnson Controls Inc. (York International Norman) | HITACHI | Singlezone Non-Ducted, Wall Placement | 215911631 |  | HRCU-A-CB-O | RAC-XJ12WHAA | Mini-Splits | RAK-XJ12PHAA |  |  |  | 14.5 | 25 | 11.5 | TRUE | TRUE |  | 12500 | 11000 | 2.93 | 16800 | 2.15
215911630 | 09/16/2024 | Live | Johnson Controls Inc. (York International Norman) | HITACHI | Singlezone Non-Ducted, Wall Placement | 215911630 |  | HRCU-A-CB-O | RAC-XJ09WHAA | Mini-Splits | RAK-XJ09PHAA |  |  |  | 16.1 | 26.5 | 12 | TRUE | TRUE |  | 9500 | 8000 | 2.93 | 15500 | 2.15
215413021 | 09/16/2024 | Live | Johnson Controls Inc. (York International Norman) | HITACHI | Singlezone Non-Ducted, Wall Placement | 215413021 |  | HRCU-A-CB-O | RAC-GJ24WHAA | Mini-Splits | RAK-GJ24PHAA |  |  |  | 13 | 21 | 11 | TRUE | TRUE | TRUE | 22000 | 16700 | 2.88 | 28700 | 2.4
215413020 | 09/16/2024 | Live | Johnson Controls Inc. (York International Norman) | HITACHI | Singlezone Non-Ducted, Wall Placement | 215413020 |  | HRCU-A-CB-O | RAC-GJ18WHAA | Mini-Splits | RAK-GJ18PHAA |  |  |  | 12.5 | 20 | 11.5 | TRUE | TRUE | TRUE | 18000 | 15000 | 2.93 | 25800 | 2.61
215413019 | 09/16/2024 | Live | Johnson Controls Inc. (York International Norman) | HITACHI | Singlezone Non-Ducted, Wall Placement | 215413019 |  | HRCU-A-CB-O | RAC-GJ12WHAA | Mini-Splits | RAK-GJ12PHAA |  |  |  | 13 | 20 | 11.1 | TRUE | TRUE | TRUE | 12000 | 9400 | 2.75 | 16800 | 2.46
215413018 | 09/16/2024 | Live | Johnson Controls Inc. (York International Norman) | HITACHI | Singlezone Non-Ducted, Wall Placement | 215413018 |  | HRCU-A-CB-O | RAC-GJ09WHAA | Mini-Splits | RAK-GJ09PHAA |  |  |  | 15 | 23 | 11.4 | TRUE | TRUE | TRUE | 9000 | 7500 | 3.01 | 13000 | 2.2
216411300 | 09/16/2024 | Live | Johnson Controls Inc. (York International Norman) | HITACHI | Singlezone Non-Ducted, Wall Placement | 216411300 |  | HRCU-A-CB-O | RAC-DJ36WHAA | Mini-Splits | RAK-DJ36PHAA |  |  |  | 9.5 | 19 | 9.5 | FALSE | FALSE |  | 33000 | 25200 | 2.4 | 29000 | 2.2
215224720 | 09/16/2024 | Live | Johnson Controls Inc. (York International Norman) | HITACHI | Singlezone Non-Ducted, Wall Placement | 215224720 |  | HRCU-A-CB-O | RAC-DJ12WHAA | Mini-Splits | RAK-DJ12PHAA |  |  |  | 12 | 19.5 | 9.2 | TRUE | TRUE | FALSE | 12000 | 8400 | 2.59 | 11700 | 2.2
215224719 | 09/16/2024 | Live | Johnson Controls Inc. (York International Norman) | HITACHI | Singlezone Non-Ducted, Wall Placement | 215224719 |  | HRCU-A-CB-O | RAC-DJ09WHAA | Mini-Splits | RAK-DJ09PHAA |  |  |  | 13 | 20 | 9.2 | TRUE | FALSE | FALSE | 9000 | 6500 | 2.61 | 9000 | 2.61
216019258 | 09/16/2024 | Live | ECOER INC. | ECOER | Singlezone Ducted, Centrally Ducted | 216019258 |  | HRCU-A-CB | EODA19H-4860AA* | Ducted Indoor Units | EAHAEC-36 |  |  |  | 12 | 18.2 | 9.5 | TRUE | TRUE |  | 34600 | 32000 | 2.4 | 36000 | 2.25
216019257 | 09/16/2024 | Live | ECOER INC. | ECOER | Singlezone Ducted, Centrally Ducted | 216019257 |  | HRCU-A-CB | EODA19H-4860AA* | Ducted Indoor Units | EAHAEC-60 |  |  |  | 11 | 17 | 9.2 | FALSE | TRUE |  | 53000 | 43500 | 2.3 | 45000 | 2.21
215722680 | 09/16/2024 | Live | ECOER INC. | ECOER | Singlezone Ducted, Centrally Ducted | 215722680 |  | HRCU-A-CB | EODA18H-2436BAA | Ducted Indoor Units | EAHAEC-36 |  |  |  | 10.8 | 17.2 | 9 | FALSE | TRUE |  | 33600 | 27000 | 2.34 | 29000 | 2.24
215722679 | 09/16/2024 | Live | ECOER INC. | ECOER | Singlezone Ducted, Centrally Ducted | 215722679 |  | HRCU-A-CB | EODA18H-2436BAA | Ducted Indoor Units | EAHAEC-24 |  |  |  | 11.7 | 18.5 | 8.8 | TRUE | TRUE |  | 23000 | 21400 | 2.22 | 24000 | 2.18
215447639 | 09/16/2024 | Live | ECOER INC. | ECOER | Singlezone Ducted, Centrally Ducted | 215447639 |  | HRCU-A-CB | EODA19H-2436AA* | Ducted Indoor Units | EAHAEC-36 |  |  |  | 11.7 | 18.2 | 9.5 | TRUE | TRUE |  | 33600 | 28000 | 2.26 | 29000 | 2.24
215447638 | 09/16/2024 | Live | ECOER INC. | ECOER | Singlezone Ducted, Centrally Ducted | 215447638 |  | HRCU-A-CB | EODA19H-2436AA* | Ducted Indoor Units | EAHAEC-24 |  |  |  | 12.2 | 19.2 | 9.2 | TRUE | TRUE |  | 23000 | 21400 | 2.4 | 24000 | 2.18
215810041 | 09/16/2024 | Live | Samsung Electronics | LENNOX | Singlezone Ducted, Centrally Ducted | 215810041 |  | HRCU-A-CB | MMPD048S6S-1P | Mini-Splits | MDDD048S6-1P |  |  |  | 8.7 | 17.3 | 8.7 | FALSE | TRUE |  | 48000 | 34000 | 2.5 | 54500 | 2.33
215810040 | 09/16/2024 | Live | Samsung Electronics | LENNOX | Singlezone Ducted, Centrally Ducted | 215810040 |  | HRCU-A-CB | MMPD036S6S-1P | Mini-Splits | MDDD036S6-1P |  |  |  | 9.5 | 17.4 | 8.8 | FALSE | TRUE |  | 36000 | 27600 | 2.49 | 42400 | 2.61
215810039 | 09/16/2024 | Live | Samsung Electronics | LENNOX | Singlezone Ducted, Centrally Ducted | 215810039 |  | HRCU-A-CB | MMPD030S6S-1P | Mini-Splits | MDDD030S6-1P |  |  |  | 11 | 19 | 9 | FALSE | TRUE |  | 30000 | 22800 | 2.59 | 38000 | 2.4
215810038 | 09/16/2024 | Live | Samsung Electronics | LENNOX | Singlezone Ducted, Centrally Ducted | 215810038 |  | HRCU-A-CB | MMPD024S6S-1P | Mini-Splits | MDDD024S6-1P |  |  |  | 11 | 17.5 | 8.7 | FALSE | TRUE |  | 24000 | 15300 | 2.34 | 27500 | 1.81
215810037 | 09/16/2024 | Live | Samsung Electronics | LENNOX | Singlezone Ducted, Centrally Ducted | 215810037 |  | HRCU-A-CB | MMPD018S6S-1P | Mini-Splits | MDDD018S6-1P |  |  |  | 10.5 | 18 | 8.5 | FALSE | TRUE |  | 18000 | 12400 | 2.29 | 25700 | 1.92
215810036 | 09/16/2024 | Live | Samsung Electronics | LENNOX | Singlezone Non-Ducted, Ceiling Placement | 215810036 |  | HRCU-A-CB-O | MMPD030S6S-1P | Mini-Splits | M33D030S6-1P |  |  |  | 12 | 21.7 | 9.5 | TRUE | TRUE |  | 30000 | 22600 | 2.75 | 38000 | 2.61
215810035 | 09/16/2024 | Live | Samsung Electronics | LENNOX | Singlezone Non-Ducted, Ceiling Placement | 215810035 |  | HRCU-A-CB-O | MMPD024S6S-1P | Mini-Splits | M33D024S6-1P |  |  |  | 12 | 21.6 | 9.6 | TRUE | TRUE |  | 24000 | 16800 | 2.68 | 27500 | 1.74
215810034 | 09/16/2024 | Live | Samsung Electronics | LENNOX | Singlezone Non-Ducted, Ceiling Placement | 215810034 |  | HRCU-A-CB-O | MMPD018S6S-1P | Mini-Splits | M33D018S6-1P |  |  |  | 13 | 23.8 | 9.3 | TRUE | TRUE |  | 18000 | 11600 | 2.98 | 25700 | 2.23
215810033 | 09/16/2024 | Live | Samsung Electronics | LENNOX | Singlezone Ducted, Centrally Ducted | 215810033 |  | HRCU-A-CB | MMLD048S6S-1P | Mini-Splits | MDDD048S6-1P |  |  |  | 11.7 | 18 | 9.5 | TRUE | TRUE |  | 47000 | 41000 | 2.48 | 57600 | 2.03
215810032 | 09/16/2024 | Live | Samsung Electronics | LENNOX | Singlezone Ducted, Centrally Ducted | 215810032 |  | HRCU-A-CB | MMLD036S6S-1P | Mini-Splits | MDDD036S6-1P |  |  |  | 12.8 | 20 | 9.8 | TRUE | TRUE |  | 36000 | 30600 | 2.68 | 42700 | 2.49
215810031 | 09/16/2024 | Live | Samsung Electronics | LENNOX | Singlezone Ducted, Centrally Ducted | 215810031 |  | HRCU-A-CB | MMLD030S6S-1P | Mini-Splits | MDDD030S6-1P |  |  |  | 13 | 20 | 10 | TRUE | TRUE |  | 30000 | 27000 | 2.76 | 38800 | 2.66
215810030 | 09/16/2024 | Live | Samsung Electronics | LENNOX | Singlezone Non-Ducted, Ceiling Placement | 215810030 |  | HRCU-A-CB-O | MMLD030S6S-1P | Mini-Splits | M33D030S6-1P |  |  |  | 14.4 | 22.8 | 10.7 | TRUE | TRUE |  | 30000 | 27000 | 3.01 | 37700 | 3.02
215810026 | 09/16/2024 | Live | Samsung Electronics | LENNOX | Singlezone Ducted, Compact Ducted | 215810026 |  | HRCU-A-CB | MMLD018S6S-1P | Mini-Splits | MMDD018S6-1P |  |  |  | 11.7 | 17 | 9 | TRUE | TRUE |  | 17500 | 16200 | 2.16 | 25300 | 2.05
215810029 | 09/16/2024 | Live | Samsung Electronics | LENNOX | Singlezone Ducted, Centrally Ducted | 215810029 |  | HRCU-A-CB | MMLD024S6S-1P | Mini-Splits | MDDD024S6-1P |  |  |  | 12 | 18 | 9.5 | TRUE | TRUE |  | 23000 | 21600 | 2.25 | 34300 | 2.04
215810027 | 09/16/2024 | Live | Samsung Electronics | LENNOX | Singlezone Non-Ducted, Ceiling Placement | 215810027 |  | HRCU-A-CB-O | MMLD018S6S-1P | Mini-Splits | M22D018S6-1P |  |  |  | 12.5 | 20.5 | 9.5 | TRUE | TRUE |  | 17000 | 15600 | 2.31 | 25300 | 2.05
215810025 | 09/16/2024 | Live | Samsung Electronics | LENNOX | Singlezone Ducted, Centrally Ducted | 215810025 |  | HRCU-A-CB | MMLD018S6S-1P | Mini-Splits | MDDD018S6-1P |  |  |  | 12 | 18.3 | 8.9 | TRUE | TRUE |  | 18000 | 12800 | 2.7 | 28700 | 2.16
215810023 | 09/16/2024 | Live | Samsung Electronics | LENNOX | Singlezone Non-Ducted, Ceiling Placement | 215810023 |  | HRCU-A-CB-O | MMLD018S6S-1P | Mini-Splits | M1WD018S6-1P |  |  |  | 12 | 20 | 9.5 | TRUE | TRUE |  | 17500 | 16000 | 2.21 | 25300 | 2.05
215810028 | 09/16/2024 | Live | Samsung Electronics | LENNOX | Singlezone Non-Ducted, Ceiling Placement | 215810028 |  | HRCU-A-CB-O | MMLD024S6S-1P | Mini-Splits | M33D024S6-1P |  |  |  | 13 | 22 | 10.2 | TRUE | TRUE |  | 24000 | 18600 | 2.49 | 34300 | 2.17
215810024 | 09/16/2024 | Live | Samsung Electronics | LENNOX | Singlezone Non-Ducted, Ceiling Placement | 215810024 |  | HRCU-A-CB-O | MMLD018S6S-1P | Mini-Splits | M33D018S6-1P |  |  |  | 14.5 | 23.8 | 9.6 | TRUE | TRUE |  | 18000 | 12400 | 2.98 | 28700 | 2.65
216411316 | 09/16/2024 | Live | Samsung Electronics | LENNOX | Singlezone Non-Ducted, Wall Placement | 216411316 |  | HRCU-A-CB-O | MWHD012S6S-1P | Mini-Splits | MWHD012S6-1P |  |  |  | 13.25 | 24 | 9 | TRUE | FALSE |  | 12000 | 10900 | 2.46 | 15000 | 2
216411315 | 09/16/2024 | Live | Samsung Electronics | LENNOX | Singlezone Non-Ducted, Wall Placement | 216411315 |  | HRCU-A-CB-O | MWHD009S6S-1P | Mini-Splits | MWHD009S6-1P |  |  |  | 15 | 25 | 9 | TRUE | FALSE |  | 9000 | 10000 | 2.44 | 14500 | 2.02
216025757 | 09/16/2024 | Live | Midea Electric Trading | MDV | Singlezone Ducted, Centrally Ducted | 216025757 |  | HRCU-A-CB | MOD30-36HFPN10-M1 |  | MVBC-36HWFPN10-MC1 |  |  |  | 8.4 | 15.7 | 8.2 | FALSE | FALSE |  | 36000 | 24600 | 2.36 | 24600 | 2.36
216021107 | 09/16/2024 | Live | Midea Electric Trading | MDV | Singlezone Non-Ducted, Wall Placement | 216021107 |  | HRCU-A-CB-O | MOD30-23HFPN10-M1 | Mini-Splits | MSAB3E-23HRFPN10-M1 |  |  |  | 12.7 | 22.7 | 9.5 | TRUE | FALSE |  | 24000 | 17900 | 2.37 | 17900 | 2.37
216021105 | 09/16/2024 | Live | Midea Electric Trading | MDV | Singlezone Non-Ducted, Wall Placement | 216021105 |  | HRCU-A-CB-O | MOX230-12HFPN10-B1 | Mini-Splits | MSAB3B-12HRFPN10-B1 |  |  |  | 12.5 | 23.5 | 10.2 | TRUE | TRUE |  | 12000 | 8500 | 2.4 | 8500 | 2.4
216021103 | 09/16/2024 | Live | Midea Electric Trading | MDV | Singlezone Non-Ducted, Wall Placement | 216021103 |  | HRCU-A-CB-O | MOX130-12HFPN10-B1E | Mini-Splits | MSAG11B-12HRFPN10-B1E |  |  |  | 9 | 19.5 | 9.3 | FALSE | FALSE |  | 12000 | 7400 | 2.64 | 7400 | 2.64
216021097 | 09/16/2024 | Live | Midea Electric Trading | MDV | Multizone All Ducted | 216021097 |  | HMSV-A-CB | M6OE31-53HFPN10-M1XD | Ducted Indoor Units |  |  |  |  | 12 | 20 | 10.5 | TRUE | TRUE |  | 47000 | 42500 | 2.7 | 42500 | 2.7
216021108 | 09/16/2024 | Live | Midea Electric Trading | MDV | Singlezone Non-Ducted, Wall Placement | 216021108 |  | HRCU-A-CB-O | MOD30-36HFPN10-M1 | Mini-Splits | MSAB3F-36HRFPN10-M1 |  |  |  | 8.5 | 18 | 8.5 | FALSE | FALSE |  | 36000 | 23400 | 2.03 | 26300 | 2
216021100 | 09/16/2024 | Live | Midea Electric Trading | MDV | Singlezone Non-Ducted, Wall Placement | 216021100 |  | HRCU-A-CB-O | MOX430-24HFPN10-M1E | Mini-Splits | MSAG11D-24HRFPN10-M1E |  |  |  | 9.7 | 18.9 | 8.7 | FALSE | FALSE |  | 24000 | 16300 | 2.46 | 19700 | 2.33
216021088 | 09/16/2024 | Live | Midea Electric Trading | MDV | Singlezone Non-Ducted, Wall Placement | 216021088 |  | HRCU-A-CB-O | MOX430-18HFPN10-M1 | Mini-Splits | MCB-18HRFPN10-M1 |  |  |  | 12.5 | 21.4 | 11.5 | TRUE | TRUE |  | 18000 | 13300 | 2.73 | 15200 | 2.47
215864319 | 09/16/2024 | Live | Midea Electric Trading | MAINLINE | Singlezone Non-Ducted, Wall Placement | 215864319 |  | HRCU-A-CB-O | ML09HP115WIN-O | Mini-Splits | ML09HP115WIN-I |  |  |  | 10.1 | 18 | 9 | FALSE | FALSE |  | 9000 | 6900 | 2.32 | 7200 | 2.03
216032542 | 09/16/2024 | Live | Midea Electric Trading | MRCOOL | Singlezone Ducted, Centrally Ducted | 216032542 |  | HRCU-A-CB | DIY-36-HP-C-230D25-O |  | DIY-36-HP-MUAH-230D00-O |  |  |  | 8.4 | 15.7 | 8.2 | FALSE | FALSE |  | 36000 | 24600 | 2.36 | 24600 | 2.36
216032547 | 09/16/2024 | Live | Midea Electric Trading | MRCOOL | Singlezone Non-Ducted, Wall Placement | 216032547 |  | HRCU-A-CB-O | DIY-24-HP-C-230D25-O | Mini-Splits | DIY-24-HP-WMAH-230D25-O |  |  |  | 12.7 | 22.7 | 9.5 | TRUE | FALSE |  | 24000 | 17900 | 2.37 | 17900 | 2.37
216032554 | 09/16/2024 | Live | Midea Electric Trading | MRCOOL | Singlezone Non-Ducted, Wall Placement | 216032554 |  | HRCU-A-CB-O | EZPRO-12-HP-C-11516D-O | Mini-Splits | EZPRO-12-HP-WMAH-115D-O |  |  |  | 9 | 19.5 | 9.3 | FALSE | FALSE |  | 12000 | 7400 | 2.64 | 7400 | 2.64
216032546 | 09/16/2024 | Live | Midea Electric Trading | MRCOOL | Singlezone Non-Ducted, Wall Placement | 216032546 |  | HRCU-A-CB-O | DIY-18-HP-C-230D25-O | Mini-Splits | DIYCASSETTE18HP-230D25-O |  |  |  | 12.5 | 21.4 | 11.5 | TRUE | TRUE |  | 18000 | 13300 | 2.73 | 15200 | 2.47
216032548 | 09/16/2024 | Live | Midea Electric Trading | MRCOOL | Singlezone Non-Ducted, Wall Placement | 216032548 |  | HRCU-A-CB-O | DIY-36-HP-C-230D25-O | Mini-Splits | DIY-36-HP-WMAH-230D25-O |  |  |  | 8.5 | 18 | 8.5 | FALSE | FALSE |  | 36000 | 23400 | 2.03 | 26300 | 2
215387256 | 09/16/2024 | Live | TCL AIR CONDITIONER (ZHONGSHAN) CO.,LTD. | TCL | Singlezone Non-Ducted, Wall Placement | 215387256 |  | HRCU-A-CB-O | H36SEH19XAC | Mini-Splits | H36SEH19XAE |  |  |  | 9 | 19 | 9 | FALSE | FALSE |  | 36000 | 21800 | 2.55 | 22700 | 2.17
215387255 | 09/16/2024 | Live | TCL AIR CONDITIONER (ZHONGSHAN) CO.,LTD. | TCL | Singlezone Non-Ducted, Wall Placement | 215387255 |  | HRCU-A-CB-O | H24SEH19XAC | Mini-Splits | H24SEH19XAE |  |  |  | 11 | 21 | 9.5 | FALSE | FALSE |  | 24000 | 15600 | 2.74 | 17000 | 2.21
215387254 | 09/16/2024 | Live | TCL AIR CONDITIONER (ZHONGSHAN) CO.,LTD. | TCL | Singlezone Non-Ducted, Wall Placement | 215387254 |  | HRCU-A-CB-O | H18SEH19XAC | Mini-Splits | H18SEH19XAE |  |  |  | 11 | 21 | 9.5 | FALSE | FALSE |  | 18000 | 11000 | 2.44 | 12400 | 1.91
215387253 | 09/16/2024 | Live | TCL AIR CONDITIONER (ZHONGSHAN) CO.,LTD. | TCL | Singlezone Non-Ducted, Wall Placement | 215387253 |  | HRCU-A-CB-O | H12SEH19XAC | Mini-Splits | H12SEH19XAE |  |  |  | 11 | 21 | 9.5 | FALSE | FALSE |  | 12000 | 7500 | 2.75 | 9700 | 2.2
215387252 | 09/16/2024 | Live | TCL AIR CONDITIONER (ZHONGSHAN) CO.,LTD. | TCL | Singlezone Non-Ducted, Wall Placement | 215387252 |  | HRCU-A-CB-O | H09SEH19XAC | Mini-Splits | H09SEH19XAE |  |  |  | 12 | 20 | 10 | TRUE | TRUE |  | 9000 | 5800 | 2.54 | 9100 | 2.07
215387251 | 09/16/2024 | Live | TCL AIR CONDITIONER (ZHONGSHAN) CO.,LTD. | TCL | Singlezone Non-Ducted, Wall Placement | 215387251 |  | HRCU-A-CB-O | H12SEH19BAC | Mini-Splits | H12SEH19BAE |  |  |  | 11 | 21 | 9.5 | FALSE | FALSE |  | 12000 | 7600 | 2.68 | 9700 | 2.2
215387250 | 09/16/2024 | Live | TCL AIR CONDITIONER (ZHONGSHAN) CO.,LTD. | TCL | Singlezone Non-Ducted, Wall Placement | 215387250 |  | HRCU-A-CB-O | H09SEH19BAC | Mini-Splits | H09SEH19BAE |  |  |  | 11.7 | 19 | 9.5 | TRUE | TRUE |  | 9000 | 5800 | 2.5 | 9100 | 2.05
215387262 | 09/16/2024 | Live | TCL AIR CONDITIONER (ZHONGSHAN) CO.,LTD. | TCL | Singlezone Non-Ducted, Wall Placement | 215387262 |  | HRCU-A-CB-O | H24SBH20XPC | Mini-Splits | H24SBH20XPE |  |  |  | 12 | 23 | 9.5 | TRUE | TRUE |  | 23000 | 14000 | 1.39 | 22000 | 1.87
215387261 | 09/16/2024 | Live | TCL AIR CONDITIONER (ZHONGSHAN) CO.,LTD. | TCL | Singlezone Non-Ducted, Wall Placement | 215387261 |  | HRCU-A-CB-O | H18SBH22XPC | Mini-Splits | H18SBH22XPE |  |  |  | 12.5 | 23 | 9.5 | TRUE | TRUE |  | 18000 | 11000 | 1.61 | 17500 | 2.14
215387260 | 09/16/2024 | Live | TCL AIR CONDITIONER (ZHONGSHAN) CO.,LTD. | TCL | Singlezone Non-Ducted, Wall Placement | 215387260 |  | HRCU-A-CB-O | H12SBH23XPC | Mini-Splits | H12SBH23XPE |  |  |  | 13 | 24 | 10 | TRUE | TRUE |  | 12000 | 8100 | 3.08 | 9700 | 2.2
215387259 | 09/16/2024 | Live | TCL AIR CONDITIONER (ZHONGSHAN) CO.,LTD. | TCL | Singlezone Non-Ducted, Wall Placement | 215387259 |  | HRCU-A-CB-O | H09SBH23XPC | Mini-Splits | H09SBH23XPE |  |  |  | 13 | 24 | 10 | TRUE | TRUE |  | 9000 | 5800 | 2.66 | 9100 | 2.22
215387258 | 09/16/2024 | Live | TCL AIR CONDITIONER (ZHONGSHAN) CO.,LTD. | TCL | Singlezone Non-Ducted, Wall Placement | 215387258 |  | HRCU-A-CB-O | H12SBH22BPC | Mini-Splits | H12SBH22BPE |  |  |  | 13 | 23 | 10 | TRUE | TRUE |  | 12000 | 7800 | 2.89 | 9700 | 2.2
215387257 | 09/16/2024 | Live | TCL AIR CONDITIONER (ZHONGSHAN) CO.,LTD. | TCL | Singlezone Non-Ducted, Wall Placement | 215387257 |  | HRCU-A-CB-O | H09SBH23BPC | Mini-Splits | H09SBH23BPE |  |  |  | 13 | 24 | 10 | TRUE | TRUE |  | 9000 | 6200 | 2.84 | 9100 | 2.22
216030944 | 09/16/2024 | Live | Midea Electric Trading | MDV | Singlezone Ducted, Centrally Ducted | 216030944 |  | HRCU-A-CB | MOX630-36HFN10-M3X |  | MVBDM-36HWFN10-WB3-MAS |  |  |  | 12 | 18 | 10 | TRUE | TRUE |  | 36000 | 31000 | 2.5 | 41500 | 2.21
216030943 | 09/16/2024 | Live | Midea Electric Trading | MDV | Singlezone Ducted, Centrally Ducted | 216030943 |  | HRCU-A-CB | MOE30-60HFN10-M3X |  | MVBDM-60HWFN10-WC3-MAS |  |  |  | 12 | 17.5 | 9.5 | TRUE | TRUE |  | 54000 | 35000 | 2.5 | 54000 | 2.29
216030942 | 09/16/2024 | Live | Midea Electric Trading | MDV | Singlezone Ducted, Centrally Ducted | 216030942 |  | HRCU-A-CB | MOX630-48HFN10-M3X |  | MVBDM-48HWFN10-WC3-MAS |  |  |  | 12 | 17.5 | 9.5 | TRUE | TRUE |  | 48000 | 34000 | 2.56 | 48000 | 2.13
216030939 | 09/16/2024 | Live | Midea Electric Trading | MDV | Singlezone Ducted, Centrally Ducted | 216030939 |  | HRCU-A-CB | MOD30-36HFN10-M3 |  | MVBC-36HWFN10-MC3E-MAS |  |  |  | 10 | 16.1 | 8.7 | FALSE | TRUE |  | 36000 | 25600 | 2.6 | 26200 | 2.19
216030934 | 09/16/2024 | Live | Midea Electric Trading | MDV | Singlezone Ducted, Centrally Ducted | 216030934 |  | HRCU-A-CB | MOD30-30HFN10-M3X |  | MVBDM-30HWFN10-WB3-MAS |  |  |  | 12 | 17.2 | 10.8 | TRUE | TRUE |  | 30000 | 24000 | 2.69 | 24600 | 1.94
216030933 | 09/16/2024 | Live | Midea Electric Trading | MDV | Singlezone Ducted, Centrally Ducted | 216030933 |  | HRCU-A-CB | MOX430-24HFN10-M3X |  | MVBDM-24HWFN10-WA3-MAS |  |  |  | 12 | 18.6 | 10 | TRUE | TRUE |  | 24000 | 19000 | 2.64 | 20200 | 2.24
216030932 | 09/16/2024 | Live | Midea Electric Trading | MDV | Singlezone Ducted, Centrally Ducted | 216030932 |  | HRCU-A-CB | MOX430-18HFN10-M3X |  | MVBDM-18HWFN10-WA3-MAS |  |  |  | 12.5 | 19 | 10.1 | TRUE | TRUE |  | 18000 | 14700 | 2.66 | 19000 | 2.37
216032496 | 09/16/2024 | Live | Midea Electric Trading | MDV | Singlezone Ducted, Centrally Ducted | 216032496 |  | HRCU-A-CB | MOD30-30HFN10-M3X |  | MVBC-30HWFPN10-MC3E |  |  |  | 11.7 | 16.8 | 10 | TRUE | TRUE |  | 30000 | 23800 | 2.76 | 37800 | 2.39
216032446 | 09/16/2024 | Live | Midea Electric Trading | MDV | Singlezone Non-Ducted, Wall Placement | 216032446 |  | HRCU-A-CB-O | MOD30-30HFN10-M1E | Mini-Splits | MSEPDM-36HRFN10-M1E |  |  |  | 12 | 20.5 | 9.5 | TRUE | FALSE |  | 30000 | 20400 | 2.52 | 21000 | 2.08
216032445 | 09/16/2024 | Live | Midea Electric Trading | MDV | Singlezone Non-Ducted, Wall Placement | 216032445 |  | HRCU-A-CB-O | MOD30-30HFN10-M1E | Mini-Splits | MSAG11FM-36HRFN10-M1E |  |  |  | 12 | 22.3 | 9 | TRUE | FALSE |  | 30000 | 20000 | 2.4 | 21500 | 2.2
216032444 | 09/16/2024 | Live | Midea Electric Trading | MDV | Singlezone Non-Ducted, Wall Placement | 216032444 |  | HRCU-A-CB-O | MOX230-09HFN10-M1 | Mini-Splits | MSEPBM-12HRFN10-M1 |  |  |  | 14.9 | 25.8 | 12.5 | TRUE | TRUE |  | 9000 | 8100 | 2.83 | 9400 | 2.37
216032443 | 09/16/2024 | Live | Midea Electric Trading | MDV | Singlezone Non-Ducted, Wall Placement | 216032443 |  | HRCU-A-CB-O | MOD30-30HFN10-M1E | Mini-Splits | MSAB3FM-36HRFN10-M1E |  |  |  | 11 | 20 | 9.2 | TRUE | FALSE |  | 30000 | 19000 | 2.26 | 19800 | 1.99
216032442 | 09/16/2024 | Live | Midea Electric Trading | MDV | Singlezone Non-Ducted, Wall Placement | 216032442 |  | HRCU-A-CB-O | MOX230-09HFN10-M1 | Mini-Splits | MSAG11BM-12HRFN10-M1 |  |  |  | 14.7 | 24.6 | 13 | TRUE | TRUE |  | 9000 | 8600 | 2.8 | 10200 | 2.47
216032441 | 09/16/2024 | Live | Midea Electric Trading | MDV | Singlezone Non-Ducted, Wall Placement | 216032441 |  | HRCU-A-CB-O | MOX230-09HFN10-M1 | Mini-Splits | MSAB3BM-12HRFN10-M1 |  |  |  | 14.4 | 24.6 | 13 | TRUE | TRUE |  | 9000 | 8600 | 2.83 | 9300 | 2.2
216027572 | 09/16/2024 | Live | Midea Electric Trading | MDV | Singlezone Ducted, Centrally Ducted | 216027572 |  | HRCU-A-CB | MOD30-23HFPN10-M1 |  | MVBC-24HWFPN10-MB1 |  |  |  | 11.7 | 19.4 | 9.1 | TRUE | TRUE |  | 24000 | 17800 | 2.44 | 23200 | 2.55
216025756 | 09/16/2024 | Live | Midea Electric Trading | MDV | Singlezone Ducted, Centrally Ducted | 216025756 |  | HRCU-A-CB | MOX430-24HFN10-M3X |  | MVBE-24HWFN10-WM3E |  |  |  | 10.8 | 17.5 | 10.5 | FALSE | TRUE |  | 24000 | 20800 | 2.8 | 21800 | 2.34
216025755 | 09/16/2024 | Live | Midea Electric Trading | MDV | Singlezone Ducted, Centrally Ducted | 216025755 |  | HRCU-A-CB | MOX430-18HFN10-M3X |  | MVBE-18HWFN10-WM3E |  |  |  | 12.1 | 19.3 | 10.8 | TRUE | TRUE |  | 18000 | 15300 | 2.72 | 19600 | 2.4
216025754 | 09/16/2024 | Live | Midea Electric Trading | MDV | Singlezone Ducted, Centrally Ducted | 216025754 |  | HRCU-A-CB | MOX630-36HFN10-M3X |  | MVBE-36HWFN10-WL3E |  |  |  | 11.2 | 16.8 | 9.6 | TRUE | TRUE |  | 36000 | 30200 | 1.86 | 40000 | 2.17
216025753 | 09/16/2024 | Live | Midea Electric Trading | MDV | Singlezone Ducted, Centrally Ducted | 216025753 |  | HRCU-A-CB | MOD30-30HFN10-M3X |  | MVBE-30HWFN10-WL3E |  |  |  | 11.7 | 17.5 | 10.2 | TRUE | TRUE |  | 30000 | 23200 | 2.6 | 31900 | 2.25
216021106 | 09/16/2024 | Live | Midea Electric Trading | MDV | Singlezone Non-Ducted, Wall Placement | 216021106 |  | HRCU-A-CB-O | MOX430-18HFPN10-M1 | Mini-Splits | MSAB3E-18HRFPN10-M1 |  |  |  | 13.7 | 22.5 | 11.5 | TRUE | TRUE |  | 18000 | 15200 | 2.75 | 20300 | 2.38
216021104 | 09/16/2024 | Live | Midea Electric Trading | MDV | Singlezone Non-Ducted, Wall Placement | 216021104 |  | HRCU-A-CB-O | MOX230-09HFPN10-B1 | Mini-Splits | MSAB3B-09HRFPN10-B1 |  |  |  | 14 | 23.6 | 11.5 | TRUE | TRUE |  | 9000 | 7500 | 2.53 | 7800 | 2.38
216021102 | 09/16/2024 | Live | Midea Electric Trading | MDV | Singlezone Non-Ducted, Wall Placement | 216021102 |  | HRCU-A-CB-O | MOX130-09HFPN10-B1E | Mini-Splits | MSAG11A-09HRFPN10-B1E |  |  |  | 11.3 | 20.2 | 9.2 | TRUE | FALSE |  | 9000 | 7000 | 2.56 | 7200 | 2.22
216021101 | 09/16/2024 | Live | Midea Electric Trading | MDV | Singlezone Non-Ducted, Wall Placement | 216021101 |  | HRCU-A-CB-O | MOX230-17HFPN10-M1E | Mini-Splits | MSAG11C-17HRFPN10-M1E |  |  |  | 9.8 | 20 | 8.5 | FALSE | FALSE |  | 17000 | 11500 | 2.48 | 18700 | 1.71
216021099 | 09/16/2024 | Live | Midea Electric Trading | MDV | Singlezone Non-Ducted, Wall Placement | 216021099 |  | HRCU-A-CB-O | MOX330-12HFPN10-M1X | Mini-Splits | MSAB3B-12HRFPN10-M1 |  |  |  | 12.8 | 23.5 | 10 | TRUE | TRUE |  | 12000 | 8900 | 2.23 | 12500 | 2.02
216021098 | 09/16/2024 | Live | Midea Electric Trading | MDV | Singlezone Non-Ducted, Wall Placement | 216021098 |  | HRCU-A-CB-O | MOX430-18HFPN10-M1X | Mini-Splits | MSAB3E-18HRFPN10-M1 |  |  |  | 12.5 | 21.2 | 11 | TRUE | TRUE |  | 18000 | 15200 | 2.72 | 20300 | 2.38
216021119 | 09/16/2024 | Live | Midea Electric Trading | MDV | Multizone Mix of Ducted and Non-Ducted | 216021119 |  | HMSV-A-CB | M6OE31-53HFPN10-M1XD | Mixed Ducted and Non-Ducted Indoor Units | MSAB3B-06HRFPN10-M1 |  |  |  | 12 | 21 | 10.55 | TRUE | TRUE |  | 47000 | 43250 | 2.65 | 43750 | 1.95
216021096 | 09/16/2024 | Live | Midea Electric Trading | MDV | Multizone All Non-Ducted | 216021096 |  | HMSR-A-CB-O | M6OE31-53HFPN10-M1XD | Non-Ducted Indoor Units | MSAB3B-06HRFPN10-M1 |  |  |  | 12 | 22 | 10.6 | TRUE | TRUE |  | 47000 | 44000 | 2.6 | 45000 | 1.9
216021118 | 09/16/2024 | Live | Midea Electric Trading | MDV | Multizone Mix of Ducted and Non-Ducted | 216021118 |  | HMSV-A-CB | M6OE30-48HFPN10-M1D | Mixed Ducted and Non-Ducted Indoor Units | MSAB3B-09HRFPN10-M1 |  |  |  | 12 | 20.9 | 10.25 | TRUE | TRUE |  | 43000 | 36500 | 2.55 | 36500 | 2.1
216021095 | 09/16/2024 | Live | Midea Electric Trading | MDV | Multizone All Ducted | 216021095 |  | HMSV-A-CB | M6OE30-48HFPN10-M1D | Ducted Indoor Units | MTI-09HWFPN10-M1 |  |  |  | 12 | 20 | 10.5 | TRUE | TRUE |  | 43000 | 37800 | 2.6 | 37800 | 2.2
216021094 | 09/16/2024 | Live | Midea Electric Trading | MDV | Multizone All Non-Ducted | 216021094 |  | HMSR-A-CB-O | M6OE30-48HFPN10-M1D | Non-Ducted Indoor Units | MSAB3B-09HRFPN10-M1 |  |  |  | 12 | 21.8 | 10 | TRUE | TRUE |  | 43000 | 35200 | 2.5 | 35200 | 2
216021117 | 09/16/2024 | Live | Midea Electric Trading | MDV | Multizone Mix of Ducted and Non-Ducted | 216021117 |  | HMSV-A-CB | M5OD30-36HFPN10-M1D | Mixed Ducted and Non-Ducted Indoor Units | MSAB3B-06HRFPN10-M1 |  |  |  | 11.85 | 21 | 9.7 | TRUE | TRUE |  | 33500 | 24700 | 2.35 | 25000 | 2.1
216021093 | 09/16/2024 | Live | Midea Electric Trading | MDV | Multizone All Ducted | 216021093 |  | HMSV-A-CB | M5OD30-36HFPN10-M1D | Ducted Indoor Units | MTI-06HWFPN10-M1 |  |  |  | 11.7 | 19 | 9.5 | TRUE | TRUE |  | 33000 | 25400 | 2.3 | 26000 | 2.1
216021092 | 09/16/2024 | Live | Midea Electric Trading | MDV | Multizone All Non-Ducted | 216021092 |  | HMSR-A-CB-O | M5OD30-36HFPN10-M1D | Non-Ducted Indoor Units | MSAB3B-06HRFPN10-M1 |  |  |  | 12 | 23 | 9.9 | TRUE | TRUE |  | 34000 | 24000 | 2.4 | 24000 | 2.1
216021116 | 09/16/2024 | Live | Midea Electric Trading | MDV | Multizone Mix of Ducted and Non-Ducted | 216021116 |  | HMSV-A-CB | M4OD30-27HFPN10-M1D | Mixed Ducted and Non-Ducted Indoor Units | MSAB3B-06HRFPN10-M1 |  |  |  | 12 | 21.5 | 9.25 | TRUE | TRUE |  | 26000 | 17600 | 2.55 | 17600 | 2.11
216021091 | 09/16/2024 | Live | Midea Electric Trading | MDV | Multizone All Ducted | 216021091 |  | HMSV-A-CB | M4OD30-27HFPN10-M1D | Ducted Indoor Units | MTI-06HWFPN10-M1 |  |  |  | 12 | 20 | 9.5 | TRUE | TRUE |  | 26000 | 19000 | 2.7 | 19000 | 2.2
216021090 | 09/16/2024 | Live | Midea Electric Trading | MDV | Multizone All Non-Ducted | 216021090 |  | HMSR-A-CB-O | M4OD30-27HFPN10-M1D | Non-Ducted Indoor Units | MSAB3B-06HRFPN10-M1 |  |  |  | 12 | 23 | 9 | TRUE | TRUE |  | 26000 | 16200 | 2.4 | 16200 | 2
216021089 | 09/16/2024 | Live | Midea Electric Trading | MDV | Multizone All Non-Ducted | 216021089 |  | HMSR-A-CB-O | M3OX430-18HFPN10-M1 | Non-Ducted Indoor Units | MSAB3B-06HRFPN10-M1 |  |  |  | 13 | 23.9 | 10 | TRUE | TRUE |  | 18000 | 13400 | 2.71 | 14000 | 2.28
216021087 | 09/16/2024 | Live | Midea Electric Trading | MDV | Singlezone Non-Ducted, Wall Placement | 216021087 |  | HRCU-A-CB-O | MOX430-18HFPN10-M1X | Mini-Splits | MCB-18HRFPN10-M1 |  |  |  | 12.5 | 19.8 | 12.2 | TRUE | TRUE |  | 16700 | 14800 | 2.69 | 18800 | 2.05
216021086 | 09/16/2024 | Live | Midea Electric Trading | MDV | Singlezone Non-Ducted, Wall Placement | 216021086 |  | HRCU-A-CB-O | MOX330-12HFPN10-M1X | Mini-Splits | MCBM-12HRFPN10-M1 |  |  |  | 12.5 | 22.2 | 10.8 | TRUE | TRUE |  | 12000 | 9100 | 2.59 | 11900 | 1.95
215865890 | 09/16/2024 | Live | Midea Electric Trading | MDV | Singlezone Non-Ducted, Wall Placement | 215865890 |  | HRCU-A-CB-O | MOX230-06HFN10-M1 | Mini-Splits | MSEPB-06HRFN10-M1 |  |  |  | 18.1 | 25.7 | 12.8 | TRUE | TRUE |  | 6000 | 8400 | 2.28 | 9400 | 2.37
215865889 | 09/16/2024 | Live | Midea Electric Trading | MDV | Singlezone Ducted, Centrally Ducted | 215865889 |  | HRCU-A-CB | MOE30-60HFN10-M3X |  | MVBC-60HWFPN10-MD3E |  |  |  | 10 | 16 | 9 | FALSE | TRUE |  | 54000 | 45000 | 2.4 | 50400 | 2.3
215865886 | 09/16/2024 | Live | Midea Electric Trading | MDV | Singlezone Ducted, Centrally Ducted | 215865886 |  | HRCU-A-CB | MOX630-48HFN10-M3X |  | MVBC-48HWFPN10-MD3E |  |  |  | 10.5 | 16.5 | 9.5 | FALSE | TRUE |  | 48000 | 37000 | 2.7 | 38300 | 2.02
215865885 | 09/16/2024 | Live | Midea Electric Trading | MDV | Singlezone Ducted, Centrally Ducted | 215865885 |  | HRCU-A-CB | MOD30-36HFN10-M3 |  | MVBC-36HWFPN10-MC3E |  |  |  | 10 | 16.2 | 8.7 | FALSE | TRUE |  | 36000 | 24800 | 2.52 | 26200 | 2.19
215865884 | 09/16/2024 | Live | Midea Electric Trading | MDV | Singlezone Ducted, Centrally Ducted | 215865884 |  | HRCU-A-CB | MOX630-36HFN10-M3X |  | MVBC-36HWFPN10-MC3E |  |  |  | 11.7 | 17.4 | 10.3 | TRUE | TRUE |  | 36000 | 31800 | 2.56 | 47500 | 2.36
215865882 | 09/16/2024 | Live | Midea Electric Trading | MDV | Singlezone Ducted, Centrally Ducted | 215865882 |  | HRCU-A-CB | MOX430-24HFN10-M3X |  | MVBC-24HWFPN10-MB3E |  |  |  | 11.7 | 18.4 | 10 | TRUE | TRUE |  | 23000 | 20000 | 2.42 | 22200 | 2.24
215797518 | 09/16/2024 | Live | Midea Electric Trading | MDV | Singlezone Ducted, Centrally Ducted | 215797518 |  | HRCU-A-CB | MOD30-36HFN10-M3X |  | MVBC-36HWFN10-MC3E-D |  |  |  | 10 | 16.5 | 8.2 | FALSE | TRUE |  | 36000 | 23200 | 2.34 | 31900 | 2.09
215797517 | 09/16/2024 | Live | Midea Electric Trading | MDV | Singlezone Ducted, Centrally Ducted | 215797517 |  | HRCU-A-CB | MOD30-36HFN10-M3X |  | MVBC-36HWFN10-MC3E |  |  |  | 10 | 16.5 | 8.2 | FALSE | TRUE |  | 36000 | 23200 | 2.34 | 31900 | 2.09
215449739 | 09/16/2024 | Live | Midea Electric Trading | MDV | Singlezone Ducted, Centrally Ducted | 215449739 |  | HRCU-A-CB | MOX630-36HFN10-M3X |  | MVBDM-36HWFN10-WB3-D |  |  |  | 12 | 18 | 10 | TRUE | TRUE |  | 36000 | 31000 | 2.5 | 41500 | 2.21
216021001 | 09/16/2024 | Live | GE Appliances, a Haier Company | GE APPLIANCES | Singlezone Ducted, Centrally Ducted | 216021001 |  | HRCU-A-C | NS18H60HA5*** | Ducted Indoor Units | NCUC60CT5****+TDR |  |  |  | 10 | 15.2 | 8.5 | FALSE | TRUE |  | 51000 | 42000 | 2.1 | 42000 | 2.1
216020999 | 09/16/2024 | Live | GE Appliances, a Haier Company | GE APPLIANCES | Singlezone Ducted, Centrally Ducted | 216020999 |  | HRCU-A-C | NS18H36HA5*** | Ducted Indoor Units | NCUC36BT5****+TDR |  |  |  | 10.6 | 15.2 | 8.5 | FALSE | TRUE |  | 34000 | 27000 | 2.3 | 27000 | 2.3
216020998 | 09/16/2024 | Live | GE Appliances, a Haier Company | GE APPLIANCES | Singlezone Ducted, Centrally Ducted | 216020998 |  | HRCU-A-C | NS18H24HA5*** | Ducted Indoor Units | NCUC24BT5****+TDR |  |  |  | 11.7 | 15.8 | 8.5 | TRUE | TRUE |  | 23600 | 19000 | 2.3 | 19000 | 2.3
215869482 | 09/16/2024 | Live | GE Appliances, a Haier Company | GE APPLIANCES | Singlezone Ducted, Centrally Ducted | 215869482 |  | HRCU-A-CB | NS18H60HA5*** | Ducted Indoor Units | NAM60V1TA5**** |  |  |  | 10 | 16 | 9.4 | FALSE | TRUE |  | 55000 | 43000 | 2.3 | 43000 | 2.3
215869481 | 09/16/2024 | Live | GE Appliances, a Haier Company | GE APPLIANCES | Singlezone Ducted, Centrally Ducted | 215869481 |  | HRCU-A-CB | NS18H36HA5*** | Ducted Indoor Units | NAM36V1TA5**** |  |  |  | 11.7 | 18 | 9.5 | TRUE | TRUE |  | 36000 | 28000 | 2.4 | 28000 | 2.4
215869480 | 09/16/2024 | Live | GE Appliances, a Haier Company | GE APPLIANCES | Singlezone Ducted, Centrally Ducted | 215869480 |  | HRCU-A-CB | NS18H24HA5*** | Ducted Indoor Units | NAM24V1TA5**** |  |  |  | 11.7 | 18 | 10 | TRUE | TRUE |  | 24000 | 18000 | 2.4 | 18000 | 2.4
216027634 | 09/16/2024 | Live | Midea Electric Trading | CAPELLA | Multizone Mix of Ducted and Non-Ducted | 216027634 |  | HMSV-A-CB | CPM2B1-H18A-O | Mixed Ducted and Non-Ducted Indoor Units |  |  |  |  | 14 | 22.5 | 10.2 | TRUE | TRUE |  | 19000 | 17300 | 2.65 | 20500 | 2.36
216027633 | 09/16/2024 | Live | Midea Electric Trading | CAPELLA | Multizone All Ducted | 216027633 |  | HMSV-A-CB | CPM2B1-H18A-O | Ducted Indoor Units |  |  |  |  | 13 | 20 | 10 | TRUE | TRUE |  | 19000 | 17000 | 2.59 | 22000 | 2.5
216027635 | 09/16/2024 | Live | Midea Electric Trading | CAPELLA | Multizone All Non-Ducted | 216027635 |  | HMSR-A-CB-O | CPM3B1-H27A-O | Non-Ducted Indoor Units |  |  |  |  | 12.5 | 23 | 10.5 | TRUE | TRUE |  | 27000 | 25000 | 2.6 | 28000 | 2.2
216027636 | 09/16/2024 | Live | Midea Electric Trading | CAPELLA | Multizone All Ducted | 216027636 |  | HMSV-A-CB | CPM3B1-H27A-O | Ducted Indoor Units |  |  |  |  | 12 | 19 | 9.5 | TRUE | TRUE |  | 28000 | 23000 | 2.4 | 27000 | 2.1
216027637 | 09/16/2024 | Live | Midea Electric Trading | CAPELLA | Multizone Mix of Ducted and Non-Ducted | 216027637 |  | HMSV-A-CB | CPM3B1-H27A-O | Mixed Ducted and Non-Ducted Indoor Units |  |  |  |  | 12.25 | 21 | 10 | TRUE | TRUE |  | 27400 | 24000 | 2.5 | 27500 | 2.15
216027638 | 09/16/2024 | Live | Midea Electric Trading | CAPELLA | Multizone All Non-Ducted | 216027638 |  | HMSR-A-CB-O | CPM4B1-H36A-O | Non-Ducted Indoor Units |  |  |  |  | 13 | 23 | 10.7 | TRUE | TRUE |  | 36000 | 30000 | 2.4 | 42000 | 2.6
216027640 | 09/16/2024 | Live | Midea Electric Trading | CAPELLA | Multizone Mix of Ducted and Non-Ducted | 216027640 |  | HMSV-A-CB | CPM4B1-H36A-O | Mixed Ducted and Non-Ducted Indoor Units |  |  |  |  | 12.5 | 21.2 | 10.55 | TRUE | TRUE |  | 36000 | 31400 | 2.4 | 38000 | 2.41
216027639 | 09/16/2024 | Live | Midea Electric Trading | CAPELLA | Multizone All Ducted | 216027639 |  | HMSV-A-CB | CPM4B1-H36A-O | Ducted Indoor Units |  |  |  |  | 12 | 19.4 | 10.4 | TRUE | TRUE |  | 36000 | 33000 | 2.4 | 34000 | 2.2
216027641 | 09/16/2024 | Live | Midea Electric Trading | CAPELLA | Multizone All Non-Ducted | 216027641 |  | HMSR-A-CB-O | CPM5B1-H48A-O | Non-Ducted Indoor Units |  |  |  |  | 12 | 23 | 11 | TRUE | TRUE |  | 47000 | 44000 | 2.6 | 45000 | 2
216027642 | 11/10/2025 | Live | Midea Electric Trading | CAPELLA | Multizone All Ducted | 216027642 |  | HMSV-A-CB | CPM5B1-H48A-O | Ducted Indoor Units |  |  |  |  | 11.7 | 20.4 | 11 | TRUE | TRUE |  | 47000 | 44500 | 2.6 | 46000 | 2.2
216027643 | 11/10/2025 | Live | Midea Electric Trading | CAPELLA | Multizone Mix of Ducted and Non-Ducted | 216027643 |  | HMSV-A-CB | CPM5B1-H48A-O | Mixed Ducted and Non-Ducted Indoor Units |  |  |  |  | 11.85 | 21.7 | 11 | TRUE | TRUE |  | 47000 | 44000 | 2.6 | 45500 | 2.1
216027644 | 11/10/2025 | Live | Midea Electric Trading | CAPELLA | Multizone All Non-Ducted | 216027644 |  | HMSR-A-CB-O | CPM5B1-H55A-O | Non-Ducted Indoor Units |  |  |  |  | 12 | 22.2 | 10.5 | TRUE | TRUE |  | 51000 | 44000 | 2.6 | 47000 | 2.5
216027645 | 11/10/2025 | Live | Midea Electric Trading | CAPELLA | Multizone All Ducted | 216027645 |  | HMSV-A-CB | CPM5B1-H55A-O | Ducted Indoor Units |  |  |  |  | 11.7 | 20 | 10.7 | TRUE | TRUE |  | 53000 | 45000 | 2.7 | 52000 | 2.3
216027646 | 11/10/2025 | Live | Midea Electric Trading | CAPELLA | Multizone Mix of Ducted and Non-Ducted | 216027646 |  | HMSV-A-CB | CPM5B1-H55A-O | Mixed Ducted and Non-Ducted Indoor Units |  |  |  |  | 11.85 | 21.1 | 10.6 | TRUE | TRUE |  | 52000 | 44500 | 2.65 | 49500 | 2.39
216027647 | 11/10/2025 | Live | Midea Electric Trading | CAPELLA | Multizone All Non-Ducted | 216027647 |  | HMSR-A-CB-O | CPM2B1V-H18A-O | Non-Ducted Indoor Units |  |  |  |  | 15 | 25 | 10.4 | TRUE | TRUE |  | 19000 | 17600 | 2.7 | 19000 | 2.2
216027648 | 11/10/2025 | Live | Midea Electric Trading | CAPELLA | Multizone All Ducted | 216027648 |  | HMSV-A-CB | CPM2B1V-H18A-O | Ducted Indoor Units |  |  |  |  | 13 | 20 | 10 | TRUE | TRUE |  | 19000 | 17000 | 2.59 | 22000 | 2.5
216027649 | 11/10/2025 | Live | Midea Electric Trading | CAPELLA | Multizone Mix of Ducted and Non-Ducted | 216027649 |  | HMSV-A-CB | CPM2B1V-H18A-O | Mixed Ducted and Non-Ducted Indoor Units |  |  |  |  | 14 | 22.5 | 10.2 | TRUE | TRUE |  | 19000 | 17300 | 2.65 | 20500 | 2.36
216027650 | 11/10/2025 | Live | Midea Electric Trading | CAPELLA | Multizone All Non-Ducted | 216027650 |  | HMSR-A-CB-O | CPM3B1V-H27A-O | Non-Ducted Indoor Units |  |  |  |  | 12.5 | 23 | 10.5 | TRUE | TRUE |  | 27000 | 25000 | 2.6 | 28000 | 2.2
216027651 | 11/10/2025 | Live | Midea Electric Trading | CAPELLA | Multizone All Ducted | 216027651 |  | HMSV-A-CB | CPM3B1V-H27A-O | Ducted Indoor Units |  |  |  |  | 12 | 19 | 9.5 | TRUE | TRUE |  | 28000 | 23000 | 2.4 | 27000 | 2.1
216027652 | 11/10/2025 | Live | Midea Electric Trading | CAPELLA | Multizone Mix of Ducted and Non-Ducted | 216027652 |  | HMSV-A-CB | CPM3B1V-H27A-O | Mixed Ducted and Non-Ducted Indoor Units |  |  |  |  | 12.25 | 21 | 10 | TRUE | TRUE |  | 27400 | 24000 | 2.5 | 27500 | 2.15
216027654 | 11/10/2025 | Live | Midea Electric Trading | CAPELLA | Multizone All Ducted | 216027654 |  | HMSV-A-CB | CPM4B1V-H36A-O | Ducted Indoor Units |  |  |  |  | 12 | 19.4 | 10.4 | TRUE | TRUE |  | 36000 | 33000 | 2.4 | 34000 | 2.2
216027656 | 11/10/2025 | Live | Midea Electric Trading | CAPELLA | Multizone All Non-Ducted | 216027656 |  | HMSR-A-CB-O | CPM5B1V-H48A-O | Non-Ducted Indoor Units |  |  |  |  | 12 | 23 | 11 | TRUE | TRUE |  | 47000 | 44000 | 2.6 | 45000 | 2
216027657 | 11/10/2025 | Live | Midea Electric Trading | CAPELLA | Multizone All Ducted | 216027657 |  | HMSV-A-CB | CPM5B1V-H48A-O | Ducted Indoor Units |  |  |  |  | 11.7 | 20.4 | 11 | TRUE | TRUE |  | 47000 | 44500 | 2.6 | 46000 | 2.2
216027658 | 11/10/2025 | Live | Midea Electric Trading | CAPELLA | Multizone Mix of Ducted and Non-Ducted | 216027658 |  | HMSV-A-CB | CPM5B1V-H48A-O | Mixed Ducted and Non-Ducted Indoor Units |  |  |  |  | 11.85 | 21.7 | 11 | TRUE | TRUE |  | 47000 | 44000 | 2.6 | 45500 | 2.1
216027659 | 07/11/2025 | Live | Midea Electric Trading | CAPELLA | Multizone All Non-Ducted | 216027659 |  | HMSR-A-CB-O | CPM5B1V-H55A-O | Non-Ducted Indoor Units |  |  |  |  | 12 | 22.2 | 10.5 | TRUE | TRUE |  | 51000 | 44000 | 2.6 | 47000 | 2.5
216027660 | 11/10/2025 | Live | Midea Electric Trading | CAPELLA | Multizone All Ducted | 216027660 |  | HMSV-A-CB | CPM5B1V-H55A-O | Ducted Indoor Units |  |  |  |  | 11.7 | 20 | 10.7 | TRUE | TRUE |  | 53000 | 45000 | 2.7 | 52000 | 2.3
216027661 | 11/10/2025 | Live | Midea Electric Trading | CAPELLA | Multizone Mix of Ducted and Non-Ducted | 216027661 |  | HMSV-A-CB | CPM5B1V-H55A-O | Mixed Ducted and Non-Ducted Indoor Units |  |  |  |  | 11.85 | 21.1 | 10.6 | TRUE | TRUE |  | 52000 | 44500 | 2.65 | 49500 | 2.39
216031021 | 11/10/2025 | Live | Midea Electric Trading | MOOVAIR | Singlezone Non-Ducted, Wall Placement | 216031021 |  | HRCU-A-CB-O | MSHEA09C2AN1 | Mini-Splits | MWHEA09C2AN1 |  |  |  | 14.9 | 25.8 | 12.5 | TRUE | TRUE |  | 9000 | 8100 | 2.83 | 9400 | 2.37
216031022 | 11/10/2025 | Live | Midea Electric Trading | MOOVAIR | Singlezone Non-Ducted, Wall Placement | 216031022 |  | HRCU-A-CB-O | MSHEA12C2AN1 | Mini-Splits | MWHEA12C2AN1 |  |  |  | 13 | 25.5 | 10.6 | TRUE | TRUE |  | 12000 | 9300 | 2.84 | 9600 | 2.38
216031025 | 11/10/2025 | Live | Midea Electric Trading | MOOVAIR | Singlezone Non-Ducted, Wall Placement | 216031025 |  | HRCU-A-CB-O | MSHEA24C2AN1 | Mini-Splits | MWHEA24C2AN1 |  |  |  | 14 | 23 | 11.7 | TRUE | TRUE |  | 24000 | 18800 | 2.65 | 19300 | 2.33
216031024 | 11/10/2025 | Live | Midea Electric Trading | MOOVAIR | Singlezone Non-Ducted, Wall Placement | 216031024 |  | HRCU-A-CB-O | MSHEA18C2AN1 | Mini-Splits | MWHEA18C2AN1 |  |  |  | 12.7 | 23.5 | 10.8 | TRUE | TRUE |  | 18000 | 13600 | 2.73 | 14900 | 2.43
216031032 | 11/10/2025 | Live | Midea Electric Trading | MOOVAIR | Singlezone Non-Ducted, Wall Placement | 216031032 |  | HRCU-A-CB-O | MSHMA33C2AN1 | Mini-Splits | MWHMA33C2AS1 |  |  |  | 12 | 19.5 | 10.5 | TRUE | TRUE |  | 33000 | 30000 | 2.69 | 30200 | 2.02
216031031 | 11/10/2025 | Live | Midea Electric Trading | MOOVAIR | Singlezone Non-Ducted, Wall Placement | 216031031 |  | HRCU-A-CB-O | MSHMA24C2AN1 | Mini-Splits | MWHMA24C2AS1 |  |  |  | 13 | 21 | 13.5 | TRUE | TRUE |  | 24000 | 21000 | 2.88 | 23200 | 2.35
216031034 | 11/10/2025 | Live | Midea Electric Trading | MOOVAIR | Singlezone Non-Ducted, Ceiling Placement | 216031034 |  | HRCU-A-CB-O | MSHEA09C2AN1 | Mini-Splits | GKHRA09C2AS1 |  |  |  | 14.3 | 21.6 | 11.3 | TRUE | TRUE |  | 9000 | 8500 | 2.8 | 9300 | 2.55
216031033 | 11/10/2025 | Live | Midea Electric Trading | MOOVAIR | Singlezone Non-Ducted, Wall Placement | 216031033 |  | HRCU-A-CB-O | MSHHA18C2AN1 | Mini-Splits | MWHHA18C2AS1 |  |  |  | 15 | 25.6 | 16.2 | TRUE | TRUE |  | 18000 | 19300 | 3.01 | 23200 | 2.35
216031035 | 11/10/2025 | Live | Midea Electric Trading | MOOVAIR | Singlezone Non-Ducted, Ceiling Placement | 216031035 |  | HRCU-A-CB-O | MSHEA12C2AN1 | Mini-Splits | GKHRA12C2AS1 |  |  |  | 12.5 | 21.1 | 10.4 | TRUE | TRUE |  | 12000 | 8500 | 2.8 | 9300 | 2.55
216031036 | 11/10/2025 | Live | Midea Electric Trading | MOOVAIR | Singlezone Non-Ducted, Ceiling Placement | 216031036 |  | HRCU-A-CB-O | MSHEA18C2AN1 | Mini-Splits | GKHRA18C2AS1 |  |  |  | 12.5 | 20.7 | 11.4 | TRUE | TRUE |  | 16800 | 13900 | 2.66 | 14800 | 2.36
216031038 | 11/10/2025 | Live | Midea Electric Trading | MOOVAIR | Singlezone Non-Ducted, Ceiling Placement | 216031038 |  | HRCU-A-CB-O | MSHMA09C2AN1 | Mini-Splits | GKHRA09C2AS1 |  |  |  | 14 | 22.6 | 12.1 | TRUE | TRUE |  | 9000 | 9700 | 2.63 | 12600 | 2.1
216031039 | 11/10/2025 | Live | Midea Electric Trading | MOOVAIR | Singlezone Non-Ducted, Ceiling Placement | 216031039 |  | HRCU-A-CB-O | MSHMA12C2AN1 | Mini-Splits | GKHRA12C2AS1 |  |  |  | 12.5 | 22.2 | 11.6 | TRUE | TRUE |  | 12000 | 10000 | 2.74 | 12900 | 2.14
216031040 | 11/10/2025 | Live | Midea Electric Trading | MOOVAIR | Singlezone Non-Ducted, Ceiling Placement | 216031040 |  | HRCU-A-CB-O | MSHMA18C2AN1 | Mini-Splits | GKHRA18C2AS1 |  |  |  | 12.5 | 20 | 12.3 | TRUE | TRUE |  | 16000 | 14900 | 2.7 | 18000 | 2.1
216031041 | 11/10/2025 | Live | Midea Electric Trading | MOOVAIR | Singlezone Non-Ducted, Wall Placement | 216031041 |  | HRCU-A-CB-O | MSHMA24C2AN1 | Mini-Splits | GQHRA24C2AS1 |  |  |  | 12 | 20.7 | 11.6 | TRUE | TRUE |  | 23400 | 20400 | 2.78 | 23900 | 2.48
216031043 | 11/10/2025 | Live | Midea Electric Trading | MOOVAIR | Singlezone Non-Ducted, Ceiling Placement | 216031043 |  | HRCU-A-CB-O | MSHEA18C2AN1 | Mini-Splits | GOHRA18C2AS1 |  |  |  | 12.5 | 22.2 | 12.2 | TRUE | TRUE |  | 18000 | 14000 | 2.77 | 15200 | 2.47
216031045 | 11/10/2025 | Live | Midea Electric Trading | MOOVAIR | Singlezone Non-Ducted, Ceiling Placement | 216031045 |  | HRCU-A-CB-O | MSHMA18C2AN1 | Mini-Splits | GOHRA18C2AS1 |  |  |  | 12.5 | 20.6 | 12.2 | TRUE | TRUE |  | 16700 | 14500 | 2.5 | 18800 | 2.05
216031048 | 11/10/2025 | Live | Midea Electric Trading | MOOVAIR | Singlezone Ducted, Compact Ducted | 216031048 |  | HRCU-A-CB | MSHEA18C2AN1 | Mini-Splits | GDHRA18C2AS1 |  |  |  | 13.3 | 20 | 11.3 | TRUE | TRUE |  | 17500 | 14900 | 2.89 | 15900 | 2.65
216031049 | 11/10/2025 | Live | Midea Electric Trading | MOOVAIR | Singlezone Ducted, Compact Ducted | 216031049 |  | HRCU-A-CB | MSHEA24C2AN1 | Mini-Splits | GDHRA24C2AS1 |  |  |  | 12.5 | 19 | 11 | TRUE | TRUE |  | 24000 | 21200 | 2.6 | 21600 | 2.56
216031050 | 11/10/2025 | Live | Midea Electric Trading | MOOVAIR | Singlezone Ducted, Compact Ducted | 216031050 |  | HRCU-A-CB | MSHMA09C2AN1 | Mini-Splits | GDHRA09C2AS1 |  |  |  | 14 | 20.5 | 13.8 | TRUE | TRUE |  | 9000 | 10200 | 2.45 | 12600 | 1.94
216031051 | 11/10/2025 | Live | Midea Electric Trading | MOOVAIR | Singlezone Ducted, Compact Ducted | 216031051 |  | HRCU-A-CB | MSHMA12C2AN1 | Mini-Splits | GDHRA12C2AS1 |  |  |  | 12 | 20 | 10.6 | TRUE | TRUE |  | 12000 | 10200 | 2.6 | 14000 | 2.31
216031052 | 07/11/2025 | Live | Midea Electric Trading | MOOVAIR | Singlezone Ducted, Compact Ducted | 216031052 |  | HRCU-A-CB | MSHMA18C2AN1 | Mini-Splits | GDHRA18C2AS1 |  |  |  | 12 | 18.4 | 11.1 | TRUE | TRUE |  | 17500 | 15000 | 2.89 | 20000 | 2.5
216031053 | 11/10/2025 | Live | Midea Electric Trading | MOOVAIR | Singlezone Ducted, Compact Ducted | 216031053 |  | HRCU-A-CB | MSHMA24C2AN1 | Mini-Splits | GDHRA24C2AS1 |  |  |  | 12 | 19 | 11.7 | TRUE | TRUE |  | 24000 | 21600 | 2.71 | 23600 | 2.48
216031054 | 11/10/2025 | Live | Midea Electric Trading | MOOVAIR | Singlezone Non-Ducted, Wall Placement | 216031054 |  | HRCU-A-CB-O | MSHEA12C2AN1 | Mini-Splits | GFHRA12C2AS1 |  |  |  | 12.7 | 24.6 | 11 | TRUE | TRUE |  | 12000 | 9000 | 2.87 | 9600 | 2.49
216031065 | 11/10/2025 | Live | Midea Electric Trading | MOOVAIR | Multizone All Non-Ducted | 216031065 |  | HMSR-A-CB-O | MXHSA4862AV1 | Non-Ducted Indoor Units |  |  |  |  | 12.5 | 24 | 10.3 | TRUE | TRUE |  | 47000 | 38000 | 2.5 | 38500 | 2
216031066 | 11/10/2025 | Live | Midea Electric Trading | MOOVAIR | Multizone All Ducted | 216031066 |  | HMSV-A-CB | MXHSA4862AV1 | Ducted Indoor Units |  |  |  |  | 12 | 20.4 | 10.6 | TRUE | TRUE |  | 45000 | 37000 | 2.5 | 41000 | 2.4
216031067 | 11/10/2025 | Live | Midea Electric Trading | MOOVAIR | Multizone Mix of Ducted and Non-Ducted | 216031067 |  | HMSV-A-CB | MXHSA4862AV1 | Mixed Ducted and Non-Ducted Indoor Units |  |  |  |  | 12.25 | 22.2 | 10.45 | TRUE | TRUE |  | 46000 | 37400 | 2.5 | 39750 | 2.19
216031068 | 11/10/2025 | Live | Midea Electric Trading | MOOVAIR | Multizone All Non-Ducted | 216031068 |  | HMSR-A-CB-O | MXHZA1832AV1 | Non-Ducted Indoor Units |  |  |  |  | 15 | 25 | 10.4 | TRUE | TRUE |  | 19000 | 17600 | 2.7 | 19000 | 2.2
216031069 | 11/10/2025 | Live | Midea Electric Trading | MOOVAIR | Multizone All Ducted | 216031069 |  | HMSV-A-CB | MXHZA1832AV1 | Ducted Indoor Units |  |  |  |  | 13 | 20 | 10 | TRUE | TRUE |  | 19000 | 17000 | 2.59 | 22000 | 2.5
216031070 | 11/10/2025 | Live | Midea Electric Trading | MOOVAIR | Multizone Mix of Ducted and Non-Ducted | 216031070 |  | HMSV-A-CB | MXHZA1832AV1 | Mixed Ducted and Non-Ducted Indoor Units |  |  |  |  | 14 | 22.5 | 10.2 | TRUE | TRUE |  | 19000 | 17300 | 2.65 | 20500 | 2.36
216031071 | 11/10/2025 | Live | Midea Electric Trading | MOOVAIR | Multizone All Non-Ducted | 216031071 |  | HMSR-A-CB-O | MXHZA2742AV1 | Non-Ducted Indoor Units |  |  |  |  | 12.5 | 23 | 10.5 | TRUE | TRUE |  | 27000 | 25000 | 2.6 | 28000 | 2.2
216031072 | 11/10/2025 | Live | Midea Electric Trading | MOOVAIR | Multizone All Ducted | 216031072 |  | HMSV-A-CB | MXHZA2742AV1 | Ducted Indoor Units |  |  |  |  | 12 | 19 | 9.5 | TRUE | TRUE |  | 28000 | 23000 | 2.4 | 27000 | 2.1
216031073 | 11/10/2025 | Live | Midea Electric Trading | MOOVAIR | Multizone Mix of Ducted and Non-Ducted | 216031073 |  | HMSV-A-CB | MXHZA2742AV1 | Mixed Ducted and Non-Ducted Indoor Units |  |  |  |  | 12.25 | 21 | 10 | TRUE | TRUE |  | 27400 | 24000 | 2.5 | 27500 | 2.15
216031075 | 11/10/2025 | Live | Midea Electric Trading | MOOVAIR | Multizone All Ducted | 216031075 |  | HMSV-A-CB | MXHZA3652AV1 | Ducted Indoor Units |  |  |  |  | 12 | 19.4 | 10.4 | TRUE | TRUE |  | 36000 | 33000 | 2.4 | 34000 | 2.2
216031077 | 11/10/2025 | Live | Midea Electric Trading | MOOVAIR | Multizone All Non-Ducted | 216031077 |  | HMSR-A-CB-O | MXHZA4862AV1 | Non-Ducted Indoor Units |  |  |  |  | 12 | 23 | 11 | TRUE | TRUE |  | 47000 | 44000 | 2.6 | 45000 | 2
216031078 | 11/10/2025 | Live | Midea Electric Trading | MOOVAIR | Multizone All Ducted | 216031078 |  | HMSV-A-CB | MXHZA4862AV1 | Ducted Indoor Units |  |  |  |  | 11.7 | 20.4 | 11 | TRUE | TRUE |  | 47000 | 44500 | 2.6 | 46000 | 2.2
216031079 | 11/10/2025 | Live | Midea Electric Trading | MOOVAIR | Multizone Mix of Ducted and Non-Ducted | 216031079 |  | HMSV-A-CB | MXHZA4862AV1 | Mixed Ducted and Non-Ducted Indoor Units |  |  |  |  | 11.85 | 21.7 | 11 | TRUE | TRUE |  | 47000 | 44000 | 2.6 | 45500 | 2.1
216032260 | 11/10/2025 | Live | Midea Electric Trading | 1HVAC | Singlezone Non-Ducted, Wall Placement | 216032260 |  | HRCU-A-CB-O | ACIQ-12Z-HP115C | Mini-Splits | ACIQ-12W-HP115C |  |  |  | 10.1 | 21.2 | 8.7 | FALSE | FALSE |  | 12000 | 7300 | 2.23 | 8000 | 2.19
216032259 | 11/10/2025 | Live | Midea Electric Trading | 1HVAC | Singlezone Non-Ducted, Wall Placement | 216032259 |  | HRCU-A-CB-O | ACIQ-09Z-HP115C | Mini-Splits | ACIQ-09W-HP115C |  |  |  | 12.5 | 21.5 | 9 | TRUE | FALSE |  | 9000 | 6500 | 2.3 | 8000 | 2.13
216032262 | 07/11/2025 | Live | Midea Electric Trading | 1HVAC | Singlezone Non-Ducted, Wall Placement | 216032262 |  | HRCU-A-CB-O | ACIQ-12Z-HP230C | Mini-Splits | ACIQ-12W-HP230C |  |  |  | 10.8 | 21.3 | 9.1 | FALSE | FALSE |  | 12000 | 8700 | 2.41 | 9200 | 2.16
216032261 | 11/10/2025 | Live | Midea Electric Trading | 1HVAC | Singlezone Non-Ducted, Wall Placement | 216032261 |  | HRCU-A-CB-O | ACIQ-09Z-HP230C | Mini-Splits | ACIQ-09W-HP230C |  |  |  | 12.6 | 21.2 | 9.1 | TRUE | TRUE |  | 9000 | 6800 | 2.46 | 8300 | 2.23
216032263 | 11/10/2025 | Live | Midea Electric Trading | 1HVAC | Singlezone Non-Ducted, Wall Placement | 216032263 |  | HRCU-A-CB-O | ACIQ-18Z-HP230C | Mini-Splits | ACIQ-18W-HP230C |  |  |  | 10.8 | 19.2 | 9.6 | FALSE | FALSE |  | 18000 | 12300 | 2.63 | 14800 | 2.58
216032265 | 11/10/2025 | Live | Midea Electric Trading | 1HVAC | Singlezone Non-Ducted, Wall Placement | 216032265 |  | HRCU-A-CB-O | ACIQ-30Z-HP230C | Mini-Splits | ACIQ-30W-HP230C |  |  |  | 11 | 20 | 9.2 | TRUE | FALSE |  | 30000 | 19000 | 2.26 | 19800 | 1.99
216032264 | 11/10/2025 | Live | Midea Electric Trading | 1HVAC | Singlezone Non-Ducted, Wall Placement | 216032264 |  | HRCU-A-CB-O | ACIQ-24Z-HP230C | Mini-Splits | ACIQ-24W-HP230C |  |  |  | 10 | 18.7 | 9.3 | FALSE | TRUE |  | 24000 | 16900 | 2.53 | 18700 | 2.18
216032266 | 11/10/2025 | Live | Midea Electric Trading | 1HVAC | Singlezone Non-Ducted, Wall Placement | 216032266 |  | HRCU-A-CB-O | ACIQ-36Z-HP230C | Mini-Splits | ACIQ-36W-HP230C |  |  |  | 9 | 18 | 8.5 | FALSE | FALSE |  | 36000 | 24600 | 2.25 | 25000 | 2.14
216032267 | 11/10/2025 | Live | Midea Electric Trading | 1HVAC | Singlezone Non-Ducted, Wall Placement | 216032267 |  | HRCU-A-CB-O | ACIQ-06ZPL-HP230C | Mini-Splits | ACIQ-06W-HH-MD |  |  |  | 18 | 25.5 | 14.8 | TRUE | TRUE |  | 6000 | 7900 | 2.79 | 8600 | 2.38
216032271 | 11/10/2025 | Live | Midea Electric Trading | 1HVAC | Singlezone Non-Ducted, Wall Placement | 216032271 |  | HRCU-A-CB-O | ACIQ-24ZPL-HP230C | Mini-Splits | ACIQ-24W-HH-MD |  |  |  | 13 | 21 | 13.5 | TRUE | TRUE |  | 24000 | 21000 | 2.88 | 23200 | 2.35
216032272 | 11/10/2025 | Live | Midea Electric Trading | 1HVAC | Singlezone Non-Ducted, Ceiling Placement | 216032272 |  | HRCU-A-CB-O | ACIQ-09ZPL-HP230C | Mini-Splits | ACIQ-09CC-HH-MC |  |  |  | 14 | 22.6 | 12.1 | TRUE | TRUE |  | 9000 | 9700 | 2.63 | 12600 | 2.1
216032273 | 11/10/2025 | Live | Midea Electric Trading | 1HVAC | Singlezone Non-Ducted, Ceiling Placement | 216032273 |  | HRCU-A-CB-O | ACIQ-12ZPL-HP230C | Mini-Splits | ACIQ-12CC-HH-MC |  |  |  | 12.5 | 22.2 | 11.6 | TRUE | TRUE |  | 12000 | 10000 | 2.74 | 12900 | 2.14
216032274 | 11/10/2025 | Live | Midea Electric Trading | 1HVAC | Singlezone Non-Ducted, Ceiling Placement | 216032274 |  | HRCU-A-CB-O | ACIQ-18ZPL-HP230C | Mini-Splits | ACIQ-18CC-HH-MC |  |  |  | 12.5 | 20 | 12.3 | TRUE | TRUE |  | 16000 | 14900 | 2.7 | 18000 | 2.1
216032275 | 11/10/2025 | Live | Midea Electric Trading | 1HVAC | Singlezone Non-Ducted, Wall Placement | 216032275 |  | HRCU-A-CB-O | ACIQ-24ZPL-HP230C | Mini-Splits | ACIQ-24CC-HH-MC |  |  |  | 12 | 20.7 | 11.6 | TRUE | TRUE |  | 23400 | 20400 | 2.78 | 23900 | 2.48
216032276 | 11/10/2025 | Live | Midea Electric Trading | 1HVAC | Singlezone Non-Ducted, Wall Placement | 216032276 |  | HRCU-A-CB-O | ACIQ-36ZPL-HP230C | Mini-Splits | ACIQ-36CC-HH-MC |  |  |  | 12 | 21.2 | 10.6 | TRUE | TRUE |  | 36600 | 30600 | 2.56 | 46200 | 2.17
216032277 | 07/11/2025 | Live | Midea Electric Trading | 1HVAC | Singlezone Ducted, Compact Ducted | 216032277 |  | HRCU-A-CB | ACIQ-48ZPL-HP230C | Mini-Splits | ACIQ-48CC-HH-MC |  |  |  | 10.4 | 16.7 | 10.8 | FALSE | TRUE |  | 48000 | 45000 | 2.61 | 45500 | 2.4
216032278 | 11/10/2025 | Live | Midea Electric Trading | 1HVAC | Singlezone Ducted, Compact Ducted | 216032278 |  | HRCU-A-CB | ACIQ-09ZPL-HP230C | Mini-Splits | ACIQ-09CD-HH-MC |  |  |  | 14 | 20.5 | 13.8 | TRUE | TRUE |  | 9000 | 10200 | 2.45 | 12600 | 1.94
216032279 | 11/10/2025 | Live | Midea Electric Trading | 1HVAC | Singlezone Ducted, Compact Ducted | 216032279 |  | HRCU-A-CB | ACIQ-12ZPL-HP230C | Mini-Splits | ACIQ-12CD-HH-MC |  |  |  | 12 | 20 | 10.6 | TRUE | TRUE |  | 12000 | 10200 | 2.6 | 14000 | 2.31
216032280 | 11/10/2025 | Live | Midea Electric Trading | 1HVAC | Singlezone Ducted, Compact Ducted | 216032280 |  | HRCU-A-CB | ACIQ-18ZPL-HP230C | Mini-Splits | ACIQ-18CD-HH-MC |  |  |  | 12 | 18.4 | 11.1 | TRUE | TRUE |  | 17500 | 15000 | 2.89 | 20000 | 2.5
216032281 | 11/10/2025 | Live | Midea Electric Trading | 1HVAC | Singlezone Ducted, Compact Ducted | 216032281 |  | HRCU-A-CB | ACIQ-24ZPL-HP230C | Mini-Splits | ACIQ-24CD-HH-MC |  |  |  | 12 | 19 | 11.7 | TRUE | TRUE |  | 24000 | 21600 | 2.71 | 23600 | 2.48
216032282 | 11/10/2025 | Live | Midea Electric Trading | 1HVAC | Singlezone Ducted, Compact Ducted | 216032282 |  | HRCU-A-CB | ACIQ-36ZPL-HP230C | Mini-Splits | ACIQ-36CD-HH-MC |  |  |  | 12 | 17.7 | 11.1 | TRUE | TRUE |  | 36000 | 31600 | 2.73 | 40000 | 2.29
216032283 | 11/10/2025 | Live | Midea Electric Trading | 1HVAC | Singlezone Ducted, Compact Ducted | 216032283 |  | HRCU-A-CB | ACIQ-48ZPL-HP230C | Mini-Splits | ACIQ-48CD-HH-MC |  |  |  | 10.4 | 16.7 | 10.8 | FALSE | TRUE |  | 48000 | 45000 | 2.61 | 45500 | 2.4
216032284 | 11/10/2025 | Live | Midea Electric Trading | 1HVAC | Singlezone Ducted, Compact Ducted | 216032284 |  | HRCU-A-CB | ACIQ-60ZPL-HP230C | Mini-Splits | ACIQ-60CD-HH-MC |  |  |  | 10.2 | 15.8 | 10.4 | FALSE | TRUE |  | 55000 | 45000 | 2.72 | 52000 | 2.41
216032285 | 11/10/2025 | Live | Midea Electric Trading | 1HVAC | Singlezone Non-Ducted, Wall Placement | 216032285 |  | HRCU-A-CB-O | ACIQ-09ZPL-HP230C | Mini-Splits | ACIQ-09FM-HH-MD |  |  |  | 15.1 | 27.2 | 10.9 | TRUE | TRUE |  | 9000 | 9800 | 2.71 | 12200 | 2.17
216032287 | 11/10/2025 | Live | Midea Electric Trading | 1HVAC | Singlezone Non-Ducted, Floor Placement | 216032287 |  | HRCU-A-CB-O | ACIQ-18ZPL-HP230C | Mini-Splits | ACIQ-18FM-HH-MD |  |  |  | 12.5 | 20.4 | 10.3 | TRUE | TRUE |  | 17000 | 14400 | 2.54 | 20200 | 2.24
216032288 | 11/10/2025 | Live | Midea Electric Trading | 1HVAC | Singlezone Non-Ducted, Floor Placement | 216032288 |  | HRCU-A-CB-O | ACIQ-24ZPL-HP230C | Mini-Splits | ACIQ-24FM-HH-MD |  |  |  | 12 | 20.4 | 12.1 | TRUE | TRUE |  | 22000 | 20200 | 2.74 | 23300 | 2.38
216032289 | 11/10/2025 | Live | Midea Electric Trading | 1HVAC | Singlezone Non-Ducted, Floor Placement | 216032289 |  | HRCU-A-CB-O | ACIQ-36ZPL-HP230C | Mini-Splits | ACIQ-36FM-HH-MD |  |  |  | 12 | 20 | 10.8 | TRUE | TRUE |  | 36400 | 30200 | 2.58 | 42400 | 2.16
216032290 | 11/10/2025 | Live | Midea Electric Trading | 1HVAC | Singlezone Non-Ducted, Floor Placement | 216032290 |  | HRCU-A-CB-O | ACIQ-48ZPL-HP230C | Mini-Splits | ACIQ-48FM-HH-MD |  |  |  | 9.4 | 18.5 | 10.1 | FALSE | TRUE |  | 48000 | 38500 | 2.38 | 44500 | 2.23
216032291 | 11/10/2025 | Live | Midea Electric Trading | 1HVAC | Singlezone Non-Ducted, Floor Placement | 216032291 |  | HRCU-A-CB-O | ACIQ-60ZPL-HP230C | Mini-Splits | ACIQ-60FM-HH-MD |  |  |  | 9 | 18 | 10.7 | FALSE | TRUE |  | 54000 | 41000 | 2.33 | 58000 | 2.17
216032292 | 07/11/2025 | Live | Midea Electric Trading | 1HVAC | Singlezone Non-Ducted, Ceiling Placement | 216032292 |  | HRCU-A-CB-O | ACIQ-06ZPL-HP230C | Mini-Splits | SCC-0609-HH-MB |  |  |  | 15 | 22 | 12 | TRUE | TRUE |  | 6500 | 7000 | 2.66 | 9500 | 2.53
216032293 | 11/10/2025 | Live | Midea Electric Trading | 1HVAC | Singlezone Non-Ducted, Ceiling Placement | 216032293 |  | HRCU-A-CB-O | ACIQ-09ZPL-HP230C | Mini-Splits | SCC-0609-HH-MB |  |  |  | 14.6 | 24 | 12.1 | TRUE | TRUE |  | 9000 | 9000 | 2.44 | 11900 | 2
216032294 | 11/10/2025 | Live | Midea Electric Trading | 1HVAC | Singlezone Non-Ducted, Ceiling Placement | 216032294 |  | HRCU-A-CB-O | ACIQ-18ZPL-HP230C | Mini-Splits | SCC-1218-HH-MB |  |  |  | 12.5 | 20.6 | 12.2 | TRUE | TRUE |  | 16700 | 14500 | 2.5 | 18800 | 2.05
216032295 | 11/10/2025 | Live | Midea Electric Trading | 1HVAC | Multizone All Non-Ducted | 216032295 |  | HMSR-A-CB-O | ACIQ-18Z-HH-M3C | Non-Ducted Indoor Units |  |  |  |  | 15 | 25 | 10.4 | TRUE | TRUE |  | 19000 | 17600 | 2.7 | 19000 | 2.2
216032296 | 11/10/2025 | Live | Midea Electric Trading | 1HVAC | Multizone All Ducted | 216032296 |  | HMSV-A-CB | ACIQ-18Z-HH-M3C | Ducted Indoor Units |  |  |  |  | 13 | 20 | 10 | TRUE | TRUE |  | 19000 | 17000 | 2.59 | 22000 | 2.5
216032297 | 11/10/2025 | Live | Midea Electric Trading | 1HVAC | Multizone Mix of Ducted and Non-Ducted | 216032297 |  | HMSV-A-CB | ACIQ-18Z-HH-M3C | Mixed Ducted and Non-Ducted Indoor Units |  |  |  |  | 14 | 22.5 | 10.2 | TRUE | TRUE |  | 19000 | 17300 | 2.65 | 20500 | 2.36
216032298 | 11/10/2025 | Live | Midea Electric Trading | 1HVAC | Multizone All Non-Ducted | 216032298 |  | HMSR-A-CB-O | ACIQ-27Z-HH-M4C | Non-Ducted Indoor Units |  |  |  |  | 12.5 | 23 | 10.5 | TRUE | TRUE |  | 27000 | 25000 | 2.6 | 28000 | 2.2
216032299 | 11/10/2025 | Live | Midea Electric Trading | 1HVAC | Multizone All Ducted | 216032299 |  | HMSV-A-CB | ACIQ-27Z-HH-M4C | Ducted Indoor Units |  |  |  |  | 12 | 19 | 9.5 | TRUE | TRUE |  | 28000 | 23000 | 2.4 | 27000 | 2.1
216032300 | 11/10/2025 | Live | Midea Electric Trading | 1HVAC | Multizone Mix of Ducted and Non-Ducted | 216032300 |  | HMSV-A-CB | ACIQ-27Z-HH-M4C | Mixed Ducted and Non-Ducted Indoor Units |  |  |  |  | 12.25 | 21 | 10 | TRUE | TRUE |  | 27400 | 24000 | 2.5 | 27500 | 2.15
216032302 | 11/10/2025 | Live | Midea Electric Trading | 1HVAC | Multizone All Ducted | 216032302 |  | HMSV-A-CB | ACIQ-36Z-HH-M5C | Ducted Indoor Units |  |  |  |  | 12 | 19.4 | 10.4 | TRUE | TRUE |  | 36000 | 33000 | 2.4 | 34000 | 2.2
216032304 | 11/10/2025 | Live | Midea Electric Trading | 1HVAC | Multizone All Non-Ducted | 216032304 |  | HMSR-A-CB-O | ACIQ-48Z-HH-M6C | Non-Ducted Indoor Units |  |  |  |  | 12 | 23 | 11 | TRUE | TRUE |  | 47000 | 44000 | 2.6 | 45000 | 2
216032305 | 11/10/2025 | Live | Midea Electric Trading | 1HVAC | Multizone All Ducted | 216032305 |  | HMSV-A-CB | ACIQ-48Z-HH-M6C | Ducted Indoor Units |  |  |  |  | 11.7 | 20.4 | 11 | TRUE | TRUE |  | 47000 | 44500 | 2.6 | 46000 | 2.2
216032306 | 11/10/2025 | Live | Midea Electric Trading | 1HVAC | Multizone Mix of Ducted and Non-Ducted | 216032306 |  | HMSV-A-CB | ACIQ-48Z-HH-M6C | Mixed Ducted and Non-Ducted Indoor Units |  |  |  |  | 11.85 | 21.7 | 11 | TRUE | TRUE |  | 47000 | 44000 | 2.6 | 45500 | 2.1
216032307 | 11/10/2025 | Live | Midea Electric Trading | 1HVAC | Multizone All Non-Ducted | 216032307 |  | HMSR-A-CB-O | ACIQ-55Z-HH-M6C | Non-Ducted Indoor Units |  |  |  |  | 12 | 22.2 | 10.5 | TRUE | TRUE |  | 51000 | 44000 | 2.6 | 47000 | 2.5
216032308 | 11/10/2025 | Live | Midea Electric Trading | 1HVAC | Multizone All Ducted | 216032308 |  | HMSV-A-CB | ACIQ-55Z-HH-M6C | Ducted Indoor Units |  |  |  |  | 11.7 | 20 | 10.7 | TRUE | TRUE |  | 53000 | 45000 | 2.7 | 52000 | 2.3
216032309 | 07/11/2025 | Live | Midea Electric Trading | 1HVAC | Multizone Mix of Ducted and Non-Ducted | 216032309 |  | HMSV-A-CB | ACIQ-55Z-HH-M6C | Mixed Ducted and Non-Ducted Indoor Units |  |  |  |  | 11.85 | 21.1 | 10.6 | TRUE | TRUE |  | 52000 | 44500 | 2.65 | 49500 | 2.39
216032314 | 11/10/2025 | Live | Midea Electric Trading | 1HVAC | Multizone All Ducted | 216032314 |  | HMSV-A-CB | ES-27Z-M4C | Ducted Indoor Units |  |  |  |  | 12 | 21 | 9 | TRUE | TRUE |  | 26600 | 18400 | 2.5 | 18600 | 2.3
216032319 | 11/10/2025 | Live | Midea Electric Trading | 1HVAC | Multizone All Non-Ducted | 216032319 |  | HMSR-A-CB-O | ES-48Z-M6C | Non-Ducted Indoor Units |  |  |  |  | 12.5 | 24 | 10.3 | TRUE | TRUE |  | 47000 | 38000 | 2.5 | 38500 | 2
216032320 | 11/10/2025 | Live | Midea Electric Trading | 1HVAC | Multizone All Ducted | 216032320 |  | HMSV-A-CB | ES-48Z-M6C | Ducted Indoor Units |  |  |  |  | 12 | 20.4 | 10.6 | TRUE | TRUE |  | 45000 | 37000 | 2.5 | 41000 | 2.4
215441404 | 11/10/2025 | Live | Johnson Controls Inc. (York International Norman) | GUARDIAN | Singlezone Ducted, Compact Ducted | 215441404 |  | HRCU-A-CB | UPC36CN23STG1 | Mini-Splits | UNI36DT23STG1 |  |  |  | 11.7 | 18.5 | 9 | TRUE | TRUE |  | 33000 | 25600 | 2.74 | 28700 | 2.51
215449562 | 11/10/2025 | Live | Johnson Controls Inc. (York International Norman) | GUARDIAN | Singlezone Non-Ducted, Ceiling Placement | 215449562 |  | HRCU-A-CB-O | UPC36CN23STG1 | Mini-Splits | UNI36CS23STG1 |  |  |  | 12 | 19.5 | 9.5 | TRUE | TRUE |  | 36000 | 25600 | 2.76 | 30000 | 2.53
215748026 | 11/10/2025 | Live | Midea Electric Trading | CONNECT M | Singlezone Ducted, Centrally Ducted | 215748026 |  | HRCU-A-CB | CNTM16DHP60AA |  | CNTM16DAH60AA | 9 | 16.4 | 10.5 | 8.8 | 15.3 | 9.4 | FALSE | TRUE |  | 55000 | 42000 | 2.6 | 52500 | 2.3
215748025 | 11/10/2025 | Live | Midea Electric Trading | CONNECT M | Singlezone Ducted, Centrally Ducted | 215748025 |  | HRCU-A-CB | CNTM16DHP48AA |  | CNTM16DAH48AA | 8.5 | 16 | 10 | 8.2 | 15.6 | 9.4 | FALSE | TRUE |  | 47000 | 36000 | 2.36 | 48000 | 2.05
215748030 | 11/10/2025 | Live | Midea Electric Trading | CONNECT M | Singlezone Ducted, Centrally Ducted | 215748030 |  | HRCU-A-C | CNTM16DHP60AA |  | CNTMDCC60AA |  |  |  | 8.6 | 14.5 | 8.6 | FALSE | FALSE |  | 53000 | 37000 | 2.26 | 38000 | 2.26
215748029 | 11/10/2025 | Live | Midea Electric Trading | CONNECT M | Singlezone Ducted, Centrally Ducted | 215748029 |  | HRCU-A-C | CNTM16DHP48AA |  | CNTMDCC48AA | 9 | 14 | 10 | 8.6 | 14.3 | 9 | FALSE | FALSE |  | 46000 | 32000 | 2.36 | 45000 | 2.11
215748028 | 11/10/2025 | Live | Midea Electric Trading | CONNECT M | Singlezone Ducted, Centrally Ducted | 215748028 |  | HRCU-A-C | CNTM16DHP36AA |  | CNTMDCC36AA | 10.2 | 14.8 | 9.6 | 10 | 15.2 | 10 | FALSE | TRUE |  | 35000 | 33000 | 2.4 | 38000 | 1.9
216012016 | 11/10/2025 | Live | Midea Electric Trading | BREEZE33 | Singlezone Ducted, Centrally Ducted | 216012016 |  | HRCU-A-CB | BZ33-INV48OUT2-454-G3-J |  | BZ33-INVAHU48-454-G3-J |  |  |  | 10.5 | 16.5 | 9.5 | FALSE | TRUE |  | 48000 | 37000 | 2.7 | 38300 | 2.02
216012014 | 11/10/2025 | Live | Midea Electric Trading | BREEZE33 | Singlezone Ducted, Centrally Ducted | 216012014 |  | HRCU-A-CB | BZ33-INV30OUT2-454-G3-J |  | BZ33-INVAHU30-454-G3-J |  |  |  | 11.7 | 16.8 | 10 | TRUE | TRUE |  | 30000 | 23800 | 2.76 | 37800 | 2.39
216012017 | 11/10/2025 | Live | Midea Electric Trading | BREEZE33 | Singlezone Ducted, Centrally Ducted | 216012017 |  | HRCU-A-CB | BZ33-INV60OUT2-454-G3-J |  | BZ33-INVAHU60-454-G3-J |  |  |  | 10 | 16 | 9 | FALSE | TRUE |  | 54000 | 45000 | 2.4 | 50400 | 2.3
216014174 | 11/10/2025 | Live | Midea Electric Trading | SEA BREEZE+ | Singlezone Ducted, Centrally Ducted | 216014174 |  | HRCU-A-CB | SZ18H525ZMO |  | AH18H525ZMI |  |  |  | 12.1 | 18.5 | 9.8 | TRUE | TRUE |  | 18000 | 13200 | 2.6 | 14800 | 2.48
216014175 | 07/11/2025 | Live | Midea Electric Trading | SEA BREEZE+ | Singlezone Ducted, Centrally Ducted | 216014175 |  | HRCU-A-CB | SZ24H525ZMO |  | AH24H525ZMI |  |  |  | 11.7 | 19.7 | 9 | TRUE | TRUE |  | 24000 | 17600 | 2.4 | 23200 | 2.55
216014177 | 11/10/2025 | Live | Midea Electric Trading | SEA BREEZE+ | Singlezone Ducted, Centrally Ducted | 216014177 |  | HRCU-A-CB | SZ36H525ZMO |  | AH36H525ZMI |  |  |  | 8.5 | 16 | 7.7 | FALSE | FALSE |  | 36000 | 17900 | 2.04 | 22400 | 2.04
216014178 | 11/10/2025 | Live | Midea Electric Trading | SEA BREEZE+ | Singlezone Ducted, Centrally Ducted | 216014178 |  | HRCU-A-CB | HSZ18H525ZMO |  | AH18H525ZMI |  |  |  | 12 | 18 | 10 | TRUE | TRUE |  | 18000 | 14000 | 2.6 | 19800 | 2.38
216014179 | 11/10/2025 | Live | Midea Electric Trading | SEA BREEZE+ | Singlezone Ducted, Centrally Ducted | 216014179 |  | HRCU-A-CB | HSZ24H525ZMO |  | AH24H525ZMI |  |  |  | 12 | 18.7 | 10 | TRUE | TRUE |  | 23000 | 16900 | 2.4 | 24000 | 2.39
215931363 | 11/10/2025 | Live | Midea Electric Trading | NAPOLEON | Singlezone Non-Ducted, Wall Placement | 215931363 |  | HRCU-A-CB-O | NDHAS26BA-24-O | Mini-Splits | NDHAS26BA-24-I |  |  |  | 13 | 21 | 13.5 | FALSE | FALSE |  | 24000 | 21000 | 2.88 | 23200 | 2.35
215931364 | 11/10/2025 | Live | Midea Electric Trading | NAPOLEON | Singlezone Non-Ducted, Wall Placement | 215931364 |  | HRCU-A-CB-O | NDHAS26BA-33-O | Mini-Splits | NDHAS26BA-33-I |  |  |  | 12 | 19.5 | 10.5 | FALSE | FALSE |  | 33000 | 30000 | 2.69 | 30200 | 2.02
215931371 | 11/10/2025 | Live | Midea Electric Trading | CONTINENTAL | Multizone All Non-Ducted | 215931371 |  | HMSR-A-CB-O | CDHAMBB-27-O | Non-Ducted Indoor Units |  |  |  |  | 12.5 | 23 | 10.5 | TRUE | TRUE |  | 27000 | 25000 | 2.6 | 28000 | 2.2
215931370 | 11/10/2025 | Live | Midea Electric Trading | CONTINENTAL | Multizone All Non-Ducted | 215931370 |  | HMSR-A-CB-O | CDHAMBB-18-O | Non-Ducted Indoor Units |  |  |  |  | 15 | 25 | 10.4 | TRUE | TRUE |  | 19000 | 17600 | 2.7 | 19000 | 2.2
215931369 | 11/10/2025 | Live | Midea Electric Trading | CONTINENTAL | Singlezone Non-Ducted, Wall Placement | 215931369 |  | HRCU-A-CB-O | CDHAS26BA-33-O | Mini-Splits | CDHAS26BA-33-I |  |  |  | 12 | 19.5 | 10.5 | TRUE | TRUE |  | 33000 | 30000 | 2.69 | 30200 | 2.02
215931368 | 11/10/2025 | Live | Midea Electric Trading | CONTINENTAL | Singlezone Non-Ducted, Wall Placement | 215931368 |  | HRCU-A-CB-O | CDHAS26BA-24-O | Mini-Splits | CDHAS26BA-24-I |  |  |  | 13 | 21 | 13.5 | TRUE | TRUE |  | 24000 | 21000 | 2.88 | 23200 | 2.35
215931374 | 11/10/2025 | Live | Midea Electric Trading | NAPOLEON | Multizone All Non-Ducted | 215931374 |  | HMSR-A-CB-O | NDHAMBB-27-O | Non-Ducted Indoor Units |  |  |  |  | 12.5 | 23 | 10.5 | TRUE | TRUE |  | 27000 | 25000 | 2.6 | 28000 | 2.2
215931373 | 11/10/2025 | Live | Midea Electric Trading | NAPOLEON | Multizone All Non-Ducted | 215931373 |  | HMSR-A-CB-O | NDHAMBB-18-O | Non-Ducted Indoor Units |  |  |  |  | 15 | 25 | 10.4 | TRUE | TRUE |  | 19000 | 17600 | 2.7 | 19000 | 2.2
216010703 | 11/10/2025 | Live | Midea Electric Trading | NUTECH | Singlezone Non-Ducted, Wall Placement | 216010703 |  | HRCU-A-CB-O | NOD30-30HFN10-230 | Mini-Splits | NSAG11F-30HRFN10-230 |  |  |  | 12 | 22.4 | 9 | FALSE | FALSE |  | 30000 | 20000 | 2.4 | 21500 | 2.2
216014093 | 11/10/2025 | Live | Midea Electric Trading | SEA BREEZE | Singlezone Non-Ducted, Wall Placement | 216014093 |  | HRCU-A-CB-O | 9H521YOMI | Mini-Splits | 9H521YIMI |  |  |  | 12.5 | 21.5 | 9 | TRUE | TRUE |  | 9000 | 6600 | 2.33 | 7600 | 1.9
216014096 | 11/10/2025 | Live | Midea Electric Trading | SEA BREEZE | Singlezone Non-Ducted, Wall Placement | 216014096 |  | HRCU-A-CB-O | 24H521ZOMI | Mini-Splits | 24H521ZIMI |  |  |  | 9.6 | 18.5 | 9 | FALSE | TRUE |  | 24000 | 17200 | 2.46 | 20200 | 2.26
216014095 | 07/11/2025 | Live | Midea Electric Trading | SEA BREEZE | Singlezone Non-Ducted, Wall Placement | 216014095 |  | HRCU-A-CB-O | 18H521ZOMI | Mini-Splits | 18H521ZIMI |  |  |  | 11.5 | 20.2 | 9.1 | TRUE | FALSE |  | 18000 | 11700 | 2.62 | 13300 | 2.41
216014094 | 11/10/2025 | Live | Midea Electric Trading | SEA BREEZE | Singlezone Non-Ducted, Wall Placement | 216014094 |  | HRCU-A-CB-O | 12H521YOMI | Mini-Splits | 12H521YIMI |  |  |  | 10 | 21.3 | 8.7 | FALSE | FALSE |  | 12000 | 7800 | 2.31 | 8100 | 1.99
216014098 | 11/10/2025 | Live | Midea Electric Trading | SEA BREEZE+ | Singlezone Non-Ducted, Ceiling Placement | 216014098 |  | HRCU-A-CB-O | SZ09H525ZMO | Mini-Splits | CA09H525ZMI |  |  |  | 14.3 | 21.6 | 11.3 | TRUE | TRUE |  | 9000 | 8500 | 2.8 | 9300 | 2.55
216014099 | 11/10/2025 | Live | Midea Electric Trading | SEA BREEZE+ | Singlezone Non-Ducted, Ceiling Placement | 216014099 |  | HRCU-A-CB-O | SZ09H525ZMO | Mini-Splits | SCA09H525ZMI |  |  |  | 14.4 | 22.1 | 11.8 | TRUE | TRUE |  | 9000 | 7900 | 2.69 | 9900 | 2.59
216014097 | 11/10/2025 | Live | Midea Electric Trading | SEA BREEZE+ | Singlezone Non-Ducted, Wall Placement | 216014097 |  | HRCU-A-CB-O | SZ09H525ZMO | Mini-Splits | WM09H525ZMI |  |  |  | 14.9 | 25.8 | 12.5 | TRUE | TRUE |  | 9000 | 8100 | 2.83 | 9400 | 2.37
216014102 | 11/10/2025 | Live | Midea Electric Trading | SEA BREEZE+ | Singlezone Non-Ducted, Wall Placement | 216014102 |  | HRCU-A-CB-O | SZ12H525ZMO | Mini-Splits | WM12H525ZMI |  |  |  | 13 | 25.5 | 10.6 | TRUE | TRUE |  | 12000 | 9300 | 2.84 | 9600 | 2.38
216014100 | 11/10/2025 | Live | Midea Electric Trading | SEA BREEZE+ | Singlezone Non-Ducted, Wall Placement | 216014100 |  | HRCU-A-CB-O | SZ09H525ZMO | Mini-Splits | C09H525ZMI |  |  |  | 16.2 | 26 | 13.9 | TRUE | TRUE |  | 9000 | 9000 | 2.9 | 9600 | 2.49
216014105 | 11/10/2025 | Live | Midea Electric Trading | SEA BREEZE+ | Singlezone Non-Ducted, Wall Placement | 216014105 |  | HRCU-A-CB-O | SZ12H525ZMO | Mini-Splits | C12H525ZMI |  |  |  | 12.7 | 24.6 | 11 | TRUE | TRUE |  | 12000 | 9000 | 2.87 | 9600 | 2.49
216014103 | 11/10/2025 | Live | Midea Electric Trading | SEA BREEZE+ | Singlezone Non-Ducted, Ceiling Placement | 216014103 |  | HRCU-A-CB-O | SZ12H525ZMO | Mini-Splits | CA12H525ZMI |  |  |  | 12.5 | 21.1 | 10.4 | TRUE | TRUE |  | 12000 | 8500 | 2.8 | 9300 | 2.55
216014104 | 11/10/2025 | Live | Midea Electric Trading | SEA BREEZE+ | Singlezone Non-Ducted, Ceiling Placement | 216014104 |  | HRCU-A-CB-O | SZ12H525ZMO | Mini-Splits | SCA12H525ZMI |  |  |  | 12.3 | 22.1 | 10 | TRUE | TRUE |  | 12000 | 8600 | 2.77 | 10000 | 2.59
216014107 | 11/10/2025 | Live | Midea Electric Trading | SEA BREEZE+ | Singlezone Non-Ducted, Wall Placement | 216014107 |  | HRCU-A-CB-O | SZ18H525ZMO | Mini-Splits | WM18H525ZMI |  |  |  | 12.7 | 23.5 | 10.8 | TRUE | TRUE |  | 18000 | 13600 | 2.73 | 14900 | 2.43
216014110 | 11/10/2025 | Live | Midea Electric Trading | SEA BREEZE+ | Singlezone Non-Ducted, Wall Placement | 216014110 |  | HRCU-A-CB-O | SZ18H525ZMO | Mini-Splits | C18H525ZMI |  |  |  | 12.5 | 23.8 | 13.5 | TRUE | TRUE |  | 16000 | 14100 | 2.75 | 14600 | 2.58
216014108 | 11/10/2025 | Live | Midea Electric Trading | SEA BREEZE+ | Singlezone Non-Ducted, Ceiling Placement | 216014108 |  | HRCU-A-CB-O | SZ18H525ZMO | Mini-Splits | CA18H525ZMI |  |  |  | 12.5 | 20.7 | 11.4 | TRUE | TRUE |  | 16800 | 13900 | 2.66 | 14800 | 2.36
216014109 | 11/10/2025 | Live | Midea Electric Trading | SEA BREEZE+ | Singlezone Non-Ducted, Ceiling Placement | 216014109 |  | HRCU-A-CB-O | SZ18H525ZMO | Mini-Splits | SCA18H525ZMI |  |  |  | 12.5 | 22.2 | 12.2 | TRUE | TRUE |  | 18000 | 14000 | 2.77 | 15200 | 2.47
216014112 | 11/10/2025 | Live | Midea Electric Trading | SEA BREEZE+ | Singlezone Ducted, Compact Ducted | 216014112 |  | HRCU-A-CB | SZ18H525ZMO | Mini-Splits | D18H525ZMI |  |  |  | 13.3 | 20 | 11.3 | TRUE | TRUE |  | 17500 | 14900 | 2.89 | 15900 | 2.65
216014111 | 11/10/2025 | Live | Midea Electric Trading | SEA BREEZE+ | Singlezone Non-Ducted, Floor Placement | 216014111 |  | HRCU-A-CB-O | SZ18H525ZMO | Mini-Splits | FC18H525ZMI |  |  |  | 12.5 | 22.3 | 10.4 | TRUE | TRUE |  | 18000 | 13700 | 2.51 | 15100 | 2.38
216014115 | 11/10/2025 | Live | Midea Electric Trading | SEA BREEZE+ | Singlezone Non-Ducted, Floor Placement | 216014115 |  | HRCU-A-CB-O | SZ24H525ZMO | Mini-Splits | FC24H525ZMI |  |  |  | 12.2 | 21.1 | 11.1 | TRUE | TRUE |  | 24000 | 20000 | 2.56 | 20000 | 2.31
216014113 | 11/10/2025 | Live | Midea Electric Trading | SEA BREEZE+ | Singlezone Non-Ducted, Wall Placement | 216014113 |  | HRCU-A-CB-O | SZ24H525ZMO | Mini-Splits | WM24H525ZMI |  |  |  | 14 | 23 | 11.7 | TRUE | TRUE |  | 24000 | 18800 | 2.65 | 19300 | 2.33
216014116 | 07/11/2025 | Live | Midea Electric Trading | SEA BREEZE+ | Singlezone Ducted, Compact Ducted | 216014116 |  | HRCU-A-CB | SZ24H525ZMO | Mini-Splits | D24H525ZMI |  |  |  | 12.5 | 19 | 11 | TRUE | TRUE |  | 24000 | 21200 | 2.6 | 21600 | 2.56
216014117 | 11/10/2025 | Live | Midea Electric Trading | SEA BREEZE+ | Singlezone Non-Ducted, Wall Placement | 216014117 |  | HRCU-A-CB-O | SZ30H525ZMO | Mini-Splits | WM30H525ZMI |  |  |  | 12 | 20.5 | 9.5 | TRUE | FALSE |  | 30000 | 20400 | 2.52 | 21000 | 2.08
216014118 | 11/10/2025 | Live | Midea Electric Trading | SEA BREEZE+ | Singlezone Non-Ducted, Wall Placement | 216014118 |  | HRCU-A-CB-O | SZ36H525ZMO | Mini-Splits | WM36H525ZMI |  |  |  | 8.6 | 19 | 8.5 | FALSE | FALSE |  | 36000 | 24200 | 2.28 | 25600 | 2.27
216014122 | 11/10/2025 | Live | Midea Electric Trading | SEA BREEZE+ | Singlezone Non-Ducted, Wall Placement | 216014122 |  | HRCU-A-CB-O | HSZ09H525ZMO | Mini-Splits | C09H525ZMI |  |  |  | 15.1 | 27.2 | 10.9 | TRUE | TRUE |  | 9000 | 9800 | 2.71 | 12200 | 2.17
216014120 | 11/10/2025 | Live | Midea Electric Trading | SEA BREEZE+ | Singlezone Non-Ducted, Ceiling Placement | 216014120 |  | HRCU-A-CB-O | HSZ09H525ZMO | Mini-Splits | CA09H525ZMI |  |  |  | 14 | 22.6 | 12.1 | TRUE | TRUE |  | 9000 | 9700 | 2.63 | 12600 | 2.1
216014121 | 11/10/2025 | Live | Midea Electric Trading | SEA BREEZE+ | Singlezone Non-Ducted, Ceiling Placement | 216014121 |  | HRCU-A-CB-O | HSZ09H525ZMO | Mini-Splits | SCA09H525ZMI |  |  |  | 14.6 | 24 | 12.1 | TRUE | TRUE |  | 9000 | 9000 | 2.44 | 11900 | 2
216014123 | 11/10/2025 | Live | Midea Electric Trading | SEA BREEZE+ | Singlezone Ducted, Compact Ducted | 216014123 |  | HRCU-A-CB | HSZ09H525ZMO | Mini-Splits | D09H525ZMI |  |  |  | 14 | 20.5 | 13.8 | TRUE | TRUE |  | 9000 | 10200 | 2.45 | 12600 | 1.94
216014125 | 08/06/2025 | Live | Midea Electric Trading | SEA BREEZE+ | Singlezone Non-Ducted, Ceiling Placement | 216014125 |  | HRCU-A-CB-O | HSZ12H525ZMO | Mini-Splits | CA12H525ZMI |  |  |  | 12.5 | 22.2 | 11.6 | TRUE | TRUE |  | 12000 | 10000 | 2.74 | 12900 | 2.14
216014126 | 08/06/2025 | Live | Midea Electric Trading | SEA BREEZE+ | Singlezone Non-Ducted, Ceiling Placement | 216014126 |  | HRCU-A-CB-O | HSZ12H525ZMO | Mini-Splits | SCA12H525ZMI |  |  |  | 13 | 23 | 10 | TRUE | TRUE |  | 12000 | 9600 | 2.65 | 11900 | 1.95
216014128 | 08/06/2025 | Live | Midea Electric Trading | SEA BREEZE+ | Singlezone Ducted, Compact Ducted | 216014128 |  | HRCU-A-CB | HSZ12H525ZMO | Mini-Splits | D12H525ZMI |  |  |  | 12 | 20 | 10.6 | TRUE | TRUE |  | 12000 | 10200 | 2.6 | 14000 | 2.31
216014130 | 08/06/2025 | Live | Midea Electric Trading | SEA BREEZE+ | Singlezone Non-Ducted, Ceiling Placement | 216014130 |  | HRCU-A-CB-O | HSZ18H525ZMO | Mini-Splits | CA18H525ZMI |  |  |  | 12.5 | 20 | 12.3 | TRUE | TRUE |  | 16000 | 14900 | 2.7 | 18000 | 2.1
216014132 | 08/06/2025 | Live | Midea Electric Trading | SEA BREEZE+ | Singlezone Non-Ducted, Wall Placement | 216014132 |  | HRCU-A-CB-O | HSZ18H525ZMO | Mini-Splits | C18H525ZMI |  |  |  | 12.5 | 20 | 10.3 | TRUE | TRUE |  | 16000 | 14200 | 2.6 | 18800 | 2.13
216014131 | 08/06/2025 | Live | Midea Electric Trading | SEA BREEZE+ | Singlezone Non-Ducted, Ceiling Placement | 216014131 |  | HRCU-A-CB-O | HSZ18H525ZMO | Mini-Splits | SCA18H525ZMI |  |  |  | 12.5 | 20.6 | 12.2 | TRUE | TRUE |  | 16700 | 14500 | 2.5 | 18800 | 2.05
216014134 | 07/11/2025 | Live | Midea Electric Trading | SEA BREEZE+ | Singlezone Ducted, Compact Ducted | 216014134 |  | HRCU-A-CB | HSZ18H525ZMO | Mini-Splits | D18H525ZMI |  |  |  | 12 | 18.4 | 11.1 | TRUE | TRUE |  | 17500 | 15000 | 2.89 | 20000 | 2.5
216014133 | 08/06/2025 | Live | Midea Electric Trading | SEA BREEZE+ | Singlezone Non-Ducted, Floor Placement | 216014133 |  | HRCU-A-CB-O | HSZ18H525ZMO | Mini-Splits | FC18H525ZMI |  |  |  | 12.5 | 20.4 | 10.3 | TRUE | TRUE |  | 17000 | 14400 | 2.54 | 20200 | 2.24
216014136 | 08/06/2025 | Live | Midea Electric Trading | SEA BREEZE+ | Singlezone Non-Ducted, Wall Placement | 216014136 |  | HRCU-A-CB-O | HSZ24H525ZMO | Mini-Splits | CA24H525ZMI |  |  |  | 12 | 20.7 | 11.6 | TRUE | TRUE |  | 23400 | 20400 | 2.78 | 23900 | 2.48
216014135 | 08/06/2025 | Live | Midea Electric Trading | SEA BREEZE+ | Singlezone Non-Ducted, Wall Placement | 216014135 |  | HRCU-A-CB-O | HSZ24H525ZMO | Mini-Splits | WM24H525ZMI |  |  |  | 13 | 21 | 13.5 | TRUE | TRUE |  | 24000 | 21000 | 2.88 | 23200 | 2.35
216014138 | 08/06/2025 | Live | Midea Electric Trading | SEA BREEZE+ | Singlezone Ducted, Compact Ducted | 216014138 |  | HRCU-A-CB | HSZ24H525ZMO | Mini-Splits | D24H525ZMI |  |  |  | 12 | 19 | 11.7 | TRUE | TRUE |  | 24000 | 21600 | 2.71 | 23600 | 2.48
216014137 | 08/06/2025 | Live | Midea Electric Trading | SEA BREEZE+ | Singlezone Non-Ducted, Floor Placement | 216014137 |  | HRCU-A-CB-O | HSZ24H525ZMO | Mini-Splits | FC24H525ZMI |  |  |  | 12 | 20.4 | 12.1 | TRUE | TRUE |  | 22000 | 20200 | 2.74 | 23300 | 2.38
216014140 | 08/06/2025 | Live | Midea Electric Trading | SEA BREEZE+ | Singlezone Non-Ducted, Floor Placement | 216014140 |  | HRCU-A-CB-O | CSZ36H525ZMO | Mini-Splits | FC36H525ZMI |  |  |  | 12 | 20 | 10.8 | TRUE | TRUE |  | 36400 | 30200 | 2.58 | 42400 | 2.16
216014139 | 08/06/2025 | Live | Midea Electric Trading | SEA BREEZE+ | Singlezone Non-Ducted, Wall Placement | 216014139 |  | HRCU-A-CB-O | CSZ36H525ZMO | Mini-Splits | CA36H525ZMI |  |  |  | 12 | 21.2 | 10.6 | TRUE | TRUE |  | 36600 | 30600 | 2.56 | 46200 | 2.17
216014142 | 08/06/2025 | Live | Midea Electric Trading | SEA BREEZE+ | Singlezone Non-Ducted, Floor Placement | 216014142 |  | HRCU-A-CB-O | CSZ48H525ZMO | Mini-Splits | FC48H525ZMI |  |  |  | 9.4 | 18.5 | 10.1 | FALSE | TRUE |  | 48000 | 38500 | 2.38 | 44500 | 2.23
216014141 | 08/06/2025 | Live | Midea Electric Trading | SEA BREEZE+ | Singlezone Non-Ducted, Wall Placement | 216014141 |  | HRCU-A-CB-O | CSZ48H525ZMO | Mini-Splits | CA48H525ZMI |  |  |  | 10 | 18 | 11 | FALSE | TRUE |  | 48000 | 44000 | 2.44 | 48000 | 2.17
216014143 | 08/06/2025 | Live | Midea Electric Trading | SEA BREEZE+ | Singlezone Non-Ducted, Floor Placement | 216014143 |  | HRCU-A-CB-O | CSZ60H525ZMO | Mini-Splits | FC60H525ZMI |  |  |  | 9 | 18 | 10.7 | FALSE | TRUE |  | 54000 | 41000 | 2.33 | 58000 | 2.17
216014148 | 08/06/2025 | Live | Midea Electric Trading | SEA BREEZE+ | Multizone All Ducted | 216014148 |  | HMSV-A-CB | MZ27H525ZMO | Ducted Indoor Units |  |  |  |  | 12 | 21 | 9 | TRUE | TRUE |  | 26600 | 18400 | 2.5 | 18600 | 2.3
216014154 | 08/06/2025 | Live | Midea Electric Trading | SEA BREEZE+ | Multizone All Ducted | 216014154 |  | HMSV-A-CB | MZ48H525ZMO | Ducted Indoor Units |  |  |  |  | 12 | 20.4 | 10.6 | TRUE | TRUE |  | 45000 | 37000 | 2.5 | 41000 | 2.4
216014153 | 08/06/2025 | Live | Midea Electric Trading | SEA BREEZE+ | Multizone All Non-Ducted | 216014153 |  | HMSR-A-CB-O | MZ48H525ZMO | Non-Ducted Indoor Units |  |  |  |  | 12.5 | 24 | 10.3 | TRUE | TRUE |  | 47000 | 38000 | 2.5 | 38500 | 2
216014156 | 07/11/2025 | Live | Midea Electric Trading | SEA BREEZE+ | Multizone All Non-Ducted | 216014156 |  | HMSR-A-CB-O | MZ60H525ZMO | Non-Ducted Indoor Units |  |  |  |  | 10 | 22 | 9.5 | FALSE | FALSE |  | 60000 | 39000 | 2.8 | 42000 | 2.4
216014155 | 08/06/2025 | Live | Midea Electric Trading | SEA BREEZE+ | Multizone Mix of Ducted and Non-Ducted | 216014155 |  | HMSV-A-CB | MZ48H525ZMO | Mixed Ducted and Non-Ducted Indoor Units |  |  |  |  | 12.25 | 22.2 | 10.45 | TRUE | TRUE |  | 46000 | 37400 | 2.5 | 39750 | 2.19
216014158 | 08/06/2025 | Live | Midea Electric Trading | SEA BREEZE+ | Multizone Mix of Ducted and Non-Ducted | 216014158 |  | HMSV-A-CB | MZ60H525ZMO | Mixed Ducted and Non-Ducted Indoor Units |  |  |  |  | 10 | 20 | 9.35 | FALSE | FALSE |  | 60000 | 39000 | 2.7 | 41500 | 2.35
216014157 | 08/06/2025 | Live | Midea Electric Trading | SEA BREEZE+ | Multizone All Ducted | 216014157 |  | HMSV-A-CB | MZ60H525ZMO | Ducted Indoor Units |  |  |  |  | 10 | 18 | 9.2 | FALSE | FALSE |  | 60000 | 39000 | 2.6 | 41000 | 2.3
216014160 | 08/06/2025 | Live | Midea Electric Trading | SEA BREEZE+ | Multizone All Ducted | 216014160 |  | HMSV-A-CB | HMZ18H525ZMO | Ducted Indoor Units |  |  |  |  | 13 | 20 | 10 | TRUE | TRUE |  | 19000 | 17000 | 2.59 | 22000 | 2.5
216014159 | 08/06/2025 | Live | Midea Electric Trading | SEA BREEZE+ | Multizone All Non-Ducted | 216014159 |  | HMSR-A-CB-O | HMZ18H525ZMO | Non-Ducted Indoor Units |  |  |  |  | 15 | 25 | 10.4 | TRUE | TRUE |  | 19000 | 17600 | 2.7 | 19000 | 2.2
216014161 | 08/06/2025 | Live | Midea Electric Trading | SEA BREEZE+ | Multizone Mix of Ducted and Non-Ducted | 216014161 |  | HMSV-A-CB | HMZ18H525ZMO | Mixed Ducted and Non-Ducted Indoor Units |  |  |  |  | 14 | 22.5 | 10.2 | TRUE | TRUE |  | 19000 | 17300 | 2.65 | 20500 | 2.36
216014163 | 08/06/2025 | Live | Midea Electric Trading | SEA BREEZE+ | Multizone All Ducted | 216014163 |  | HMSV-A-CB | HMZ27H525ZMO | Ducted Indoor Units |  |  |  |  | 12 | 19 | 9.5 | TRUE | TRUE |  | 28000 | 23000 | 2.4 | 27000 | 2.1
216014162 | 08/06/2025 | Live | Midea Electric Trading | SEA BREEZE+ | Multizone All Non-Ducted | 216014162 |  | HMSR-A-CB-O | HMZ27H525ZMO | Non-Ducted Indoor Units |  |  |  |  | 12.5 | 23 | 10.5 | TRUE | TRUE |  | 27000 | 25000 | 2.6 | 28000 | 2.2
216014164 | 08/06/2025 | Live | Midea Electric Trading | SEA BREEZE+ | Multizone Mix of Ducted and Non-Ducted | 216014164 |  | HMSV-A-CB | HMZ27H525ZMO | Mixed Ducted and Non-Ducted Indoor Units |  |  |  |  | 12.25 | 21 | 10 | TRUE | TRUE |  | 27400 | 24000 | 2.5 | 27500 | 2.15
216014166 | 08/06/2025 | Live | Midea Electric Trading | SEA BREEZE+ | Multizone All Ducted | 216014166 |  | HMSV-A-CB | HMZ36H525ZMO | Ducted Indoor Units |  |  |  |  | 12 | 19.4 | 10.4 | TRUE | TRUE |  | 36000 | 33000 | 2.4 | 34000 | 2.2
216014169 | 08/06/2025 | Live | Midea Electric Trading | SEA BREEZE+ | Multizone All Ducted | 216014169 |  | HMSV-A-CB | HMZ48H525ZMO | Ducted Indoor Units |  |  |  |  | 11.7 | 20.4 | 11 | TRUE | TRUE |  | 47000 | 44500 | 2.6 | 46000 | 2.2
216014168 | 08/06/2025 | Live | Midea Electric Trading | SEA BREEZE+ | Multizone All Non-Ducted | 216014168 |  | HMSR-A-CB-O | HMZ48H525ZMO | Non-Ducted Indoor Units |  |  |  |  | 12 | 23 | 11 | TRUE | TRUE |  | 47000 | 44000 | 2.6 | 45000 | 2
216014172 | 08/06/2025 | Live | Midea Electric Trading | SEA BREEZE+ | Multizone All Ducted | 216014172 |  | HMSV-A-CB | HMZ55H525ZMO | Ducted Indoor Units |  |  |  |  | 11.7 | 20 | 10.7 | TRUE | TRUE |  | 53000 | 45000 | 2.7 | 52000 | 2.3
216014171 | 08/06/2025 | Live | Midea Electric Trading | SEA BREEZE+ | Multizone All Non-Ducted | 216014171 |  | HMSR-A-CB-O | HMZ55H525ZMO | Non-Ducted Indoor Units |  |  |  |  | 12 | 22.2 | 10.5 | TRUE | TRUE |  | 51000 | 44000 | 2.6 | 47000 | 2.5
216014170 | 07/11/2025 | Live | Midea Electric Trading | SEA BREEZE+ | Multizone Mix of Ducted and Non-Ducted | 216014170 |  | HMSV-A-CB | HMZ48H525ZMO | Mixed Ducted and Non-Ducted Indoor Units |  |  |  |  | 11.85 | 21.7 | 11 | TRUE | TRUE |  | 47000 | 44000 | 2.6 | 45500 | 2.1
216014173 | 08/06/2025 | Live | Midea Electric Trading | SEA BREEZE+ | Multizone Mix of Ducted and Non-Ducted | 216014173 |  | HMSV-A-CB | HMZ55H525ZMO | Mixed Ducted and Non-Ducted Indoor Units |  |  |  |  | 11.85 | 21.1 | 10.6 | TRUE | TRUE |  | 52000 | 44500 | 2.65 | 49500 | 2.39
215871204 | 08/06/2025 | Live | Bosch | BOSCH | Singlezone Non-Ducted, Wall Placement | 215871204 |  | HRCU-A-CB-O | BMS500-AAS009-1CSXRD | Mini-Splits | BMS500-AAU006-1AHWXD |  |  |  | 14.9 | 26 | 12.5 | FALSE | FALSE |  | 9000 | 8100 | 2.83 | 9400 | 2.37
213927682 | 08/06/2025 | Live | Midea Electric Trading | CIAC | Singlezone Non-Ducted, Wall Placement | 213927682 |  | HRCU-A-CB-O | CM43BX048-H3N2H | Mini-Splits | CF43BX048-M3N1H | 9.3 | 18 | 11 | 9.3 | 18.9 | 10 | FALSE | FALSE | TRUE | 48000 | 29000 | 2.37 | 36000 | 2.26
208130824 | 08/06/2025 | Live | Midea Electric Trading | LBG PRODUCTS | Singlezone Non-Ducted, Wall Placement | 208130824 |  | HRCU-A-CB-O | LUHB48DO | Mini-Splits | LUHB48DZDI | 9.3 | 18 | 11 | 9.3 | 18.9 | 10 | FALSE | TRUE | TRUE | 48000 | 29000 | 2.37 | 36000 | 2.26
209843072 | 08/06/2025 | Live | Midea Electric Trading | CTMORLEY | Singlezone Non-Ducted, Wall Placement | 209843072 |  | HRCU-A-CB-O | MOU-A48L-2 | Mini-Splits | MIU-A48LF-2 | 9.3 | 18 | 11 | 9.3 | 18.9 | 10 | FALSE | FALSE | TRUE | 48000 | 29000 | 2.37 | 36000 | 2.26
208280163 | 08/06/2025 | Live | Midea Electric Trading | TRUST AIR CONDITIONERS | Singlezone Non-Ducted, Wall Placement | 208280163 |  | HRCU-A-CB-O | OUS48H/O4S41P | Mini-Splits | IUMFC48H/I41P | 9.3 | 18 | 11 | 9.3 | 18.9 | 10 | FALSE | FALSE | TRUE | 48000 | 29000 | 2.37 | 36000 | 2.26
213279889 | 08/06/2025 | Live | Midea Electric Trading | STAR AIR KONTROL | Singlezone Non-Ducted, Wall Placement | 213279889 |  | HRCU-A-CB-O | SAK-48CONS/220V | Mini-Splits | SAK-48CONS/220V | 9.3 | 18 | 11 | 9.3 | 18.9 | 10 | FALSE | TRUE | TRUE | 48000 | 29000 | 2.37 | 36000 | 2.26
212928566 | 08/06/2025 | Live | Midea Electric Trading | ZERO | Singlezone Non-Ducted, Wall Placement | 212928566 |  | HRCU-A-CB-O | ZSOV-48HDM-US | Mini-Splits | ZEV-48HDM-US | 9.3 | 18 | 11 | 9.3 | 18.9 | 10 | FALSE | TRUE | TRUE | 48000 | 29000 | 2.37 | 36000 | 2.26
213867387 | 08/06/2025 | Live | Midea Electric Trading | AC PRO.COM | Singlezone Non-Ducted, Wall Placement | 213867387 |  | HRCU-A-CB-O | AOE30U-48HFN1-MP0(GA) | Mini-Splits | AUE-48HRFN1-M(C) | 9.3 | 18 | 11 | 9.3 | 18.9 | 10 | FALSE | FALSE | TRUE | 48000 | 29000 | 2.37 | 36000 | 2.26
210799607 | 08/06/2025 | Live | Midea Electric Trading | COOPER&HUNTER | Singlezone Non-Ducted, Wall Placement | 210799607 |  | HRCU-A-CB-O | CH-N48LCU-230VO | Mini-Splits | CH-48LCFC/I | 9.3 | 18 | 11 | 9.3 | 18.9 | 10 | FALSE | TRUE | TRUE | 48000 | 29000 | 2.37 | 36000 | 2.26
212528019 | 08/06/2025 | Live | Midea Electric Trading | MIDEA | Singlezone Non-Ducted, Wall Placement | 212528019 |  | HRCU-A-CB-O | MOE30U-42HFN1-MP0(GA) | Mini-Splits | MUE-42HRFN1-M(C) | 9.3 | 18 | 11 | 9.3 | 18.9 | 10 | FALSE | TRUE | TRUE | 48000 | 29000 | 2.37 | 36000 | 2.26
213265592 | 08/06/2025 | Live | Midea Electric Trading | COOPER&HUNTER | Singlezone Non-Ducted, Wall Placement | 213265592 |  | HRCU-A-CB-O | CH-N48LCU-230VO | Mini-Splits | CH-48LCFC-W | 9.3 | 18 | 11 | 9.3 | 18.9 | 10 | FALSE | TRUE | TRUE | 48000 | 29000 | 2.37 | 36000 | 2.26
209843010 | 08/06/2025 | Live | Midea Electric Trading | CLASSIC | Singlezone Non-Ducted, Wall Placement | 209843010 |  | HRCU-A-CB-O | MRSVHC48AS | Mini-Splits | MUVHC48S | 9.3 | 18 | 11 | 9.3 | 18.9 | 10 | FALSE | TRUE | TRUE | 48000 | 29000 | 2.37 | 36000 | 2.26
209843026 | 08/06/2025 | Live | Midea Electric Trading | TGM | Singlezone Non-Ducted, Wall Placement | 209843026 |  | HRCU-A-CB-O | MRSVHT48AS | Mini-Splits | MUVHT48S | 9.3 | 18 | 11 | 9.3 | 18.9 | 10 | FALSE | TRUE | TRUE | 48000 | 29000 | 2.37 | 36000 | 2.26
209549023 | 07/11/2025 | Live | Midea Electric Trading | THERMOCORE SYSTEMS | Singlezone Non-Ducted, Wall Placement | 209549023 |  | HRCU-A-CB-O | T4C18S-H248-C | Mini-Splits | T3C18S-H248-ED | 9.3 | 18 | 11 | 9.3 | 18.9 | 10 | FALSE | FALSE | TRUE | 48000 | 29000 | 2.37 | 36000 | 2.26
208121960 | 08/06/2025 | Live | Midea Electric Trading | PIONEER | Singlezone Non-Ducted, Wall Placement | 208121960 |  | HRCU-A-CB-O | YN048GMFI18RUE | Mini-Splits | UB048GMFILCFHD | 9.3 | 18 | 11 | 9.3 | 18.9 | 10 | FALSE | TRUE | TRUE | 48000 | 29000 | 2.37 | 36000 | 2.26
208106987 | 08/06/2025 | Live | Midea Electric Trading | YONAN | Singlezone Non-Ducted, Wall Placement | 208106987 |  | HRCU-A-CB-O | YOE-48HFN1 | Mini-Splits | YUE-48HRFN1 | 9.3 | 18 | 11 | 9.3 | 18.9 | 10 | FALSE | FALSE | TRUE | 48000 | 29000 | 2.37 | 36000 | 2.26
207821943 | 08/06/2025 | Live | Midea Electric Trading | MIDEA | Singlezone Non-Ducted, Wall Placement | 207821943 |  | HRCU-A-CB-O | MOE30U-48HFN1-MP0(GA) | Mini-Splits | MUE-48HRFN1-M(C) | 9.3 | 18 | 11 | 9.3 | 18.9 | 10 | FALSE | TRUE | TRUE | 48000 | 29000 | 2.37 | 36000 | 2.26
207742343 | 08/06/2025 | Live | Midea Electric Trading | C&H | Singlezone Non-Ducted, Wall Placement | 207742343 |  | HRCU-A-CB-O | CH-N48LCU-230VO | Mini-Splits | CH-48LCFC/I | 9.3 | 18 | 11 | 9.3 | 18.9 | 10 | FALSE | TRUE | TRUE | 48000 | 29000 | 2.37 | 36000 | 2.26
207571385 | 08/06/2025 | Live | Midea Electric Trading | BLUERIDGE | Singlezone Non-Ducted, Wall Placement | 207571385 |  | HRCU-A-CB-O | BMY48UC | Mini-Splits | BM48MFCC | 9.3 | 18 | 11 | 9.3 | 18.9 | 10 | FALSE | TRUE | TRUE | 48000 | 29000 | 2.37 | 36000 | 2.26
207743735 | 08/06/2025 | Live | Midea Electric Trading | DIRECT AIR | Singlezone Non-Ducted, Wall Placement | 207743735 |  | HRCU-A-CB-O | DIRM-48LCDA25-1Z | Mini-Splits | DIRM-48HP-CF | 9.3 | 18 | 11 | 9.3 | 18.9 | 10 | FALSE | TRUE | TRUE | 48000 | 29000 | 2.37 | 36000 | 2.26
209862179 | 08/06/2025 | Live | Midea Electric Trading | KLIMAIRE | Singlezone Non-Ducted, Wall Placement | 209862179 |  | HRCU-A-CB-O | KSIR048-H218-2 | Mini-Splits | KFUF048-H2G1 | 9.3 | 18 | 11 | 9.3 | 18.9 | 10 | FALSE | FALSE | TRUE | 48000 | 29000 | 2.37 | 36000 | 2.26
207658958 | 08/06/2025 | Live | Midea Electric Trading | COMFORTSTAR | Singlezone Non-Ducted, Wall Placement | 207658958 |  | HRCU-A-CB-O | CZP48CD(O) | Mini-Splits | FPA-48DU | 9.3 | 18 | 11 | 9.3 | 18.9 | 10 | FALSE | TRUE | TRUE | 48000 | 29000 | 2.37 | 36000 | 2.26
215408658 | 08/06/2025 | Live | Midea Electric Trading | INNOVAIR | Singlezone Ducted, Centrally Ducted | 215408658 |  | HRCU-A-CB | SOV36H2BA |  | SAV36BDA |  |  |  | 10 | 16.1 | 8.7 | FALSE | TRUE | TRUE | 36000 | 25600 | 2.6 | 26200 | 2.19
216010670 | 08/06/2025 | Live | Hisense | HISENSE | Singlezone Non-Ducted, Wall Placement | 216010670 |  | HRCU-A-CB-O | AST-18UW3SBN00B | Mini-Splits | AST-18UW3SBN**00B |  |  |  | 13 | 22.5 | 9.2 | TRUE | TRUE |  | 18000 | 10000 | 2.33 | 14960 | 2.28
215828387 | 08/06/2025 | Live | Midea Electric Trading | CANAIR | Singlezone Non-Ducted, Wall Placement | 215828387 |  | HRCU-A-CB-O | 4C25SCH09H21 | Mini-Splits | 4C28SEH09H21 |  |  |  | 14.9 | 25.8 | 12.5 | TRUE | TRUE |  | 9000 | 8100 | 2.83 | 9400 | 2.37
215449954 | 08/06/2025 | Live | Midea Electric Trading | PROAIR | Singlezone Ducted, Centrally Ducted | 215449954 |  | HRCU-A-CB | P30-36HFN1-S |  | PAH-36HWFN1 |  |  |  | 11.7 | 16.3 | 9.5 | FALSE | FALSE |  | 35000 | 31800 | 2.4 | 36000 | 1.9
215449963 | 08/06/2025 | Live | Midea Electric Trading | PROAIR | Singlezone Ducted, Centrally Ducted | 215449963 |  | HRCU-A-C | P30-36HFN1-S |  | PAC-36C-HWND1 |  |  |  | 10 | 15.2 | 8.5 | FALSE | FALSE |  | 35000 | 27000 | 2.06 | 27000 | 3.84
215449962 | 08/06/2025 | Live | Midea Electric Trading | PROAIR | Singlezone Ducted, Centrally Ducted | 215449962 |  | HRCU-A-C | P30-36HFN1-S |  | PAC-36B-HWND1 |  |  |  | 10 | 15.2 | 8.5 | FALSE | FALSE |  | 35000 | 27000 | 2.06 | 27000 | 3.84
215449959 | 08/06/2025 | Live | Midea Electric Trading | PROAIR | Singlezone Ducted, Centrally Ducted | 215449959 |  | HRCU-A-C | P30-30HFN1 |  | PAC-36B-HWND1 |  |  |  | 10 | 15.2 | 8.5 | FALSE | FALSE |  | 29000 | 19600 | 2.12 | 19600 | 2.12
215449961 | 08/06/2025 | Live | Midea Electric Trading | PROAIR | Singlezone Ducted, Centrally Ducted | 215449961 |  | HRCU-A-C | P30-40HFN1-D |  | PAC-36B-HWND1 |  |  |  | 10 | 15.5 | 8.6 | FALSE | FALSE |  | 35000 | 27400 | 2.12 | 38000 | 1.9
215449956 | 07/11/2025 | Live | Midea Electric Trading | PROAIR | Singlezone Ducted, Centrally Ducted | 215449956 |  | HRCU-A-CB | P30-60HFN1-D |  | PAH-60HWFN1 | 9 | 16.4 | 10.5 | 8.8 | 15.3 | 9.4 | FALSE | FALSE |  | 55000 | 42000 | 2.6 | 52500 | 2.3
215449960 | 08/06/2025 | Live | Midea Electric Trading | PROAIR | Singlezone Ducted, Centrally Ducted | 215449960 |  | HRCU-A-C | P30-40HFN1-D |  | PAC-36C-HWND1 | 10.2 | 14.8 | 9.6 | 10 | 15.2 | 10 | FALSE | FALSE |  | 35000 | 33000 | 2.4 | 38000 | 1.9
215449957 | 08/06/2025 | Live | Midea Electric Trading | PROAIR | Singlezone Ducted, Centrally Ducted | 215449957 |  | HRCU-A-C | P15-24REFN1 |  | PAC-24B-HWDN1 | 10.3 | 15 | 10 | 10 | 15.7 | 9.8 | FALSE | FALSE |  | 24000 | 22000 | 2.5 | 23600 | 2.14
215449955 | 08/06/2025 | Live | Midea Electric Trading | PROAIR | Singlezone Ducted, Centrally Ducted | 215449955 |  | HRCU-A-CB | P30-48HFN1-D |  | PAH-48HWFN1 | 8.5 | 16 | 10 | 8.2 | 15.6 | 9.4 | FALSE | FALSE |  | 47000 | 36000 | 2.36 | 48000 | 2.05
215434548 | 08/06/2025 | Live | Fujitsu General America, Inc. | FUJITSU | Singlezone Non-Ducted, Ceiling Placement | 215434548 |  | HRCU-A-CB-O | AOUH18KUAS1 | Mini-Splits | ABUH18KUAS |  |  |  | 12.9 | 23.4 | 11.2 | TRUE | TRUE | TRUE | 18000 | 14400 | 2.91 | 19300 | 2.36
215441727 | 08/06/2025 | Live | Daikin North America, LLC | DAIKIN | Singlezone Non-Ducted, Wall Placement | 215441727 |  | HRCU-A-CB-O | RXT09AVJU* | Mini-Splits | FTXV09AVJU* |  |  |  | 12.2 | 21 | 10.2 | FALSE | TRUE |  | 9000 | 8000 | 3.01 | 12200 | 2.1
215869484 | 08/06/2025 | Live | TCL AIR CONDITIONER (ZHONGSHAN) CO.,LTD. | TCL | Singlezone Non-Ducted, Wall Placement | 215869484 |  | HRCU-A-CB | H36TDH18XAC | Ducted Indoor Units | H36AHH18XAE |  |  |  | 10 | 19 | 9 | FALSE | TRUE |  | 34000 | 25000 | 2.29 | 28000 | 2.22
215270361 | 08/06/2025 | Live | Johnson Controls Inc. (York International Norman) | GUARDIAN | Singlezone Non-Ducted, Wall Placement | 215270361 |  | HRCU-A-CB-O | URC12CN15STG1 | Mini-Splits | URD12HW15STG1 |  |  |  | 12.25 | 22 | 9.5 | TRUE | TRUE |  | 12000 | 9300 | 4.78 | 10000 | 2.09
215270360 | 08/06/2025 | Live | Johnson Controls Inc. (York International Norman) | GUARDIAN | Singlezone Non-Ducted, Wall Placement | 215270360 |  | HRCU-A-CB-O | URC09CN15STG1 | Mini-Splits | URD09HW15STG1 |  |  |  | 14.05 | 23 | 10 | TRUE | TRUE |  | 9000 | 9500 | 4.8 | 9700 | 2.19
214803267 | 08/06/2025 | Live | Johnson Controls Inc. (York International Norman) | GUARDIAN | Singlezone Non-Ducted, Wall Placement | 214803267 |  | HRCU-A-CB-O | URC24CN23STG1 | Mini-Splits | UNI24HW23STG1 |  |  |  | 12.25 | 22.5 | 9.5 | TRUE | TRUE |  | 24000 | 22000 | 3.58 | 24000 | 1.85
214803266 | 08/06/2025 | Live | Johnson Controls Inc. (York International Norman) | GUARDIAN | Singlezone Non-Ducted, Wall Placement | 214803266 |  | HRCU-A-CB-O | URC18CN23STG1 | Mini-Splits | UNI18HW23STG1 |  |  |  | 12.95 | 21 | 10 | TRUE | TRUE |  | 18000 | 18000 | 3.61 | 18500 | 1.95
214803265 | 08/06/2025 | Live | Johnson Controls Inc. (York International Norman) | GUARDIAN | Singlezone Non-Ducted, Wall Placement | 214803265 |  | HRCU-A-CB-O | URC12CN23STG1 | Mini-Splits | UNI12HW23STG1 |  |  |  | 12.25 | 23 | 10 | TRUE | TRUE |  | 12000 | 10800 | 4.8 | 12000 | 2.51
214803264 | 08/06/2025 | Live | Johnson Controls Inc. (York International Norman) | GUARDIAN | Singlezone Non-Ducted, Wall Placement | 214803264 |  | HRCU-A-CB-O | URC09CN23STG1 | Mini-Splits | UNI09HW23STG1 |  |  |  | 13.65 | 25 | 11 | TRUE | TRUE |  | 9000 | 9000 | 4.8 | 9200 | 2.07
215449569 | 08/06/2025 | Live | Johnson Controls Inc. (York International Norman) | GUARDIAN | Singlezone Ducted, Compact Ducted | 215449569 |  | HRCU-A-CB | UPC12CN23STG1 | Mini-Splits | UNI12DT23STG1 |  |  |  | 11.7 | 19.5 | 9.5 | TRUE | TRUE |  | 12000 | 8700 | 2.6 | 9700 | 2.11
215449568 | 07/11/2025 | Live | Johnson Controls Inc. (York International Norman) | GUARDIAN | Singlezone Ducted, Compact Ducted | 215449568 |  | HRCU-A-CB | UPC09CN23STG1 | Mini-Splits | UNI09DT23STG1 |  |  |  | 11.7 | 19.5 | 9.5 | TRUE | TRUE |  | 9000 | 8700 | 2.6 | 9700 | 2.11
215449567 | 08/06/2025 | Live | Johnson Controls Inc. (York International Norman) | GUARDIAN | Singlezone Non-Ducted, Ceiling Placement | 215449567 |  | HRCU-A-CB-O | UPC12CN23STG1 | Mini-Splits | UNI12CS23STG1 |  |  |  | 12 | 20 | 9.5 | TRUE | TRUE |  | 12000 | 8900 | 2.69 | 9700 | 2.45
215449566 | 08/06/2025 | Live | Johnson Controls Inc. (York International Norman) | GUARDIAN | Singlezone Non-Ducted, Ceiling Placement | 215449566 |  | HRCU-A-CB-O | UPC09CN23STG1 | Mini-Splits | UNI09CS23STG1 |  |  |  | 12 | 20 | 9.5 | TRUE | TRUE |  | 9000 | 8900 | 2.69 | 9700 | 2.45
216010668 | 08/06/2025 | Live | Hisense | HISENSE | Singlezone Non-Ducted, Wall Placement | 216010668 |  | HRCU-A-CB-O | AST-09UW3SVG01B | Mini-Splits | AST-09UW3SVG**01B |  |  |  | 13.7 | 22 | 9 | TRUE | TRUE |  | 9000 | 5000 | 2.44 | 7800 | 2.04
216010669 | 08/06/2025 | Live | Hisense | HISENSE | Singlezone Non-Ducted, Wall Placement | 216010669 |  | HRCU-A-CB-O | AST-12UW3SXG01B | Mini-Splits | AST-12UW3SXG**01B |  |  |  | 13 | 21 | 9.5 | TRUE | FALSE |  | 12000 | 7500 | 2.71 | 10100 | 1.95
216010671 | 08/06/2025 | Live | Hisense | HISENSE | Singlezone Non-Ducted, Wall Placement | 216010671 |  | HRCU-A-CB-O | AST-24UW3SDN01B | Mini-Splits | AST-24UW3SDN**01B |  |  |  | 12.2 | 20.5 | 8.6 | TRUE | TRUE |  | 23000 | 12500 | 2.13 | 20250 | 2.12
215866762 | 08/06/2025 | Live | Midea Electric Trading | AI AIR CONDITIONING | Singlezone Ducted, Compact Ducted | 215866762 |  | HRCU-A-CB | ASO24-60N2-M2 | Mini-Splits | AH-60N2-M1 |  |  |  | 10 | 17 | 9.7 | FALSE | FALSE |  | 58000 | 40000 | 2.66 | 41500 | 2.45
215894270 | 08/06/2025 | Live | Midea Electric Trading | NUTECH | Singlezone Ducted, Compact Ducted | 215894270 |  | HRCU-A-CB | NOE30-60HFN10-M2 | Mini-Splits | NHJ-60HWFN10-M2-D |  |  |  | 10 | 17 | 9.7 | FALSE | FALSE |  | 58000 | 40000 | 2.66 | 41500 | 2.45
215866791 | 08/06/2025 | Live | Midea Electric Trading | AI AIR CONDITIONING | Singlezone Ducted, Compact Ducted | 215866791 |  | HRCU-A-CB | ASO25-60N2-M2H | Mini-Splits | AH-60N2-M1 |  |  |  | 10.2 | 15.8 | 10.4 | FALSE | TRUE |  | 55000 | 45000 | 2.72 | 52000 | 2.41
215866760 | 08/06/2025 | Live | Midea Electric Trading | AI AIR CONDITIONING | Singlezone Ducted, Compact Ducted | 215866760 |  | HRCU-A-CB | ASO24-36N2-M2 | Mini-Splits | AH-36N2-M1 |  |  |  | 10.1 | 18.7 | 10.2 | FALSE | FALSE |  | 36000 | 27400 | 2.73 | 31000 | 2.39
215894268 | 08/06/2025 | Live | Midea Electric Trading | NUTECH | Singlezone Ducted, Compact Ducted | 215894268 |  | HRCU-A-CB | NOD30-36HFN10-M2 | Mini-Splits | NTJ-36HWFN10-M2-D |  |  |  | 10.1 | 18.7 | 10.2 | FALSE | FALSE |  | 36000 | 27400 | 2.73 | 31000 | 2.39
215866790 | 08/06/2025 | Live | Midea Electric Trading | AI AIR CONDITIONING | Singlezone Ducted, Compact Ducted | 215866790 |  | HRCU-A-CB | ASO25-48N2-M2H | Mini-Splits | AH-48N2-M1 |  |  |  | 10.4 | 16.7 | 10.8 | FALSE | TRUE |  | 48000 | 45000 | 2.61 | 45500 | 2.4
215866789 | 08/06/2025 | Live | Midea Electric Trading | AI AIR CONDITIONING | Singlezone Ducted, Compact Ducted | 215866789 |  | HRCU-A-CB | ASO25-36N2-M2H | Mini-Splits | AH-36N2-M1 |  |  |  | 12 | 17.7 | 11.1 | TRUE | TRUE |  | 36000 | 31600 | 2.73 | 40000 | 2.29
215866759 | 08/06/2025 | Live | Midea Electric Trading | AI AIR CONDITIONING | Singlezone Ducted, Compact Ducted | 215866759 |  | HRCU-A-CB | AO24-24N2-M1 | Mini-Splits | AH-24N2-M1 |  |  |  | 12.5 | 19 | 11 | TRUE | TRUE |  | 24000 | 21200 | 2.6 | 21600 | 2.56
215894267 | 07/11/2025 | Live | Midea Electric Trading | NUTECH | Singlezone Ducted, Compact Ducted | 215894267 |  | HRCU-A-CB | NOD30-24HFN10-M1 | Mini-Splits | NTJ-24HWFN10-M1-D |  |  |  | 12.5 | 19 | 11 | FALSE | FALSE |  | 24000 | 21200 | 2.6 | 21600 | 2.56
215866660 | 08/06/2025 | Live | Midea Electric Trading | KADEN | Singlezone Ducted, Compact Ducted | 215866660 |  | HRCU-A-CB | KOB-PSX24HP-2AAMA | Mini-Splits | KIB-PSX24HS-2AAMA |  |  |  | 12.5 | 19 | 11 | FALSE | FALSE |  | 24000 | 21200 | 2.6 | 21600 | 2.56
215864063 | 08/06/2025 | Live | Midea Electric Trading | WELLS | Singlezone Ducted, Compact Ducted | 215864063 |  | HRCU-A-CB | WOS-24QUA/230 | Mini-Splits | WIDH-24MOC/230 |  |  |  | 12.5 | 19 | 11 | TRUE | TRUE |  | 24000 | 21200 | 2.6 | 21600 | 2.56
215864062 | 08/06/2025 | Live | Midea Electric Trading | WELLS | Singlezone Ducted, Compact Ducted | 215864062 |  | HRCU-A-CB | WOS-18QUA/230 | Mini-Splits | WIDH-18MOC/230 |  |  |  | 13.3 | 20 | 11.3 | TRUE | TRUE |  | 17500 | 14900 | 2.89 | 15900 | 2.65
215866659 | 08/06/2025 | Live | Midea Electric Trading | KADEN | Singlezone Ducted, Compact Ducted | 215866659 |  | HRCU-A-CB | KOB-PSX18HP-2AAMA | Mini-Splits | KIB-PSX18HS-2AAMA |  |  |  | 13.3 | 20 | 11.3 | FALSE | FALSE |  | 17500 | 14900 | 2.89 | 15900 | 2.65
215894266 | 08/06/2025 | Live | Midea Electric Trading | NUTECH | Singlezone Ducted, Compact Ducted | 215894266 |  | HRCU-A-CB | NOX430-18HFN10-M1 | Mini-Splits | NTJ-18HWFN10-M1-D |  |  |  | 13.3 | 20 | 11.3 | FALSE | FALSE |  | 17500 | 14900 | 2.89 | 15900 | 2.65
215866758 | 08/06/2025 | Live | Midea Electric Trading | AI AIR CONDITIONING | Singlezone Ducted, Compact Ducted | 215866758 |  | HRCU-A-CB | AO24-18N2-M1 | Mini-Splits | AH-18N2-M1 |  |  |  | 13.3 | 20 | 11.3 | TRUE | TRUE |  | 17500 | 14900 | 2.89 | 15900 | 2.65
215866755 | 08/06/2025 | Live | Midea Electric Trading | AI AIR CONDITIONING | Singlezone Ducted, Compact Ducted | 215866755 |  | HRCU-A-CB | AO24-18N2-M1 | Mini-Splits | AL-18N2-M1 |  |  |  | 12.5 | 20 | 10.5 | TRUE | TRUE |  | 17000 | 14000 | 2.6 | 14100 | 2.4
215864059 | 08/06/2025 | Live | Midea Electric Trading | WELLS | Singlezone Ducted, Compact Ducted | 215864059 |  | HRCU-A-CB | WOS-18QUA/230 | Mini-Splits | WIDL-18MOC/230 |  |  |  | 12.5 | 20 | 10.5 | TRUE | TRUE |  | 17000 | 14000 | 2.6 | 14100 | 2.4
215866657 | 08/06/2025 | Live | Midea Electric Trading | KADEN | Singlezone Ducted, Compact Ducted | 215866657 |  | HRCU-A-CB | KOB-PSX12HP-2AAMA | Mini-Splits | KIB-PSX12LS-2AAMA |  |  |  | 11.7 | 19 | 10.2 | FALSE | FALSE |  | 11500 | 9500 | 2.58 | 10300 | 2.58
215866754 | 08/06/2025 | Live | Midea Electric Trading | AI AIR CONDITIONING | Singlezone Ducted, Compact Ducted | 215866754 |  | HRCU-A-CB | AO24-12N2-M1 | Mini-Splits | AL-12N2-M1 |  |  |  | 11.7 | 19 | 10.2 | TRUE | TRUE |  | 11500 | 9500 | 2.58 | 10300 | 2.58
215864058 | 08/06/2025 | Live | Midea Electric Trading | WELLS | Singlezone Ducted, Compact Ducted | 215864058 |  | HRCU-A-CB | WOS-12QUA/230 | Mini-Splits | WIDL-12MOC/230 |  |  |  | 11.7 | 19 | 10.2 | TRUE | TRUE |  | 11500 | 9500 | 2.58 | 10300 | 2.58
215864057 | 08/06/2025 | Live | Midea Electric Trading | WELLS | Singlezone Ducted, Compact Ducted | 215864057 |  | HRCU-A-CB | WOS-09QUA/230 | Mini-Splits | WIDL-09MOC/230 |  |  |  | 12.8 | 19.5 | 11 | TRUE | TRUE |  | 9000 | 8900 | 2.61 | 9600 | 2.45
215866655 | 08/06/2025 | Live | Midea Electric Trading | KADEN | Singlezone Ducted, Compact Ducted | 215866655 |  | HRCU-A-CB | KOB-PSX09HP-2AAMA | Mini-Splits | KIB-PSX09LS-2AAMA |  |  |  | 12.8 | 19.5 | 11 | FALSE | FALSE |  | 9000 | 8900 | 2.61 | 9600 | 2.45
215866753 | 08/06/2025 | Live | Midea Electric Trading | AI AIR CONDITIONING | Singlezone Ducted, Compact Ducted | 215866753 |  | HRCU-A-CB | AO24-09N2-M1 | Mini-Splits | AL-09N2-M1 |  |  |  | 12.8 | 19.5 | 11 | TRUE | TRUE |  | 9000 | 8900 | 2.61 | 9600 | 2.45
215866788 | 07/11/2025 | Live | Midea Electric Trading | AI AIR CONDITIONING | Singlezone Ducted, Compact Ducted | 215866788 |  | HRCU-A-CB | AO25-24N2-M1H | Mini-Splits | AH-24N2-M1 |  |  |  | 12 | 19 | 11.7 | TRUE | TRUE |  | 24000 | 21600 | 2.71 | 23600 | 2.48
215866654 | 08/06/2025 | Live | Midea Electric Trading | KADEN | Singlezone Ducted, Compact Ducted | 215866654 |  | HRCU-A-CB | KOB-HH-PSX24HP-2AAMA | Mini-Splits | KIB-PSX24HS-2AAMA |  |  |  | 12 | 19 | 11.7 | FALSE | FALSE |  | 24000 | 21600 | 2.71 | 23600 | 2.48
215864084 | 08/06/2025 | Live | Midea Electric Trading | WELLS | Singlezone Ducted, Compact Ducted | 215864084 |  | HRCU-A-CB | WOS-24PRE/230 | Mini-Splits | WIDH-24MOC/230 |  |  |  | 12 | 19 | 11.7 | TRUE | TRUE |  | 24000 | 21600 | 2.71 | 23600 | 2.48
215864083 | 08/06/2025 | Live | Midea Electric Trading | WELLS | Singlezone Ducted, Compact Ducted | 215864083 |  | HRCU-A-CB | WOS-18PRE/230 | Mini-Splits | WIDH-18MOC/230 |  |  |  | 12 | 18.4 | 11.1 | TRUE | TRUE |  | 17500 | 15000 | 2.89 | 20000 | 2.5
215866653 | 08/06/2025 | Live | Midea Electric Trading | KADEN | Singlezone Ducted, Compact Ducted | 215866653 |  | HRCU-A-CB | KOB-HH-PSX18HP-2AAMA | Mini-Splits | KIB-PSX18HS-2AAMA |  |  |  | 12 | 18.4 | 11.1 | FALSE | FALSE |  | 17500 | 15000 | 2.89 | 20000 | 2.5
215866787 | 08/06/2025 | Live | Midea Electric Trading | AI AIR CONDITIONING | Singlezone Ducted, Compact Ducted | 215866787 |  | HRCU-A-CB | AO25-18N2-M1H | Mini-Splits | AH-18N2-M1 |  |  |  | 12 | 18.4 | 11.1 | TRUE | TRUE |  | 17500 | 15000 | 2.89 | 20000 | 2.5
215866784 | 08/06/2025 | Live | Midea Electric Trading | AI AIR CONDITIONING | Singlezone Ducted, Compact Ducted | 215866784 |  | HRCU-A-CB | AO25-18N2-M1H | Mini-Splits | AL-18N2-M1 |  |  |  | 12 | 18 | 10.5 | TRUE | TRUE |  | 17000 | 15000 | 2.7 | 19000 | 2.23
215864080 | 08/06/2025 | Live | Midea Electric Trading | WELLS | Singlezone Ducted, Compact Ducted | 215864080 |  | HRCU-A-CB | WOS-18PRE/230 | Mini-Splits | WIDL-18MOC/230 |  |  |  | 12 | 18 | 10.5 | TRUE | TRUE |  | 17000 | 15000 | 2.7 | 19000 | 2.23
215864082 | 08/06/2025 | Live | Midea Electric Trading | WELLS | Singlezone Ducted, Compact Ducted | 215864082 |  | HRCU-A-CB | WOS-12PRE/230 | Mini-Splits | WIDH-12MOC/230 |  |  |  | 12 | 20 | 10.6 | TRUE | TRUE |  | 12000 | 10200 | 2.6 | 14000 | 2.31
215866786 | 08/06/2025 | Live | Midea Electric Trading | AI AIR CONDITIONING | Singlezone Ducted, Compact Ducted | 215866786 |  | HRCU-A-CB | AO25-12N2-M1H | Mini-Splits | AH-12N2-M1 |  |  |  | 12 | 20 | 10.6 | TRUE | TRUE |  | 12000 | 10200 | 2.6 | 14000 | 2.31
215866652 | 08/06/2025 | Live | Midea Electric Trading | KADEN | Singlezone Ducted, Compact Ducted | 215866652 |  | HRCU-A-CB | KOB-HH-PSX12HP-2AAMA | Mini-Splits | KIB-PSX12HS-2AAMA |  |  |  | 12 | 20 | 10.6 | FALSE | FALSE |  | 12000 | 10200 | 2.6 | 14000 | 2.31
215866651 | 08/06/2025 | Live | Midea Electric Trading | KADEN | Singlezone Ducted, Compact Ducted | 215866651 |  | HRCU-A-CB | KOB-HH-PSX12HP-2AAMA | Mini-Splits | KIB-PSX12LS-2AAMA |  |  |  | 12 | 20 | 10 | FALSE | FALSE |  | 12000 | 9600 | 2.49 | 13100 | 1.99
215866783 | 08/06/2025 | Live | Midea Electric Trading | AI AIR CONDITIONING | Singlezone Ducted, Compact Ducted | 215866783 |  | HRCU-A-CB | AO25-12N2-M1H | Mini-Splits | AL-12N2-M1 |  |  |  | 12 | 20 | 10 | TRUE | TRUE |  | 12000 | 9600 | 2.49 | 13100 | 1.99
215864079 | 08/06/2025 | Live | Midea Electric Trading | WELLS | Singlezone Ducted, Compact Ducted | 215864079 |  | HRCU-A-CB | WOS-12PRE/230 | Mini-Splits | WIDL-12MOC/230 |  |  |  | 12 | 20 | 10 | TRUE | TRUE |  | 12000 | 9600 | 2.49 | 13100 | 1.99
215866785 | 08/06/2025 | Live | Midea Electric Trading | AI AIR CONDITIONING | Singlezone Ducted, Compact Ducted | 215866785 |  | HRCU-A-CB | AO25-09N2-M1H | Mini-Splits | AH-09N2-M1 |  |  |  | 14 | 20.5 | 13.8 | TRUE | TRUE |  | 9000 | 10200 | 2.45 | 12600 | 1.94
215866650 | 09/16/2024 | Live | Midea Electric Trading | KADEN | Singlezone Ducted, Compact Ducted | 215866650 |  | HRCU-A-CB | KOB-HH-PSX09HP-2AAMA | Mini-Splits | KIB-PSX09HS-2AAMA |  |  |  | 14 | 20.5 | 13.8 | FALSE | FALSE |  | 9000 | 10200 | 2.45 | 12600 | 1.94
215864081 | 09/16/2024 | Live | Midea Electric Trading | WELLS | Singlezone Ducted, Compact Ducted | 215864081 |  | HRCU-A-CB | WOS-09PRE/230 | Mini-Splits | WIDH-09MOC/230 |  |  |  | 14 | 20.5 | 13.8 | TRUE | TRUE |  | 9000 | 10200 | 2.45 | 12600 | 1.94
215866649 | 10/23/2024 | Live | Midea Electric Trading | KADEN | Singlezone Ducted, Compact Ducted | 215866649 |  | HRCU-A-CB | KOB-HH-PSX09HP-2AAMA | Mini-Splits | KIB-PSX09LS-2AAMA |  |  |  | 13.4 | 21.4 | 12.5 | FALSE | FALSE |  | 9000 | 9600 | 2.49 | 12600 | 1.99
215866782 | 09/16/2024 | Live | Midea Electric Trading | AI AIR CONDITIONING | Singlezone Ducted, Compact Ducted | 215866782 |  | HRCU-A-CB | AO25-09N2-M1H | Mini-Splits | AL-09N2-M1 |  |  |  | 13.4 | 21.4 | 12.5 | TRUE | TRUE |  | 9000 | 9600 | 2.49 | 12600 | 1.99
215864078 | 09/16/2024 | Live | Midea Electric Trading | WELLS | Singlezone Ducted, Compact Ducted | 215864078 |  | HRCU-A-CB | WOS-09PRE/230 | Mini-Splits | WIDL-09MOC/230 |  |  |  | 13.4 | 21.4 | 12.5 | TRUE | TRUE |  | 9000 | 9600 | 2.49 | 12600 | 1.99
215866781 | 09/16/2024 | Live | Midea Electric Trading | AI AIR CONDITIONING | Singlezone Ducted, Compact Ducted | 215866781 |  | HRCU-A-CB | AO25-06N2-M1H | Mini-Splits | AL-06N2-M1 |  |  |  | 14.4 | 21.4 | 13.8 | TRUE | TRUE |  | 6500 | 8000 | 2.69 | 9100 | 2.52
215864077 | 09/16/2024 | Live | Midea Electric Trading | WELLS | Singlezone Ducted, Compact Ducted | 215864077 |  | HRCU-A-CB | WOS-06PRE/230 | Mini-Splits | WIDL-06MOC/230 |  |  |  | 14.4 | 21.4 | 13.8 | TRUE | TRUE |  | 6500 | 8000 | 2.69 | 9100 | 2.52
215864104 | 09/16/2024 | Live | Midea Electric Trading | WELLS | Multizone Mix of Ducted and Non-Ducted | 215864104 |  | HMSV-A-CB | WOM-60RH6/230 | Mixed Ducted and Non-Ducted Indoor Units |  |  |  |  | 10 | 18.6 | 9.4 | FALSE | FALSE |  | 60000 | 39000 | 2.65 | 40500 | 2.3
215866814 | 09/16/2024 | Live | Midea Electric Trading | AI AIR CONDITIONING | Multizone Mix of Ducted and Non-Ducted | 215866814 |  | HMSV-A-CB | A6MO21-60N2-M1 | Mixed Ducted and Non-Ducted Indoor Units |  |  |  |  | 10 | 18.6 | 9.4 | FALSE | FALSE |  | 60000 | 39000 | 2.65 | 40500 | 2.3
215894285 | 09/16/2024 | Live | Midea Electric Trading | NUTECH | Multizone Mix of Ducted and Non-Ducted | 215894285 |  | HMSV-A-CB | N6OE30-60HFN10-M1D-D | Mixed Ducted and Non-Ducted Indoor Units |  |  |  |  | 10 | 18.6 | 9.4 | FALSE | FALSE |  | 60000 | 39000 | 2.65 | 40500 | 2.3
215894284 | 09/16/2024 | Live | Midea Electric Trading | NUTECH | Multizone All Ducted | 215894284 |  | HMSV-A-CB | N6OE30-60HFN10-M1D-D | Ducted Indoor Units |  |  |  |  | 10 | 18 | 9.2 | FALSE | FALSE |  | 60000 | 39000 | 2.6 | 41000 | 2.3
215866813 | 09/16/2024 | Live | Midea Electric Trading | AI AIR CONDITIONING | Multizone All Ducted | 215866813 |  | HMSV-A-CB | A6MO21-60N2-M1 | Ducted Indoor Units |  |  |  |  | 10 | 18 | 9.2 | FALSE | FALSE |  | 60000 | 39000 | 2.6 | 41000 | 2.3
215864103 | 09/16/2024 | Live | Midea Electric Trading | WELLS | Multizone All Ducted | 215864103 |  | HMSV-A-CB | WOM-60RH6/230 | Ducted Indoor Units |  |  |  |  | 10 | 18 | 9.2 | FALSE | FALSE |  | 60000 | 39000 | 2.6 | 41000 | 2.3
215864102 | 09/16/2024 | Live | Midea Electric Trading | WELLS | Multizone All Non-Ducted | 215864102 |  | HMSR-A-CB-O | WOM-60RH6/230 | Non-Ducted Indoor Units |  |  |  |  | 10 | 19.2 | 9.6 | FALSE | FALSE |  | 60000 | 39000 | 2.7 | 40000 | 2.3
215866812 | 09/16/2024 | Live | Midea Electric Trading | AI AIR CONDITIONING | Multizone All Non-Ducted | 215866812 |  | HMSR-A-CB-O | A6MO21-60N2-M1 | Non-Ducted Indoor Units |  |  |  |  | 10 | 19.2 | 9.6 | FALSE | FALSE |  | 60000 | 39000 | 2.7 | 40000 | 2.3
215894283 | 09/16/2024 | Live | Midea Electric Trading | NUTECH | Multizone All Non-Ducted | 215894283 |  | HMSR-A-CB-O | N6OE30-60HFN10-M1D-D | Non-Ducted Indoor Units |  |  |  |  | 10 | 19.2 | 9.6 | FALSE | FALSE |  | 60000 | 39000 | 2.7 | 40000 | 2.3
215894282 | 09/16/2024 | Live | Midea Electric Trading | NUTECH | Multizone Mix of Ducted and Non-Ducted | 215894282 |  | HMSV-A-CB | N6OE30-48HFN10-M1D-D | Mixed Ducted and Non-Ducted Indoor Units |  |  |  |  | 11.85 | 20.85 | 10.3 | FALSE | FALSE |  | 45000 | 35400 | 2.45 | 37500 | 2.15
215866811 | 09/16/2024 | Live | Midea Electric Trading | AI AIR CONDITIONING | Multizone Mix of Ducted and Non-Ducted | 215866811 |  | HMSV-A-CB | A6MO21-48N2-M1 | Mixed Ducted and Non-Ducted Indoor Units |  |  |  |  | 11.85 | 20.85 | 10.3 | TRUE | TRUE |  | 45000 | 35400 | 2.45 | 37500 | 2.15
215864101 | 09/16/2024 | Live | Midea Electric Trading | WELLS | Multizone Mix of Ducted and Non-Ducted | 215864101 |  | HMSV-A-CB | WOM-48RH6/230 | Mixed Ducted and Non-Ducted Indoor Units |  |  |  |  | 11.85 | 20.85 | 10.3 | TRUE | TRUE |  | 45000 | 35400 | 2.45 | 37500 | 2.15
215864100 | 09/16/2024 | Live | Midea Electric Trading | WELLS | Multizone All Ducted | 215864100 |  | HMSV-A-CB | WOM-48RH6/230 | Ducted Indoor Units |  |  |  |  | 12 | 20.4 | 10.6 | TRUE | TRUE |  | 45000 | 37000 | 2.5 | 41000 | 2.4
215866810 | 10/23/2024 | Live | Midea Electric Trading | AI AIR CONDITIONING | Multizone All Ducted | 215866810 |  | HMSV-A-CB | A6MO21-48N2-M1 | Ducted Indoor Units |  |  |  |  | 12 | 20.4 | 10.6 | TRUE | TRUE |  | 45000 | 37000 | 2.5 | 41000 | 2.4
215894281 | 09/16/2024 | Live | Midea Electric Trading | NUTECH | Multizone All Ducted | 215894281 |  | HMSV-A-CB | N6OE30-48HFN10-M1D-D | Ducted Indoor Units |  |  |  |  | 12 | 20.4 | 10.6 | FALSE | FALSE |  | 45000 | 37000 | 2.5 | 41000 | 2.4
215894280 | 09/16/2024 | Live | Midea Electric Trading | NUTECH | Multizone All Non-Ducted | 215894280 |  | HMSR-A-CB-O | N6OE30-48HFN10-M1D-D | Non-Ducted Indoor Units |  |  |  |  | 11.7 | 21.3 | 10 | FALSE | FALSE |  | 45000 | 34000 | 2.4 | 34000 | 1.9
215866809 | 09/16/2024 | Live | Midea Electric Trading | AI AIR CONDITIONING | Multizone All Non-Ducted | 215866809 |  | HMSR-A-CB-O | A6MO21-48N2-M1 | Non-Ducted Indoor Units |  |  |  |  | 11.7 | 21.3 | 10 | TRUE | TRUE |  | 45000 | 34000 | 2.4 | 34000 | 1.9
215864099 | 09/16/2024 | Live | Midea Electric Trading | WELLS | Multizone All Non-Ducted | 215864099 |  | HMSR-A-CB-O | WOM-48RH6/230 | Non-Ducted Indoor Units |  |  |  |  | 11.7 | 21.3 | 10 | TRUE | TRUE |  | 45000 | 34000 | 2.4 | 34000 | 1.9
215864096 | 09/16/2024 | Live | Midea Electric Trading | WELLS | Multizone All Non-Ducted | 215864096 |  | HMSR-A-CB-O | WOM-36RH5/230 | Non-Ducted Indoor Units |  |  |  |  | 12 | 23.1 | 10 | TRUE | TRUE |  | 35000 | 27000 | 2.4 | 30000 | 2.18
215866806 | 09/16/2024 | Live | Midea Electric Trading | AI AIR CONDITIONING | Multizone All Non-Ducted | 215866806 |  | HMSR-A-CB-O | A5MO21-36N2-M1 | Non-Ducted Indoor Units |  |  |  |  | 12 | 23.1 | 10 | TRUE | TRUE |  | 35000 | 27000 | 2.4 | 30000 | 2.18
215894277 | 09/16/2024 | Live | Midea Electric Trading | NUTECH | Multizone All Non-Ducted | 215894277 |  | HMSR-A-CB-O | N5OD30-36HFN10-M1D-D | Non-Ducted Indoor Units |  |  |  |  | 12 | 23.1 | 10 | FALSE | FALSE |  | 35000 | 27000 | 2.4 | 30000 | 2.18
215894276 | 09/16/2024 | Live | Midea Electric Trading | NUTECH | Multizone Mix of Ducted and Non-Ducted | 215894276 |  | HMSV-A-CB | N4OD30-27HFN10-M1D-D | Mixed Ducted and Non-Ducted Indoor Units |  |  |  |  | 12.1 | 22 | 9.25 | FALSE | FALSE |  | 26200 | 18200 | 2.5 | 18300 | 2.09
215866805 | 09/16/2024 | Live | Midea Electric Trading | AI AIR CONDITIONING | Multizone Mix of Ducted and Non-Ducted | 215866805 |  | HMSV-A-CB | A4MO21-27N2-M1 | Mixed Ducted and Non-Ducted Indoor Units |  |  |  |  | 12.1 | 22 | 9.25 | TRUE | TRUE |  | 26200 | 18200 | 2.5 | 18300 | 2.09
215864095 | 10/23/2024 | Live | Midea Electric Trading | WELLS | Multizone Mix of Ducted and Non-Ducted | 215864095 |  | HMSV-A-CB | WOM-27RH4/230 | Mixed Ducted and Non-Ducted Indoor Units |  |  |  |  | 12.1 | 22 | 9.25 | TRUE | TRUE |  | 26200 | 18200 | 2.5 | 18300 | 2.09
215864094 | 09/16/2024 | Live | Midea Electric Trading | WELLS | Multizone All Ducted | 215864094 |  | HMSV-A-CB | WOM-27RH4/230 | Ducted Indoor Units |  |  |  |  | 12 | 21 | 9 | TRUE | TRUE |  | 26600 | 18400 | 2.5 | 18600 | 2.3
215866804 | 09/16/2024 | Live | Midea Electric Trading | AI AIR CONDITIONING | Multizone All Ducted | 215866804 |  | HMSV-A-CB | A4MO21-27N2-M1 | Ducted Indoor Units |  |  |  |  | 12 | 21 | 9 | TRUE | TRUE |  | 26600 | 18400 | 2.5 | 18600 | 2.3
215894275 | 09/16/2024 | Live | Midea Electric Trading | NUTECH | Multizone All Ducted | 215894275 |  | HMSV-A-CB | N4OD30-27HFN10-M1D-D | Ducted Indoor Units |  |  |  |  | 12 | 21 | 9 | FALSE | FALSE |  | 26600 | 18400 | 2.5 | 18600 | 2.3
215894274 | 09/16/2024 | Live | Midea Electric Trading | NUTECH | Multizone All Non-Ducted | 215894274 |  | HMSR-A-CB-O | N4OD30-27HFN10-M1D-D | Non-Ducted Indoor Units |  |  |  |  | 12.2 | 23 | 9.5 | FALSE | FALSE |  | 26000 | 18000 | 2.5 | 18000 | 1.9
215866803 | 09/16/2024 | Live | Midea Electric Trading | AI AIR CONDITIONING | Multizone All Non-Ducted | 215866803 |  | HMSR-A-CB-O | A4MO21-27N2-M1 | Non-Ducted Indoor Units |  |  |  |  | 12.2 | 23 | 9.5 | TRUE | TRUE |  | 26000 | 18000 | 2.5 | 18000 | 1.9
215864093 | 09/16/2024 | Live | Midea Electric Trading | WELLS | Multizone All Non-Ducted | 215864093 |  | HMSR-A-CB-O | WOM-27RH4/230 | Non-Ducted Indoor Units |  |  |  |  | 12.2 | 23 | 9.5 | TRUE | TRUE |  | 26000 | 18000 | 2.5 | 18000 | 1.9
215864090 | 09/16/2024 | Live | Midea Electric Trading | WELLS | Multizone All Non-Ducted | 215864090 |  | HMSR-A-CB-O | WOM-18RH3/230 | Non-Ducted Indoor Units |  |  |  |  | 12.5 | 23 | 10 | TRUE | TRUE |  | 18000 | 13500 | 2.6 | 14000 | 2.21
215894271 | 09/16/2024 | Live | Midea Electric Trading | NUTECH | Multizone All Non-Ducted | 215894271 |  | HMSR-A-CB-O | N3OX430-18HFN10-M1-D | Non-Ducted Indoor Units |  |  |  |  | 12.5 | 23 | 10 | FALSE | FALSE |  | 18000 | 13500 | 2.6 | 14000 | 2.21
215866800 | 09/16/2024 | Live | Midea Electric Trading | AI AIR CONDITIONING | Multizone All Non-Ducted | 215866800 |  | HMSR-A-CB-O | A3MO21-18N2-M1 | Non-Ducted Indoor Units |  |  |  |  | 12.5 | 23 | 10 | TRUE | TRUE |  | 18000 | 13500 | 2.6 | 14000 | 2.21
215866682 | 09/16/2024 | Live | Midea Electric Trading | KADEN | Multizone Mix of Ducted and Non-Ducted | 215866682 |  | HMSV-A-CB | KOB-PS555HP-2AAMA | Mixed Ducted and Non-Ducted Indoor Units |  |  |  |  | 10 | 20 | 9.35 | FALSE | FALSE |  | 60000 | 39000 | 2.7 | 41500 | 2.35
215866681 | 09/16/2024 | Live | Midea Electric Trading | KADEN | Multizone All Ducted | 215866681 |  | HMSV-A-CB | KOB-PS555HP-2AAMA | Ducted Indoor Units |  |  |  |  | 10 | 18 | 9.2 | FALSE | FALSE |  | 60000 | 39000 | 2.6 | 41000 | 2.3
215866680 | 09/16/2024 | Live | Midea Electric Trading | KADEN | Multizone All Non-Ducted | 215866680 |  | HMSR-A-CB-O | KOB-PS555HP-2AAMA | Non-Ducted Indoor Units |  |  |  |  | 10 | 22 | 9.5 | FALSE | FALSE |  | 60000 | 39000 | 2.8 | 42000 | 2.4
215866679 | 09/16/2024 | Live | Midea Electric Trading | KADEN | Multizone Mix of Ducted and Non-Ducted | 215866679 |  | HMSV-A-CB | KOB-PS548HP-2AAMA | Mixed Ducted and Non-Ducted Indoor Units |  |  |  |  | 12.25 | 22.2 | 10.45 | FALSE | FALSE |  | 46000 | 37400 | 2.5 | 39750 | 2.19
215866678 | 09/16/2024 | Live | Midea Electric Trading | KADEN | Multizone All Ducted | 215866678 |  | HMSV-A-CB | KOB-PS548HP-2AAMA | Ducted Indoor Units |  |  |  |  | 12 | 20.4 | 10.6 | FALSE | FALSE |  | 45000 | 37000 | 2.5 | 41000 | 2.4
215866677 | 10/23/2024 | Live | Midea Electric Trading | KADEN | Multizone All Non-Ducted | 215866677 |  | HMSR-A-CB-O | KOB-PS548HP-2AAMA | Non-Ducted Indoor Units |  |  |  |  | 12.5 | 24 | 10.3 | FALSE | FALSE |  | 47000 | 38000 | 2.5 | 38500 | 2
215866672 | 09/16/2024 | Live | Midea Electric Trading | KADEN | Multizone All Ducted | 215866672 |  | HMSV-A-CB | KOB-PS327HP-2AAMA | Ducted Indoor Units |  |  |  |  | 12 | 21 | 9 | FALSE | FALSE |  | 26600 | 18400 | 2.5 | 18600 | 2.3
215866829 | 09/16/2024 | Live | Midea Electric Trading | AI AIR CONDITIONING | Multizone Mix of Ducted and Non-Ducted | 215866829 |  | HMSV-A-CB | A6MO23-55N2-M1H | Mixed Ducted and Non-Ducted Indoor Units |  |  |  |  | 11.85 | 20.7 | 10.65 | TRUE | TRUE |  | 52000 | 45000 | 2.65 | 50500 | 2.25
215864119 | 09/16/2024 | Live | Midea Electric Trading | WELLS | Multizone Mix of Ducted and Non-Ducted | 215864119 |  | HMSV-A-CB | WOM-60HH6/230 | Mixed Ducted and Non-Ducted Indoor Units |  |  |  |  | 11.85 | 20.7 | 10.65 | TRUE | TRUE |  | 52000 | 45000 | 2.65 | 50500 | 2.25
215864118 | 09/16/2024 | Live | Midea Electric Trading | WELLS | Multizone All Ducted | 215864118 |  | HMSV-A-CB | WOM-60HH6/230 | Ducted Indoor Units |  |  |  |  | 11.7 | 20 | 10.7 | TRUE | TRUE |  | 53000 | 45000 | 2.7 | 52000 | 2.3
215866828 | 09/16/2024 | Live | Midea Electric Trading | AI AIR CONDITIONING | Multizone All Ducted | 215866828 |  | HMSV-A-CB | A6MO23-55N2-M1H | Ducted Indoor Units |  |  |  |  | 11.7 | 20 | 10.7 | TRUE | TRUE |  | 53000 | 45000 | 2.7 | 52000 | 2.3
215866827 | 09/16/2024 | Live | Midea Electric Trading | AI AIR CONDITIONING | Multizone All Non-Ducted | 215866827 |  | HMSR-A-CB-O | A6MO23-55N2-M1H | Non-Ducted Indoor Units |  |  |  |  | 12 | 21.4 | 10.6 | TRUE | TRUE |  | 51000 | 45000 | 2.6 | 49000 | 2.2
215864117 | 09/16/2024 | Live | Midea Electric Trading | WELLS | Multizone All Non-Ducted | 215864117 |  | HMSR-A-CB-O | WOM-60HH6/230 | Non-Ducted Indoor Units |  |  |  |  | 12 | 21.4 | 10.6 | TRUE | TRUE |  | 51000 | 45000 | 2.6 | 49000 | 2.2
215864116 | 09/16/2024 | Live | Midea Electric Trading | WELLS | Multizone Mix of Ducted and Non-Ducted | 215864116 |  | HMSV-A-CB | WOM-48HH6/230 | Mixed Ducted and Non-Ducted Indoor Units |  |  |  |  | 11.85 | 20.8 | 10.6 | TRUE | TRUE |  | 46000 | 42500 | 2.5 | 44000 | 2.1
215866826 | 09/16/2024 | Live | Midea Electric Trading | AI AIR CONDITIONING | Multizone Mix of Ducted and Non-Ducted | 215866826 |  | HMSV-A-CB | A6MO23-48N2-M1H | Mixed Ducted and Non-Ducted Indoor Units |  |  |  |  | 11.85 | 20.8 | 10.6 | TRUE | TRUE |  | 46000 | 42500 | 2.5 | 44000 | 2.1
215866825 | 09/16/2024 | Live | Midea Electric Trading | AI AIR CONDITIONING | Multizone All Ducted | 215866825 |  | HMSV-A-CB | A6MO23-48N2-M1H | Ducted Indoor Units |  |  |  |  | 11.7 | 20.4 | 11 | TRUE | TRUE |  | 47000 | 44500 | 2.6 | 46000 | 2.2
215864115 | 09/16/2024 | Live | Midea Electric Trading | WELLS | Multizone All Ducted | 215864115 |  | HMSV-A-CB | WOM-48HH6/230 | Ducted Indoor Units |  |  |  |  | 11.7 | 20.4 | 11 | TRUE | TRUE |  | 47000 | 44500 | 2.6 | 46000 | 2.2
215864114 | 09/16/2024 | Live | Midea Electric Trading | WELLS | Multizone All Non-Ducted | 215864114 |  | HMSR-A-CB-O | WOM-48HH6/230 | Non-Ducted Indoor Units |  |  |  |  | 12 | 21.2 | 10.2 | TRUE | TRUE |  | 45000 | 40500 | 2.4 | 42000 | 2
215866824 | 09/16/2024 | Live | Midea Electric Trading | AI AIR CONDITIONING | Multizone All Non-Ducted | 215866824 |  | HMSR-A-CB-O | A6MO23-48N2-M1H | Non-Ducted Indoor Units |  |  |  |  | 12 | 21.2 | 10.2 | TRUE | TRUE |  | 45000 | 40500 | 2.4 | 42000 | 2
215866823 | 09/16/2024 | Live | Midea Electric Trading | AI AIR CONDITIONING | Multizone Mix of Ducted and Non-Ducted | 215866823 |  | HMSV-A-CB | A5MO23-36N2-M1H | Mixed Ducted and Non-Ducted Indoor Units |  |  |  |  | 12.1 | 20.45 | 10.85 | TRUE | TRUE |  | 36000 | 34800 | 2.39 | 38500 | 2.26
215864113 | 10/23/2024 | Live | Midea Electric Trading | WELLS | Multizone Mix of Ducted and Non-Ducted | 215864113 |  | HMSV-A-CB | WOM-36HH5/230 | Mixed Ducted and Non-Ducted Indoor Units |  |  |  |  | 12.1 | 20.45 | 10.85 | TRUE | TRUE |  | 36000 | 34800 | 2.39 | 38500 | 2.26
215864112 | 09/16/2024 | Live | Midea Electric Trading | WELLS | Multizone All Ducted | 215864112 |  | HMSV-A-CB | WOM-36HH5/230 | Ducted Indoor Units |  |  |  |  | 12 | 19.4 | 10.4 | TRUE | TRUE |  | 36000 | 33000 | 2.4 | 34000 | 2.2
215866822 | 09/16/2024 | Live | Midea Electric Trading | AI AIR CONDITIONING | Multizone All Ducted | 215866822 |  | HMSV-A-CB | A5MO23-36N2-M1H | Ducted Indoor Units |  |  |  |  | 12 | 19.4 | 10.4 | TRUE | TRUE |  | 36000 | 33000 | 2.4 | 34000 | 2.2
215866821 | 09/16/2024 | Live | Midea Electric Trading | AI AIR CONDITIONING | Multizone All Non-Ducted | 215866821 |  | HMSR-A-CB-O | A5MO23-36N2-M1H | Non-Ducted Indoor Units |  |  |  |  | 12.2 | 21.5 | 11.3 | TRUE | TRUE |  | 36000 | 36600 | 2.37 | 43000 | 2.3
215864111 | 09/16/2024 | Live | Midea Electric Trading | WELLS | Multizone All Non-Ducted | 215864111 |  | HMSR-A-CB-O | WOM-36HH5/230 | Non-Ducted Indoor Units |  |  |  |  | 12.2 | 21.5 | 11.3 | TRUE | TRUE |  | 36000 | 36600 | 2.37 | 43000 | 2.3
215864110 | 09/16/2024 | Live | Midea Electric Trading | WELLS | Multizone Mix of Ducted and Non-Ducted | 215864110 |  | HMSV-A-CB | WOM-27HH4/230 | Mixed Ducted and Non-Ducted Indoor Units |  |  |  |  | 12 | 20 | 9.75 | TRUE | TRUE |  | 27400 | 23200 | 2.4 | 27000 | 1.99
215866820 | 09/16/2024 | Live | Midea Electric Trading | AI AIR CONDITIONING | Multizone Mix of Ducted and Non-Ducted | 215866820 |  | HMSV-A-CB | A4MO23-27N2-M1H | Mixed Ducted and Non-Ducted Indoor Units |  |  |  |  | 12 | 20 | 9.75 | TRUE | TRUE |  | 27400 | 23200 | 2.4 | 27000 | 1.99
215866819 | 09/16/2024 | Live | Midea Electric Trading | AI AIR CONDITIONING | Multizone All Ducted | 215866819 |  | HMSV-A-CB | A4MO23-27N2-M1H | Ducted Indoor Units |  |  |  |  | 12 | 19 | 9.5 | TRUE | TRUE |  | 28000 | 23000 | 2.4 | 27000 | 2.1
215864109 | 09/16/2024 | Live | Midea Electric Trading | WELLS | Multizone All Ducted | 215864109 |  | HMSV-A-CB | WOM-27HH4/230 | Ducted Indoor Units |  |  |  |  | 12 | 19 | 9.5 | TRUE | TRUE |  | 28000 | 23000 | 2.4 | 27000 | 2.1
215864108 | 09/16/2024 | Live | Midea Electric Trading | WELLS | Multizone All Non-Ducted | 215864108 |  | HMSR-A-CB-O | WOM-27HH4/230 | Non-Ducted Indoor Units |  |  |  |  | 12 | 21 | 10 | TRUE | TRUE |  | 27000 | 23600 | 2.4 | 27000 | 1.9
215866818 | 09/16/2024 | Live | Midea Electric Trading | AI AIR CONDITIONING | Multizone All Non-Ducted | 215866818 |  | HMSR-A-CB-O | A4MO23-27N2-M1H | Non-Ducted Indoor Units |  |  |  |  | 12 | 21 | 10 | TRUE | TRUE |  | 27000 | 23600 | 2.4 | 27000 | 1.9
215866817 | 09/16/2024 | Live | Midea Electric Trading | AI AIR CONDITIONING | Multizone Mix of Ducted and Non-Ducted | 215866817 |  | HMSV-A-CB | A3MO23-18N2-M1H | Mixed Ducted and Non-Ducted Indoor Units |  |  |  |  | 13 | 20.5 | 10 | TRUE | TRUE |  | 19000 | 16700 | 2.55 | 20000 | 2.3
215864107 | 09/16/2024 | Live | Midea Electric Trading | WELLS | Multizone Mix of Ducted and Non-Ducted | 215864107 |  | HMSV-A-CB | WOM-18HH3/230 | Mixed Ducted and Non-Ducted Indoor Units |  |  |  |  | 13 | 20.5 | 10 | TRUE | TRUE |  | 19000 | 16700 | 2.55 | 20000 | 2.3
215864106 | 10/23/2024 | Live | Midea Electric Trading | WELLS | Multizone All Ducted | 215864106 |  | HMSV-A-CB | WOM-18HH3/230 | Ducted Indoor Units |  |  |  |  | 13 | 20 | 10 | TRUE | TRUE |  | 19000 | 17000 | 2.59 | 22000 | 2.5
215866816 | 09/16/2024 | Live | Midea Electric Trading | AI AIR CONDITIONING | Multizone All Ducted | 215866816 |  | HMSV-A-CB | A3MO23-18N2-M1H | Ducted Indoor Units |  |  |  |  | 13 | 20 | 10 | TRUE | TRUE |  | 19000 | 17000 | 2.59 | 22000 | 2.5
215866815 | 09/16/2024 | Live | Midea Electric Trading | AI AIR CONDITIONING | Multizone All Non-Ducted | 215866815 |  | HMSR-A-CB-O | A3MO23-18N2-M1H | Non-Ducted Indoor Units |  |  |  |  | 13 | 21 | 10 | TRUE | TRUE |  | 19000 | 16400 | 2.5 | 18000 | 2.1
215864105 | 09/16/2024 | Live | Midea Electric Trading | WELLS | Multizone All Non-Ducted | 215864105 |  | HMSR-A-CB-O | WOM-18HH3/230 | Non-Ducted Indoor Units |  |  |  |  | 13 | 21 | 10 | TRUE | TRUE |  | 19000 | 16400 | 2.5 | 18000 | 2.1
215866697 | 09/16/2024 | Live | Midea Electric Trading | KADEN | Multizone Mix of Ducted and Non-Ducted | 215866697 |  | HMSV-A-CB | KOB-HH-PS555HP-2AAMA | Mixed Ducted and Non-Ducted Indoor Units |  |  |  |  | 11.85 | 21.1 | 10.6 | FALSE | FALSE |  | 52000 | 44500 | 2.65 | 49500 | 2.39
215866696 | 09/16/2024 | Live | Midea Electric Trading | KADEN | Multizone All Ducted | 215866696 |  | HMSV-A-CB | KOB-HH-PS555HP-2AAMA | Ducted Indoor Units |  |  |  |  | 11.7 | 20 | 10.7 | FALSE | FALSE |  | 53000 | 45000 | 2.7 | 52000 | 2.3
215866695 | 09/16/2024 | Live | Midea Electric Trading | KADEN | Multizone All Non-Ducted | 215866695 |  | HMSR-A-CB-O | KOB-HH-PS555HP-2AAMA | Non-Ducted Indoor Units |  |  |  |  | 12 | 22.2 | 10.5 | FALSE | FALSE |  | 51000 | 44000 | 2.6 | 47000 | 2.5
215866694 | 09/16/2024 | Live | Midea Electric Trading | KADEN | Multizone Mix of Ducted and Non-Ducted | 215866694 |  | HMSV-A-CB | KOB-HH-PS548HP-2AAMA | Mixed Ducted and Non-Ducted Indoor Units |  |  |  |  | 11.85 | 21.7 | 11 | FALSE | FALSE |  | 47000 | 44000 | 2.6 | 45500 | 2.1
215866693 | 09/16/2024 | Live | Midea Electric Trading | KADEN | Multizone All Ducted | 215866693 |  | HMSV-A-CB | KOB-HH-PS548HP-2AAMA | Ducted Indoor Units |  |  |  |  | 11.7 | 20.4 | 11 | FALSE | FALSE |  | 47000 | 44500 | 2.6 | 46000 | 2.2
215866692 | 09/16/2024 | Live | Midea Electric Trading | KADEN | Multizone All Non-Ducted | 215866692 |  | HMSR-A-CB-O | KOB-HH-PS548HP-2AAMA | Non-Ducted Indoor Units |  |  |  |  | 12 | 23 | 11 | FALSE | FALSE |  | 47000 | 44000 | 2.6 | 45000 | 2
215866690 | 09/16/2024 | Live | Midea Electric Trading | KADEN | Multizone All Ducted | 215866690 |  | HMSV-A-CB | KOB-HH-PS436HP-2AAMA | Ducted Indoor Units |  |  |  |  | 12 | 19.4 | 10.4 | FALSE | FALSE |  | 36000 | 33000 | 2.4 | 34000 | 2.2
215866688 | 09/16/2024 | Live | Midea Electric Trading | KADEN | Multizone Mix of Ducted and Non-Ducted | 215866688 |  | HMSV-A-CB | KOB-HH-PS327HP-2AAMA | Mixed Ducted and Non-Ducted Indoor Units |  |  |  |  | 12.25 | 21 | 10 | FALSE | FALSE |  | 27400 | 24000 | 2.5 | 27500 | 2.15
215866687 | 09/16/2024 | Live | Midea Electric Trading | KADEN | Multizone All Ducted | 215866687 |  | HMSV-A-CB | KOB-HH-PS327HP-2AAMA | Ducted Indoor Units |  |  |  |  | 12 | 19 | 9.5 | FALSE | FALSE |  | 28000 | 23000 | 2.4 | 27000 | 2.1
215866686 | 09/16/2024 | Live | Midea Electric Trading | KADEN | Multizone All Non-Ducted | 215866686 |  | HMSR-A-CB-O | KOB-HH-PS327HP-2AAMA | Non-Ducted Indoor Units |  |  |  |  | 12.5 | 23 | 10.5 | FALSE | FALSE |  | 27000 | 25000 | 2.6 | 28000 | 2.2
215866685 | 10/23/2024 | Live | Midea Electric Trading | KADEN | Multizone Mix of Ducted and Non-Ducted | 215866685 |  | HMSV-A-CB | KOB-HH-PS218HP-2AAMA | Mixed Ducted and Non-Ducted Indoor Units |  |  |  |  | 14 | 22.5 | 10.2 | FALSE | FALSE |  | 19000 | 17300 | 2.65 | 20500 | 2.36
215866684 | 09/16/2024 | Live | Midea Electric Trading | KADEN | Multizone All Ducted | 215866684 |  | HMSV-A-CB | KOB-HH-PS218HP-2AAMA | Ducted Indoor Units |  |  |  |  | 13 | 20 | 10 | FALSE | FALSE |  | 19000 | 17000 | 2.59 | 22000 | 2.5
215866683 | 09/16/2024 | Live | Midea Electric Trading | KADEN | Multizone All Non-Ducted | 215866683 |  | HMSR-A-CB-O | KOB-HH-PS218HP-2AAMA | Non-Ducted Indoor Units |  |  |  |  | 15 | 25 | 10.4 | FALSE | FALSE |  | 19000 | 17600 | 2.7 | 19000 | 2.2
215864035 | 09/16/2024 | Live | Midea Electric Trading | WELLS | Singlezone Non-Ducted, Wall Placement | 215864035 |  | HRCU-A-CB-O | WOS-12ECO/230 | Mini-Splits | WIHW-12ECO/230 |  |  |  | 8.8 | 18 | 8.8 | FALSE | FALSE |  | 12000 | 8000 | 2.58 | 8300 | 2.41
215864034 | 09/16/2024 | Live | Midea Electric Trading | WELLS | Singlezone Non-Ducted, Wall Placement | 215864034 |  | HRCU-A-CB-O | WOS-09ECO/230 | Mini-Splits | WIHW-09ECO/230 |  |  |  | 10.9 | 19 | 9.7 | FALSE | TRUE |  | 9000 | 8000 | 2.58 | 8300 | 2.41
215866739 | 09/16/2024 | Live | Midea Electric Trading | AI AIR CONDITIONING | Singlezone Non-Ducted, Wall Placement | 215866739 |  | HRCU-A-CB-O | AO25-33N2-M1H | Mini-Splits | AW25-33N2-M1 |  |  |  | 11.7 | 20 | 10.5 | TRUE | TRUE |  | 33000 | 29600 | 2.61 | 30200 | 2
215864049 | 09/16/2024 | Live | Midea Electric Trading | WELLS | Singlezone Non-Ducted, Wall Placement | 215864049 |  | HRCU-A-CB-O | WOS-33PRE/230 | Mini-Splits | WIHW-33MOC/230 |  |  |  | 11.7 | 20 | 10.5 | TRUE | TRUE |  | 33000 | 29600 | 2.61 | 30200 | 2
215864089 | 09/16/2024 | Live | Midea Electric Trading | WELLS | Singlezone Non-Ducted, Floor Placement | 215864089 |  | HRCU-A-CB-O | WOS-24PRE/230 | Mini-Splits | WIFC-24MOC/230 |  |  |  | 12 | 20.4 | 12.1 | TRUE | TRUE |  | 22000 | 20200 | 2.74 | 23300 | 2.38
215866796 | 09/16/2024 | Live | Midea Electric Trading | AI AIR CONDITIONING | Singlezone Non-Ducted, Floor Placement | 215866796 |  | HRCU-A-CB-O | AO25-24N2-M1H | Mini-Splits | AF-24N2-M1 |  |  |  | 12 | 20.4 | 12.1 | TRUE | TRUE |  | 22000 | 20200 | 2.74 | 23300 | 2.38
215866644 | 09/16/2024 | Live | Midea Electric Trading | KADEN | Singlezone Non-Ducted, Wall Placement | 215866644 |  | HRCU-A-CB-O | KOB-HH-PSX24HP-2AAMA | Mini-Splits | KIB-PSX24CT-2AAMA |  |  |  | 12 | 20.7 | 11.6 | FALSE | FALSE |  | 23400 | 20400 | 2.78 | 23900 | 2.48
215866774 | 09/16/2024 | Live | Midea Electric Trading | AI AIR CONDITIONING | Singlezone Non-Ducted, Wall Placement | 215866774 |  | HRCU-A-CB-O | AO25-24N2-M1H | Mini-Splits | AC-24N2-M1 |  |  |  | 12 | 20.7 | 11.6 | TRUE | TRUE |  | 23400 | 20400 | 2.78 | 23900 | 2.48
215864072 | 09/16/2024 | Live | Midea Electric Trading | WELLS | Singlezone Non-Ducted, Wall Placement | 215864072 |  | HRCU-A-CB-O | WOS-24PRE/230 | Mini-Splits | WI4C-24MOC/230 |  |  |  | 12 | 20.7 | 11.6 | TRUE | TRUE |  | 23400 | 20400 | 2.78 | 23900 | 2.48
215864088 | 09/16/2024 | Live | Midea Electric Trading | WELLS | Singlezone Non-Ducted, Floor Placement | 215864088 |  | HRCU-A-CB-O | WOS-18PRE/230 | Mini-Splits | WIFC-18MOC/230 |  |  |  | 12.5 | 20.4 | 10.3 | TRUE | TRUE |  | 17000 | 14400 | 2.54 | 20200 | 2.24
215866795 | 09/16/2024 | Live | Midea Electric Trading | AI AIR CONDITIONING | Singlezone Non-Ducted, Floor Placement | 215866795 |  | HRCU-A-CB-O | AO25-18N2-M1H | Mini-Splits | AF-18N2-M1 |  |  |  | 12.5 | 20.4 | 10.3 | TRUE | TRUE |  | 17000 | 14400 | 2.54 | 20200 | 2.24
215866794 | 09/16/2024 | Live | Midea Electric Trading | AI AIR CONDITIONING | Singlezone Non-Ducted, Wall Placement | 215866794 |  | HRCU-A-CB-O | AO25-18N2-M1H | Mini-Splits | AS-16N2-M1 |  |  |  | 12.5 | 20 | 10.3 | TRUE | TRUE |  | 16000 | 14200 | 2.6 | 18800 | 2.13
215864087 | 10/23/2024 | Live | Midea Electric Trading | WELLS | Singlezone Non-Ducted, Wall Placement | 215864087 |  | HRCU-A-CB-O | WOS-18PRE/230 | Mini-Splits | WICS-16MOC/230 |  |  |  | 12.5 | 20 | 10.3 | TRUE | TRUE |  | 16000 | 14200 | 2.6 | 18800 | 2.13
215864071 | 09/16/2024 | Live | Midea Electric Trading | WELLS | Singlezone Non-Ducted, Ceiling Placement | 215864071 |  | HRCU-A-CB-O | WOS-18PRE/230 | Mini-Splits | WI4C-18MOC/230 |  |  |  | 12.5 | 20 | 12.3 | TRUE | TRUE |  | 16000 | 14900 | 2.7 | 18000 | 2.1
215866773 | 09/16/2024 | Live | Midea Electric Trading | AI AIR CONDITIONING | Singlezone Non-Ducted, Ceiling Placement | 215866773 |  | HRCU-A-CB-O | AO25-18N2-M1H | Mini-Splits | AC-18N2-M1 |  |  |  | 12.5 | 20 | 12.3 | TRUE | TRUE |  | 16000 | 14900 | 2.7 | 18000 | 2.1
215866643 | 09/16/2024 | Live | Midea Electric Trading | KADEN | Singlezone Non-Ducted, Ceiling Placement | 215866643 |  | HRCU-A-CB-O | KOB-HH-PSX18HP-2AAMA | Mini-Splits | KIB-PSX18CT-2AAMA |  |  |  | 12.5 | 20 | 12.3 | FALSE | FALSE |  | 16000 | 14900 | 2.7 | 18000 | 2.1
215866664 | 09/16/2024 | Live | Midea Electric Trading | KADEN | Singlezone Non-Ducted, Ceiling Placement | 215866664 |  | HRCU-A-CB-O | KOB-HH-PSX18HP-2AAMA | Mini-Splits | KIB-PSX18CW-2AAMA |  |  |  | 12.5 | 20.6 | 12.2 | FALSE | FALSE |  | 16700 | 14500 | 2.5 | 18800 | 2.05
215866780 | 09/16/2024 | Live | Midea Electric Trading | AI AIR CONDITIONING | Singlezone Non-Ducted, Ceiling Placement | 215866780 |  | HRCU-A-CB-O | AO25-18N2-M1H | Mini-Splits | A1C-18N2-M1 |  |  |  | 12.5 | 20.6 | 12.2 | TRUE | TRUE |  | 16700 | 14500 | 2.5 | 18800 | 2.05
215864076 | 09/16/2024 | Live | Midea Electric Trading | WELLS | Singlezone Non-Ducted, Ceiling Placement | 215864076 |  | HRCU-A-CB-O | WOS-18PRE/230 | Mini-Splits | WI1C-18MOC/230 |  |  |  | 12.5 | 20.6 | 12.2 | TRUE | TRUE |  | 16700 | 14500 | 2.5 | 18800 | 2.05
215864070 | 09/16/2024 | Live | Midea Electric Trading | WELLS | Singlezone Non-Ducted, Ceiling Placement | 215864070 |  | HRCU-A-CB-O | WOS-12PRE/230 | Mini-Splits | WI4C-12MOC/230 |  |  |  | 12.5 | 22.2 | 11.6 | TRUE | TRUE |  | 12000 | 10000 | 2.74 | 12900 | 2.14
215866772 | 09/16/2024 | Live | Midea Electric Trading | AI AIR CONDITIONING | Singlezone Non-Ducted, Ceiling Placement | 215866772 |  | HRCU-A-CB-O | AO25-12N2-M1H | Mini-Splits | AC-12N2-M1 |  |  |  | 12.5 | 22.2 | 11.6 | TRUE | TRUE |  | 12000 | 10000 | 2.74 | 12900 | 2.14
215866642 | 09/16/2024 | Live | Midea Electric Trading | KADEN | Singlezone Non-Ducted, Ceiling Placement | 215866642 |  | HRCU-A-CB-O | KOB-HH-PSX12HP-2AAMA | Mini-Splits | KIB-PSX12CT-2AAMA |  |  |  | 12.5 | 22.2 | 11.6 | FALSE | FALSE |  | 12000 | 10000 | 2.74 | 12900 | 2.14
215866663 | 09/16/2024 | Live | Midea Electric Trading | KADEN | Singlezone Non-Ducted, Ceiling Placement | 215866663 |  | HRCU-A-CB-O | KOB-HH-PSX12HP-2AAMA | Mini-Splits | KIB-PSX12CW-2AAMA |  |  |  | 13 | 23 | 10 | FALSE | FALSE |  | 12000 | 9600 | 2.65 | 11900 | 1.95
215866779 | 09/16/2024 | Live | Midea Electric Trading | AI AIR CONDITIONING | Singlezone Non-Ducted, Ceiling Placement | 215866779 |  | HRCU-A-CB-O | AO25-12N2-M1H | Mini-Splits | A1C-12N2-M1 |  |  |  | 13 | 23 | 10 | TRUE | TRUE |  | 12000 | 9600 | 2.65 | 11900 | 1.95
215864075 | 09/16/2024 | Live | Midea Electric Trading | WELLS | Singlezone Non-Ducted, Ceiling Placement | 215864075 |  | HRCU-A-CB-O | WOS-12PRE/230 | Mini-Splits | WI1C-12MOC/230 |  |  |  | 13 | 23 | 10 | TRUE | TRUE |  | 12000 | 9600 | 2.65 | 11900 | 1.95
215866792 | 09/16/2024 | Live | Midea Electric Trading | AI AIR CONDITIONING | Singlezone Non-Ducted, Wall Placement | 215866792 |  | HRCU-A-CB-O | AO25-09N2-M1H | Mini-Splits | AS-09N2-M1 |  |  |  | 15.1 | 27.2 | 10.9 | TRUE | TRUE |  | 9000 | 9800 | 2.71 | 12200 | 2.17
215864085 | 09/16/2024 | Live | Midea Electric Trading | WELLS | Singlezone Non-Ducted, Wall Placement | 215864085 |  | HRCU-A-CB-O | WOS-09PRE/230 | Mini-Splits | WICS-09MOC/230 |  |  |  | 15.1 | 27.2 | 10.9 | TRUE | TRUE |  | 9000 | 9800 | 2.71 | 12200 | 2.17
215866661 | 10/23/2024 | Live | Midea Electric Trading | KADEN | Singlezone Non-Ducted, Ceiling Placement | 215866661 |  | HRCU-A-CB-O | KOB-HH-PSX06HP-2AAMA | Mini-Splits | KIB-PSX06CW-2AAMA |  |  |  | 15 | 22 | 12 | FALSE | FALSE |  | 6500 | 7000 | 2.66 | 9500 | 2.53
215866777 | 09/16/2024 | Live | Midea Electric Trading | AI AIR CONDITIONING | Singlezone Non-Ducted, Ceiling Placement | 215866777 |  | HRCU-A-CB-O | AO25-06N2-M1H | Mini-Splits | A1C-06N2-M1 |  |  |  | 15 | 22 | 12 | TRUE | TRUE |  | 6500 | 7000 | 2.66 | 9500 | 2.53
215864073 | 09/16/2024 | Live | Midea Electric Trading | WELLS | Singlezone Non-Ducted, Ceiling Placement | 215864073 |  | HRCU-A-CB-O | WOS-06PRE/230 | Mini-Splits | WI1C-06MOC/230 |  |  |  | 15 | 22 | 12 | TRUE | TRUE |  | 6500 | 7000 | 2.66 | 9500 | 2.53
215866628 | 09/16/2024 | Live | Midea Electric Trading | KADEN | Singlezone Non-Ducted, Wall Placement | 215866628 |  | HRCU-A-CB-O | KOB-HH-PSX06HP-2AAMA | Mini-Splits | KIB-PSX06WM-2AAMA |  |  |  | 18 | 25.5 | 14.8 | FALSE | FALSE |  | 6000 | 7900 | 2.79 | 8600 | 2.38
215866725 | 09/16/2024 | Live | Midea Electric Trading | AI AIR CONDITIONING | Singlezone Non-Ducted, Wall Placement | 215866725 |  | HRCU-A-CB-O | AO21-24N2-M1 | Mini-Splits | AW21-24N2-M1 |  |  |  | 9.6 | 18.5 | 9 | FALSE | TRUE |  | 24000 | 17200 | 2.46 | 20200 | 2.26
215894262 | 09/16/2024 | Live | Midea Electric Trading | NUTECH | Singlezone Non-Ducted, Wall Placement | 215894262 |  | HRCU-A-CB-O | NOX430-24HFN10-230 | Mini-Splits | NSAG11D-24HRFN10-230 |  |  |  | 9.6 | 18.5 | 9 | FALSE | FALSE |  | 24000 | 17200 | 2.46 | 20200 | 2.26
215866770 | 09/16/2024 | Live | Midea Electric Trading | AI AIR CONDITIONING | Singlezone Non-Ducted, Floor Placement | 215866770 |  | HRCU-A-CB-O | ASO24-60N2-M2 | Mini-Splits | AF-60N2-M1 |  |  |  | 9.5 | 19.5 | 9.5 | FALSE | FALSE |  | 54000 | 37200 | 2.53 | 45300 | 2.22
215866769 | 09/16/2024 | Live | Midea Electric Trading | AI AIR CONDITIONING | Singlezone Non-Ducted, Floor Placement | 215866769 |  | HRCU-A-CB-O | ASO24-48N2-M2 | Mini-Splits | AF-48N2-M1 |  |  |  | 9.5 | 19.8 | 10.2 | FALSE | TRUE |  | 48000 | 39500 | 2.4 | 45100 | 2.13
215866768 | 09/16/2024 | Live | Midea Electric Trading | AI AIR CONDITIONING | Singlezone Non-Ducted, Floor Placement | 215866768 |  | HRCU-A-CB-O | ASO24-36N2-M2 | Mini-Splits | AF-36N2-M1 |  |  |  | 10.1 | 20 | 10 | FALSE | FALSE |  | 36000 | 26400 | 2.68 | 30900 | 2.36
215866748 | 09/16/2024 | Live | Midea Electric Trading | AI AIR CONDITIONING | Singlezone Non-Ducted, Wall Placement | 215866748 |  | HRCU-A-CB-O | ASO24-36N2-M2 | Mini-Splits | AC-36N2-M1 |  |  |  | 9.6 | 20 | 10.3 | FALSE | TRUE |  | 36000 | 26800 | 2.68 | 28100 | 2.22
215866799 | 09/16/2024 | Live | Midea Electric Trading | AI AIR CONDITIONING | Singlezone Non-Ducted, Floor Placement | 215866799 |  | HRCU-A-CB-O | ASO25-60N2-M2H | Mini-Splits | AF-60N2-M1 |  |  |  | 9 | 18 | 10.7 | FALSE | TRUE |  | 54000 | 41000 | 2.33 | 58000 | 2.17
215866798 | 10/23/2024 | Live | Midea Electric Trading | AI AIR CONDITIONING | Singlezone Non-Ducted, Floor Placement | 215866798 |  | HRCU-A-CB-O | ASO25-48N2-M2H | Mini-Splits | AF-48N2-M1 |  |  |  | 9.4 | 18.5 | 10.1 | FALSE | TRUE |  | 48000 | 38500 | 2.38 | 44500 | 2.23
215866776 | 09/16/2024 | Live | Midea Electric Trading | AI AIR CONDITIONING | Singlezone Non-Ducted, Wall Placement | 215866776 |  | HRCU-A-CB-O | ASO25-48N2-M2H | Mini-Splits | AC-48N2-M1 |  |  |  | 10 | 18 | 11 | FALSE | TRUE |  | 48000 | 44000 | 2.44 | 48000 | 2.17
215866797 | 09/16/2024 | Live | Midea Electric Trading | AI AIR CONDITIONING | Singlezone Non-Ducted, Floor Placement | 215866797 |  | HRCU-A-CB-O | ASO25-36N2-M2H | Mini-Splits | AF-36N2-M1 |  |  |  | 12 | 20 | 10.8 | TRUE | TRUE |  | 36400 | 30200 | 2.58 | 42400 | 2.16
215866775 | 09/16/2024 | Live | Midea Electric Trading | AI AIR CONDITIONING | Singlezone Non-Ducted, Wall Placement | 215866775 |  | HRCU-A-CB-O | ASO25-36N2-M2H | Mini-Splits | AC-36N2-M1 |  |  |  | 12 | 21.2 | 10.6 | TRUE | TRUE |  | 36600 | 30600 | 2.56 | 46200 | 2.17
215866640 | 09/16/2024 | Live | Midea Electric Trading | KADEN | Singlezone Non-Ducted, Wall Placement | 215866640 |  | HRCU-A-CB-O | KOB-PSX36HP-2AAMA | Mini-Splits | KIB-PSX36WM-2AAMA |  |  |  | 8.6 | 19 | 8.5 | FALSE | FALSE |  | 36000 | 24200 | 2.28 | 25600 | 2.27
215866639 | 09/16/2024 | Live | Midea Electric Trading | KADEN | Singlezone Non-Ducted, Wall Placement | 215866639 |  | HRCU-A-CB-O | KOB-PSX30HP-2AAMA | Mini-Splits | KIB-PSX30WM-2AAMA |  |  |  | 12 | 20.5 | 9.5 | FALSE | FALSE |  | 30000 | 20400 | 2.52 | 21000 | 2.08
215866726 | 09/16/2024 | Live | Midea Electric Trading | AI AIR CONDITIONING | Singlezone Non-Ducted, Wall Placement | 215866726 |  | HRCU-A-CB-O | AO21-30N2-M1 | Mini-Splits | AW21-30N2-M1 |  |  |  | 12 | 22.3 | 9 | TRUE | FALSE |  | 30000 | 20000 | 2.4 | 21500 | 2.2
215866724 | 09/16/2024 | Live | Midea Electric Trading | AI AIR CONDITIONING | Singlezone Non-Ducted, Wall Placement | 215866724 |  | HRCU-A-CB-O | AO21-18N2-M1 | Mini-Splits | AW21-18N2-M1 |  |  |  | 11.5 | 20.2 | 9.1 | TRUE | FALSE |  | 18000 | 11700 | 2.62 | 13300 | 2.41
215894261 | 09/16/2024 | Live | Midea Electric Trading | NUTECH | Singlezone Non-Ducted, Wall Placement | 215894261 |  | HRCU-A-CB-O | NOX330-18HFN10-230 | Mini-Splits | NSAG11C-18HRFN10-230 |  |  |  | 11.5 | 20.2 | 9.1 | FALSE | FALSE |  | 18000 | 11700 | 2.62 | 13300 | 2.41
215894260 | 09/16/2024 | Live | Midea Electric Trading | NUTECH | Singlezone Non-Ducted, Wall Placement | 215894260 |  | HRCU-A-CB-O | NOX230-12HFN10-230 | Mini-Splits | NSAG11B-12HRFN10-230 |  |  |  | 10.8 | 21.3 | 9.2 | FALSE | FALSE |  | 12000 | 8300 | 2.32 | 9300 | 2.11
215866723 | 09/16/2024 | Live | Midea Electric Trading | AI AIR CONDITIONING | Singlezone Non-Ducted, Wall Placement | 215866723 |  | HRCU-A-CB-O | AO21-12N2-M1 | Mini-Splits | AW21-12N2-M1 |  |  |  | 10.8 | 21.3 | 9.2 | FALSE | FALSE |  | 12000 | 8300 | 2.32 | 9300 | 2.11
215866722 | 09/16/2024 | Live | Midea Electric Trading | AI AIR CONDITIONING | Singlezone Non-Ducted, Wall Placement | 215866722 |  | HRCU-A-CB-O | AO21-09N2-M1 | Mini-Splits | AW21-09N2-M1 |  |  |  | 12.6 | 21.6 | 9.4 | TRUE | TRUE |  | 9000 | 6600 | 2.45 | 7500 | 2
215894259 | 09/16/2024 | Live | Midea Electric Trading | NUTECH | Singlezone Non-Ducted, Wall Placement | 215894259 |  | HRCU-A-CB-O | NOX230-09HFN10-230 | Mini-Splits | NSAG11A-09HRFN10-230 |  |  |  | 12.6 | 21.6 | 9.4 | FALSE | FALSE |  | 9000 | 6600 | 2.45 | 7500 | 2
215894258 | 09/16/2024 | Live | Midea Electric Trading | NUTECH | Singlezone Non-Ducted, Wall Placement | 215894258 |  | HRCU-A-CB-O | NOX230-12HFN10-115 | Mini-Splits | NSAG11B-12HRFN10-115 |  |  |  | 10 | 21.3 | 8.7 | FALSE | FALSE |  | 12000 | 7800 | 2.31 | 8100 | 1.99
215866721 | 09/16/2024 | Live | Midea Electric Trading | AI AIR CONDITIONING | Singlezone Non-Ducted, Wall Placement | 215866721 |  | HRCU-A-CB-O | AO21-12N2-B1 | Mini-Splits | AW21-12N2-B1 |  |  |  | 10 | 21.3 | 8.7 | FALSE | FALSE |  | 12000 | 7800 | 2.31 | 8100 | 1.99
215866720 | 10/23/2024 | Live | Midea Electric Trading | AI AIR CONDITIONING | Singlezone Non-Ducted, Wall Placement | 215866720 |  | HRCU-A-CB-O | AO21-09N2-B1 | Mini-Splits | AW21-09N2-B1 |  |  |  | 12.5 | 21.5 | 9 | TRUE | TRUE |  | 9000 | 6600 | 2.33 | 7600 | 1.9
215894257 | 09/16/2024 | Live | Midea Electric Trading | NUTECH | Singlezone Non-Ducted, Wall Placement | 215894257 |  | HRCU-A-CB-O | NOX230-09HFN10-115 | Mini-Splits | NSAG11A-09HRFN10-115 |  |  |  | 12.5 | 21.5 | 9 | FALSE | FALSE |  | 9000 | 6600 | 2.33 | 7600 | 1.9
215864068 | 09/16/2024 | Live | Midea Electric Trading | WELLS | Singlezone Non-Ducted, Floor Placement | 215864068 |  | HRCU-A-CB-O | WOS-24QUA/230 | Mini-Splits | WIFC-24MOC/230 |  |  |  | 12.2 | 21.1 | 11.1 | TRUE | TRUE |  | 24000 | 20000 | 2.56 | 20000 | 2.31
215866767 | 09/16/2024 | Live | Midea Electric Trading | AI AIR CONDITIONING | Singlezone Non-Ducted, Floor Placement | 215866767 |  | HRCU-A-CB-O | AO24-24N2-M1 | Mini-Splits | AF-24N2-M1 |  |  |  | 12.2 | 21.1 | 11.1 | TRUE | TRUE |  | 24000 | 20000 | 2.56 | 20000 | 2.31
215866638 | 09/16/2024 | Live | Midea Electric Trading | KADEN | Singlezone Non-Ducted, Wall Placement | 215866638 |  | HRCU-A-CB-O | KOB-PSX24HP-2AAMA | Mini-Splits | KIB-PSX24WM-2AAMA |  |  |  | 14 | 23 | 11.7 | FALSE | FALSE |  | 24000 | 18800 | 2.65 | 19300 | 2.33
215864067 | 09/16/2024 | Live | Midea Electric Trading | WELLS | Singlezone Non-Ducted, Floor Placement | 215864067 |  | HRCU-A-CB-O | WOS-18QUA/230 | Mini-Splits | WIFC-18MOC/230 |  |  |  | 12.5 | 22.3 | 10.4 | TRUE | TRUE |  | 18000 | 13700 | 2.51 | 15100 | 2.38
215866766 | 09/16/2024 | Live | Midea Electric Trading | AI AIR CONDITIONING | Singlezone Non-Ducted, Floor Placement | 215866766 |  | HRCU-A-CB-O | AO24-18N2-M1 | Mini-Splits | AF-18N2-M1 |  |  |  | 12.5 | 22.3 | 10.4 | TRUE | TRUE |  | 18000 | 13700 | 2.51 | 15100 | 2.38
215866765 | 09/16/2024 | Live | Midea Electric Trading | AI AIR CONDITIONING | Singlezone Non-Ducted, Wall Placement | 215866765 |  | HRCU-A-CB-O | AO24-18N2-M1 | Mini-Splits | AS-16N2-M1 |  |  |  | 12.5 | 23.8 | 13.5 | TRUE | TRUE |  | 16000 | 14100 | 2.75 | 14600 | 2.58
215864066 | 09/16/2024 | Live | Midea Electric Trading | WELLS | Singlezone Non-Ducted, Wall Placement | 215864066 |  | HRCU-A-CB-O | WOS-18QUA/230 | Mini-Splits | WICS-16MOC/230 |  |  |  | 12.5 | 23.8 | 13.5 | TRUE | TRUE |  | 16000 | 14100 | 2.75 | 14600 | 2.58
215864052 | 09/16/2024 | Live | Midea Electric Trading | WELLS | Singlezone Non-Ducted, Ceiling Placement | 215864052 |  | HRCU-A-CB-O | WOS-18QUA/230 | Mini-Splits | WI4C-18MOC/230 |  |  |  | 12.5 | 20.7 | 11.4 | TRUE | TRUE |  | 16800 | 13900 | 2.66 | 14800 | 2.36
215866746 | 09/16/2024 | Live | Midea Electric Trading | AI AIR CONDITIONING | Singlezone Non-Ducted, Ceiling Placement | 215866746 |  | HRCU-A-CB-O | AO24-18N2-M1 | Mini-Splits | AC-18N2-M1 |  |  |  | 12.5 | 20.7 | 11.4 | TRUE | TRUE |  | 16800 | 13900 | 2.66 | 14800 | 2.36
215866647 | 09/16/2024 | Live | Midea Electric Trading | KADEN | Singlezone Non-Ducted, Ceiling Placement | 215866647 |  | HRCU-A-CB-O | KOB-PSX18HP-2AAMA | Mini-Splits | KIB-PSX18CT-2AAMA |  |  |  | 12.5 | 20.7 | 11.4 | FALSE | FALSE |  | 16800 | 13900 | 2.66 | 14800 | 2.36
215866667 | 09/16/2024 | Live | Midea Electric Trading | KADEN | Singlezone Non-Ducted, Ceiling Placement | 215866667 |  | HRCU-A-CB-O | KOB-PSX18HP-2AAMA | Mini-Splits | KIB-PSX18CW-2AAMA |  |  |  | 12.5 | 22.2 | 12.2 | FALSE | FALSE |  | 18000 | 14000 | 2.77 | 15200 | 2.47
215866752 | 09/16/2024 | Live | Midea Electric Trading | AI AIR CONDITIONING | Singlezone Non-Ducted, Ceiling Placement | 215866752 |  | HRCU-A-CB-O | AO24-18N2-M1 | Mini-Splits | A1C-18N2-M1 |  |  |  | 12.5 | 22.2 | 12.2 | TRUE | TRUE |  | 18000 | 14000 | 2.77 | 15200 | 2.47
215864056 | 09/16/2024 | Live | Midea Electric Trading | WELLS | Singlezone Non-Ducted, Ceiling Placement | 215864056 |  | HRCU-A-CB-O | WOS-18QUA/230 | Mini-Splits | WI1C-18MOC/230 |  |  |  | 12.5 | 22.2 | 12.2 | TRUE | TRUE |  | 18000 | 14000 | 2.77 | 15200 | 2.47
215866637 | 10/23/2024 | Live | Midea Electric Trading | KADEN | Singlezone Non-Ducted, Wall Placement | 215866637 |  | HRCU-A-CB-O | KOB-PSX18HP-2AAMA | Mini-Splits | KIB-PSX18WM-2AAMA |  |  |  | 12.7 | 23.5 | 10.8 | FALSE | FALSE |  | 18000 | 13600 | 2.73 | 14900 | 2.43
215866764 | 09/16/2024 | Live | Midea Electric Trading | AI AIR CONDITIONING | Singlezone Non-Ducted, Wall Placement | 215866764 |  | HRCU-A-CB-O | AO24-12N2-M1 | Mini-Splits | AS-12N2-M1 |  |  |  | 12.7 | 24.6 | 11 | TRUE | TRUE |  | 12000 | 9000 | 2.87 | 9600 | 2.49
215864065 | 09/16/2024 | Live | Midea Electric Trading | WELLS | Singlezone Non-Ducted, Wall Placement | 215864065 |  | HRCU-A-CB-O | WOS-12QUA/230 | Mini-Splits | WICS-12MOC/230 |  |  |  | 12.7 | 24.6 | 11 | TRUE | TRUE |  | 12000 | 9000 | 2.87 | 9600 | 2.49
215864051 | 09/16/2024 | Live | Midea Electric Trading | WELLS | Singlezone Non-Ducted, Ceiling Placement | 215864051 |  | HRCU-A-CB-O | WOS-12QUA/230 | Mini-Splits | WI4C-12MOC/230 |  |  |  | 12.5 | 21.1 | 10.4 | TRUE | TRUE |  | 12000 | 8500 | 2.8 | 9300 | 2.55
215866745 | 09/16/2024 | Live | Midea Electric Trading | AI AIR CONDITIONING | Singlezone Non-Ducted, Ceiling Placement | 215866745 |  | HRCU-A-CB-O | AO24-12N2-M1 | Mini-Splits | AC-12N2-M1 |  |  |  | 12.5 | 21.1 | 10.4 | TRUE | TRUE |  | 12000 | 8500 | 2.8 | 9300 | 2.55
215866646 | 09/16/2024 | Live | Midea Electric Trading | KADEN | Singlezone Non-Ducted, Ceiling Placement | 215866646 |  | HRCU-A-CB-O | KOB-PSX12HP-2AAMA | Mini-Splits | KIB-PSX12CT-2AAMA |  |  |  | 12.5 | 21.1 | 10.4 | FALSE | FALSE |  | 12000 | 8500 | 2.8 | 9300 | 2.55
215866666 | 09/16/2024 | Live | Midea Electric Trading | KADEN | Singlezone Non-Ducted, Ceiling Placement | 215866666 |  | HRCU-A-CB-O | KOB-PSX12HP-2AAMA | Mini-Splits | KIB-PSX12CW-2AAMA |  |  |  | 12.3 | 22.1 | 10 | FALSE | FALSE |  | 12000 | 8600 | 2.77 | 10000 | 2.59
215866751 | 09/16/2024 | Live | Midea Electric Trading | AI AIR CONDITIONING | Singlezone Non-Ducted, Ceiling Placement | 215866751 |  | HRCU-A-CB-O | AO24-12N2-M1 | Mini-Splits | A1C-12N2-M1 |  |  |  | 12.3 | 22.1 | 10 | TRUE | TRUE |  | 12000 | 8600 | 2.77 | 10000 | 2.59
215864055 | 09/16/2024 | Live | Midea Electric Trading | WELLS | Singlezone Non-Ducted, Ceiling Placement | 215864055 |  | HRCU-A-CB-O | WOS-12QUA/230 | Mini-Splits | WI1C-12MOC/230 |  |  |  | 12.3 | 22.1 | 10 | TRUE | TRUE |  | 12000 | 8600 | 2.77 | 10000 | 2.59
215866636 | 09/16/2024 | Live | Midea Electric Trading | KADEN | Singlezone Non-Ducted, Wall Placement | 215866636 |  | HRCU-A-CB-O | KOB-PSX12HP-2AAMA | Mini-Splits | KIB-PSX12WM-2AAMA |  |  |  | 13 | 25.5 | 10.6 | FALSE | FALSE |  | 12000 | 9300 | 2.84 | 9600 | 2.38
215866763 | 09/16/2024 | Live | Midea Electric Trading | AI AIR CONDITIONING | Singlezone Non-Ducted, Wall Placement | 215866763 |  | HRCU-A-CB-O | AO24-09N2-M1 | Mini-Splits | AS-09N2-M1 |  |  |  | 16.2 | 26 | 13.9 | TRUE | TRUE |  | 9000 | 9000 | 2.9 | 9600 | 2.49
215864064 | 09/16/2024 | Live | Midea Electric Trading | WELLS | Singlezone Non-Ducted, Wall Placement | 215864064 |  | HRCU-A-CB-O | WOS-09QUA/230 | Mini-Splits | WICS-09MOC/230 |  |  |  | 16.2 | 26 | 13.9 | TRUE | TRUE |  | 9000 | 9000 | 2.9 | 9600 | 2.49
215866744 | 10/23/2024 | Live | Midea Electric Trading | AI AIR CONDITIONING | Singlezone Non-Ducted, Ceiling Placement | 215866744 |  | HRCU-A-CB-O | AO24-09N2-M1 | Mini-Splits | AC-09N2-M1 |  |  |  | 14.3 | 21.6 | 11.3 | TRUE | TRUE |  | 9000 | 8500 | 2.8 | 9300 | 2.55
215866645 | 09/16/2024 | Live | Midea Electric Trading | KADEN | Singlezone Non-Ducted, Ceiling Placement | 215866645 |  | HRCU-A-CB-O | KOB-PSX09HP-2AAMA | Mini-Splits | KIB-PSX09CT-2AAMA |  |  |  | 14.3 | 21.6 | 11.3 | FALSE | FALSE |  | 9000 | 8500 | 2.8 | 9300 | 2.55
215864050 | 09/16/2024 | Live | Midea Electric Trading | WELLS | Singlezone Non-Ducted, Ceiling Placement | 215864050 |  | HRCU-A-CB-O | WOS-09QUA/230 | Mini-Splits | WI4C-09MOC/230 |  |  |  | 14.3 | 21.6 | 11.3 | TRUE | TRUE |  | 9000 | 8500 | 2.8 | 9300 | 2.55
215866750 | 09/16/2024 | Live | Midea Electric Trading | AI AIR CONDITIONING | Singlezone Non-Ducted, Ceiling Placement | 215866750 |  | HRCU-A-CB-O | AO24-09N2-M1 | Mini-Splits | A1C-09N2-M1 |  |  |  | 14.4 | 22.1 | 11.8 | TRUE | TRUE |  | 9000 | 7900 | 2.69 | 9900 | 2.59
215866665 | 09/16/2024 | Live | Midea Electric Trading | KADEN | Singlezone Non-Ducted, Ceiling Placement | 215866665 |  | HRCU-A-CB-O | KOB-PSX09HP-2AAMA | Mini-Splits | KIB-PSX09CW-2AAMA |  |  |  | 14.4 | 22.1 | 11.8 | FALSE | FALSE |  | 9000 | 7900 | 2.69 | 9900 | 2.59
215864054 | 09/16/2024 | Live | Midea Electric Trading | WELLS | Singlezone Non-Ducted, Ceiling Placement | 215864054 |  | HRCU-A-CB-O | WOS-09QUA/230 | Mini-Splits | WI1C-09MOC/230 |  |  |  | 14.4 | 22.1 | 11.8 | TRUE | TRUE |  | 9000 | 7900 | 2.69 | 9900 | 2.59
215866635 | 09/16/2024 | Live | Midea Electric Trading | KADEN | Singlezone Non-Ducted, Wall Placement | 215866635 |  | HRCU-A-CB-O | KOB-PSX09HP-2AAMA | Mini-Splits | KIB-PSX09WM-2AAMA |  |  |  | 14.9 | 25.8 | 12.5 | FALSE | FALSE |  | 9000 | 8100 | 2.83 | 9400 | 2.37
215866634 | 09/16/2024 | Live | Midea Electric Trading | KADEN | Singlezone Non-Ducted, Wall Placement | 215866634 |  | HRCU-A-CB-O | KOB-PSX12HP-1AAMA | Mini-Splits | KIB-PSX12WM-1AAMA |  |  |  | 13 | 23.4 | 9.5 | FALSE | FALSE |  | 12000 | 8700 | 2.68 | 8700 | 2.43
215866633 | 10/23/2024 | Live | Midea Electric Trading | KADEN | Singlezone Non-Ducted, Wall Placement | 215866633 |  | HRCU-A-CB-O | KOB-PSX09HP-1AAMA | Mini-Splits | KIB-PSX09WM-1-AAMA |  |  |  | 14.5 | 25.4 | 10 | FALSE | FALSE |  | 9000 | 8500 | 2.71 | 8600 | 2.4
215866632 | 09/16/2024 | Live | Midea Electric Trading | KADEN | Singlezone Non-Ducted, Wall Placement | 215866632 |  | HRCU-A-CB-O | KOB-HH-PSX24HP-2AAMA | Mini-Splits | KIB-PSX24WM-2AAMA |  |  |  | 13 | 21 | 13.5 | FALSE | FALSE |  | 24000 | 21000 | 2.88 | 23200 | 2.35
215864069 | 09/16/2024 | Live | Midea Electric Trading | WELLS | Singlezone Non-Ducted, Ceiling Placement | 215864069 |  | HRCU-A-CB-O | WOS-09PRE/230 | Mini-Splits | WI4C-09MOC/230 |  |  |  | 14 | 22.6 | 12.1 | TRUE | TRUE |  | 9000 | 9700 | 2.63 | 12600 | 2.1
215866641 | 09/16/2024 | Live | Midea Electric Trading | KADEN | Singlezone Non-Ducted, Ceiling Placement | 215866641 |  | HRCU-A-CB-O | KOB-HH-PSX09HP-2AAMA | Mini-Splits | KIB-PSX09CT-2AAMA |  |  |  | 14 | 22.6 | 12.1 | FALSE | FALSE |  | 9000 | 9700 | 2.63 | 12600 | 2.1
215866771 | 09/16/2024 | Live | Midea Electric Trading | AI AIR CONDITIONING | Singlezone Non-Ducted, Ceiling Placement | 215866771 |  | HRCU-A-CB-O | AO25-09N2-M1H | Mini-Splits | AC-09N2-M1 |  |  |  | 14 | 22.6 | 12.1 | TRUE | TRUE |  | 9000 | 9700 | 2.63 | 12600 | 2.1
215866778 | 09/16/2024 | Live | Midea Electric Trading | AI AIR CONDITIONING | Singlezone Non-Ducted, Ceiling Placement | 215866778 |  | HRCU-A-CB-O | AO25-09N2-M1H | Mini-Splits | A1C-09N2-M1 |  |  |  | 14.6 | 24 | 12.1 | TRUE | TRUE |  | 9000 | 9000 | 2.44 | 11900 | 2
215866662 | 09/16/2024 | Live | Midea Electric Trading | KADEN | Singlezone Non-Ducted, Ceiling Placement | 215866662 |  | HRCU-A-CB-O | KOB-HH-PSX09HP-2AAMA | Mini-Splits | KIB-PSX09CW-2AAMA |  |  |  | 14.6 | 24 | 12.1 | FALSE | FALSE |  | 9000 | 9000 | 2.44 | 11900 | 2
215864074 | 09/16/2024 | Live | Midea Electric Trading | WELLS | Singlezone Non-Ducted, Ceiling Placement | 215864074 |  | HRCU-A-CB-O | WOS-09PRE/230 | Mini-Splits | WI1C-09MOC/230 |  |  |  | 14.6 | 24 | 12.1 | TRUE | TRUE |  | 9000 | 9000 | 2.44 | 11900 | 2
215866743 | 09/16/2024 | Live | Midea Electric Trading | AI AIR CONDITIONING | Singlezone Non-Ducted, Wall Placement | 215866743 |  | HRCU-A-CB-O | AO35-18N2-M1H | Mini-Splits | AW35-18N2-M1 |  |  |  | 15 | 25.6 | 16.2 | TRUE | TRUE |  | 18000 | 19300 | 3.01 | 23200 | 2.35
215866742 | 09/16/2024 | Live | Midea Electric Trading | AI AIR CONDITIONING | Singlezone Non-Ducted, Wall Placement | 215866742 |  | HRCU-A-CB-O | AO35-12N2-M1H | Mini-Splits | AW35-12N2-M1 |  |  |  | 14.2 | 29.4 | 14.5 | TRUE | TRUE |  | 12000 | 11000 | 2.41 | 14600 | 2.26
215866741 | 10/23/2024 | Live | Midea Electric Trading | AI AIR CONDITIONING | Singlezone Non-Ducted, Wall Placement | 215866741 |  | HRCU-A-CB-O | AO35-09N2-M1H | Mini-Splits | AW35-09N2-M1 |  |  |  | 17 | 33.3 | 22 | TRUE | TRUE |  | 9000 | 11000 | 2.41 | 14600 | 2.26
215866740 | 09/16/2024 | Live | Midea Electric Trading | AI AIR CONDITIONING | Singlezone Non-Ducted, Wall Placement | 215866740 |  | HRCU-A-CB-O | AO35-06N2-M1H | Mini-Splits | AW35-06N2-M1 |  |  |  | 17.4 | 35 | 30 | TRUE | TRUE |  | 6000 | 11000 | 2.41 | 14600 | 2.26
215864037 | 09/16/2024 | Live | Midea Electric Trading | WELLS | Singlezone Non-Ducted, Wall Placement | 215864037 |  | HRCU-A-CB-O | WOS-24ECO/230 | Mini-Splits | WIHW-24ECO/230 |  |  |  | 9 | 17 | 8.5 | FALSE | TRUE |  | 24000 | 17100 | 2.29 | 18400 | 2.17
215864036 | 09/16/2024 | Live | Midea Electric Trading | WELLS | Singlezone Non-Ducted, Wall Placement | 215864036 |  | HRCU-A-CB-O | WOS-18ECO/230 | Mini-Splits | WIHW-18ECO/230 |  |  |  | 9.9 | 18.3 | 8.7 | FALSE | FALSE |  | 17000 | 11200 | 2.41 | 11200 | 2.2
215864033 | 09/16/2024 | Live | Midea Electric Trading | WELLS | Singlezone Non-Ducted, Wall Placement | 215864033 |  | HRCU-A-CB-O | WOS-12ECO/115 | Mini-Splits | WIHW-12ECO/115 |  |  |  | 8.8 | 19 | 9.2 | FALSE | FALSE |  | 12000 | 7700 | 2.59 | 7900 | 2.41
215864032 | 09/16/2024 | Live | Midea Electric Trading | WELLS | Singlezone Non-Ducted, Wall Placement | 215864032 |  | HRCU-A-CB-O | WOS-09ECO/115 | Mini-Splits | WIHW-09ECO/115 |  |  |  | 10.1 | 18 | 9 | FALSE | FALSE |  | 9000 | 6900 | 2.32 | 7200 | 2.03
215894264 | 09/16/2024 | Live | Midea Electric Trading | NUTECH | Singlezone Non-Ducted, Wall Placement | 215894264 |  | HRCU-A-CB-O | NOD30-36HFN10-230 | Mini-Splits | NSAB3FM-36HRFN10-230 |  |  |  | 9 | 18 | 8.5 | FALSE | FALSE |  | 36000 | 24600 | 2.25 | 25000 | 2.14
215894263 | 09/16/2024 | Live | Midea Electric Trading | NUTECH | Singlezone Non-Ducted, Wall Placement | 215894263 |  | HRCU-A-CB-O | NOD30-30HFN10-230 | Mini-Splits | NSAB3F-30HRFN10-230 |  |  |  | 11 | 20 | 9.2 | FALSE | FALSE |  | 30000 | 19000 | 2.26 | 19800 | 1.99
215866733 | 09/16/2024 | Live | Midea Electric Trading | AI AIR CONDITIONING | Singlezone Non-Ducted, Wall Placement | 215866733 |  | HRCU-A-CB-O | AO24-24N2-M1 | Mini-Splits | AW25-24N2-M1 |  |  |  | 13 | 23.5 | 10 | TRUE | TRUE |  | 24000 | 19500 | 2.5 | 21300 | 2.42
215864043 | 09/16/2024 | Live | Midea Electric Trading | WELLS | Singlezone Non-Ducted, Wall Placement | 215864043 |  | HRCU-A-CB-O | WOS-24QUA/230 | Mini-Splits | WIHW-24MOC/230 |  |  |  | 13 | 23.5 | 10 | TRUE | TRUE |  | 24000 | 19500 | 2.5 | 21300 | 2.42
215864042 | 09/16/2024 | Live | Midea Electric Trading | WELLS | Singlezone Non-Ducted, Wall Placement | 215864042 |  | HRCU-A-CB-O | WOS-18QUA/230 | Mini-Splits | WIHW-18MOC/230 |  |  |  | 13.5 | 24 | 11.1 | TRUE | TRUE |  | 18000 | 13000 | 2.59 | 15000 | 2.43
215866732 | 10/23/2024 | Live | Midea Electric Trading | AI AIR CONDITIONING | Singlezone Non-Ducted, Wall Placement | 215866732 |  | HRCU-A-CB-O | AO24-18N2-M1 | Mini-Splits | AW25-18N2-M1 |  |  |  | 13.5 | 24 | 11.1 | TRUE | TRUE |  | 18000 | 13000 | 2.59 | 15000 | 2.43
215866731 | 09/16/2024 | Live | Midea Electric Trading | AI AIR CONDITIONING | Singlezone Non-Ducted, Wall Placement | 215866731 |  | HRCU-A-CB-O | AO24-12N2-M1 | Mini-Splits | AW25-12N2-M1 |  |  |  | 12.2 | 23.1 | 11.5 | TRUE | TRUE |  | 12000 | 9600 | 2.84 | 9900 | 2.57
215864041 | 09/16/2024 | Live | Midea Electric Trading | WELLS | Singlezone Non-Ducted, Wall Placement | 215864041 |  | HRCU-A-CB-O | WOS-12QUA/230 | Mini-Splits | WIHW-12MOC/230 |  |  |  | 12.2 | 23.1 | 11.5 | TRUE | TRUE |  | 12000 | 9600 | 2.84 | 9900 | 2.57
215864040 | 09/16/2024 | Live | Midea Electric Trading | WELLS | Singlezone Non-Ducted, Wall Placement | 215864040 |  | HRCU-A-CB-O | WOS-09QUA/230 | Mini-Splits | WIHW-09MOC/230 |  |  |  | 14.7 | 24.6 | 13 | TRUE | TRUE |  | 9000 | 8600 | 2.8 | 10200 | 2.47
215866730 | 10/23/2024 | Live | Midea Electric Trading | AI AIR CONDITIONING | Singlezone Non-Ducted, Wall Placement | 215866730 |  | HRCU-A-CB-O | AO24-09N2-M1 | Mini-Splits | AW25-09N2-M1 |  |  |  | 14.7 | 24.6 | 13 | TRUE | TRUE |  | 9000 | 8600 | 2.8 | 10200 | 2.47
215866729 | 09/16/2024 | Live | Midea Electric Trading | AI AIR CONDITIONING | Singlezone Non-Ducted, Wall Placement | 215866729 |  | HRCU-A-CB-O | AO24-12N2-B1H | Mini-Splits | AW24-12N2-B1 |  |  |  | 12.5 | 23.2 | 10.4 | TRUE | FALSE |  | 12000 | 8800 | 2.77 | 8800 | 2.77
215864039 | 09/16/2024 | Live | Midea Electric Trading | WELLS | Singlezone Non-Ducted, Wall Placement | 215864039 |  | HRCU-A-CB-O | WOS-12QUA/115 | Mini-Splits | WIHW-12QUA/115 |  |  |  | 12.5 | 23.2 | 10.4 | TRUE | FALSE |  | 12000 | 8800 | 2.77 | 8800 | 2.77
215864038 | 09/16/2024 | Live | Midea Electric Trading | WELLS | Singlezone Non-Ducted, Wall Placement | 215864038 |  | HRCU-A-CB-O | WOS-09QUA/115 | Mini-Splits | WIHW-09QUA/115 |  |  |  | 15 | 24.5 | 10.7 | TRUE | TRUE |  | 9000 | 8800 | 2.77 | 8800 | 2.77
215866728 | 09/16/2024 | Live | Midea Electric Trading | AI AIR CONDITIONING | Singlezone Non-Ducted, Wall Placement | 215866728 |  | HRCU-A-CB-O | AO24-09N2-B1H | Mini-Splits | AW24-09N2-B1 |  |  |  | 15 | 24.5 | 10.7 | TRUE | TRUE |  | 9000 | 8800 | 2.77 | 8800 | 2.77
215866738 | 09/16/2024 | Live | Midea Electric Trading | AI AIR CONDITIONING | Singlezone Non-Ducted, Wall Placement | 215866738 |  | HRCU-A-CB-O | AO25-24N2-M1H | Mini-Splits | AW25-24N2-M1 |  |  |  | 12.5 | 22.3 | 13.3 | TRUE | TRUE |  | 23000 | 21600 | 2.61 | 23400 | 2.33
215864048 | 09/16/2024 | Live | Midea Electric Trading | WELLS | Singlezone Non-Ducted, Wall Placement | 215864048 |  | HRCU-A-CB-O | WOS-24PRE/230 | Mini-Splits | WIHW-24MOC/230 |  |  |  | 12.5 | 22.3 | 13.3 | TRUE | TRUE |  | 23000 | 21600 | 2.61 | 23400 | 2.33
215866734 | 09/16/2024 | Live | Midea Electric Trading | AI AIR CONDITIONING | Singlezone Non-Ducted, Wall Placement | 215866734 |  | HRCU-A-CB-O | AO25-06N2-M1H | Mini-Splits | AW25-06N2-M1 |  |  |  | 16 | 25.3 | 14.6 | TRUE | TRUE |  | 6000 | 7600 | 2.5 | 8700 | 2.04
215864044 | 09/16/2024 | Live | Midea Electric Trading | WELLS | Singlezone Non-Ducted, Wall Placement | 215864044 |  | HRCU-A-CB-O | WOS-06PRE/230 | Mini-Splits | WIHW-06MOC/230 |  |  |  | 16 | 25.3 | 14.6 | TRUE | TRUE |  | 6000 | 7600 | 2.5 | 8700 | 2.04
215853955 | 09/16/2024 | Live | Midea Electric Trading | BLUERIDGE | Singlezone Ducted, Compact Ducted | 215853955 |  | HRCU-A-CB | BMS60UYC | Mini-Splits | BMS60HCD |  |  |  | 10 | 17 | 9.7 | FALSE | FALSE |  | 58000 | 40000 | 2.66 | 41500 | 2.45
215853963 | 09/16/2024 | Live | Midea Electric Trading | BLUERIDGE | Singlezone Ducted, Compact Ducted | 215853963 |  | HRCU-A-CB | BMS60HHUYC | Mini-Splits | BMS60HCD |  |  |  | 10.2 | 15.8 | 10.4 | FALSE | TRUE |  | 55000 | 45000 | 2.72 | 52000 | 2.41
215853953 | 10/23/2024 | Live | Midea Electric Trading | BLUERIDGE | Singlezone Ducted, Compact Ducted | 215853953 |  | HRCU-A-CB | BMS36UYC | Mini-Splits | BMS36HCD |  |  |  | 10.1 | 18.7 | 10.2 | FALSE | FALSE |  | 36000 | 27400 | 2.73 | 31000 | 2.39
215853962 | 09/16/2024 | Live | Midea Electric Trading | BLUERIDGE | Singlezone Ducted, Compact Ducted | 215853962 |  | HRCU-A-CB | BMS48HHUYC | Mini-Splits | BMS48HCD |  |  |  | 10.4 | 16.7 | 10.8 | FALSE | TRUE |  | 48000 | 45000 | 2.61 | 45500 | 2.4
215853961 | 09/16/2024 | Live | Midea Electric Trading | BLUERIDGE | Singlezone Ducted, Compact Ducted | 215853961 |  | HRCU-A-CB | BMS36HHUYC | Mini-Splits | BMS36HCD |  |  |  | 12 | 17.7 | 11.1 | TRUE | TRUE |  | 36000 | 31600 | 2.73 | 40000 | 2.29
215853924 | 09/16/2024 | Live | Midea Electric Trading | BLUERIDGE | Singlezone Ducted, Compact Ducted | 215853924 |  | HRCU-A-CB | BMS2423YC | Mini-Splits | BMC24HCD |  |  |  | 12.5 | 19 | 11 | TRUE | TRUE |  | 24000 | 21200 | 2.6 | 21600 | 2.56
215853923 | 09/16/2024 | Live | Midea Electric Trading | BLUERIDGE | Singlezone Ducted, Compact Ducted | 215853923 |  | HRCU-A-CB | BMS1824YC | Mini-Splits | BMC18HCD |  |  |  | 13.3 | 20 | 11.3 | TRUE | TRUE |  | 17500 | 14900 | 2.89 | 15900 | 2.65
215853920 | 09/16/2024 | Live | Midea Electric Trading | BLUERIDGE | Singlezone Ducted, Compact Ducted | 215853920 |  | HRCU-A-CB | BMS1824YC | Mini-Splits | BMC18LCD |  |  |  | 12.5 | 20 | 10.5 | TRUE | TRUE |  | 17000 | 14000 | 2.6 | 14100 | 2.4
215853919 | 09/16/2024 | Live | Midea Electric Trading | BLUERIDGE | Singlezone Ducted, Compact Ducted | 215853919 |  | HRCU-A-CB | BMS1226YC | Mini-Splits | BMC12LCD |  |  |  | 11.7 | 19 | 10.2 | TRUE | TRUE |  | 11500 | 9500 | 2.58 | 10300 | 2.58
215853918 | 09/16/2024 | Live | Midea Electric Trading | BLUERIDGE | Singlezone Ducted, Compact Ducted | 215853918 |  | HRCU-A-CB | BMS926YC | Mini-Splits | BMC9LCD |  |  |  | 12.8 | 19.5 | 11 | TRUE | TRUE |  | 9000 | 8900 | 2.61 | 9600 | 2.45
215853945 | 09/16/2024 | Live | Midea Electric Trading | BLUERIDGE | Singlezone Ducted, Compact Ducted | 215853945 |  | HRCU-A-CB | BMS2421HHYC | Mini-Splits | BMC24HCD |  |  |  | 12 | 19 | 11.7 | TRUE | TRUE |  | 24000 | 21600 | 2.71 | 23600 | 2.48
215853944 | 09/16/2024 | Live | Midea Electric Trading | BLUERIDGE | Singlezone Ducted, Compact Ducted | 215853944 |  | HRCU-A-CB | BMS1821HHYC | Mini-Splits | BMC18HCD |  |  |  | 12 | 18.4 | 11.1 | TRUE | TRUE |  | 17500 | 15000 | 2.89 | 20000 | 2.5
215853941 | 09/16/2024 | Live | Midea Electric Trading | BLUERIDGE | Singlezone Ducted, Compact Ducted | 215853941 |  | HRCU-A-CB | BMS1821HHYC | Mini-Splits | BMC18LCD |  |  |  | 12 | 18 | 10.5 | TRUE | TRUE |  | 17000 | 15000 | 2.7 | 19000 | 2.23
215853943 | 09/16/2024 | Live | Midea Electric Trading | BLUERIDGE | Singlezone Ducted, Compact Ducted | 215853943 |  | HRCU-A-CB | BMS1225HHYC | Mini-Splits | BMC12HCD |  |  |  | 12 | 20 | 10.6 | TRUE | TRUE |  | 12000 | 10200 | 2.6 | 14000 | 2.31
215853940 | 09/16/2024 | Live | Midea Electric Trading | BLUERIDGE | Singlezone Ducted, Compact Ducted | 215853940 |  | HRCU-A-CB | BMS1225HHYC | Mini-Splits | BMC12LCD |  |  |  | 12 | 20 | 10 | TRUE | TRUE |  | 12000 | 9600 | 2.49 | 13100 | 1.99
215853942 | 09/16/2024 | Live | Midea Electric Trading | BLUERIDGE | Singlezone Ducted, Compact Ducted | 215853942 |  | HRCU-A-CB | BMS927HHYC | Mini-Splits | BMC9HCD |  |  |  | 14 | 20.5 | 13.8 | TRUE | TRUE |  | 9000 | 10200 | 2.45 | 12600 | 1.94
215853939 | 09/16/2024 | Live | Midea Electric Trading | BLUERIDGE | Singlezone Ducted, Compact Ducted | 215853939 |  | HRCU-A-CB | BMS927HHYC | Mini-Splits | BMC9LCD |  |  |  | 13.4 | 21.4 | 12.5 | TRUE | TRUE |  | 9000 | 9600 | 2.49 | 12600 | 1.99
215853938 | 09/16/2024 | Live | Midea Electric Trading | BLUERIDGE | Singlezone Ducted, Compact Ducted | 215853938 |  | HRCU-A-CB | BMS626HHYC | Mini-Splits | BMC6LCD |  |  |  | 14.4 | 21.4 | 13.8 | TRUE | TRUE |  | 6500 | 8000 | 2.69 | 9100 | 2.52
215853996 | 09/16/2024 | Live | Midea Electric Trading | BLUERIDGE | Multizone Mix of Ducted and Non-Ducted | 215853996 |  | HMSV-A-CB | BMMZ60C | Mixed Ducted and Non-Ducted Indoor Units |  |  |  |  | 10 | 20 | 9.35 | FALSE | FALSE |  | 60000 | 39000 | 2.7 | 41500 | 2.35
215853995 | 09/16/2024 | Live | Midea Electric Trading | BLUERIDGE | Multizone All Ducted | 215853995 |  | HMSV-A-CB | BMMZ60C | Ducted Indoor Units |  |  |  |  | 10 | 18 | 9.2 | FALSE | FALSE |  | 60000 | 39000 | 2.6 | 41000 | 2.3
215853994 | 09/16/2024 | Live | Midea Electric Trading | BLUERIDGE | Multizone All Non-Ducted | 215853994 |  | HMSR-A-CB-O | BMMZ60C | Non-Ducted Indoor Units |  |  |  |  | 10 | 22 | 9.5 | FALSE | FALSE |  | 60000 | 39000 | 2.8 | 42000 | 2.4
215853978 | 09/16/2024 | Live | Midea Electric Trading | BLUERIDGE | Multizone Mix of Ducted and Non-Ducted | 215853978 |  | HMSV-A-CB | BMMZ48C | Mixed Ducted and Non-Ducted Indoor Units |  |  |  |  | 12.25 | 22.2 | 10.45 | TRUE | TRUE |  | 46000 | 37400 | 2.5 | 39750 | 2.19
215853977 | 09/16/2024 | Live | Midea Electric Trading | BLUERIDGE | Multizone All Ducted | 215853977 |  | HMSV-A-CB | BMMZ48C | Ducted Indoor Units |  |  |  |  | 12 | 20.4 | 10.6 | TRUE | TRUE |  | 45000 | 37000 | 2.5 | 41000 | 2.4
215853976 | 09/16/2024 | Live | Midea Electric Trading | BLUERIDGE | Multizone All Non-Ducted | 215853976 |  | HMSR-A-CB-O | BMMZ48C | Non-Ducted Indoor Units |  |  |  |  | 12.5 | 24 | 10.3 | TRUE | TRUE |  | 47000 | 38000 | 2.5 | 38500 | 2
215853971 | 09/16/2024 | Live | Midea Electric Trading | BLUERIDGE | Multizone All Ducted | 215853971 |  | HMSV-A-CB | BMMZ27C | Ducted Indoor Units |  |  |  |  | 12 | 21 | 9 | TRUE | TRUE |  | 26600 | 18400 | 2.5 | 18600 | 2.3
215853993 | 10/23/2024 | Live | Midea Electric Trading | BLUERIDGE | Multizone Mix of Ducted and Non-Ducted | 215853993 |  | HMSV-A-CB | BMMZ55HHC | Mixed Ducted and Non-Ducted Indoor Units |  |  |  |  | 11.85 | 21.1 | 10.6 | TRUE | TRUE |  | 52000 | 44500 | 2.65 | 49500 | 2.39
215853992 | 10/23/2024 | Live | Midea Electric Trading | BLUERIDGE | Multizone All Ducted | 215853992 |  | HMSV-A-CB | BMMZ55HHC | Ducted Indoor Units |  |  |  |  | 11.7 | 20 | 10.7 | TRUE | TRUE |  | 53000 | 45000 | 2.7 | 52000 | 2.3
215853991 | 10/23/2024 | Live | Midea Electric Trading | BLUERIDGE | Multizone All Non-Ducted | 215853991 |  | HMSR-A-CB-O | BMMZ55HHC | Non-Ducted Indoor Units |  |  |  |  | 12 | 22.2 | 10.5 | TRUE | TRUE |  | 51000 | 44000 | 2.6 | 47000 | 2.5
215853990 | 10/23/2024 | Live | Midea Electric Trading | BLUERIDGE | Multizone Mix of Ducted and Non-Ducted | 215853990 |  | HMSV-A-CB | BMMZ48HHC | Mixed Ducted and Non-Ducted Indoor Units |  |  |  |  | 11.85 | 21.7 | 11 | TRUE | TRUE |  | 47000 | 44000 | 2.6 | 45500 | 2.1
215853989 | 10/23/2024 | Live | Midea Electric Trading | BLUERIDGE | Multizone All Ducted | 215853989 |  | HMSV-A-CB | BMMZ48HHC | Ducted Indoor Units |  |  |  |  | 11.7 | 20.4 | 11 | TRUE | TRUE |  | 47000 | 44500 | 2.6 | 46000 | 2.2
215853988 | 10/23/2024 | Live | Midea Electric Trading | BLUERIDGE | Multizone All Non-Ducted | 215853988 |  | HMSR-A-CB-O | BMMZ48HHC | Non-Ducted Indoor Units |  |  |  |  | 12 | 23 | 11 | TRUE | TRUE |  | 47000 | 44000 | 2.6 | 45000 | 2
215853986 | 10/23/2024 | Live | Midea Electric Trading | BLUERIDGE | Multizone All Ducted | 215853986 |  | HMSV-A-CB | BMMZ36HHC | Ducted Indoor Units |  |  |  |  | 12 | 19.4 | 10.4 | TRUE | TRUE |  | 36000 | 33000 | 2.4 | 34000 | 2.2
215853984 | 10/23/2024 | Live | Midea Electric Trading | BLUERIDGE | Multizone Mix of Ducted and Non-Ducted | 215853984 |  | HMSV-A-CB | BMMZ27HHC | Mixed Ducted and Non-Ducted Indoor Units |  |  |  |  | 12.25 | 21 | 10 | TRUE | TRUE |  | 27400 | 24000 | 2.5 | 27500 | 2.15
215853983 | 10/23/2024 | Live | Midea Electric Trading | BLUERIDGE | Multizone All Ducted | 215853983 |  | HMSV-A-CB | BMMZ27HHC | Ducted Indoor Units |  |  |  |  | 12 | 19 | 9.5 | TRUE | TRUE |  | 28000 | 23000 | 2.4 | 27000 | 2.1
215853982 | 10/23/2024 | Live | Midea Electric Trading | BLUERIDGE | Multizone All Non-Ducted | 215853982 |  | HMSR-A-CB-O | BMMZ27HHC | Non-Ducted Indoor Units |  |  |  |  | 12.5 | 23 | 10.5 | TRUE | TRUE |  | 27000 | 25000 | 2.6 | 28000 | 2.2
215853981 | 10/23/2024 | Live | Midea Electric Trading | BLUERIDGE | Multizone Mix of Ducted and Non-Ducted | 215853981 |  | HMSV-A-CB | BMMZ18HHC | Mixed Ducted and Non-Ducted Indoor Units |  |  |  |  | 14 | 22.5 | 10.2 | TRUE | TRUE |  | 19000 | 17300 | 2.65 | 20500 | 2.36
215853980 | 10/23/2024 | Live | Midea Electric Trading | BLUERIDGE | Multizone All Ducted | 215853980 |  | HMSV-A-CB | BMMZ18HHC | Ducted Indoor Units |  |  |  |  | 13 | 20 | 10 | TRUE | TRUE |  | 19000 | 17000 | 2.59 | 22000 | 2.5
215853979 | 10/23/2024 | Live | Midea Electric Trading | BLUERIDGE | Multizone All Non-Ducted | 215853979 |  | HMSR-A-CB-O | BMMZ18HHC | Non-Ducted Indoor Units |  |  |  |  | 15 | 25 | 10.4 | TRUE | TRUE |  | 19000 | 17600 | 2.7 | 19000 | 2.2
215853884 | 10/23/2024 | Live | Midea Electric Trading | BLUERIDGE | Singlezone Non-Ducted, Wall Placement | 215853884 |  | HRCU-A-CB-O | BMS1218YC | Mini-Splits | BMS1218YW |  |  |  | 8.8 | 18 | 8.8 | FALSE | FALSE |  | 12000 | 8000 | 2.58 | 8300 | 2.41
215853883 | 10/23/2024 | Live | Midea Electric Trading | BLUERIDGE | Singlezone Non-Ducted, Wall Placement | 215853883 |  | HRCU-A-CB-O | BMS919YC | Mini-Splits | BMS919YW |  |  |  | 10.9 | 19 | 9.7 | FALSE | TRUE |  | 9000 | 8000 | 2.58 | 8300 | 2.41
215853950 | 10/23/2024 | Live | Midea Electric Trading | BLUERIDGE | Singlezone Non-Ducted, Floor Placement | 215853950 |  | HRCU-A-CB-O | BMS2421HHYC | Mini-Splits | BMC24FCC |  |  |  | 12 | 20.4 | 12.1 | TRUE | TRUE |  | 22000 | 20200 | 2.74 | 23300 | 2.38
215853933 | 10/23/2024 | Live | Midea Electric Trading | BLUERIDGE | Singlezone Non-Ducted, Wall Placement | 215853933 |  | HRCU-A-CB-O | BMS2421HHYC | Mini-Splits | BMC24CC |  |  |  | 12 | 20.7 | 11.6 | TRUE | TRUE |  | 23400 | 20400 | 2.78 | 23900 | 2.48
215853949 | 10/23/2024 | Live | Midea Electric Trading | BLUERIDGE | Singlezone Non-Ducted, Floor Placement | 215853949 |  | HRCU-A-CB-O | BMS1821HHYC | Mini-Splits | BMC18FCC |  |  |  | 12.5 | 20.4 | 10.3 | TRUE | TRUE |  | 17000 | 14400 | 2.54 | 20200 | 2.24
215853948 | 10/23/2024 | Live | Midea Electric Trading | BLUERIDGE | Singlezone Non-Ducted, Wall Placement | 215853948 |  | HRCU-A-CB-O | BMS1821HHYC | Mini-Splits | BMC16LW |  |  |  | 12.5 | 20 | 10.3 | TRUE | TRUE |  | 16000 | 14200 | 2.6 | 18800 | 2.13
215853932 | 10/23/2024 | Live | Midea Electric Trading | BLUERIDGE | Singlezone Non-Ducted, Ceiling Placement | 215853932 |  | HRCU-A-CB-O | BMS1821HHYC | Mini-Splits | BMC18CC |  |  |  | 12.5 | 20 | 12.3 | TRUE | TRUE |  | 16000 | 14900 | 2.7 | 18000 | 2.1
215853937 | 10/23/2024 | Live | Midea Electric Trading | BLUERIDGE | Singlezone Non-Ducted, Ceiling Placement | 215853937 |  | HRCU-A-CB-O | BMS1821HHYC | Mini-Splits | BMC18CC2 |  |  |  | 12.5 | 20.6 | 12.2 | TRUE | TRUE |  | 16700 | 14500 | 2.5 | 18800 | 2.05
215853931 | 10/23/2024 | Live | Midea Electric Trading | BLUERIDGE | Singlezone Non-Ducted, Ceiling Placement | 215853931 |  | HRCU-A-CB-O | BMS1225HHYC | Mini-Splits | BMC12CC |  |  |  | 12.5 | 22.2 | 11.6 | TRUE | TRUE |  | 12000 | 10000 | 2.74 | 12900 | 2.14
215853936 | 10/23/2024 | Live | Midea Electric Trading | BLUERIDGE | Singlezone Non-Ducted, Ceiling Placement | 215853936 |  | HRCU-A-CB-O | BMS1225HHYC | Mini-Splits | BMC12CC2 |  |  |  | 13 | 23 | 10 | TRUE | TRUE |  | 12000 | 9600 | 2.65 | 11900 | 1.95
215853946 | 10/23/2024 | Live | Midea Electric Trading | BLUERIDGE | Singlezone Non-Ducted, Wall Placement | 215853946 |  | HRCU-A-CB-O | BMS927HHYC | Mini-Splits | BMC9LW |  |  |  | 15.1 | 27.2 | 10.9 | TRUE | TRUE |  | 9000 | 9800 | 2.71 | 12200 | 2.17
215853934 | 10/23/2024 | Live | Midea Electric Trading | BLUERIDGE | Singlezone Non-Ducted, Ceiling Placement | 215853934 |  | HRCU-A-CB-O | BMS626HHYC | Mini-Splits | BMC6CC2 |  |  |  | 15 | 22 | 12 | TRUE | TRUE |  | 6500 | 7000 | 2.66 | 9500 | 2.53
215853901 | 10/23/2024 | Live | Midea Electric Trading | BLUERIDGE | Singlezone Non-Ducted, Wall Placement | 215853901 |  | HRCU-A-CB-O | BMS626HHYC | Mini-Splits | BMC6HHYW |  |  |  | 18 | 25.5 | 14.8 | TRUE | TRUE |  | 6000 | 7900 | 2.79 | 8600 | 2.38
215853892 | 09/16/2024 | Live | Midea Electric Trading | BLUERIDGE | Singlezone Non-Ducted, Wall Placement | 215853892 |  | HRCU-A-CB-O | BMS2419YC | Mini-Splits | BMS2419YW |  |  |  | 9.6 | 18.5 | 9 | FALSE | TRUE |  | 24000 | 17200 | 2.46 | 20200 | 2.26
215853958 | 09/16/2024 | Live | Midea Electric Trading | BLUERIDGE | Singlezone Non-Ducted, Floor Placement | 215853958 |  | HRCU-A-CB-O | BMS60UYC | Mini-Splits | BMS60FCC |  |  |  | 9.5 | 19.5 | 9.5 | FALSE | FALSE |  | 54000 | 37200 | 2.53 | 45300 | 2.22
215853957 | 09/16/2024 | Live | Midea Electric Trading | BLUERIDGE | Singlezone Non-Ducted, Floor Placement | 215853957 |  | HRCU-A-CB-O | BMS48UYC | Mini-Splits | BMS48FCC |  |  |  | 9.5 | 19.8 | 10.2 | FALSE | TRUE |  | 48000 | 39500 | 2.4 | 45100 | 2.13
215853956 | 10/23/2024 | Live | Midea Electric Trading | BLUERIDGE | Singlezone Non-Ducted, Floor Placement | 215853956 |  | HRCU-A-CB-O | BMS36UYC | Mini-Splits | BMS36FCC |  |  |  | 10.1 | 20 | 10 | FALSE | FALSE |  | 36000 | 26400 | 2.68 | 30900 | 2.36
215853951 | 10/23/2024 | Live | Midea Electric Trading | BLUERIDGE | Singlezone Non-Ducted, Wall Placement | 215853951 |  | HRCU-A-CB-O | BMS36UYC | Mini-Splits | BMS36CC |  |  |  | 9.6 | 20 | 10.3 | FALSE | TRUE |  | 36000 | 26800 | 2.68 | 28100 | 2.22
215853966 | 10/23/2024 | Live | Midea Electric Trading | BLUERIDGE | Singlezone Non-Ducted, Floor Placement | 215853966 |  | HRCU-A-CB-O | BMS60HHUYC | Mini-Splits | BMS60FCC |  |  |  | 9 | 18 | 10.7 | FALSE | TRUE |  | 54000 | 41000 | 2.33 | 58000 | 2.17
215853965 | 10/23/2024 | Live | Midea Electric Trading | BLUERIDGE | Singlezone Non-Ducted, Floor Placement | 215853965 |  | HRCU-A-CB-O | BMS48HHUYC | Mini-Splits | BMS48FCC |  |  |  | 9.4 | 18.5 | 10.1 | FALSE | TRUE |  | 48000 | 38500 | 2.38 | 44500 | 2.23
215853960 | 10/23/2024 | Live | Midea Electric Trading | BLUERIDGE | Singlezone Non-Ducted, Wall Placement | 215853960 |  | HRCU-A-CB-O | BMS48HHUYC | Mini-Splits | BMS48CC |  |  |  | 10 | 18 | 11 | FALSE | TRUE |  | 48000 | 44000 | 2.44 | 48000 | 2.17
215853964 | 09/16/2024 | Live | Midea Electric Trading | BLUERIDGE | Singlezone Non-Ducted, Floor Placement | 215853964 |  | HRCU-A-CB-O | BMS36HHUYC | Mini-Splits | BMS36FCC |  |  |  | 12 | 20 | 10.8 | TRUE | TRUE |  | 36400 | 30200 | 2.58 | 42400 | 2.16
215853959 | 09/16/2024 | Live | Midea Electric Trading | BLUERIDGE | Singlezone Non-Ducted, Wall Placement | 215853959 |  | HRCU-A-CB-O | BMS36HHUYC | Mini-Splits | BMS36CC |  |  |  | 12 | 21.2 | 10.6 | TRUE | TRUE |  | 36600 | 30600 | 2.56 | 46200 | 2.17
215853893 | 09/16/2024 | Live | Midea Electric Trading | BLUERIDGE | Singlezone Non-Ducted, Wall Placement | 215853893 |  | HRCU-A-CB-O | BMS3022YC | Mini-Splits | BMS3022YW |  |  |  | 12 | 22.3 | 9 | TRUE | FALSE |  | 30000 | 20000 | 2.4 | 21500 | 2.2
215853891 | 10/23/2024 | Live | Midea Electric Trading | BLUERIDGE | Singlezone Non-Ducted, Wall Placement | 215853891 |  | HRCU-A-CB-O | BMS1820YC | Mini-Splits | BMS1820YW |  |  |  | 11.5 | 20.2 | 9.1 | TRUE | FALSE |  | 18000 | 11700 | 2.62 | 13300 | 2.41
215853890 | 10/23/2024 | Live | Midea Electric Trading | BLUERIDGE | Singlezone Non-Ducted, Wall Placement | 215853890 |  | HRCU-A-CB-O | BMS1221YC | Mini-Splits | BMS1221YW |  |  |  | 10.8 | 21.3 | 9.2 | FALSE | FALSE |  | 12000 | 8300 | 2.32 | 9300 | 2.11
215853889 | 10/23/2024 | Live | Midea Electric Trading | BLUERIDGE | Singlezone Non-Ducted, Wall Placement | 215853889 |  | HRCU-A-CB-O | BMS922YC | Mini-Splits | BMS922YW |  |  |  | 12.6 | 21.6 | 9.4 | TRUE | TRUE |  | 9000 | 6600 | 2.45 | 7500 | 2
215853888 | 10/23/2024 | Live | Midea Electric Trading | BLUERIDGE | Singlezone Non-Ducted, Wall Placement | 215853888 |  | HRCU-A-CB-O | BMS1221XC | Mini-Splits | BMS1221XW |  |  |  | 10 | 21.3 | 8.7 | FALSE | FALSE |  | 12000 | 7800 | 2.31 | 8100 | 1.99
215853887 | 10/23/2024 | Live | Midea Electric Trading | BLUERIDGE | Singlezone Non-Ducted, Wall Placement | 215853887 |  | HRCU-A-CB-O | BMS922XC | Mini-Splits | BMS922XW |  |  |  | 12.5 | 21.5 | 9 | TRUE | TRUE |  | 9000 | 6600 | 2.33 | 7600 | 1.9
215853929 | 10/23/2024 | Live | Midea Electric Trading | BLUERIDGE | Singlezone Non-Ducted, Floor Placement | 215853929 |  | HRCU-A-CB-O | BMS2423YC | Mini-Splits | BMC24FCC |  |  |  | 12.2 | 21.1 | 11.1 | TRUE | TRUE |  | 24000 | 20000 | 2.56 | 20000 | 2.31
215853900 | 10/23/2024 | Live | Midea Electric Trading | BLUERIDGE | Singlezone Non-Ducted, Wall Placement | 215853900 |  | HRCU-A-CB-O | BMS2423YC | Mini-Splits | BMC24HHYW |  |  |  | 14 | 23 | 11.7 | TRUE | TRUE |  | 24000 | 18800 | 2.65 | 19300 | 2.33
215853928 | 10/23/2024 | Live | Midea Electric Trading | BLUERIDGE | Singlezone Non-Ducted, Floor Placement | 215853928 |  | HRCU-A-CB-O | BMS1824YC | Mini-Splits | BMC18FCC |  |  |  | 12.5 | 22.3 | 10.4 | TRUE | TRUE |  | 18000 | 13700 | 2.51 | 15100 | 2.38
215853927 | 10/23/2024 | Live | Midea Electric Trading | BLUERIDGE | Singlezone Non-Ducted, Wall Placement | 215853927 |  | HRCU-A-CB-O | BMS1824YC | Mini-Splits | BMC16LW |  |  |  | 12.5 | 23.8 | 13.5 | TRUE | TRUE |  | 16000 | 14100 | 2.75 | 14600 | 2.58
215853913 | 10/23/2024 | Live | Midea Electric Trading | BLUERIDGE | Singlezone Non-Ducted, Ceiling Placement | 215853913 |  | HRCU-A-CB-O | BMS1824YC | Mini-Splits | BMC18CC |  |  |  | 12.5 | 20.7 | 11.4 | TRUE | TRUE |  | 16800 | 13900 | 2.66 | 14800 | 2.36
215853917 | 10/23/2024 | Live | Midea Electric Trading | BLUERIDGE | Singlezone Non-Ducted, Ceiling Placement | 215853917 |  | HRCU-A-CB-O | BMS1824YC | Mini-Splits | BMC18CC2 |  |  |  | 12.5 | 22.2 | 12.2 | TRUE | TRUE |  | 18000 | 14000 | 2.77 | 15200 | 2.47
215864136 | 10/23/2024 | Live | Midea Electric Trading | COOPER&HUNTER | Singlezone Non-Ducted, Wall Placement | 215864136 |  | HRCU-A-CB-O | CH-R09MIA-115VO | Mini-Splits | CH-R09MIA-115VI |  |  |  | 12.5 | 21.5 | 9 | FALSE | FALSE |  | 9000 | 6500 | 2.3 | 8000 | 2.13
215864135 | 10/23/2024 | Live | Midea Electric Trading | COOPER&HUNTER | Singlezone Non-Ducted, Wall Placement | 215864135 |  | HRCU-A-CB-O | CH-R06MIA-115VO | Mini-Splits | CH-R06MIA-115VI |  |  |  | 12.5 | 21.5 | 9 | FALSE | FALSE |  | 9000 | 6500 | 2.3 | 8000 | 2.13
215864162 | 10/23/2024 | Live | Midea Electric Trading | COOPER&HUNTER | Singlezone Non-Ducted, Wall Placement | 215864162 |  | HRCU-A-CB-O | CH-RES24-230VO | Mini-Splits | CH-RB24MOLVWM-230VI |  |  |  | 13 | 23.5 | 10 | TRUE | TRUE |  | 24000 | 19500 | 2.5 | 21300 | 2.42
215864150 | 10/23/2024 | Live | Midea Electric Trading | COOPER&HUNTER | Singlezone Non-Ducted, Wall Placement | 215864150 |  | HRCU-A-CB-O | CH-RES24-230VO | Mini-Splits | CH-R24MOLVWM-230VI |  |  |  | 13 | 23.5 | 10 | TRUE | TRUE |  | 24000 | 19500 | 2.5 | 21300 | 2.42
215864149 | 10/23/2024 | Live | Midea Electric Trading | COOPER&HUNTER | Singlezone Non-Ducted, Wall Placement | 215864149 |  | HRCU-A-CB-O | CH-RES18-230VO | Mini-Splits | CH-R18MOLVWM-230VI |  |  |  | 13.5 | 24 | 11.1 | TRUE | TRUE |  | 18000 | 13000 | 2.59 | 15000 | 2.43
215864161 | 10/23/2024 | Live | Midea Electric Trading | COOPER&HUNTER | Singlezone Non-Ducted, Wall Placement | 215864161 |  | HRCU-A-CB-O | CH-RES18-230VO | Mini-Splits | CH-RB18MOLVWM-230VI |  |  |  | 13.5 | 24 | 11.1 | TRUE | TRUE |  | 18000 | 13000 | 2.59 | 15000 | 2.43
215864160 | 10/23/2024 | Live | Midea Electric Trading | COOPER&HUNTER | Singlezone Non-Ducted, Wall Placement | 215864160 |  | HRCU-A-CB-O | CH-RES12-230VO | Mini-Splits | CH-RB12MOLVWM-230VI |  |  |  | 12.2 | 23.1 | 11.5 | TRUE | TRUE |  | 12000 | 9600 | 2.84 | 9900 | 2.57
215864148 | 10/23/2024 | Live | Midea Electric Trading | COOPER&HUNTER | Singlezone Non-Ducted, Wall Placement | 215864148 |  | HRCU-A-CB-O | CH-RES12-230VO | Mini-Splits | CH-R12MOLVWM-230VI |  |  |  | 12.2 | 23.1 | 11.5 | TRUE | TRUE |  | 12000 | 9600 | 2.84 | 9900 | 2.57
215864147 | 10/23/2024 | Live | Midea Electric Trading | COOPER&HUNTER | Singlezone Non-Ducted, Wall Placement | 215864147 |  | HRCU-A-CB-O | CH-RES09-230VO | Mini-Splits | CH-R09MOLVWM-230VI |  |  |  | 14.7 | 24.6 | 13 | TRUE | TRUE |  | 9000 | 8600 | 2.8 | 10200 | 2.47
215864159 | 10/23/2024 | Live | Midea Electric Trading | COOPER&HUNTER | Singlezone Non-Ducted, Wall Placement | 215864159 |  | HRCU-A-CB-O | CH-RES09-230VO | Mini-Splits | CH-RB09MOLVWM-230VI |  |  |  | 14.7 | 24.6 | 13 | TRUE | TRUE |  | 9000 | 8600 | 2.8 | 10200 | 2.47
215864158 | 10/23/2024 | Live | Midea Electric Trading | COOPER&HUNTER | Singlezone Non-Ducted, Wall Placement | 215864158 |  | HRCU-A-CB-O | CH-RES12-115VO | Mini-Splits | CH-RB12OLVWM-115VI |  |  |  | 12.5 | 23.2 | 10.4 | TRUE | FALSE |  | 12000 | 8800 | 2.77 | 8800 | 2.77
215864146 | 10/23/2024 | Live | Midea Electric Trading | COOPER&HUNTER | Singlezone Non-Ducted, Wall Placement | 215864146 |  | HRCU-A-CB-O | CH-RES12-115VO | Mini-Splits | CH-R12OLVWM-115VI |  |  |  | 12.5 | 23.2 | 10.4 | TRUE | FALSE |  | 12000 | 8800 | 2.77 | 8800 | 2.77
215864145 | 10/23/2024 | Live | Midea Electric Trading | COOPER&HUNTER | Singlezone Non-Ducted, Wall Placement | 215864145 |  | HRCU-A-CB-O | CH-RES09-115VO | Mini-Splits | CH-R09OLVWM-115VI |  |  |  | 15 | 24.5 | 10.7 | TRUE | TRUE |  | 9000 | 8800 | 2.77 | 8800 | 2.77
215864144 | 10/23/2024 | Live | Midea Electric Trading | COOPER&HUNTER | Singlezone Non-Ducted, Wall Placement | 215864144 |  | HRCU-A-CB-O | CH-RES06-115VO | Mini-Splits | CH-R06OLVWM-115VI |  |  |  | 15 | 24.5 | 10.7 | TRUE | TRUE |  | 9000 | 8800 | 2.77 | 8800 | 2.77
215864157 | 09/16/2024 | Live | Midea Electric Trading | COOPER&HUNTER | Singlezone Non-Ducted, Wall Placement | 215864157 |  | HRCU-A-CB-O | CH-RES09-115VO | Mini-Splits | CH-RB09OLVWM-115VI |  |  |  | 15 | 24.5 | 10.7 | TRUE | TRUE |  | 9000 | 8800 | 2.77 | 8800 | 2.77
215864155 | 09/16/2024 | Live | Midea Electric Trading | COOPER&HUNTER | Singlezone Non-Ducted, Wall Placement | 215864155 |  | HRCU-A-CB-O | CH-RHP24-230VO | Mini-Splits | CH-R24MOLVWM-230VI |  |  |  | 12.5 | 22.3 | 13.3 | TRUE | TRUE |  | 23000 | 21600 | 2.61 | 23400 | 2.33
215864167 | 09/16/2024 | Live | Midea Electric Trading | COOPER&HUNTER | Singlezone Non-Ducted, Wall Placement | 215864167 |  | HRCU-A-CB-O | CH-RHP24-230VO | Mini-Splits | CH-RB24MOLVWM-230VI |  |  |  | 12.5 | 22.3 | 13.3 | TRUE | TRUE |  | 23000 | 21600 | 2.61 | 23400 | 2.33
215864163 | 10/23/2024 | Live | Midea Electric Trading | COOPER&HUNTER | Singlezone Non-Ducted, Wall Placement | 215864163 |  | HRCU-A-CB-O | CH-RHP06F9-230VO | Mini-Splits | CH-RB06MOLVWM-230VI |  |  |  | 16 | 25.3 | 14.6 | TRUE | TRUE |  | 6000 | 7600 | 2.5 | 8700 | 2.04
215864151 | 10/23/2024 | Live | Midea Electric Trading | COOPER&HUNTER | Singlezone Non-Ducted, Wall Placement | 215864151 |  | HRCU-A-CB-O | CH-RHP06F9-230VO | Mini-Splits | CH-R06MOLVWM-230VI |  |  |  | 16 | 25.3 | 14.6 | TRUE | TRUE |  | 6000 | 7600 | 2.5 | 8700 | 2.04
215835698 | 10/23/2024 | Live | Midea Electric Trading | INNOVAIR | Multizone Mix of Ducted and Non-Ducted | 215835698 |  | HMSV-A-CB | MOM60H2BM6A | Mixed Ducted and Non-Ducted Indoor Units |  |  |  |  | 10 | 20 | 9.35 | FALSE | FALSE |  | 60000 | 39000 | 2.7 | 41500 | 2.35
215835697 | 10/23/2024 | Live | Midea Electric Trading | INNOVAIR | Multizone All Ducted | 215835697 |  | HMSV-A-CB | MOM60H2BM6A | Ducted Indoor Units |  |  |  |  | 10 | 18 | 9.2 | FALSE | FALSE |  | 60000 | 39000 | 2.6 | 41000 | 2.3
215835696 | 10/23/2024 | Live | Midea Electric Trading | INNOVAIR | Multizone All Non-Ducted | 215835696 |  | HMSR-A-CB-O | MOM60H2BM6A | Non-Ducted Indoor Units |  |  |  |  | 10 | 22 | 9.5 | FALSE | FALSE |  | 60000 | 39000 | 2.8 | 42000 | 2.4
215835704 | 09/16/2024 | Live | Midea Electric Trading | INNOVAIR | Multizone Mix of Ducted and Non-Ducted | 215835704 |  | HMSV-A-CB | MOM60H2BH6A | Mixed Ducted and Non-Ducted Indoor Units |  |  |  |  | 11.85 | 21.1 | 10.6 | TRUE | TRUE |  | 52000 | 44500 | 2.65 | 49500 | 2.39
215835703 | 09/16/2024 | Live | Midea Electric Trading | INNOVAIR | Multizone All Ducted | 215835703 |  | HMSV-A-CB | MOM60H2BH6A | Ducted Indoor Units |  |  |  |  | 11.7 | 20 | 10.7 | TRUE | TRUE |  | 53000 | 45000 | 2.7 | 52000 | 2.3
215835702 | 09/16/2024 | Live | Midea Electric Trading | INNOVAIR | Multizone All Non-Ducted | 215835702 |  | HMSR-A-CB-O | MOM60H2BH6A | Non-Ducted Indoor Units |  |  |  |  | 12 | 22.2 | 10.5 | TRUE | TRUE |  | 51000 | 44000 | 2.6 | 47000 | 2.5
215835701 | 10/23/2024 | Live | Midea Electric Trading | INNOVAIR | Multizone Mix of Ducted and Non-Ducted | 215835701 |  | HMSV-A-CB | MOM60H2BM6B | Mixed Ducted and Non-Ducted Indoor Units |  |  |  |  | 10 | 20 | 9.35 | FALSE | FALSE |  | 60000 | 39000 | 2.7 | 41500 | 2.35
215835700 | 10/23/2024 | Live | Midea Electric Trading | INNOVAIR | Multizone All Ducted | 215835700 |  | HMSV-A-CB | MOM60H2BM6B | Ducted Indoor Units |  |  |  |  | 10 | 18 | 9.2 | FALSE | FALSE |  | 60000 | 39000 | 2.6 | 41000 | 2.3
215835699 | 10/23/2024 | Live | Midea Electric Trading | INNOVAIR | Multizone All Non-Ducted | 215835699 |  | HMSR-A-CB-O | MOM60H2BM6B | Non-Ducted Indoor Units |  |  |  |  | 10 | 22 | 9.5 | FALSE | FALSE |  | 60000 | 39000 | 2.8 | 42000 | 2.4
215835707 | 10/23/2024 | Live | Midea Electric Trading | INNOVAIR | Multizone Mix of Ducted and Non-Ducted | 215835707 |  | HMSV-A-CB | MOM60H2BH6B | Mixed Ducted and Non-Ducted Indoor Units |  |  |  |  | 11.85 | 21.1 | 10.6 | TRUE | TRUE |  | 52000 | 44500 | 2.65 | 49500 | 2.39
215835706 | 10/23/2024 | Live | Midea Electric Trading | INNOVAIR | Multizone All Ducted | 215835706 |  | HMSV-A-CB | MOM60H2BH6B | Ducted Indoor Units |  |  |  |  | 11.7 | 20 | 10.7 | TRUE | TRUE |  | 53000 | 45000 | 2.7 | 52000 | 2.3
215835705 | 10/23/2024 | Live | Midea Electric Trading | INNOVAIR | Multizone All Non-Ducted | 215835705 |  | HMSR-A-CB-O | MOM60H2BH6B | Non-Ducted Indoor Units |  |  |  |  | 12 | 22.2 | 10.5 | TRUE | TRUE |  | 51000 | 44000 | 2.6 | 47000 | 2.5
215862730 | 10/23/2024 | Live | Midea Electric Trading | EMI | Singlezone Non-Ducted, Wall Placement | 215862730 |  | HRCU-A-CB-O | ECOSZ124DA | Mini-Splits | ECOWAL24DA* |  |  |  | 9.6 | 18.5 | 9 | FALSE | TRUE |  | 24000 | 17200 | 2.46 | 20200 | 2.26
215862729 | 10/23/2024 | Live | Midea Electric Trading | EMI | Singlezone Non-Ducted, Wall Placement | 215862729 |  | HRCU-A-CB-O | ECOSZ118DA | Mini-Splits | ECOWAL18DA* |  |  |  | 11.5 | 20.2 | 9.1 | TRUE | FALSE |  | 18000 | 11700 | 2.62 | 13300 | 2.41
215862728 | 10/23/2024 | Live | Midea Electric Trading | EMI | Singlezone Non-Ducted, Wall Placement | 215862728 |  | HRCU-A-CB-O | ECOSZ112DA | Mini-Splits | ECOWAL12DA* |  |  |  | 10.8 | 21.3 | 9.2 | FALSE | FALSE |  | 12000 | 8300 | 2.32 | 9300 | 2.11
215862727 | 10/23/2024 | Live | Midea Electric Trading | EMI | Singlezone Non-Ducted, Wall Placement | 215862727 |  | HRCU-A-CB-O | ECOSZ109DA | Mini-Splits | ECOWAL09DA* |  |  |  | 12.6 | 21.6 | 9.4 | TRUE | TRUE |  | 9000 | 6600 | 2.45 | 7500 | 2
215798837 | 10/23/2024 | Live | Midea Electric Trading | INNOVAIR | Singlezone Ducted, Centrally Ducted | 215798837 |  | HRCU-A-CB | SHV36H2BA |  | SAV36BDA |  |  |  | 10 | 16.5 | 8.2 | FALSE | TRUE |  | 36000 | 23200 | 2.34 | 31900 | 2.09
215866707 | 10/23/2024 | Live | Midea Electric Trading | AI AIR CONDITIONING | Singlezone Ducted, Centrally Ducted | 215866707 |  | HRCU-A-CB | AUO19-36N2-M3H |  | AUH2-36N2-CM3E |  |  |  | 10 | 16.5 | 8.2 | FALSE | TRUE |  | 36000 | 23200 | 2.34 | 31900 | 2.09
215866619 | 10/23/2024 | Live | Midea Electric Trading | KADEN | Singlezone Ducted, Centrally Ducted | 215866619 |  | HRCU-A-CB | KOB-HH-UUX36HP-2AAMA |  | KIB-UUX36AH-2AAMA |  |  |  | 10 | 16.5 | 8.2 | FALSE | FALSE |  | 36000 | 23200 | 2.34 | 31900 | 2.09
215866717 | 10/23/2024 | Live | Midea Electric Trading | AI AIR CONDITIONING | Singlezone Ducted, Centrally Ducted | 215866717 |  | HRCU-A-CB | AUO19-36N2-M3H-S |  | AUH3-36N2-BM3E |  |  |  | 12 | 18 | 10 | TRUE | TRUE |  | 36000 | 31000 | 2.5 | 41500 | 2.21
215866719 | 10/23/2024 | Live | Midea Electric Trading | AI AIR CONDITIONING | Singlezone Ducted, Centrally Ducted | 215866719 |  | HRCU-A-CB | AUO19-60N2-M3H |  | AUH3-60N2-CM3E |  |  |  | 12 | 17.5 | 9.5 | TRUE | TRUE |  | 54000 | 35000 | 2.5 | 54000 | 2.29
215866718 | 10/23/2024 | Live | Midea Electric Trading | AI AIR CONDITIONING | Singlezone Ducted, Centrally Ducted | 215866718 |  | HRCU-A-CB | AUO19-48N2-M3H |  | AUH3-48N2-CM3E |  |  |  | 12 | 17.5 | 9.5 | TRUE | TRUE |  | 48000 | 34000 | 2.56 | 48000 | 2.13
215864025 | 10/23/2024 | Live | Midea Electric Trading | WELLS | Singlezone Ducted, Centrally Ducted | 215864025 |  | HRCU-A-CB | WDHP-36RH |  | WDAH-36MOC |  |  |  | 10 | 16.1 | 8.7 | FALSE | TRUE |  | 36000 | 25600 | 2.6 | 26200 | 2.19
215866625 | 10/23/2024 | Live | Midea Electric Trading | KADEN | Singlezone Ducted, Centrally Ducted | 215866625 |  | HRCU-A-CB | KOB-UUX36HP-2AAMA |  | KIB-UUX36AH-2AAMA |  |  |  | 10 | 16.1 | 8.7 | FALSE | FALSE |  | 36000 | 25600 | 2.6 | 26200 | 2.19
215866701 | 10/23/2024 | Live | Midea Electric Trading | AI AIR CONDITIONING | Singlezone Ducted, Centrally Ducted | 215866701 |  | HRCU-A-CB | AUO18-36N2-M3 |  | AUH2-36N2-CM3E |  |  |  | 10 | 16.1 | 8.7 | FALSE | TRUE |  | 36000 | 25600 | 2.6 | 26200 | 2.19
215894254 | 10/23/2024 | Live | Midea Electric Trading | NUTECH | Singlezone Ducted, Centrally Ducted | 215894254 |  | HRCU-A-CB | NOD30-36HFN10-M3 |  | NVBC-36HWFN10-MC3E-D |  |  |  | 10 | 16.1 | 8.7 | FALSE | FALSE |  | 36000 | 25600 | 2.6 | 26200 | 2.19
215864031 | 10/23/2024 | Live | Midea Electric Trading | WELLS | Singlezone Ducted, Centrally Ducted | 215864031 |  | HRCU-A-CB | WDHP-60HH |  | WDAH-60MOC |  |  |  | 10 | 16 | 9 | FALSE | TRUE |  | 54000 | 45000 | 2.4 | 50400 | 2.3
215866621 | 10/23/2024 | Live | Midea Electric Trading | KADEN | Singlezone Ducted, Centrally Ducted | 215866621 |  | HRCU-A-CB | KOB-HH-UUX60HP-2AAMA |  | KIB-UUX60AH-2AAMA |  |  |  | 10 | 16 | 9 | FALSE | FALSE |  | 54000 | 45000 | 2.4 | 50400 | 2.3
215866712 | 10/23/2024 | Live | Midea Electric Trading | AI AIR CONDITIONING | Singlezone Ducted, Centrally Ducted | 215866712 |  | HRCU-A-CB | AUO19-60N2-M3H |  | AUH2-60N2-DM3E |  |  |  | 10 | 16 | 9 | FALSE | TRUE |  | 54000 | 45000 | 2.4 | 50400 | 2.3
215866711 | 10/23/2024 | Live | Midea Electric Trading | AI AIR CONDITIONING | Singlezone Ducted, Centrally Ducted | 215866711 |  | HRCU-A-CB | AUO19-48N2-M3H-S |  | AUH2-60N2-DM3E |  |  |  | 11.7 | 16.3 | 9 | TRUE | TRUE |  | 48000 | 45000 | 2.4 | 50400 | 2.3
215864030 | 10/23/2024 | Live | Midea Electric Trading | WELLS | Singlezone Ducted, Centrally Ducted | 215864030 |  | HRCU-A-CB | WDHP-48HH |  | WDAH-48MOC |  |  |  | 10.5 | 16.5 | 9.5 | FALSE | TRUE |  | 48000 | 37000 | 2.7 | 38300 | 2.02
215866620 | 10/23/2024 | Live | Midea Electric Trading | KADEN | Singlezone Ducted, Centrally Ducted | 215866620 |  | HRCU-A-CB | KOB-HH-UUX48HP-2AAMA |  | KIB-UUX48AH-2AAMA |  |  |  | 10.5 | 16.5 | 9.5 | FALSE | FALSE |  | 48000 | 37000 | 2.7 | 38300 | 2.02
215866710 | 10/23/2024 | Live | Midea Electric Trading | AI AIR CONDITIONING | Singlezone Ducted, Centrally Ducted | 215866710 |  | HRCU-A-CB | AUO19-48N2-M3H |  | AUH2-48N2-DM3E |  |  |  | 10.5 | 16.5 | 9.5 | FALSE | TRUE |  | 48000 | 37000 | 2.7 | 38300 | 2.02
215866709 | 09/16/2024 | Live | Midea Electric Trading | AI AIR CONDITIONING | Singlezone Ducted, Centrally Ducted | 215866709 |  | HRCU-A-CB | AUO19-42N2-M3H-S |  | AUH2-48N2-DM3E |  |  |  | 11.7 | 16.7 | 9.5 | TRUE | TRUE |  | 42000 | 37000 | 2.7 | 38300 | 2.02
215866716 | 09/16/2024 | Live | Midea Electric Trading | AI AIR CONDITIONING | Singlezone Ducted, Centrally Ducted | 215866716 |  | HRCU-A-CB | AUO19-36N2-M3H |  | AUH3-36N2-BM3E |  |  |  | 12 | 17.7 | 10 | TRUE | TRUE |  | 36000 | 24600 | 2.68 | 33000 | 2.26
215866715 | 10/23/2024 | Live | Midea Electric Trading | AI AIR CONDITIONING | Singlezone Ducted, Centrally Ducted | 215866715 |  | HRCU-A-CB | AUO19-30N2-M3H |  | AUH3-30N2-BM3E |  |  |  | 12 | 17.2 | 10.8 | TRUE | TRUE |  | 30000 | 24000 | 2.69 | 24600 | 1.94
215864028 | 10/23/2024 | Live | Midea Electric Trading | WELLS | Singlezone Ducted, Centrally Ducted | 215864028 |  | HRCU-A-CB | WDHP-30HH |  | WDAH-30MOC |  |  |  | 11.7 | 16.8 | 10 | TRUE | TRUE |  | 30000 | 23800 | 2.76 | 37800 | 2.39
215866706 | 10/23/2024 | Live | Midea Electric Trading | AI AIR CONDITIONING | Singlezone Ducted, Centrally Ducted | 215866706 |  | HRCU-A-CB | AUO19-30N2-M3H |  | AUH2-30N2-CM3E |  |  |  | 11.7 | 16.8 | 10 | TRUE | TRUE |  | 30000 | 23800 | 2.76 | 37800 | 2.39
215866618 | 10/23/2024 | Live | Midea Electric Trading | KADEN | Singlezone Ducted, Centrally Ducted | 215866618 |  | HRCU-A-CB | KOB-HH-UUX30HP-2AAMA |  | KIB-UUX30AH-2AAMA |  |  |  | 11.7 | 16.8 | 10 | FALSE | FALSE |  | 30000 | 23800 | 2.76 | 37800 | 2.39
215866714 | 09/16/2024 | Live | Midea Electric Trading | AI AIR CONDITIONING | Singlezone Ducted, Centrally Ducted | 215866714 |  | HRCU-A-CB | AUO19-24N2-M3H |  | AUH3-24N2-AM3E |  |  |  | 12 | 18.6 | 10 | TRUE | TRUE |  | 24000 | 19000 | 2.64 | 20200 | 2.24
215866713 | 09/16/2024 | Live | Midea Electric Trading | AI AIR CONDITIONING | Singlezone Ducted, Centrally Ducted | 215866713 |  | HRCU-A-CB | AUO19-18N2-M3H |  | AUH3-18N2-AM3E |  |  |  | 12.5 | 19 | 10.1 | TRUE | TRUE |  | 18000 | 14700 | 2.66 | 19000 | 2.37
215864021 | 09/16/2024 | Live | Midea Electric Trading | WELLS | Singlezone Ducted, Centrally Ducted | 215864021 |  | HRCU-A-CB | WOS-24QUA/230 |  | WIAH-24MOC/230 |  |  |  | 11.7 | 19.7 | 9 | TRUE | TRUE |  | 24000 | 17600 | 2.4 | 23200 | 2.55
215864020 | 10/23/2024 | Live | Midea Electric Trading | WELLS | Singlezone Ducted, Centrally Ducted | 215864020 |  | HRCU-A-CB | WOS-18QUA/230 |  | WIAH-18MOC/230 |  |  |  | 12.1 | 18.5 | 9.8 | TRUE | TRUE |  | 18000 | 13200 | 2.6 | 14800 | 2.48
215864024 | 10/23/2024 | Live | Midea Electric Trading | WELLS | Singlezone Ducted, Centrally Ducted | 215864024 |  | HRCU-A-CB | WOS-33PRE/230 |  | WIAH-36MOC/230 |  |  |  | 11.7 | 16.5 | 10 | TRUE | TRUE |  | 33000 | 27400 | 2.58 | 33400 | 2.62
215864023 | 10/23/2024 | Live | Midea Electric Trading | WELLS | Singlezone Ducted, Centrally Ducted | 215864023 |  | HRCU-A-CB | WOS-24PRE/230 |  | WIAH-24MOC/230 |  |  |  | 12 | 18.7 | 10 | TRUE | TRUE |  | 23000 | 16900 | 2.4 | 24000 | 2.39
215864022 | 10/23/2024 | Live | Midea Electric Trading | WELLS | Singlezone Ducted, Centrally Ducted | 215864022 |  | HRCU-A-CB | WOS-18PRE/230 |  | WIAH-18MOC/230 |  |  |  | 12 | 18 | 10 | TRUE | TRUE |  | 18000 | 14000 | 2.6 | 19800 | 2.38
215853878 | 10/23/2024 | Live | Midea Electric Trading | BLUERIDGE | Singlezone Ducted, Centrally Ducted | 215853878 |  | HRCU-A-CB | BMSAH36HHC |  | BMS3AH36I |  |  |  | 12 | 18 | 10 | TRUE | TRUE |  | 36000 | 31000 | 2.5 | 41500 | 2.21
215864125 | 10/23/2024 | Live | Midea Electric Trading | COOPER&HUNTER | Singlezone Ducted, Centrally Ducted | 215864125 |  | HRCU-A-CB | CH-PQ55-230VO |  | CH-PQ55AHU |  |  |  | 12 | 17.5 | 9.5 | TRUE | TRUE |  | 54000 | 35000 | 2.5 | 54000 | 2.29
215853880 | 10/23/2024 | Live | Midea Electric Trading | BLUERIDGE | Singlezone Ducted, Centrally Ducted | 215853880 |  | HRCU-A-CB | BMSAH60HHC |  | BMS3AH60I |  |  |  | 12 | 17.5 | 9.5 | TRUE | TRUE |  | 54000 | 35000 | 2.5 | 54000 | 2.29
215853879 | 10/23/2024 | Live | Midea Electric Trading | BLUERIDGE | Singlezone Ducted, Centrally Ducted | 215853879 |  | HRCU-A-CB | BMSAH48HHC |  | BMS3AH48I |  |  |  | 12 | 17.5 | 9.5 | TRUE | TRUE |  | 48000 | 34000 | 2.56 | 48000 | 2.13
215864124 | 10/23/2024 | Live | Midea Electric Trading | COOPER&HUNTER | Singlezone Ducted, Centrally Ducted | 215864124 |  | HRCU-A-CB | CH-PQ48-230VO |  | CH-PQ48AHU |  |  |  | 12 | 17.5 | 9.5 | TRUE | TRUE |  | 48000 | 34000 | 2.56 | 48000 | 2.13
215853866 | 10/23/2024 | Live | Midea Electric Trading | BLUERIDGE | Singlezone Ducted, Centrally Ducted | 215853866 |  | HRCU-A-CB | BMSAHS3616C |  | BMS2AH36I |  |  |  | 10 | 16.1 | 8.7 | FALSE | TRUE |  | 36000 | 25600 | 2.6 | 26200 | 2.19
215853874 | 10/23/2024 | Live | Midea Electric Trading | BLUERIDGE | Singlezone Ducted, Centrally Ducted | 215853874 |  | HRCU-A-CB | BMSAH60HHC |  | BMS2AH60I |  |  |  | 10 | 16 | 9 | FALSE | TRUE |  | 54000 | 45000 | 2.4 | 50400 | 2.3
215853873 | 10/23/2024 | Live | Midea Electric Trading | BLUERIDGE | Singlezone Ducted, Centrally Ducted | 215853873 |  | HRCU-A-CB | BMSAH48HHC |  | BMS2AH48I |  |  |  | 10.5 | 16.5 | 9.5 | FALSE | TRUE |  | 48000 | 37000 | 2.7 | 38300 | 2.02
215864123 | 10/23/2024 | Live | Midea Electric Trading | COOPER&HUNTER | Singlezone Ducted, Centrally Ducted | 215864123 |  | HRCU-A-CB | CH-PQ36-230VO |  | CH-PQ36AHU |  |  |  | 12 | 17.7 | 10 | TRUE | TRUE |  | 36000 | 24600 | 2.68 | 33000 | 2.26
215864122 | 10/23/2024 | Live | Midea Electric Trading | COOPER&HUNTER | Singlezone Ducted, Centrally Ducted | 215864122 |  | HRCU-A-CB | CH-PQ33-230VO |  | CH-PQ33AHU |  |  |  | 12 | 17.2 | 10.8 | TRUE | TRUE |  | 30000 | 24000 | 2.69 | 24600 | 1.94
215853877 | 10/23/2024 | Live | Midea Electric Trading | BLUERIDGE | Singlezone Ducted, Centrally Ducted | 215853877 |  | HRCU-A-CB | BMSAH30HHC |  | BMS3AH30I |  |  |  | 12 | 17.2 | 10.8 | TRUE | TRUE |  | 30000 | 24000 | 2.69 | 24600 | 1.94
215853871 | 10/23/2024 | Live | Midea Electric Trading | BLUERIDGE | Singlezone Ducted, Centrally Ducted | 215853871 |  | HRCU-A-CB | BMSAH30HHC |  | BMS2AH30I |  |  |  | 11.7 | 16.8 | 10 | TRUE | TRUE |  | 30000 | 23800 | 2.76 | 37800 | 2.39
215864121 | 10/23/2024 | Live | Midea Electric Trading | COOPER&HUNTER | Singlezone Ducted, Centrally Ducted | 215864121 |  | HRCU-A-CB | CH-PQ24-230VO |  | CH-PQ24AHU |  |  |  | 12 | 18.6 | 10 | TRUE | TRUE |  | 24000 | 19000 | 2.64 | 20200 | 2.24
215853876 | 10/23/2024 | Live | Midea Electric Trading | BLUERIDGE | Singlezone Ducted, Centrally Ducted | 215853876 |  | HRCU-A-CB | BMSAH24HHC |  | BMS3AH24I |  |  |  | 12 | 18.6 | 10 | TRUE | TRUE |  | 24000 | 19000 | 2.64 | 20200 | 2.24
215864120 | 10/23/2024 | Live | Midea Electric Trading | COOPER&HUNTER | Singlezone Ducted, Centrally Ducted | 215864120 |  | HRCU-A-CB | CH-PQ18-230VO |  | CH-PQ18AHU |  |  |  | 12.5 | 19 | 10.1 | TRUE | TRUE |  | 18000 | 14700 | 2.66 | 19000 | 2.37
215853875 | 10/23/2024 | Live | Midea Electric Trading | BLUERIDGE | Singlezone Ducted, Centrally Ducted | 215853875 |  | HRCU-A-CB | BMSAH18HHC |  | BMS3AH18I |  |  |  | 12.5 | 19 | 10.1 | TRUE | TRUE |  | 18000 | 14700 | 2.66 | 19000 | 2.37
215853859 | 10/23/2024 | Live | Midea Electric Trading | BLUERIDGE | Singlezone Ducted, Centrally Ducted | 215853859 |  | HRCU-A-CB | BMS3620YC |  | BMMZAH36I |  |  |  | 8.5 | 16 | 7.7 | FALSE | FALSE |  | 36000 | 17900 | 2.04 | 22400 | 2.04
215853857 | 10/23/2024 | Live | Midea Electric Trading | BLUERIDGE | Singlezone Ducted, Centrally Ducted | 215853857 |  | HRCU-A-CB | BMS2423YC |  | BMMZAH24I |  |  |  | 11.7 | 19.7 | 9 | TRUE | TRUE |  | 24000 | 17600 | 2.4 | 23200 | 2.55
215864132 | 10/23/2024 | Live | Midea Electric Trading | COOPER&HUNTER | Singlezone Ducted, Centrally Ducted | 215864132 |  | HRCU-A-CB | CH-RES24-230VO |  | CH-RS24MAHU |  |  |  | 11.7 | 19.7 | 9 | TRUE | TRUE |  | 24000 | 17600 | 2.4 | 23200 | 2.55
215864131 | 10/23/2024 | Live | Midea Electric Trading | COOPER&HUNTER | Singlezone Ducted, Centrally Ducted | 215864131 |  | HRCU-A-CB | CH-RES18-230VO |  | CH-RS18MAHU |  |  |  | 12.1 | 18.5 | 9.8 | TRUE | TRUE |  | 18000 | 13200 | 2.6 | 14800 | 2.48
215853856 | 10/23/2024 | Live | Midea Electric Trading | BLUERIDGE | Singlezone Ducted, Centrally Ducted | 215853856 |  | HRCU-A-CB | BMS1824YC |  | BMMZAH18I |  |  |  | 12.1 | 18.5 | 9.8 | TRUE | TRUE |  | 18000 | 13200 | 2.6 | 14800 | 2.48
215864130 | 09/16/2024 | Live | Midea Electric Trading | COOPER&HUNTER | Singlezone Ducted, Centrally Ducted | 215864130 |  | HRCU-A-CB | CH-RHP60LCU-230VO |  | CH-RS60LCAHU |  |  |  | 10 | 15.2 | 9.2 | FALSE | TRUE |  | 54000 | 41000 | 2.6 | 51500 | 2.2
215864129 | 10/23/2024 | Live | Midea Electric Trading | COOPER&HUNTER | Singlezone Ducted, Centrally Ducted | 215864129 |  | HRCU-A-CB | CH-RHP48LCU-230VO |  | CH-RS48LCAHU |  |  |  | 10 | 17 | 10.2 | FALSE | TRUE |  | 48000 | 40000 | 2.5 | 42000 | 2.16
215864128 | 10/23/2024 | Live | Midea Electric Trading | COOPER&HUNTER | Singlezone Ducted, Centrally Ducted | 215864128 |  | HRCU-A-CB | CH-RHP36LCU-230VO |  | CH-RS36LCAHU |  |  |  | 11.7 | 17.2 | 9.5 | TRUE | TRUE |  | 36000 | 28000 | 2.2 | 38000 | 2.11
215853862 | 10/23/2024 | Live | Midea Electric Trading | BLUERIDGE | Singlezone Ducted, Centrally Ducted | 215853862 |  | HRCU-A-CB | BMS3320HHYC |  | BMMZAH36I |  |  |  | 11.7 | 16.5 | 10 | TRUE | TRUE |  | 33000 | 27400 | 2.58 | 33400 | 2.62
215853861 | 09/16/2024 | Live | Midea Electric Trading | BLUERIDGE | Singlezone Ducted, Centrally Ducted | 215853861 |  | HRCU-A-CB | BMS2421HHYC |  | BMMZAH24I |  |  |  | 12 | 18.7 | 10 | TRUE | TRUE |  | 23000 | 16900 | 2.4 | 24000 | 2.39
215864127 | 10/23/2024 | Live | Midea Electric Trading | COOPER&HUNTER | Singlezone Ducted, Centrally Ducted | 215864127 |  | HRCU-A-CB | CH-RHP24-230VO |  | CH-RS24MAHU |  |  |  | 12 | 18.7 | 10 | TRUE | TRUE |  | 23000 | 16900 | 2.4 | 24000 | 2.39
215864126 | 10/23/2024 | Live | Midea Electric Trading | COOPER&HUNTER | Singlezone Ducted, Centrally Ducted | 215864126 |  | HRCU-A-CB | CH-RHP18-230VO |  | CH-RS18MAHU |  |  |  | 12 | 18 | 10 | TRUE | TRUE |  | 18000 | 14000 | 2.6 | 19800 | 2.38
215853860 | 10/23/2024 | Live | Midea Electric Trading | BLUERIDGE | Singlezone Ducted, Centrally Ducted | 215853860 |  | HRCU-A-CB | BMS1821HHYC |  | BMMZAH18I |  |  |  | 12 | 18 | 10 | TRUE | TRUE |  | 18000 | 14000 | 2.6 | 19800 | 2.38
206347276 | 09/16/2024 | Live | Fujitsu General America, Inc. | FUJITSU | Multizone All Ducted | 206347276 |  | HMSV-A-CB | AOU36RLAVM4 | Ducted Indoor Units |  | 12.5 | 17 | 10 | 10.6 | 15.5 | 8.2 | FALSE | FALSE | FALSE | 36000 | 28200 | 2.99 | 42000 | 2.87
206347272 | 10/23/2024 | Live | Fujitsu General America, Inc. | FUJITSU | Multizone All Ducted | 206347272 |  | HMSV-A-CB | AOU60RLAVM4 | Ducted Indoor Units |  | 10.4 | 16.5 | 10.5 | 9.1 | 14.7 | 8.6 | FALSE | FALSE | FALSE | 60000 | 41500 | 2.68 | 56100 | 3.25
206347303 | 10/23/2024 | Live | Fujitsu General America, Inc. | FUJITSU | Multizone Mix of Ducted and Non-Ducted | 206347303 |  | HMSV-A-CB | AOU36RLAVS4 | Mixed Ducted and Non-Ducted Indoor Units |  | 11.5 | 18.55 | 10.75 | 11 | 18 | 8.8 | FALSE | FALSE | FALSE | 36000 | 26200 | 2.61 | 37500 | 2.99
206347301 | 10/23/2024 | Live | Fujitsu General America, Inc. | FUJITSU | Multizone Mix of Ducted and Non-Ducted | 206347301 |  | HMSV-A-CB | AOU36RLAVM4 | Mixed Ducted and Non-Ducted Indoor Units |  | 12.9 | 18 | 10.75 | 11.95 | 17.35 | 9.1 | FALSE | FALSE | FALSE | 36000 | 27000 | 2.9 | 42000 | 2.86
206347275 | 09/16/2024 | Live | Fujitsu General America, Inc. | FUJITSU | Multizone All Non-Ducted | 206347275 |  | HMSR-A-CB-O | AOU48RLAVM4 | Non-Ducted Indoor Units |  | 12.5 | 19.8 | 11.1 | 12.5 | 20.4 | 9.6 | FALSE | FALSE | FALSE | 48000 | 33000 | 2.84 | 50000 | 3.35
206347273 | 09/16/2024 | Live | Fujitsu General America, Inc. | FUJITSU | Multizone All Non-Ducted | 206347273 |  | HMSR-A-CB-O | AOU60RLAVM4 | Non-Ducted Indoor Units |  | 10.8 | 18.5 | 11 | 10.8 | 19.5 | 9.4 | FALSE | FALSE | FALSE | 60000 | 41500 | 2.68 | 56100 | 3.29
206347299 | 10/23/2024 | Live | Fujitsu General America, Inc. | FUJITSU | Multizone Mix of Ducted and Non-Ducted | 206347299 |  | HMSV-A-CB | AOU60RLAVM4 | Mixed Ducted and Non-Ducted Indoor Units |  | 10.6 | 17.5 | 10.75 | 9.95 | 17.1 | 9 | FALSE | FALSE | FALSE | 60000 | 43500 | 2.81 | 56100 | 3.28
206347300 | 10/23/2024 | Live | Fujitsu General America, Inc. | FUJITSU | Multizone Mix of Ducted and Non-Ducted | 206347300 |  | HMSV-A-CB | AOU48RLAVM4 | Mixed Ducted and Non-Ducted Indoor Units |  | 12.15 | 18.95 | 10.75 | 11.5 | 18 | 9.05 | FALSE | FALSE | FALSE | 48000 | 33600 | 2.77 | 50000 | 3.25
206347281 | 10/23/2024 | Live | Fujitsu General America, Inc. | FUJITSU | Multizone All Non-Ducted | 206347281 |  | HMSR-A-CB-O | AOU36RLAVS4 | Non-Ducted Indoor Units |  | 11.8 | 19.7 | 11.2 | 11.8 | 20.5 | 9.7 | FALSE | FALSE | FALSE | 36000 | 26600 | 2.66 | 37500 | 3.04
206347274 | 10/23/2024 | Live | Fujitsu General America, Inc. | FUJITSU | Multizone All Ducted | 206347274 |  | HMSV-A-CB | AOU48RLAVM4 | Ducted Indoor Units |  | 11.8 | 18.1 | 10.4 | 9.6 | 15.6 | 8.5 | FALSE | FALSE | FALSE | 48000 | 34400 | 2.73 | 50000 | 3.14
206347277 | 10/23/2024 | Live | Fujitsu General America, Inc. | FUJITSU | Multizone All Non-Ducted | 206347277 |  | HMSR-A-CB-O | AOU36RLAVM4 | Non-Ducted Indoor Units |  | 13.3 | 19 | 11.5 | 13.3 | 19.2 | 10 | FALSE | FALSE | FALSE | 36000 | 25800 | 2.8 | 42000 | 2.84
206347278 | 10/23/2024 | Live | Fujitsu General America, Inc. | FUJITSU | Multizone All Ducted | 206347278 |  | HMSV-A-CB | AOU48RLAVS4 | Ducted Indoor Units |  | 9.1 | 16.9 | 10.1 | 8.4 | 14.7 | 8.2 | FALSE | FALSE | FALSE | 48000 | 34600 | 2.54 | 43800 | 2.96
206347280 | 10/23/2024 | Live | Fujitsu General America, Inc. | FUJITSU | Multizone All Ducted | 206347280 |  | HMSV-A-CB | AOU36RLAVS4 | Ducted Indoor Units |  | 11.2 | 17.4 | 10.3 | 10.25 | 15.5 | 7.9 | FALSE | FALSE | FALSE | 36000 | 25400 | 2.52 | 37500 | 2.96
206347279 | 10/23/2024 | Live | Fujitsu General America, Inc. | FUJITSU | Multizone All Non-Ducted | 206347279 |  | HMSV-A-CB | AOU48RLAVS4 | Non-Ducted Indoor Units |  | 9.6 | 18.8 | 10.9 | 9.6 | 20.4 | 9.4 | FALSE | FALSE | FALSE | 48000 | 33400 | 2.66 | 43800 | 3.03
215570377 | 10/23/2024 | Live | TCL AIR CONDITIONER (ZHONGSHAN) CO.,LTD. | TCL | Singlezone Non-Ducted, Wall Placement | 215570377 |  | HRCU-A-CB | H24SBH20XPC | Mini-Splits | H24DTHU1XAE |  |  |  | 11.7 | 19 | 9.5 | TRUE | TRUE |  | 22000 | 15100 | 2.77 | 22000 | 1.87
215570376 | 09/16/2024 | Live | TCL AIR CONDITIONER (ZHONGSHAN) CO.,LTD. | TCL | Singlezone Non-Ducted, Wall Placement | 215570376 |  | HRCU-A-CB-O | H24SBH20XPC | Mini-Splits | H24CSHU1XAE |  |  |  | 11.7 | 22 | 10 | TRUE | TRUE |  | 23000 | 15300 | 2.87 | 22000 | 1.87
215570375 | 09/16/2024 | Live | TCL AIR CONDITIONER (ZHONGSHAN) CO.,LTD. | TCL | Singlezone Non-Ducted, Wall Placement | 215570375 |  | HRCU-A-CB | H18SBH22XPC | Mini-Splits | H18DTHU1XAE |  |  |  | 11.7 | 21 | 8.1 | TRUE | TRUE |  | 17000 | 11200 | 2.43 | 17500 | 2.14
215570374 | 09/16/2024 | Live | TCL AIR CONDITIONER (ZHONGSHAN) CO.,LTD. | TCL | Singlezone Non-Ducted, Wall Placement | 215570374 |  | HRCU-A-CB-O | H18SBH22XPC | Mini-Splits | H18CSHU1XAE |  |  |  | 11.7 | 20 | 8.5 | TRUE | TRUE |  | 16000 | 11100 | 2.46 | 17500 | 2.14
215570373 | 09/16/2024 | Live | TCL AIR CONDITIONER (ZHONGSHAN) CO.,LTD. | TCL | Singlezone Non-Ducted, Wall Placement | 215570373 |  | HRCU-A-CB | H12SBH23XPC | Mini-Splits | H12DTHU1XAE |  |  |  | 11.7 | 19 | 8.1 | TRUE | TRUE |  | 11000 | 7500 | 2.65 | 9700 | 2.2
215570372 | 09/16/2024 | Live | TCL AIR CONDITIONER (ZHONGSHAN) CO.,LTD. | TCL | Singlezone Non-Ducted, Wall Placement | 215570372 |  | HRCU-A-CB-O | H12SBH23XPC | Mini-Splits | H12CSHU1XAE |  |  |  | 11.7 | 21 | 10 | TRUE | TRUE |  | 12000 | 7800 | 2.86 | 9700 | 2.2
215570371 | 09/16/2024 | Live | TCL AIR CONDITIONER (ZHONGSHAN) CO.,LTD. | TCL | Singlezone Non-Ducted, Wall Placement | 215570371 |  | HRCU-A-CB | H09SBH23XPC | Mini-Splits | H09DTHU1XAE |  |  |  | 12.5 | 20.5 | 9.5 | TRUE | TRUE |  | 9500 | 6100 | 2.71 | 9100 | 2.22
215570370 | 09/16/2024 | Live | TCL AIR CONDITIONER (ZHONGSHAN) CO.,LTD. | TCL | Singlezone Non-Ducted, Wall Placement | 215570370 |  | HRCU-A-CB-O | H09SBH23XPC | Mini-Splits | H09CSHU1XAE |  |  |  | 12 | 22 | 10 | TRUE | TRUE |  | 9500 | 6300 | 2.93 | 9100 | 2.22
215402576 | 09/16/2024 | Live | Lennox Industries | ADP | Singlezone Ducted, Centrally Ducted | 215402576 |  | HRCU-A-C | AUWR-48U3SP | Ducted Indoor Units | HG88960+TD |  |  |  | 11 | 15.2 | 8.55 | FALSE | FALSE | TRUE | 42000 | 30200 | 2.1 | 39000 | 2.19
215220929 | 09/16/2024 | Live | Samsung Electronics | SAMSUNG | Singlezone Ducted, Compact Ducted | 215220929 |  | HRCU-A-CB | AC018DXSCCG | Mini-Splits | AC018DNLDCG |  |  |  | 11.7 | 17 | 9 | TRUE | TRUE |  | 17500 | 16200 | 2.16 | 25300 | 2.05
215220729 | 09/16/2024 | Live | Samsung Electronics | SAMSUNG | Singlezone Non-Ducted, Ceiling Placement | 215220729 |  | HRCU-A-CB-O | AC018DXSCCG | Mini-Splits | AC018DNNDCG |  |  |  | 12.5 | 20.5 | 9.5 | TRUE | TRUE |  | 17000 | 15600 | 2.31 | 25300 | 2.05
215220726 | 09/16/2024 | Live | Samsung Electronics | SAMSUNG | Singlezone Non-Ducted, Ceiling Placement | 215220726 |  | HRCU-A-CB-O | AC018DXSCCG | Mini-Splits | AC018DN1DCG |  |  |  | 12 | 20 | 9.5 | TRUE | TRUE |  | 17500 | 16000 | 2.21 | 25300 | 2.05
215386399 | 09/16/2024 | Live | Samsung Electronics | SAMSUNG | Singlezone Ducted, Centrally Ducted | 215386399 |  | HRCU-A-CB | AC048DXSCCG | Mini-Splits | AC048DNHDCG |  |  |  | 11.7 | 18 | 9.5 | TRUE | TRUE |  | 47000 | 41000 | 2.48 | 57600 | 2.03
215385459 | 09/16/2024 | Live | Samsung Electronics | SAMSUNG | Singlezone Ducted, Centrally Ducted | 215385459 |  | HRCU-A-CB | AC036DXSCCG | Mini-Splits | AC036DNHDCG |  |  |  | 12.8 | 20 | 9.8 | TRUE | TRUE |  | 36000 | 30600 | 2.68 | 42700 | 2.49
215385456 | 09/16/2024 | Live | Samsung Electronics | SAMSUNG | Singlezone Ducted, Centrally Ducted | 215385456 |  | HRCU-A-CB | AC030DXSCCG | Mini-Splits | AC030DNHDCG |  |  |  | 13 | 20 | 10 | TRUE | TRUE |  | 30000 | 27000 | 2.76 | 38800 | 2.66
215220731 | 09/16/2024 | Live | Samsung Electronics | SAMSUNG | Singlezone Ducted, Centrally Ducted | 215220731 |  | HRCU-A-CB | AC024DXSCCG | Mini-Splits | AC024DNHDCG |  |  |  | 12 | 18 | 9.5 | TRUE | TRUE |  | 23000 | 21600 | 2.25 | 34300 | 2.04
215220728 | 09/16/2024 | Live | Samsung Electronics | SAMSUNG | Singlezone Ducted, Centrally Ducted | 215220728 |  | HRCU-A-CB | AC018DXSCCG | Mini-Splits | AC018DNHDCG |  |  |  | 12 | 18.3 | 8.9 | TRUE | TRUE |  | 18000 | 12800 | 2.7 | 28700 | 2.16
215490151 | 09/16/2024 | Live | Samsung Electronics | SAMSUNG | Singlezone Ducted, Centrally Ducted | 215490151 |  | HRCU-A-CB | AC048DXADCG | Mini-Splits | AC048DNHDCG |  |  |  | 8.7 | 17.3 | 8.7 | FALSE | TRUE |  | 48000 | 34000 | 2.5 | 54500 | 2.33
215490150 | 09/16/2024 | Live | Samsung Electronics | SAMSUNG | Singlezone Ducted, Centrally Ducted | 215490150 |  | HRCU-A-CB | AC036DXADCG | Mini-Splits | AC036DNHDCG |  |  |  | 9.5 | 17.4 | 8.8 | FALSE | TRUE |  | 36000 | 27600 | 2.49 | 42400 | 2.61
215490149 | 09/16/2024 | Live | Samsung Electronics | SAMSUNG | Singlezone Ducted, Centrally Ducted | 215490149 |  | HRCU-A-CB | AC030DXADCG | Mini-Splits | AC030DNHDCG |  |  |  | 11 | 19 | 9 | FALSE | TRUE |  | 30000 | 22800 | 2.59 | 38000 | 2.4
215490148 | 09/16/2024 | Live | Samsung Electronics | SAMSUNG | Singlezone Ducted, Centrally Ducted | 215490148 |  | HRCU-A-CB | AC024DXADCG | Mini-Splits | AC024DNHDCG |  |  |  | 11 | 17.5 | 8.7 | FALSE | TRUE |  | 24000 | 15300 | 2.34 | 27500 | 1.81
215490147 | 09/16/2024 | Live | Samsung Electronics | SAMSUNG | Singlezone Ducted, Centrally Ducted | 215490147 |  | HRCU-A-CB | AC018DXADCG | Mini-Splits | AC018DNHDCG |  |  |  | 10.5 | 18 | 8.5 | FALSE | TRUE |  | 18000 | 12400 | 2.29 | 25700 | 1.92
215385460 | 09/16/2024 | Live | Samsung Electronics | SAMSUNG | Singlezone Non-Ducted, Ceiling Placement | 215385460 |  | HRCU-A-CB-O | AC048DXSCCG | Mini-Splits | AC048DN4DCG |  |  |  | 12.2 | 20 | 10.4 | TRUE | TRUE |  | 48000 | 42000 | 2.61 | 57600 | 2.36
215385457 | 09/16/2024 | Live | Samsung Electronics | SAMSUNG | Singlezone Non-Ducted, Ceiling Placement | 215385457 |  | HRCU-A-CB-O | AC036DXSCCG | Mini-Splits | AC036DN4DCG |  |  |  | 13.5 | 22 | 10.6 | TRUE | TRUE |  | 36000 | 28200 | 2.85 | 42700 | 2.77
215385454 | 09/16/2024 | Live | Samsung Electronics | SAMSUNG | Singlezone Non-Ducted, Ceiling Placement | 215385454 |  | HRCU-A-CB-O | AC030DXSCCG | Mini-Splits | AC030DN4DCG |  |  |  | 14.4 | 22.8 | 10.7 | TRUE | TRUE |  | 30000 | 27000 | 3.01 | 37700 | 3.02
215220725 | 09/16/2024 | Live | Samsung Electronics | SAMSUNG | Singlezone Non-Ducted, Ceiling Placement | 215220725 |  | HRCU-A-CB-O | AC024DXSCCG | Mini-Splits | AC024DN4DCG |  |  |  | 13 | 22 | 10.2 | TRUE | TRUE |  | 24000 | 18600 | 2.49 | 34300 | 2.17
215220724 | 09/16/2024 | Live | Samsung Electronics | SAMSUNG | Singlezone Non-Ducted, Ceiling Placement | 215220724 |  | HRCU-A-CB-O | AC018DXSCCG | Mini-Splits | AC018DN4DCG |  |  |  | 14.5 | 23.8 | 9.6 | TRUE | TRUE |  | 18000 | 12400 | 2.98 | 28700 | 2.65
215490146 | 09/16/2024 | Live | Samsung Electronics | SAMSUNG | Singlezone Non-Ducted, Ceiling Placement | 215490146 |  | HRCU-A-CB-O | AC048DXADCG | Mini-Splits | AC048DN4DCG |  |  |  | 9 | 18.5 | 9 | FALSE | TRUE |  | 48000 | 35400 | 2.28 | 55400 | 2.56
215490145 | 09/16/2024 | Live | Samsung Electronics | SAMSUNG | Singlezone Non-Ducted, Ceiling Placement | 215490145 |  | HRCU-A-CB-O | AC036DXADCG | Mini-Splits | AC036DN4DCG |  |  |  | 11 | 19.5 | 9.2 | FALSE | TRUE |  | 36000 | 26200 | 2.43 | 42400 | 2.93
215490144 | 09/16/2024 | Live | Samsung Electronics | SAMSUNG | Singlezone Non-Ducted, Ceiling Placement | 215490144 |  | HRCU-A-CB-O | AC030DXADCG | Mini-Splits | AC030DN4DCG |  |  |  | 12 | 21.7 | 9.5 | TRUE | TRUE |  | 30000 | 22600 | 2.75 | 38000 | 2.61
215490143 | 09/16/2024 | Live | Samsung Electronics | SAMSUNG | Singlezone Non-Ducted, Ceiling Placement | 215490143 |  | HRCU-A-CB-O | AC024DXADCG | Mini-Splits | AC024DN4DCG |  |  |  | 12 | 21.6 | 9.6 | TRUE | TRUE |  | 24000 | 16800 | 2.68 | 27500 | 1.74
215490142 | 09/16/2024 | Live | Samsung Electronics | SAMSUNG | Singlezone Non-Ducted, Ceiling Placement | 215490142 |  | HRCU-A-CB-O | AC018DXADCG | Mini-Splits | AC018DN4DCG |  |  |  | 13 | 23.8 | 9.3 | TRUE | TRUE |  | 18000 | 11600 | 2.98 | 25700 | 2.23
215385461 | 09/16/2024 | Live | Samsung Electronics | SAMSUNG | Singlezone Non-Ducted, Ceiling Placement | 215385461 |  | HRCU-A-CB-O | AC048DXSCCG | Mini-Splits | AC048DN6DCG |  |  |  | 12 | 18.5 | 10 | TRUE | TRUE |  | 46000 | 40500 | 2.48 | 57600 | 2.23
215385458 | 09/16/2024 | Live | Samsung Electronics | SAMSUNG | Singlezone Non-Ducted, Ceiling Placement | 215385458 |  | HRCU-A-CB-O | AC036DXSCCG | Mini-Splits | AC036DN6DCG |  |  |  | 12.8 | 21.7 | 10.3 | TRUE | TRUE |  | 36000 | 28400 | 2.77 | 42700 | 2.63
215385455 | 09/16/2024 | Live | Samsung Electronics | SAMSUNG | Singlezone Non-Ducted, Ceiling Placement | 215385455 |  | HRCU-A-CB-O | AC030DXSCCG | Mini-Splits | AC030DN6DCG |  |  |  | 13 | 22 | 10.4 | TRUE | TRUE |  | 30000 | 23800 | 2.44 | 37700 | 2.81
215220730 | 09/16/2024 | Live | Samsung Electronics | SAMSUNG | Singlezone Non-Ducted, Ceiling Placement | 215220730 |  | HRCU-A-CB-O | AC024DXSCCG | Mini-Splits | AC024DN6DCG |  |  |  | 13.5 | 23 | 9.8 | TRUE | TRUE |  | 24000 | 16800 | 2.55 | 34300 | 2.23
215220727 | 09/16/2024 | Live | Samsung Electronics | SAMSUNG | Singlezone Non-Ducted, Ceiling Placement | 215220727 |  | HRCU-A-CB-O | AC018DXSCCG | Mini-Splits | AC018DN6DCG |  |  |  | 13.5 | 22.5 | 9.5 | TRUE | TRUE |  | 18000 | 13400 | 2.45 | 28700 | 2.16
215224722 | 09/16/2024 | Live | Johnson Controls Inc. (York International Norman) | HITACHI | Singlezone Non-Ducted, Wall Placement | 215224722 |  | HRCU-A-CB-O | RAC-DJ24WHAA | Mini-Splits | RAK-DJ24PHAA |  |  |  | 12 | 18.3 | 10 | TRUE | FALSE | TRUE | 24000 | 17500 | 2.5 | 22500 | 2.4
205092761 | 09/16/2024 | Live | Hisense | HISENSE | Singlezone Non-Ducted, Wall Placement | 205092761 |  | HRCU-A-CB-O | AST-09UW3SVG01A | Mini-Splits | AST-09UW3SVG**01A | 13.7 | 22.5 | 10.7 | 13.7 | 22 | 9 | TRUE | TRUE | FALSE | 9000 | 5000 | 2.44 | 7800 | 2.04
213386568 | 09/16/2024 | Live | Lennox Industries | ADP | Singlezone Ducted, Centrally Ducted | 213386568 |  | HRCU-A-C | AUH2436ZGDA* | Ducted Indoor Units | *E7J936+TD |  |  |  | 9 | 15 | 8.4 | FALSE | FALSE | FALSE | 31000 | 21000 | 2.1 | 23100 | 1.99
213386569 | 09/16/2024 | Live | Lennox Industries | ADP | Singlezone Ducted, Centrally Ducted | 213386569 |  | HRCU-A-C | AUH2436ZGDA* | Ducted Indoor Units | *E7J936 |  |  |  | 10.5 | 15.2 | 8.4 | FALSE | FALSE | TRUE | 22200 | 14000 | 2.1 | 17600 | 2.08
213386570 | 09/16/2024 | Live | Lennox Industries | ADP | Singlezone Ducted, Centrally Ducted | 213386570 |  | HRCU-A-C | AUH4860ZGDA* | Ducted Indoor Units | *E49960 |  |  |  | 9.5 | 15.2 | 8.35 | FALSE | FALSE | FALSE | 50500 | 34200 | 2.1 | 36900 | 2.08
214491638 | 09/16/2024 | Live | Daikin North America, LLC | DAIKIN | Singlezone Ducted, Centrally Ducted | 214491638 |  | HRCU-A-CB | DZ6VSA1810A* | Ducted Indoor Units | CA*EA1818*4B*+MBVC1200**-1A* |  |  |  | 10.9 | 17.5 | 8.5 | FALSE | FALSE | TRUE | 16600 | 10800 | 2.71 | 17100 | 2.48
214491645 | 09/16/2024 | Live | Daikin North America, LLC | DAIKIN | Singlezone Ducted, Centrally Ducted | 214491645 |  | HRCU-A-CB | DZ6VSA1810A* | Ducted Indoor Units | CA*EA1818*4B*+MBVC1600**-1A* |  |  |  | 10.9 | 17.5 | 8.5 | FALSE | FALSE | TRUE | 16600 | 10800 | 2.71 | 17100 | 2.48
214491656 | 09/16/2024 | Live | Daikin North America, LLC | DAIKIN | Singlezone Ducted, Centrally Ducted | 214491656 |  | HRCU-A-CB | DZ6VSA1810A* | Ducted Indoor Units | CA*EA2422*4B*+MBVC1200**-1A* |  |  |  | 10.9 | 17.5 | 8.5 | FALSE | FALSE | TRUE | 16600 | 10800 | 2.71 | 17100 | 2.48
214491663 | 09/16/2024 | Live | Daikin North America, LLC | DAIKIN | Singlezone Ducted, Centrally Ducted | 214491663 |  | HRCU-A-CB | DZ6VSA1810A* | Ducted Indoor Units | CA*EA2422*4B*+MBVC1600**-1A* |  |  |  | 10.9 | 17.5 | 8.5 | FALSE | FALSE | TRUE | 16600 | 10800 | 2.71 | 17100 | 2.48
214500305 | 09/16/2024 | Live | Daikin North America, LLC | DAIKIN | Singlezone Ducted, Centrally Ducted | 214500305 |  | HRCU-A-CB | DZ6VSA1810A* | Ducted Indoor Units | CA*EA1818*4B*+MBVK12BP1X00A* |  |  |  | 10.9 | 17.5 | 8.5 | FALSE | FALSE | TRUE | 16600 | 10800 | 2.71 | 17100 | 2.48
214500306 | 09/16/2024 | Live | Daikin North America, LLC | DAIKIN | Singlezone Ducted, Centrally Ducted | 214500306 |  | HRCU-A-CB | DZ6VSA1810A* | Ducted Indoor Units | CA*EA1818*4B*+MBVK16CP1X00A* |  |  |  | 10.9 | 17.5 | 8.5 | FALSE | FALSE | TRUE | 16600 | 10800 | 2.71 | 17100 | 2.48
214500307 | 09/16/2024 | Live | Daikin North America, LLC | DAIKIN | Singlezone Ducted, Centrally Ducted | 214500307 |  | HRCU-A-CB | DZ6VSA1810A* | Ducted Indoor Units | CA*EA2422*4B*+MBVK12BP1X00A* |  |  |  | 10.9 | 17.5 | 8.5 | FALSE | FALSE | TRUE | 16600 | 10800 | 2.71 | 17100 | 2.48
214500308 | 09/16/2024 | Live | Daikin North America, LLC | DAIKIN | Singlezone Ducted, Centrally Ducted | 214500308 |  | HRCU-A-CB | DZ6VSA1810A* | Ducted Indoor Units | CA*EA2422*4B*+MBVK16CP1X00A* |  |  |  | 10.9 | 17.5 | 8.5 | FALSE | FALSE | TRUE | 16600 | 10800 | 2.71 | 17100 | 2.48
214491892 | 09/16/2024 | Live | Daikin North America, LLC | AMANA | Singlezone Ducted, Centrally Ducted | 214491892 |  | HRCU-A-CB | ASZS601810A* | Ducted Indoor Units | CA*EA1818*4B*+MBVC1200**-1A* |  |  |  | 10.9 | 17.5 | 8.5 | FALSE | FALSE | TRUE | 16600 | 10800 | 2.71 | 17100 | 2.48
214491893 | 09/16/2024 | Live | Daikin North America, LLC | AMANA | Singlezone Ducted, Centrally Ducted | 214491893 |  | HRCU-A-CB | ASZS601810A* | Ducted Indoor Units | CA*EA1818*4B*+MBVC1600**-1A* |  |  |  | 10.9 | 17.5 | 8.5 | FALSE | FALSE | TRUE | 16600 | 10800 | 2.71 | 17100 | 2.48
214491894 | 09/16/2024 | Live | Daikin North America, LLC | AMANA | Singlezone Ducted, Centrally Ducted | 214491894 |  | HRCU-A-CB | ASZS601810A* | Ducted Indoor Units | CA*EA2422*4B*+MBVC1200**-1A* |  |  |  | 10.9 | 17.5 | 8.5 | FALSE | FALSE | TRUE | 16600 | 10800 | 2.71 | 17100 | 2.48
214491895 | 09/16/2024 | Live | Daikin North America, LLC | AMANA | Singlezone Ducted, Centrally Ducted | 214491895 |  | HRCU-A-CB | ASZS601810A* | Ducted Indoor Units | CA*EA2422*4B*+MBVC1600**-1A* |  |  |  | 10.9 | 17.5 | 8.5 | FALSE | FALSE | TRUE | 16600 | 10800 | 2.71 | 17100 | 2.48
214492046 | 09/16/2024 | Live | Daikin North America, LLC | LIBERTY HEATING & AIR CONDITIONING | Singlezone Ducted, Centrally Ducted | 214492046 |  | HRCU-A-CB | ASZS601810A* | Ducted Indoor Units | CA*EA1818*4B*+MBVC1200**-1A* |  |  |  | 10.9 | 17.5 | 8.5 | FALSE | FALSE | TRUE | 16600 | 10800 | 2.71 | 17100 | 2.48
214492047 | 09/16/2024 | Live | Daikin North America, LLC | LIBERTY HEATING & AIR CONDITIONING | Singlezone Ducted, Centrally Ducted | 214492047 |  | HRCU-A-CB | ASZS601810A* | Ducted Indoor Units | CA*EA1818*4B*+MBVC1600**-1A* |  |  |  | 10.9 | 17.5 | 8.5 | FALSE | FALSE | TRUE | 16600 | 10800 | 2.71 | 17100 | 2.48
214492048 | 09/16/2024 | Live | Daikin North America, LLC | LIBERTY HEATING & AIR CONDITIONING | Singlezone Ducted, Centrally Ducted | 214492048 |  | HRCU-A-CB | ASZS601810A* | Ducted Indoor Units | CA*EA2422*4B*+MBVC1200**-1A* |  |  |  | 10.9 | 17.5 | 8.5 | FALSE | FALSE | TRUE | 16600 | 10800 | 2.71 | 17100 | 2.48
214492049 | 09/16/2024 | Live | Daikin North America, LLC | LIBERTY HEATING & AIR CONDITIONING | Singlezone Ducted, Centrally Ducted | 214492049 |  | HRCU-A-CB | ASZS601810A* | Ducted Indoor Units | CA*EA2422*4B*+MBVC1600**-1A* |  |  |  | 10.9 | 17.5 | 8.5 | FALSE | FALSE | TRUE | 16600 | 10800 | 2.71 | 17100 | 2.48
214500320 | 09/16/2024 | Live | Daikin North America, LLC | AMANA | Singlezone Ducted, Centrally Ducted | 214500320 |  | HRCU-A-CB | ASZS601810A* | Ducted Indoor Units | CA*EA1818*4B*+MBVK12BP1X00A* |  |  |  | 10.9 | 17.5 | 8.5 | FALSE | FALSE | TRUE | 16600 | 10800 | 2.71 | 17100 | 2.48
214500321 | 09/16/2024 | Live | Daikin North America, LLC | AMANA | Singlezone Ducted, Centrally Ducted | 214500321 |  | HRCU-A-CB | ASZS601810A* | Ducted Indoor Units | CA*EA1818*4B*+MBVK16CP1X00A* |  |  |  | 10.9 | 17.5 | 8.5 | FALSE | FALSE | TRUE | 16600 | 10800 | 2.71 | 17100 | 2.48
214500322 | 09/16/2024 | Live | Daikin North America, LLC | AMANA | Singlezone Ducted, Centrally Ducted | 214500322 |  | HRCU-A-CB | ASZS601810A* | Ducted Indoor Units | CA*EA2422*4B*+MBVK12BP1X00A* |  |  |  | 10.9 | 17.5 | 8.5 | FALSE | FALSE | TRUE | 16600 | 10800 | 2.71 | 17100 | 2.48
214500323 | 09/16/2024 | Live | Daikin North America, LLC | AMANA | Singlezone Ducted, Centrally Ducted | 214500323 |  | HRCU-A-CB | ASZS601810A* | Ducted Indoor Units | CA*EA2422*4B*+MBVK16CP1X00A* |  |  |  | 10.9 | 17.5 | 8.5 | FALSE | FALSE | TRUE | 16600 | 10800 | 2.71 | 17100 | 2.48
214500335 | 09/16/2024 | Live | Daikin North America, LLC | LIBERTY HEATING & AIR CONDITIONING | Singlezone Ducted, Centrally Ducted | 214500335 |  | HRCU-A-CB | ASZS601810A* | Ducted Indoor Units | CA*EA1818*4B*+MBVK12BP1X00A* |  |  |  | 10.9 | 17.5 | 8.5 | FALSE | FALSE | TRUE | 16600 | 10800 | 2.71 | 17100 | 2.48
214500336 | 09/16/2024 | Live | Daikin North America, LLC | LIBERTY HEATING & AIR CONDITIONING | Singlezone Ducted, Centrally Ducted | 214500336 |  | HRCU-A-CB | ASZS601810A* | Ducted Indoor Units | CA*EA1818*4B*+MBVK16CP1X00A* |  |  |  | 10.9 | 17.5 | 8.5 | FALSE | FALSE | TRUE | 16600 | 10800 | 2.71 | 17100 | 2.48
214500337 | 09/16/2024 | Live | Daikin North America, LLC | LIBERTY HEATING & AIR CONDITIONING | Singlezone Ducted, Centrally Ducted | 214500337 |  | HRCU-A-CB | ASZS601810A* | Ducted Indoor Units | CA*EA2422*4B*+MBVK12BP1X00A* |  |  |  | 10.9 | 17.5 | 8.5 | FALSE | FALSE | TRUE | 16600 | 10800 | 2.71 | 17100 | 2.48
214500338 | 09/16/2024 | Live | Daikin North America, LLC | LIBERTY HEATING & AIR CONDITIONING | Singlezone Ducted, Centrally Ducted | 214500338 |  | HRCU-A-CB | ASZS601810A* | Ducted Indoor Units | CA*EA2422*4B*+MBVK16CP1X00A* |  |  |  | 10.9 | 17.5 | 8.5 | FALSE | FALSE | TRUE | 16600 | 10800 | 2.71 | 17100 | 2.48
214491896 | 09/16/2024 | Live | Daikin North America, LLC | AMANA | Singlezone Ducted, Centrally Ducted | 214491896 |  | HRCU-A-CB | ASZS602410A* | Ducted Indoor Units | CA*EA1818*4B*+MBVC1200**-1A* |  |  |  | 10.1 | 17.3 | 8.5 | FALSE | FALSE | TRUE | 22200 | 14600 | 2.58 | 17600 | 2.33
214491897 | 09/16/2024 | Live | Daikin North America, LLC | AMANA | Singlezone Ducted, Centrally Ducted | 214491897 |  | HRCU-A-CB | ASZS602410A* | Ducted Indoor Units | CA*EA1818*4B*+MBVC1600**-1A* |  |  |  | 10.1 | 17.3 | 8.5 | FALSE | FALSE | TRUE | 22200 | 14600 | 2.58 | 17600 | 2.33
214491898 | 09/16/2024 | Live | Daikin North America, LLC | AMANA | Singlezone Ducted, Centrally Ducted | 214491898 |  | HRCU-A-CB | ASZS602410A* | Ducted Indoor Units | CA*EA2422*4B*+MBVC1200**-1A* |  |  |  | 10.1 | 17.3 | 8.5 | FALSE | FALSE | TRUE | 22200 | 14600 | 2.58 | 17600 | 2.33
214491899 | 09/16/2024 | Live | Daikin North America, LLC | AMANA | Singlezone Ducted, Centrally Ducted | 214491899 |  | HRCU-A-CB | ASZS602410A* | Ducted Indoor Units | CA*EA2422*4B*+MBVC1600**-1A* |  |  |  | 10.1 | 17.3 | 8.5 | FALSE | FALSE | TRUE | 22200 | 14600 | 2.58 | 17600 | 2.33
214492050 | 09/16/2024 | Live | Daikin North America, LLC | LIBERTY HEATING & AIR CONDITIONING | Singlezone Ducted, Centrally Ducted | 214492050 |  | HRCU-A-CB | ASZS602410A* | Ducted Indoor Units | CA*EA1818*4B*+MBVC1200**-1A* |  |  |  | 10.1 | 17.3 | 8.5 | FALSE | FALSE | TRUE | 22200 | 14600 | 2.58 | 17600 | 2.33
214492051 | 09/16/2024 | Live | Daikin North America, LLC | LIBERTY HEATING & AIR CONDITIONING | Singlezone Ducted, Centrally Ducted | 214492051 |  | HRCU-A-CB | ASZS602410A* | Ducted Indoor Units | CA*EA1818*4B*+MBVC1600**-1A* |  |  |  | 10.1 | 17.3 | 8.5 | FALSE | FALSE | TRUE | 22200 | 14600 | 2.58 | 17600 | 2.33
214492052 | 09/16/2024 | Live | Daikin North America, LLC | LIBERTY HEATING & AIR CONDITIONING | Singlezone Ducted, Centrally Ducted | 214492052 |  | HRCU-A-CB | ASZS602410A* | Ducted Indoor Units | CA*EA2422*4B*+MBVC1200**-1A* |  |  |  | 10.1 | 17.3 | 8.5 | FALSE | FALSE | TRUE | 22200 | 14600 | 2.58 | 17600 | 2.33
214492053 | 09/16/2024 | Live | Daikin North America, LLC | LIBERTY HEATING & AIR CONDITIONING | Singlezone Ducted, Centrally Ducted | 214492053 |  | HRCU-A-CB | ASZS602410A* | Ducted Indoor Units | CA*EA2422*4B*+MBVC1600**-1A* |  |  |  | 10.1 | 17.3 | 8.5 | FALSE | FALSE | TRUE | 22200 | 14600 | 2.58 | 17600 | 2.33
214500324 | 09/16/2024 | Live | Daikin North America, LLC | AMANA | Singlezone Ducted, Centrally Ducted | 214500324 |  | HRCU-A-CB | ASZS602410A* | Ducted Indoor Units | CA*EA1818*4B*+MBVK12BP1X00A* |  |  |  | 10.1 | 17.3 | 8.5 | FALSE | FALSE | TRUE | 22200 | 14600 | 2.58 | 17600 | 2.33
214500325 | 09/16/2024 | Live | Daikin North America, LLC | AMANA | Singlezone Ducted, Centrally Ducted | 214500325 |  | HRCU-A-CB | ASZS602410A* | Ducted Indoor Units | CA*EA1818*4B*+MBVK16CP1X00A* |  |  |  | 10.1 | 17.3 | 8.5 | FALSE | FALSE | TRUE | 22200 | 14600 | 2.58 | 17600 | 2.33
214500326 | 09/16/2024 | Live | Daikin North America, LLC | AMANA | Singlezone Ducted, Centrally Ducted | 214500326 |  | HRCU-A-CB | ASZS602410A* | Ducted Indoor Units | CA*EA2422*4B*+MBVK12BP1X00A* |  |  |  | 10.1 | 17.3 | 8.5 | FALSE | FALSE | TRUE | 22200 | 14600 | 2.58 | 17600 | 2.33
214500327 | 09/16/2024 | Live | Daikin North America, LLC | AMANA | Singlezone Ducted, Centrally Ducted | 214500327 |  | HRCU-A-CB | ASZS602410A* | Ducted Indoor Units | CA*EA2422*4B*+MBVK16CP1X00A* |  |  |  | 10.1 | 17.3 | 8.5 | FALSE | FALSE | TRUE | 22200 | 14600 | 2.58 | 17600 | 2.33
214500339 | 09/16/2024 | Live | Daikin North America, LLC | LIBERTY HEATING & AIR CONDITIONING | Singlezone Ducted, Centrally Ducted | 214500339 |  | HRCU-A-CB | ASZS602410A* | Ducted Indoor Units | CA*EA1818*4B*+MBVK12BP1X00A* |  |  |  | 10.1 | 17.3 | 8.5 | FALSE | FALSE | TRUE | 22200 | 14600 | 2.58 | 17600 | 2.33
214500340 | 09/16/2024 | Live | Daikin North America, LLC | LIBERTY HEATING & AIR CONDITIONING | Singlezone Ducted, Centrally Ducted | 214500340 |  | HRCU-A-CB | ASZS602410A* | Ducted Indoor Units | CA*EA1818*4B*+MBVK16CP1X00A* |  |  |  | 10.1 | 17.3 | 8.5 | FALSE | FALSE | TRUE | 22200 | 14600 | 2.58 | 17600 | 2.33
214500341 | 09/16/2024 | Live | Daikin North America, LLC | LIBERTY HEATING & AIR CONDITIONING | Singlezone Ducted, Centrally Ducted | 214500341 |  | HRCU-A-CB | ASZS602410A* | Ducted Indoor Units | CA*EA2422*4B*+MBVK12BP1X00A* |  |  |  | 10.1 | 17.3 | 8.5 | FALSE | FALSE | TRUE | 22200 | 14600 | 2.58 | 17600 | 2.33
214500342 | 09/16/2024 | Live | Daikin North America, LLC | LIBERTY HEATING & AIR CONDITIONING | Singlezone Ducted, Centrally Ducted | 214500342 |  | HRCU-A-CB | ASZS602410A* | Ducted Indoor Units | CA*EA2422*4B*+MBVK16CP1X00A* |  |  |  | 10.1 | 17.3 | 8.5 | FALSE | FALSE | TRUE | 22200 | 14600 | 2.58 | 17600 | 2.33
214491674 | 09/16/2024 | Live | Daikin North America, LLC | DAIKIN | Singlezone Ducted, Centrally Ducted | 214491674 |  | HRCU-A-CB | DZ6VSA2410A* | Ducted Indoor Units | CA*EA1818*4B*+MBVC1200**-1A* |  |  |  | 10.1 | 17.3 | 8.5 | FALSE | FALSE | TRUE | 22200 | 14600 | 2.58 | 17600 | 2.33
214491681 | 09/16/2024 | Live | Daikin North America, LLC | DAIKIN | Singlezone Ducted, Centrally Ducted | 214491681 |  | HRCU-A-CB | DZ6VSA2410A* | Ducted Indoor Units | CA*EA1818*4B*+MBVC1600**-1A* |  |  |  | 10.1 | 17.3 | 8.5 | FALSE | FALSE | TRUE | 22200 | 14600 | 2.58 | 17600 | 2.33
214491692 | 09/16/2024 | Live | Daikin North America, LLC | DAIKIN | Singlezone Ducted, Centrally Ducted | 214491692 |  | HRCU-A-CB | DZ6VSA2410A* | Ducted Indoor Units | CA*EA2422*4B*+MBVC1200**-1A* |  |  |  | 10.1 | 17.3 | 8.5 | FALSE | FALSE | TRUE | 22200 | 14600 | 2.58 | 17600 | 2.33
214491699 | 09/16/2024 | Live | Daikin North America, LLC | DAIKIN | Singlezone Ducted, Centrally Ducted | 214491699 |  | HRCU-A-CB | DZ6VSA2410A* | Ducted Indoor Units | CA*EA2422*4B*+MBVC1600**-1A* |  |  |  | 10.1 | 17.3 | 8.5 | FALSE | FALSE | TRUE | 22200 | 14600 | 2.58 | 17600 | 2.33
214500309 | 09/16/2024 | Live | Daikin North America, LLC | DAIKIN | Singlezone Ducted, Centrally Ducted | 214500309 |  | HRCU-A-CB | DZ6VSA2410A* | Ducted Indoor Units | CA*EA1818*4B*+MBVK12BP1X00A* |  |  |  | 10.1 | 17.3 | 8.5 | FALSE | FALSE | TRUE | 22200 | 14600 | 2.58 | 17600 | 2.33
214500310 | 09/16/2024 | Live | Daikin North America, LLC | DAIKIN | Singlezone Ducted, Centrally Ducted | 214500310 |  | HRCU-A-CB | DZ6VSA2410A* | Ducted Indoor Units | CA*EA1818*4B*+MBVK16CP1X00A* |  |  |  | 10.1 | 17.3 | 8.5 | FALSE | FALSE | TRUE | 22200 | 14600 | 2.58 | 17600 | 2.33
214500311 | 09/16/2024 | Live | Daikin North America, LLC | DAIKIN | Singlezone Ducted, Centrally Ducted | 214500311 |  | HRCU-A-CB | DZ6VSA2410A* | Ducted Indoor Units | CA*EA2422*4B*+MBVK12BP1X00A* |  |  |  | 10.1 | 17.3 | 8.5 | FALSE | FALSE | TRUE | 22200 | 14600 | 2.58 | 17600 | 2.33
214500312 | 09/16/2024 | Live | Daikin North America, LLC | DAIKIN | Singlezone Ducted, Centrally Ducted | 214500312 |  | HRCU-A-CB | DZ6VSA2410A* | Ducted Indoor Units | CA*EA2422*4B*+MBVK16CP1X00A* |  |  |  | 10.1 | 17.3 | 8.5 | FALSE | FALSE | TRUE | 22200 | 14600 | 2.58 | 17600 | 2.33
214501049 | 09/16/2024 | Live | Daikin North America, LLC | LIBERTY HEATING & AIR CONDITIONING | Singlezone Ducted, Centrally Ducted | 214501049 |  | HRCU-A-CB | ASZS60241EA* | Ducted Indoor Units | CA*EA2422*4B*+MBVK12BP1X00A* |  |  |  | 10 | 17 | 8.6 | FALSE | FALSE | TRUE | 23000 | 16000 | 2.65 | 19400 | 2
214501050 | 09/16/2024 | Live | Daikin North America, LLC | LIBERTY HEATING & AIR CONDITIONING | Singlezone Ducted, Centrally Ducted | 214501050 |  | HRCU-A-CB | ASZS60241EA* | Ducted Indoor Units | CA*EA2422*4B*+MBVK16CP1X00A* |  |  |  | 10 | 17 | 8.6 | FALSE | FALSE | TRUE | 23000 | 16000 | 2.65 | 19400 | 2
214501051 | 09/16/2024 | Live | Daikin North America, LLC | LIBERTY HEATING & AIR CONDITIONING | Singlezone Ducted, Centrally Ducted | 214501051 |  | HRCU-A-CB | ASZS60241EA* | Ducted Indoor Units | CA*EA3026*4B*+MBVK12BP1X00A* |  |  |  | 10 | 17 | 8.6 | FALSE | FALSE | TRUE | 23000 | 16000 | 2.65 | 19400 | 2
214501052 | 09/16/2024 | Live | Daikin North America, LLC | LIBERTY HEATING & AIR CONDITIONING | Singlezone Ducted, Centrally Ducted | 214501052 |  | HRCU-A-CB | ASZS60241EA* | Ducted Indoor Units | CA*EA3026*4B*+MBVK16CP1X00A* |  |  |  | 10 | 17 | 8.6 | FALSE | FALSE | TRUE | 23000 | 16000 | 2.65 | 19400 | 2
214501053 | 09/16/2024 | Live | Daikin North America, LLC | LIBERTY HEATING & AIR CONDITIONING | Singlezone Ducted, Centrally Ducted | 214501053 |  | HRCU-A-CB | ASZS60241EA* | Ducted Indoor Units | CA*EA2422*4B*+MBVC1200**-1A* |  |  |  | 10 | 17 | 8.6 | FALSE | FALSE | TRUE | 23000 | 16000 | 2.65 | 19400 | 2
214501054 | 09/16/2024 | Live | Daikin North America, LLC | LIBERTY HEATING & AIR CONDITIONING | Singlezone Ducted, Centrally Ducted | 214501054 |  | HRCU-A-CB | ASZS60241EA* | Ducted Indoor Units | CA*EA2422*4B*+MBVC1600**-1A* |  |  |  | 10 | 17 | 8.6 | FALSE | FALSE | TRUE | 23000 | 16000 | 2.65 | 19400 | 2
214501074 | 09/16/2024 | Live | Daikin North America, LLC | LIBERTY HEATING & AIR CONDITIONING | Singlezone Ducted, Centrally Ducted | 214501074 |  | HRCU-A-CB | ASZS60241EA* | Ducted Indoor Units | CA*EA3026*4B*+MBVC1200**-1A* |  |  |  | 10 | 17 | 8.6 | FALSE | FALSE | TRUE | 23000 | 16000 | 2.65 | 19400 | 2
214501075 | 09/16/2024 | Live | Daikin North America, LLC | LIBERTY HEATING & AIR CONDITIONING | Singlezone Ducted, Centrally Ducted | 214501075 |  | HRCU-A-CB | ASZS60241EA* | Ducted Indoor Units | CA*EA3026*4B*+MBVC1600**-1A* |  |  |  | 10 | 17 | 8.6 | FALSE | FALSE | TRUE | 23000 | 16000 | 2.65 | 19400 | 2
214505274 | 09/16/2024 | Live | Daikin North America, LLC | AMANA | Singlezone Ducted, Centrally Ducted | 214505274 |  | HRCU-A-CB | ASZS60241EA* | Ducted Indoor Units | CA*EA2422*4B*+MBVC1200**-1A* |  |  |  | 10 | 17 | 8.6 | FALSE | TRUE | TRUE | 23000 | 16000 | 2.65 | 19400 | 2
214505276 | 09/16/2024 | Live | Daikin North America, LLC | AMANA | Singlezone Ducted, Centrally Ducted | 214505276 |  | HRCU-A-CB | ASZS60241EA* | Ducted Indoor Units | CA*EA2422*4B*+MBVC1600**-1A* |  |  |  | 10 | 17 | 8.6 | FALSE | TRUE | TRUE | 23000 | 16000 | 2.65 | 19400 | 2
214505334 | 09/16/2024 | Live | Daikin North America, LLC | AMANA | Singlezone Ducted, Centrally Ducted | 214505334 |  | HRCU-A-CB | ASZS60241EA* | Ducted Indoor Units | CA*EA3026*4B*+MBVC1200**-1A* |  |  |  | 10 | 17 | 8.6 | FALSE | TRUE | TRUE | 23000 | 16000 | 2.65 | 19400 | 2
214505336 | 09/16/2024 | Live | Daikin North America, LLC | AMANA | Singlezone Ducted, Centrally Ducted | 214505336 |  | HRCU-A-CB | ASZS60241EA* | Ducted Indoor Units | CA*EA3026*4B*+MBVC1600**-1A* |  |  |  | 10 | 17 | 8.6 | FALSE | TRUE | TRUE | 23000 | 16000 | 2.65 | 19400 | 2
214505411 | 09/16/2024 | Live | Daikin North America, LLC | AMANA | Singlezone Ducted, Centrally Ducted | 214505411 |  | HRCU-A-CB | ASZS60241EA* | Ducted Indoor Units | CA*EA2422*4B*+MBVK12BP1X00A* |  |  |  | 10 | 17 | 8.6 | FALSE | TRUE | TRUE | 23000 | 16000 | 2.65 | 19400 | 2
214505414 | 09/16/2024 | Live | Daikin North America, LLC | AMANA | Singlezone Ducted, Centrally Ducted | 214505414 |  | HRCU-A-CB | ASZS60241EA* | Ducted Indoor Units | CA*EA2422*4B*+MBVK16CP1X00A* |  |  |  | 10 | 17 | 8.6 | FALSE | TRUE | TRUE | 23000 | 16000 | 2.65 | 19400 | 2
214505416 | 09/16/2024 | Live | Daikin North America, LLC | AMANA | Singlezone Ducted, Centrally Ducted | 214505416 |  | HRCU-A-CB | ASZS60241EA* | Ducted Indoor Units | CA*EA3026*4B*+MBVK12BP1X00A* |  |  |  | 10 | 17 | 8.6 | FALSE | TRUE | TRUE | 23000 | 16000 | 2.65 | 19400 | 2
214505419 | 09/16/2024 | Live | Daikin North America, LLC | AMANA | Singlezone Ducted, Centrally Ducted | 214505419 |  | HRCU-A-CB | ASZS60241EA* | Ducted Indoor Units | CA*EA3026*4B*+MBVK16CP1X00A* |  |  |  | 10 | 17 | 8.6 | FALSE | TRUE | TRUE | 23000 | 16000 | 2.65 | 19400 | 2
214505160 | 09/16/2024 | Live | Daikin North America, LLC | DAIKIN | Singlezone Ducted, Centrally Ducted | 214505160 |  | HRCU-A-CB | DZ6VSA241EA* | Ducted Indoor Units | CA*EA2422*4B*+MBVC1200**-1A* |  |  |  | 10 | 17 | 8.6 | FALSE | TRUE | TRUE | 23000 | 16000 | 2.65 | 19400 | 2
214505163 | 09/16/2024 | Live | Daikin North America, LLC | DAIKIN | Singlezone Ducted, Centrally Ducted | 214505163 |  | HRCU-A-CB | DZ6VSA241EA* | Ducted Indoor Units | CA*EA2422*4B*+MBVC1600**-1A* |  |  |  | 10 | 17 | 8.6 | FALSE | TRUE | TRUE | 23000 | 16000 | 2.65 | 19400 | 2
214505221 | 09/16/2024 | Live | Daikin North America, LLC | DAIKIN | Singlezone Ducted, Centrally Ducted | 214505221 |  | HRCU-A-CB | DZ6VSA241EA* | Ducted Indoor Units | CA*EA3026*4B*+MBVC1200**-1A* |  |  |  | 10 | 17 | 8.6 | FALSE | TRUE | TRUE | 23000 | 16000 | 2.65 | 19400 | 2
214505225 | 09/16/2024 | Live | Daikin North America, LLC | DAIKIN | Singlezone Ducted, Centrally Ducted | 214505225 |  | HRCU-A-CB | DZ6VSA241EA* | Ducted Indoor Units | CA*EA3026*4B*+MBVC1600**-1A* |  |  |  | 10 | 17 | 8.6 | FALSE | TRUE | TRUE | 23000 | 16000 | 2.65 | 19400 | 2
214505401 | 09/16/2024 | Live | Daikin North America, LLC | DAIKIN | Singlezone Ducted, Centrally Ducted | 214505401 |  | HRCU-A-CB | DZ6VSA241EA* | Ducted Indoor Units | CA*EA2422*4B*+MBVK12BP1X00A* |  |  |  | 10 | 17 | 8.6 | FALSE | TRUE | TRUE | 23000 | 16000 | 2.65 | 19400 | 2
214505403 | 09/16/2024 | Live | Daikin North America, LLC | DAIKIN | Singlezone Ducted, Centrally Ducted | 214505403 |  | HRCU-A-CB | DZ6VSA241EA* | Ducted Indoor Units | CA*EA2422*4B*+MBVK16CP1X00A* |  |  |  | 10 | 17 | 8.6 | FALSE | TRUE | TRUE | 23000 | 16000 | 2.65 | 19400 | 2
214505405 | 09/16/2024 | Live | Daikin North America, LLC | DAIKIN | Singlezone Ducted, Centrally Ducted | 214505405 |  | HRCU-A-CB | DZ6VSA241EA* | Ducted Indoor Units | CA*EA3026*4B*+MBVK12BP1X00A* |  |  |  | 10 | 17 | 8.6 | FALSE | TRUE | TRUE | 23000 | 16000 | 2.65 | 19400 | 2
214505408 | 09/16/2024 | Live | Daikin North America, LLC | DAIKIN | Singlezone Ducted, Centrally Ducted | 214505408 |  | HRCU-A-CB | DZ6VSA241EA* | Ducted Indoor Units | CA*EA3026*4B*+MBVK16CP1X00A* |  |  |  | 10 | 17 | 8.6 | FALSE | TRUE | TRUE | 23000 | 16000 | 2.65 | 19400 | 2
214594893 | 09/16/2024 | Live | Midea Electric Trading | MIDEA | Singlezone Ducted, Centrally Ducted | 214594893 |  | HRCU-A-CB | MOD30U-30HFN1-MR0(X) | Mini-Splits | MVBL-30HWFN1-MJ3 |  |  |  | 11.7 | 18.2 | 8.8 | TRUE | TRUE | TRUE | 28000 | 20000 | 2.3 | 27111 | 2.23
214594891 | 09/16/2024 | Live | Midea Electric Trading | MIDEA | Singlezone Ducted, Centrally Ducted | 214594891 |  | HRCU-A-CB | MOX430U-18HFN1-M | Mini-Splits | MVBL-18HWFN1-MH3 |  |  |  | 12.4 | 17 | 9.5 | TRUE | TRUE | TRUE | 18000 | 13500 | 2.6 | 21200 | 2.49
214594892 | 09/16/2024 | Live | Midea Electric Trading | MIDEA | Singlezone Ducted, Centrally Ducted | 214594892 |  | HRCU-A-CB | MOD30-24HFN1-MW | Mini-Splits | MVBL-24HWFN1-MI3 |  |  |  | 12 | 19 | 9.3 | TRUE | TRUE | TRUE | 24000 | 19200 | 2.61 | 26400 | 2.42
214594894 | 09/16/2024 | Live | Midea Electric Trading | MIDEA | Singlezone Ducted, Centrally Ducted | 214594894 |  | HRCU-A-CB | MOE31U-36HFN1-M | Mini-Splits | MVBL-36HWFN1-MK3 |  |  |  | 10 | 17 | 9.9 | FALSE | TRUE | TRUE | 36000 | 32800 | 2.42 | 43400 | 6.12
214594887 | 09/16/2024 | Live | Midea Electric Trading | MIDEA | Singlezone Ducted, Centrally Ducted | 214594887 |  | HRCU-A-CB | MOX330U-18HFN1-MR0 | Mini-Splits | MVBL-18HWFN1-MH3 |  |  |  | 10 | 16 | 8 | TRUE | FALSE | TRUE | 18000 | 12000 | 2.61 | 12000 | 2.59
214594889 | 09/16/2024 | Live | Midea Electric Trading | MIDEA | Singlezone Ducted, Centrally Ducted | 214594889 |  | HRCU-A-CB | MOD30U-30HFN1-MR0 | Mini-Splits | MVBL-30HWFN1-MJ3 |  |  |  | 10 | 16.5 | 8.2 | FALSE | FALSE | FALSE | 30000 | 18000 | 2.2 | 20500 | 2.14
214594890 | 09/16/2024 | Live | Midea Electric Trading | MIDEA | Singlezone Ducted, Centrally Ducted | 214594890 |  | HRCU-A-CB | MOD30U-36HFN1-MR0 | Mini-Splits | MVBL-36HWFN1-MK3 |  |  |  | 9.5 | 16 | 8 | FALSE | FALSE | FALSE | 36000 | 19000 | 2.1 | 23200 | 2.02
214594888 | 09/16/2024 | Live | Midea Electric Trading | MIDEA | Singlezone Ducted, Centrally Ducted | 214594888 |  | HRCU-A-CB | MOX430U-24HFN1-MR0 | Mini-Splits | MVBL-24HWFN1-MI3 |  |  |  | 10 | 16 | 8.5 | FALSE | FALSE | TRUE | 24000 | 21000 | 2.6 | 21000 | 2.6
214594918 | 09/16/2024 | Live | Midea Electric Trading | TK'S | Singlezone Non-Ducted, Wall Placement | 214594918 |  | HRCU-A-CB-O | TWS-12ODU-110 | Mini-Splits | TWS-12IDU-110 | 10.3 | 20 | 10.8 | 10.3 | 20.8 | 8.7 | FALSE | FALSE | FALSE | 12000 | 7800 | 2.31 | 8200 | 1.35
209270322 | 09/16/2024 | Live | Midea Electric Trading | ECO-AIR | Singlezone Ducted, Centrally Ducted | 209270322 |  | HRCU-A-C | MOE31U-36HFN1-M |  | MAC-36HWFN1-M | 10.2 | 14.8 | 9.6 | 10 | 15.2 | 10 | FALSE | TRUE | TRUE | 35000 | 33000 | 2.4 | 38000 | 1.9
212396507 | 09/16/2024 | Live | Midea Electric Trading | PANASONIC | Singlezone Ducted, Centrally Ducted | 212396507 |  | HRCU-A-C | CU-HE36YAHK6 |  | CS-HE36YAC6 | 10.2 | 14.8 | 9.6 | 10 | 15.2 | 10 | FALSE | TRUE | TRUE | 35000 | 33000 | 2.4 | 38000 | 1.9
212631696 | 09/16/2024 | Live | Midea Electric Trading | KERR | Singlezone Ducted, Centrally Ducted | 212631696 |  | HRCU-A-C | A-KCD36SA-1 |  | MCD30/36C1A | 10.2 | 14.8 | 9.6 | 10 | 15.2 | 10 | FALSE | TRUE | TRUE | 35000 | 33000 | 2.4 | 38000 | 1.9
213885869 | 09/16/2024 | Live | Midea Electric Trading | THERMAL ZONE | Singlezone Ducted, Centrally Ducted | 213885869 |  | HRCU-A-C | TZPLV362PA |  | MAC-36HWDN1-MN0 | 10.2 | 14.8 | 9.6 | 10 | 15.2 | 10 | FALSE | TRUE | TRUE | 35000 | 33000 | 2.4 | 38000 | 1.9
212394325 | 09/16/2024 | Live | Midea Electric Trading | ACIQ | Singlezone Ducted, Centrally Ducted | 212394325 |  | HRCU-A-C | ACIQ-36-HPB |  | ACIQ-36-ACL | 10.2 | 14.8 | 9.6 | 10 | 15.2 | 10 | FALSE | TRUE | TRUE | 35000 | 33000 | 2.4 | 38000 | 1.9
212394336 | 09/16/2024 | Live | Midea Electric Trading | DIYCOOL | Singlezone Ducted, Centrally Ducted | 212394336 |  | HRCU-A-C | ACIQ-36-HPB |  | ACIQ-36-ACL | 10.2 | 14.8 | 9.6 | 10 | 15.2 | 10 | FALSE | TRUE | TRUE | 35000 | 33000 | 2.4 | 38000 | 1.9
212394347 | 09/16/2024 | Live | Midea Electric Trading | POLARWAVE | Singlezone Ducted, Centrally Ducted | 212394347 |  | HRCU-A-C | ACIQ-36-HPB |  | ACIQ-36-ACL | 10.2 | 14.8 | 9.6 | 10 | 15.2 | 10 | FALSE | TRUE | TRUE | 35000 | 33000 | 2.4 | 38000 | 1.9
212394358 | 09/16/2024 | Live | Midea Electric Trading | STEALTH | Singlezone Ducted, Centrally Ducted | 212394358 |  | HRCU-A-C | ACIQ-36-HPB |  | ACIQ-36-ACL | 10.2 | 14.8 | 9.6 | 10 | 15.2 | 10 | FALSE | TRUE | TRUE | 35000 | 33000 | 2.4 | 38000 | 1.9
212928553 | 09/16/2024 | Live | Midea Electric Trading | TRUST AIR CONDITIONERS | Singlezone Ducted, Centrally Ducted | 212928553 |  | HRCU-A-C | AA36H/O44P |  | CX36M/W4T4 | 10.2 | 14.8 | 9.6 | 10 | 15.2 | 10 | FALSE | FALSE | TRUE | 35000 | 33000 | 2.4 | 38000 | 1.9
213160483 | 09/16/2024 | Live | Midea Electric Trading | DETTSON | Singlezone Ducted, Centrally Ducted | 213160483 |  | HRCU-A-C | EVD-36-O |  | MAC36H2124E | 10.2 | 14.8 | 9.6 | 10 | 15.2 | 10 | FALSE | TRUE | TRUE | 35000 | 33000 | 2.4 | 38000 | 1.9
213081451 | 09/16/2024 | Live | Midea Electric Trading | ELIOS | Singlezone Ducted, Centrally Ducted | 213081451 |  | HRCU-A-C | DEA36HOS20230E7 |  | CUB36HAC20CWT7A | 10.2 | 14.8 | 9.6 | 10 | 15.2 | 10 | FALSE | TRUE | TRUE | 35000 | 33000 | 2.4 | 38000 | 1.9
209550336 | 09/16/2024 | Live | Midea Electric Trading | CANAIR | Singlezone Ducted, Centrally Ducted | 209550336 |  | HRCU-A-C | MOE31U-36HFN1-M |  | MAC-36HWFN1-M | 10.2 | 14.8 | 9.6 | 10 | 15.2 | 10 | FALSE | TRUE | TRUE | 35000 | 33000 | 2.4 | 38000 | 1.9
211911386 | 09/16/2024 | Live | Midea Electric Trading | MITS AIR | Singlezone Ducted, Centrally Ducted | 211911386 |  | HRCU-A-C | MOE31U-36HFN1-M |  | MAC-36HWFN1-M | 10.2 | 14.8 | 9.6 | 10 | 15.2 | 10 | FALSE | FALSE | TRUE | 35000 | 33000 | 2.4 | 38000 | 1.9
211911383 | 09/16/2024 | Live | Midea Electric Trading | MITS AIR | Singlezone Ducted, Centrally Ducted | 211911383 |  | HRCU-A-C | MOE31U-36HFN1-M |  | MAC-36HWDN1-MN0 | 10.2 | 14.8 | 9.6 | 10 | 15.2 | 10 | FALSE | FALSE | TRUE | 35000 | 33000 | 2.4 | 38000 | 1.9
212361761 | 09/16/2024 | Live | Midea Electric Trading | MOOVAIR | Singlezone Ducted, Centrally Ducted | 212361761 |  | HRCU-A-C | DMA36HOS20230E7 |  | CUB36HAC20CWT7A | 10.2 | 14.8 | 9.6 | 10 | 15.2 | 10 | FALSE | TRUE | TRUE | 35000 | 33000 | 2.4 | 38000 | 1.9
212394314 | 09/16/2024 | Live | Midea Electric Trading | 1HVAC | Singlezone Ducted, Centrally Ducted | 212394314 |  | HRCU-A-C | ACIQ-36-HPB |  | ACIQ-36-ACL | 10.2 | 14.8 | 9.6 | 10 | 15.2 | 10 | FALSE | TRUE | TRUE | 35000 | 33000 | 2.4 | 38000 | 1.9
211644138 | 09/16/2024 | Live | Midea Electric Trading | CANAIR | Singlezone Ducted, Centrally Ducted | 211644138 |  | HRCU-A-C | CDH2036C21 |  | MAC-36HWFN1-M | 10.2 | 14.8 | 9.6 | 10 | 15.2 | 10 | FALSE | TRUE | TRUE | 35000 | 33000 | 2.4 | 38000 | 1.9
213732642 | 09/16/2024 | Live | Midea Electric Trading | BREEZE33 | Singlezone Ducted, Centrally Ducted | 213732642 |  | HRCU-A-C | BZ33-INV36OUT2-J |  | BZ33-MSC36C-J | 10.2 | 14.8 | 9.6 | 10 | 15.2 | 10 | FALSE | TRUE | TRUE | 35000 | 33000 | 2.4 | 38000 | 1.9
214489070 | 09/16/2024 | Live | Midea Electric Trading | BLADEX | Singlezone Ducted, Centrally Ducted | 214489070 |  | HRCU-A-C | BX31U-42HPHYHA |  | BLC-36HWAC1 | 10.2 | 14.8 | 9.6 | 10 | 15.2 | 10 | FALSE | FALSE | TRUE | 35000 | 33000 | 2.4 | 38000 | 1.9
214489071 | 09/16/2024 | Live | Midea Electric Trading | BLADEX | Singlezone Ducted, Centrally Ducted | 214489071 |  | HRCU-A-C | BX31U-42HPHYHA |  | BLC-36HWAC1-UNC | 10.2 | 14.8 | 9.6 | 10 | 15.2 | 10 | FALSE | FALSE | TRUE | 35000 | 33000 | 2.4 | 38000 | 1.9
212925583 | 09/16/2024 | Live | Midea Electric Trading | TEMP SHIFT | Singlezone Ducted, Centrally Ducted | 212925583 |  | HRCU-A-C | TSMOE31U36HFN1M |  | TSMAC36HWDN1MN0 | 10.2 | 14.8 | 9.6 | 10 | 15.2 | 10 | FALSE | FALSE | TRUE | 35000 | 33000 | 2.4 | 38000 | 1.9
212386847 | 09/16/2024 | Live | Midea Electric Trading | ATK | Singlezone Ducted, Centrally Ducted | 212386847 |  | HRCU-A-C | ACI-AUO36SHP-M |  | ACI-CCO36CP21 | 10.2 | 14.8 | 9.6 | 10 | 15.2 | 10 | FALSE | FALSE | TRUE | 35000 | 33000 | 2.4 | 38000 | 1.9
212388351 | 09/16/2024 | Live | Midea Electric Trading | DIRECT AIR | Singlezone Ducted, Centrally Ducted | 212388351 |  | HRCU-A-C | DIRM-36MAGICPRO20-OU |  | DIRM-36MAGICPRO20-COIL | 10.2 | 14.8 | 9.6 | 10 | 15.2 | 10 | FALSE | TRUE | TRUE | 35000 | 33000 | 2.4 | 38000 | 1.9
212546252 | 09/16/2024 | Live | Midea Electric Trading | IFLOW | Singlezone Ducted, Centrally Ducted | 212546252 |  | HRCU-A-C | 70HPIC36A |  | 70C3036CA | 10.2 | 14.8 | 9.6 | 10 | 15.2 | 10 | FALSE | FALSE | TRUE | 35000 | 33000 | 2.4 | 38000 | 1.9
212365459 | 09/16/2024 | Live | Midea Electric Trading | CUSTOM COMFORT | Singlezone Ducted, Centrally Ducted | 212365459 |  | HRCU-A-C | CCOXHA24V36HP |  | CCOACC3036C | 10.2 | 14.8 | 9.6 | 10 | 15.2 | 10 | FALSE | TRUE | TRUE | 35000 | 33000 | 2.4 | 38000 | 1.9
212367435 | 09/16/2024 | Live | Midea Electric Trading | BLADEX | Singlezone Ducted, Centrally Ducted | 212367435 |  | HRCU-A-C | BX31U-36HPHYHA |  | BLC-36HWAC1 | 10.2 | 14.8 | 9.6 | 10 | 15.2 | 10 | FALSE | FALSE | TRUE | 35000 | 33000 | 2.4 | 38000 | 1.9
210568236 | 09/16/2024 | Live | Midea Electric Trading | COMFORT-AIRE | Singlezone Ducted, Centrally Ducted | 210568236 |  | HRCU-A-C | A-VCD36SA-1 |  | MCD30/36C1A | 10.2 | 14.8 | 9.6 | 10 | 15.2 | 10 | FALSE | TRUE | TRUE | 35000 | 33000 | 2.4 | 38000 | 1.9
213386520 | 09/16/2024 | Live | Midea Electric Trading | COMFORTSTAR | Singlezone Ducted, Centrally Ducted | 213386520 |  | HRCU-A-C | CPH36CD(O) |  | ACP-36C | 10.2 | 14.8 | 9.6 | 10 | 15.2 | 10 | FALSE | TRUE | TRUE | 35000 | 33000 | 2.4 | 38000 | 1.9
213386532 | 09/16/2024 | Live | Midea Electric Trading | COMFORTSTAR | Singlezone Ducted, Centrally Ducted | 213386532 |  | HRCU-A-C | CPH36CD(O) |  | UACP-36C | 10.2 | 14.8 | 9.6 | 10 | 15.2 | 10 | FALSE | TRUE | TRUE | 35000 | 33000 | 2.4 | 38000 | 1.9
213156955 | 09/16/2024 | Live | Midea Electric Trading | BLADEX | Singlezone Ducted, Centrally Ducted | 213156955 |  | HRCU-A-C | BX31U-36HPHYHA |  | BLC-36HWAC1-UNC | 10.2 | 14.8 | 9.6 | 10 | 15.2 | 10 | FALSE | FALSE | TRUE | 35000 | 33000 | 2.4 | 38000 | 1.9
213062285 | 09/16/2024 | Live | Midea Electric Trading | KEPLER | Singlezone Ducted, Centrally Ducted | 213062285 |  | HRCU-A-C | AZPN/36WD |  | AZPN/C36WAC | 10.2 | 14.8 | 9.6 | 10 | 15.2 | 10 | FALSE | TRUE | TRUE | 35000 | 33000 | 2.4 | 38000 | 1.9
212940805 | 09/16/2024 | Live | Midea Electric Trading | CENTURY | Singlezone Ducted, Centrally Ducted | 212940805 |  | HRCU-A-C | A-VCD36SA-1 |  | MCD30/36C1A | 10.2 | 14.8 | 9.6 | 10 | 15.2 | 10 | FALSE | TRUE | TRUE | 35000 | 33000 | 2.4 | 38000 | 1.9
213160476 | 09/16/2024 | Live | Midea Electric Trading | INNOVAIR | Singlezone Ducted, Centrally Ducted | 213160476 |  | HRCU-A-C | SHV36H2R20 |  | MAC36H2124E | 10.2 | 14.8 | 9.6 | 10 | 15.2 | 10 | FALSE | TRUE | TRUE | 35000 | 33000 | 2.4 | 38000 | 1.9
213350749 | 09/16/2024 | Live | Midea Electric Trading | DNAIR | Singlezone Ducted, Centrally Ducted | 213350749 |  | HRCU-A-C | DNHP0036H-C |  | DNCL0036H-E | 10.2 | 14.8 | 9.6 | 10 | 15.2 | 10 | FALSE | FALSE | TRUE | 35000 | 33000 | 2.4 | 38000 | 1.9
214606460 | 09/16/2024 | Live | Midea Electric Trading | SLIMAIR | Singlezone Ducted, Compact Ducted | 214606460 |  | HRCU-A-CB | SHC36VC2AG | Mini-Splits | SHD36VC2AG | 9 | 16.7 | 11.5 | 8.8 | 15.8 | 8.8 | FALSE | FALSE | FALSE | 36000 | 25000 | 2.49 | 26000 | 2.22
214606461 | 09/16/2024 | Live | Midea Electric Trading | SLIMAIR | Singlezone Ducted, Compact Ducted | 214606461 |  | HRCU-A-CB | SHC48VC2AG | Mini-Splits | SHD48VC2AG | 9.2 | 17.4 | 10.3 | 8.5 | 15.1 | 9.3 | FALSE | FALSE | FALSE | 48000 | 34000 | 2.32 | 41000 | 2.32
214606467 | 09/16/2024 | Live | Midea Electric Trading | SLIMAIR | Singlezone Ducted, Compact Ducted | 214606467 |  | HRCU-A-CB | SHC36VH2AG | Mini-Splits | SHD36VC2AG | 9 | 17.5 | 11.5 | 9 | 16.5 | 11 | FALSE | TRUE | FALSE | 36000 | 34000 | 2.49 | 43000 | 2.23
214606468 | 09/16/2024 | Live | Midea Electric Trading | SLIMAIR | Singlezone Ducted, Compact Ducted | 214606468 |  | HRCU-A-CB | SHC48VH2AG | Mini-Splits | SHD48VC2AG | 8.7 | 16 | 11.1 | 8.2 | 14.3 | 10.3 | TRUE | FALSE | FALSE | 48000 | 39500 | 2.39 | 51000 | 2.33
214606462 | 09/16/2024 | Live | Midea Electric Trading | SLIMAIR | Singlezone Ducted, Compact Ducted | 214606462 |  | HRCU-A-CB | SHC60VC2AG | Mini-Splits | SHD60VC2AG | 10.6 | 19.2 | 10.2 | 10.3 | 17 | 8.4 | FALSE | FALSE | FALSE | 59000 | 34400 | 2.37 | 36000 | 2.29
214606469 | 09/16/2024 | Live | Midea Electric Trading | SLIMAIR | Singlezone Ducted, Compact Ducted | 214606469 |  | HRCU-A-CB | SHC55VH2AG | Mini-Splits | SHD60VC2AG | 9.4 | 18 | 11 | 9.4 | 15.8 | 9.5 | FALSE | TRUE | FALSE | 55000 | 40000 | 2.46 | 54000 | 2.2
214567596 | 09/16/2024 | Live | WILLIS | WILLIS | Singlezone Ducted, Centrally Ducted | 214567596 |  | HRCU-A-C | FLEX24/36KUH | Ducted Indoor Units | CC24V1 |  |  |  | 11 | 15.2 | 8.5 | FALSE | FALSE | TRUE | 23000 | 15000 | 2.1 | 17600 | 2.08
214229583 | 09/16/2024 | Live | Ouellet, Group ACD | ACD | Singlezone Non-Ducted, Wall Placement | 214229583 |  | HRCU-A-CB-O | PUD18KCH23S-O* | Mini-Splits | PUD18KCH23S-I* |  |  |  | 12.5 | 23 | 9 | FALSE | TRUE | FALSE | 18000 | 10800 | 2.64 | 15500 | 2.06
213081453 | 09/16/2024 | Live | Midea Electric Trading | ELIOS | Singlezone Ducted, Centrally Ducted | 213081453 |  | HRCU-A-C | DEA48HOS20230E7 |  | CUB48HAC20CWT7A | 9 | 14 | 10 | 8.6 | 14.3 | 9 | FALSE | FALSE | FALSE | 46000 | 32000 | 2.36 | 45000 | 2.11
212615028 | 09/16/2024 | Live | Midea Electric Trading | MOOVAIR | Singlezone Ducted, Centrally Ducted | 212615028 |  | HRCU-A-C | DMA48HOS20230E7 |  | CUB48HAC20CWT7A | 9 | 14 | 10 | 8.6 | 14.3 | 9 | FALSE | FALSE | FALSE | 46000 | 32000 | 2.36 | 45000 | 2.11
213160477 | 09/16/2024 | Live | Midea Electric Trading | INNOVAIR | Singlezone Ducted, Centrally Ducted | 213160477 |  | HRCU-A-C | SHV48H2R20 |  | MAC48H2124E | 9 | 14 | 10 | 8.6 | 14.3 | 9 | FALSE | FALSE | FALSE | 46000 | 32000 | 2.36 | 45000 | 2.11
203995172 | 09/16/2024 | Live | Johnson Controls Inc. (York International Norman) | HITACHI | Multizone Mix of Ducted and Non-Ducted | 203995172 |  | HMSV-A-CB | HVAHP060B21S* | Mixed Ducted and Non-Ducted Indoor Units |  | 10.95 | 16.4 | 11.55 | 11.55 | 18.9 | 9.8 | FALSE | FALSE | TRUE | 57500 | 42000 | 2.7 | 46250 | 2.73
203995171 | 09/16/2024 | Live | Johnson Controls Inc. (York International Norman) | YORK | Multizone Mix of Ducted and Non-Ducted | 203995171 |  | HMSV-A-CB | YVAHP060B21S* | Mixed Ducted and Non-Ducted Indoor Units |  | 10.95 | 16.4 | 11.55 | 11.55 | 18.9 | 9.8 | FALSE | FALSE | TRUE | 57500 | 42000 | 2.7 | 46250 | 2.73
203994978 | 09/16/2024 | Live | Johnson Controls Inc. (York International Norman) | HITACHI | Multizone All Ducted | 203994978 |  | HMSV-A-CB | HVAHP060B21S* | Ducted Indoor Units |  | 9.7 | 16 | 11 | 10.3 | 17.5 | 9.1 | FALSE | FALSE | TRUE | 55000 | 42000 | 2.54 | 45400 | 2.55
203994977 | 09/16/2024 | Live | Johnson Controls Inc. (York International Norman) | YORK | Multizone All Ducted | 203994977 |  | HMSV-A-CB | YVAHP060B21S* | Ducted Indoor Units |  | 9.7 | 16 | 11 | 10.3 | 17.5 | 9.1 | FALSE | FALSE | TRUE | 55000 | 42000 | 2.54 | 45400 | 2.55
215493756 | 09/16/2024 | Live | INNOVAIR | INNOVAIR | Singlezone Non-Ducted, Wall Placement | 215493756 |  | HRCU-A-CB-O | QOS24H2XE5A | Mini-Splits | QHW24H2UZRA |  |  |  | 10.6 | 19.5 | 8.5 | FALSE | FALSE | FALSE | 24000 | 21000 | 2.51 | 22250 | 2.42
215493755 | 09/16/2024 | Live | INNOVAIR | INNOVAIR | Singlezone Non-Ducted, Wall Placement | 215493755 |  | HRCU-A-CB-O | QOS18H2XE5A | Mini-Splits | QHW18H2UZRA |  |  |  | 11.95 | 21 | 9.8 | TRUE | FALSE | TRUE | 18000 | 15000 | 2.84 | 15900 | 2.73
215493754 | 09/16/2024 | Live | INNOVAIR | INNOVAIR | Singlezone Non-Ducted, Wall Placement | 215493754 |  | HRCU-A-CB-O | QOS12H2XE5A | Mini-Splits | QHW12H2UZRA |  |  |  | 11.1 | 20 | 8.5 | FALSE | FALSE | FALSE | 12000 | 9000 | 2.29 | 9550 | 2.22
215493753 | 09/16/2024 | Live | INNOVAIR | INNOVAIR | Singlezone Non-Ducted, Wall Placement | 215493753 |  | HRCU-A-CB-O | QOS09H2XE5A | Mini-Splits | QHW09H2UZRA |  |  |  | 12.95 | 23 | 9.5 | TRUE | FALSE | TRUE | 9000 | 6500 | 2.57 | 6890 | 2.49
215493752 | 09/16/2024 | Live | INNOVAIR | INNOVAIR | Singlezone Non-Ducted, Wall Placement | 215493752 |  | HRCU-A-CB-O | QOS12H1XE5A | Mini-Splits | QHW12H1UZRA |  |  |  | 10.2 | 18 | 8.5 | FALSE | FALSE | FALSE | 12000 | 8800 | 2.17 | 9300 | 2.08
215493751 | 09/16/2024 | Live | INNOVAIR | INNOVAIR | Singlezone Non-Ducted, Wall Placement | 215493751 |  | HRCU-A-CB-O | QOS09H1XE5A | Mini-Splits | QHW09H1UZRA |  |  |  | 12.5 | 20 | 9 | TRUE | FALSE | FALSE | 9000 | 6800 | 2.55 | 7200 | 2.45
215746001 | 09/16/2024 | Live | Midea Electric Trading | CUSTOM COMFORT | Singlezone Ducted, Compact Ducted | 215746001 |  | HRCU-A-CB | CCOXHBSZ60CHP | Mini-Splits | CCOXHBSD60 |  |  |  | 10.2 | 15.8 | 10.4 | FALSE | TRUE | TRUE | 55000 | 45000 | 2.72 | 52000 | 2.41
215746000 | 09/16/2024 | Live | Midea Electric Trading | CUSTOM COMFORT | Singlezone Ducted, Compact Ducted | 215746000 |  | HRCU-A-CB | CCOXHBSZ48CHP | Mini-Splits | CCOXHBSD48 |  |  |  | 10.4 | 16.7 | 10.8 | FALSE | TRUE | TRUE | 48000 | 45000 | 2.61 | 45500 | 2.4
215745999 | 09/16/2024 | Live | Midea Electric Trading | CUSTOM COMFORT | Singlezone Ducted, Compact Ducted | 215745999 |  | HRCU-A-CB | CCOXHBSZ36CHP | Mini-Splits | CCOXHBSD36 |  |  |  | 12 | 17.7 | 11.1 | TRUE | TRUE | TRUE | 36000 | 31600 | 2.73 | 40000 | 2.29
215745987 | 09/16/2024 | Live | Midea Electric Trading | CUSTOM COMFORT | Singlezone Ducted, Compact Ducted | 215745987 |  | HRCU-A-CB | CCOXHBSZ24HP | Mini-Splits | CCOXHBSD24 |  |  |  | 12 | 19 | 11.7 | TRUE | TRUE | TRUE | 24000 | 21600 | 2.71 | 23600 | 2.48
215745986 | 09/16/2024 | Live | Midea Electric Trading | CUSTOM COMFORT | Singlezone Ducted, Compact Ducted | 215745986 |  | HRCU-A-CB | CCOXHBSZ17HP | Mini-Splits | CCOXHBSD18 |  |  |  | 12 | 18.4 | 11.1 | TRUE | TRUE | TRUE | 17500 | 15000 | 2.89 | 20000 | 2.5
215745985 | 09/16/2024 | Live | Midea Electric Trading | CUSTOM COMFORT | Singlezone Ducted, Compact Ducted | 215745985 |  | HRCU-A-CB | CCOXHBSZ12HP | Mini-Splits | CCOXHBSD12 |  |  |  | 12 | 20 | 10.6 | TRUE | TRUE | TRUE | 12000 | 10200 | 2.6 | 14000 | 2.31
215745984 | 09/16/2024 | Live | Midea Electric Trading | CUSTOM COMFORT | Singlezone Ducted, Compact Ducted | 215745984 |  | HRCU-A-CB | CCOXHBSZ09HP | Mini-Splits | CCOXHBSD09 |  |  |  | 14 | 20.5 | 13.8 | TRUE | TRUE | TRUE | 9000 | 10200 | 2.45 | 12600 | 1.94
215745983 | 09/16/2024 | Live | Midea Electric Trading | CUSTOM COMFORT | Singlezone Ducted, Compact Ducted | 215745983 |  | HRCU-A-CB | CCOXHBSZ06HP | Mini-Splits | CCOXHBSD06 |  |  |  | 14.4 | 21.4 | 13.8 | TRUE | TRUE | TRUE | 6500 | 8000 | 2.69 | 9100 | 2.52
215746019 | 09/16/2024 | Live | Midea Electric Trading | CUSTOM COMFORT | Multizone Mix of Ducted and Non-Ducted | 215746019 |  | HMSV-A-CB | CCOXHBMZ655HP | Mixed Ducted and Non-Ducted Indoor Units |  |  |  |  | 11.85 | 21.1 | 10.6 | TRUE | TRUE | TRUE | 52000 | 44500 | 2.65 | 49500 | 2.39
215746018 | 09/16/2024 | Live | Midea Electric Trading | CUSTOM COMFORT | Multizone All Ducted | 215746018 |  | HMSV-A-CB | CCOXHBMZ655HP | Ducted Indoor Units |  |  |  |  | 11.7 | 20 | 10.7 | TRUE | TRUE | TRUE | 53000 | 45000 | 2.7 | 52000 | 2.3
215746017 | 09/16/2024 | Live | Midea Electric Trading | CUSTOM COMFORT | Multizone All Non-Ducted | 215746017 |  | HMSR-A-CB-O | CCOXHBMZ655HP | Non-Ducted Indoor Units |  |  |  |  | 12 | 22.2 | 10.5 | TRUE | TRUE | TRUE | 51000 | 44000 | 2.6 | 47000 | 2.5
215746016 | 09/16/2024 | Live | Midea Electric Trading | CUSTOM COMFORT | Multizone Mix of Ducted and Non-Ducted | 215746016 |  | HMSV-A-CB | CCOXHBMZ648HP | Mixed Ducted and Non-Ducted Indoor Units |  |  |  |  | 11.85 | 21.7 | 11 | TRUE | TRUE | TRUE | 47000 | 44000 | 2.6 | 45500 | 2.1
215746015 | 09/16/2024 | Live | Midea Electric Trading | CUSTOM COMFORT | Multizone All Ducted | 215746015 |  | HMSV-A-CB | CCOXHBMZ648HP | Ducted Indoor Units |  |  |  |  | 11.7 | 20.4 | 11 | TRUE | TRUE | TRUE | 47000 | 44500 | 2.6 | 46000 | 2.2
215746014 | 09/16/2024 | Live | Midea Electric Trading | CUSTOM COMFORT | Multizone All Non-Ducted | 215746014 |  | HMSR-A-CB-O | CCOXHBMZ648HP | Non-Ducted Indoor Units |  |  |  |  | 12 | 23 | 11 | TRUE | TRUE | TRUE | 47000 | 44000 | 2.6 | 45000 | 2
215746012 | 09/16/2024 | Live | Midea Electric Trading | CUSTOM COMFORT | Multizone All Ducted | 215746012 |  | HMSV-A-CB | CCOXHBMZ536HP | Ducted Indoor Units |  |  |  |  | 12 | 19.4 | 10.4 | TRUE | TRUE | TRUE | 36000 | 33000 | 2.4 | 34000 | 2.2
215746010 | 09/16/2024 | Live | Midea Electric Trading | CUSTOM COMFORT | Multizone Mix of Ducted and Non-Ducted | 215746010 |  | HMSV-A-CB | CCOXHBMZ427HP | Mixed Ducted and Non-Ducted Indoor Units |  |  |  |  | 12.25 | 21 | 10 | TRUE | TRUE | TRUE | 27400 | 24000 | 2.5 | 27500 | 2.15
215746009 | 09/16/2024 | Live | Midea Electric Trading | CUSTOM COMFORT | Multizone All Ducted | 215746009 |  | HMSV-A-CB | CCOXHBMZ427HP | Ducted Indoor Units |  |  |  |  | 12 | 19 | 9.5 | TRUE | TRUE | TRUE | 28000 | 23000 | 2.4 | 27000 | 2.1
215746008 | 09/16/2024 | Live | Midea Electric Trading | CUSTOM COMFORT | Multizone All Non-Ducted | 215746008 |  | HMSR-A-CB-O | CCOXHBMZ427HP | Non-Ducted Indoor Units |  |  |  |  | 12.5 | 23 | 10.5 | TRUE | TRUE | TRUE | 27000 | 25000 | 2.6 | 28000 | 2.2
215746007 | 09/16/2024 | Live | Midea Electric Trading | CUSTOM COMFORT | Multizone Mix of Ducted and Non-Ducted | 215746007 |  | HMSV-A-CB | CCOXHBMZ318HP | Mixed Ducted and Non-Ducted Indoor Units |  |  |  |  | 14 | 22.5 | 10.2 | TRUE | TRUE | TRUE | 19000 | 17300 | 2.65 | 20500 | 2.36
215746006 | 09/16/2024 | Live | Midea Electric Trading | CUSTOM COMFORT | Multizone All Ducted | 215746006 |  | HMSV-A-CB | CCOXHBMZ318HP | Ducted Indoor Units |  |  |  |  | 13 | 20 | 10 | TRUE | TRUE | TRUE | 19000 | 17000 | 2.59 | 22000 | 2.5
215746005 | 09/16/2024 | Live | Midea Electric Trading | CUSTOM COMFORT | Multizone All Non-Ducted | 215746005 |  | HMSR-A-CB-O | CCOXHBMZ318HP | Non-Ducted Indoor Units |  |  |  |  | 15 | 25 | 10.4 | TRUE | TRUE | TRUE | 19000 | 17600 | 2.7 | 19000 | 2.2
215745992 | 09/16/2024 | Live | Midea Electric Trading | CUSTOM COMFORT | Singlezone Non-Ducted, Floor Placement | 215745992 |  | HRCU-A-CB-O | CCOXHBSZ24HP | Mini-Splits | CCOXHBFC24 |  |  |  | 12 | 20.4 | 12.1 | TRUE | TRUE | TRUE | 22000 | 20200 | 2.74 | 23300 | 2.38
215745982 | 09/16/2024 | Live | Midea Electric Trading | CUSTOM COMFORT | Singlezone Non-Ducted, Wall Placement | 215745982 |  | HRCU-A-CB-O | CCOXHBSZ24HP | Mini-Splits | CCOXHB4C24 |  |  |  | 12 | 20.7 | 11.6 | TRUE | TRUE | TRUE | 23400 | 20400 | 2.78 | 23900 | 2.48
215745991 | 09/16/2024 | Live | Midea Electric Trading | CUSTOM COMFORT | Singlezone Non-Ducted, Floor Placement | 215745991 |  | HRCU-A-CB-O | CCOXHBSZ17HP | Mini-Splits | CCOXHBFC18 |  |  |  | 12.5 | 20.4 | 10.3 | TRUE | TRUE | TRUE | 17000 | 14400 | 2.54 | 20200 | 2.24
215745990 | 09/16/2024 | Live | Midea Electric Trading | CUSTOM COMFORT | Singlezone Non-Ducted, Wall Placement | 215745990 |  | HRCU-A-CB-O | CCOXHBSZ17HP | Mini-Splits | CCOXHBFM18 |  |  |  | 12.5 | 20 | 10.3 | TRUE | TRUE | TRUE | 16000 | 14200 | 2.6 | 18800 | 2.13
215745981 | 09/16/2024 | Live | Midea Electric Trading | CUSTOM COMFORT | Singlezone Non-Ducted, Ceiling Placement | 215745981 |  | HRCU-A-CB-O | CCOXHBSZ17HP | Mini-Splits | CCOXHB4C18 |  |  |  | 12.5 | 20 | 12.3 | TRUE | TRUE | TRUE | 16000 | 14900 | 2.7 | 18000 | 2.1
215745996 | 09/16/2024 | Live | Midea Electric Trading | CUSTOM COMFORT | Singlezone Non-Ducted, Ceiling Placement | 215745996 |  | HRCU-A-CB-O | CCOXHBSZ17HP | Mini-Splits | CCOXHB1C18 |  |  |  | 12.5 | 20.6 | 12.2 | TRUE | TRUE | TRUE | 16700 | 14500 | 2.5 | 18800 | 2.05
215745980 | 09/16/2024 | Live | Midea Electric Trading | CUSTOM COMFORT | Singlezone Non-Ducted, Ceiling Placement | 215745980 |  | HRCU-A-CB-O | CCOXHBSZ12HP | Mini-Splits | CCOXHB4C12 |  |  |  | 12.5 | 22.2 | 11.6 | TRUE | TRUE | TRUE | 12000 | 10000 | 2.74 | 12900 | 2.14
215745995 | 09/16/2024 | Live | Midea Electric Trading | CUSTOM COMFORT | Singlezone Non-Ducted, Ceiling Placement | 215745995 |  | HRCU-A-CB-O | CCOXHBSZ12HP | Mini-Splits | CCOXHB1C12 |  |  |  | 13 | 23 | 10 | TRUE | TRUE | TRUE | 12000 | 9600 | 2.65 | 11900 | 1.95
215745988 | 09/16/2024 | Live | Midea Electric Trading | CUSTOM COMFORT | Singlezone Non-Ducted, Wall Placement | 215745988 |  | HRCU-A-CB-O | CCOXHBSZ09HP | Mini-Splits | CCOXHBFM09 |  |  |  | 15.1 | 27.2 | 10.9 | TRUE | TRUE | TRUE | 9000 | 9800 | 2.71 | 12200 | 2.17
215745993 | 09/16/2024 | Live | Midea Electric Trading | CUSTOM COMFORT | Singlezone Non-Ducted, Ceiling Placement | 215745993 |  | HRCU-A-CB-O | CCOXHBSZ06HP | Mini-Splits | CCOXHB1C06 |  |  |  | 15 | 22 | 12 | TRUE | TRUE | TRUE | 6500 | 7000 | 2.66 | 9500 | 2.53
215745973 | 09/16/2024 | Live | Midea Electric Trading | CUSTOM COMFORT | Singlezone Non-Ducted, Wall Placement | 215745973 |  | HRCU-A-CB-O | CCOXHBSZ06HP | Mini-Splits | CCOXHBWM06 |  |  |  | 18 | 25.5 | 14.8 | TRUE | TRUE | TRUE | 6000 | 7900 | 2.79 | 8600 | 2.38
215746004 | 09/16/2024 | Live | Midea Electric Trading | CUSTOM COMFORT | Singlezone Non-Ducted, Floor Placement | 215746004 |  | HRCU-A-CB-O | CCOXHBSZ60CHP | Mini-Splits | CCOXHBFC60 |  |  |  | 9 | 18 | 10.7 | FALSE | TRUE | TRUE | 54000 | 41000 | 2.33 | 58000 | 2.17
215746003 | 09/16/2024 | Live | Midea Electric Trading | CUSTOM COMFORT | Singlezone Non-Ducted, Floor Placement | 215746003 |  | HRCU-A-CB-O | CCOXHBSZ48CHP | Mini-Splits | CCOXHBFC48 |  |  |  | 9.4 | 18.5 | 10.1 | FALSE | TRUE | TRUE | 48000 | 38500 | 2.38 | 44500 | 2.23
215745998 | 09/16/2024 | Live | Midea Electric Trading | CUSTOM COMFORT | Singlezone Non-Ducted, Wall Placement | 215745998 |  | HRCU-A-CB-O | CCOXHBSZ48CHP | Mini-Splits | CCOXHB4C48 |  |  |  | 10 | 18 | 11 | FALSE | TRUE | TRUE | 48000 | 44000 | 2.44 | 48000 | 2.17
215746002 | 09/16/2024 | Live | Midea Electric Trading | CUSTOM COMFORT | Singlezone Non-Ducted, Floor Placement | 215746002 |  | HRCU-A-CB-O | CCOXHBSZ36CHP | Mini-Splits | CCOXHBFC36 |  |  |  | 12 | 20 | 10.8 | TRUE | TRUE | TRUE | 36400 | 30200 | 2.58 | 42400 | 2.16
215745997 | 09/16/2024 | Live | Midea Electric Trading | CUSTOM COMFORT | Singlezone Non-Ducted, Wall Placement | 215745997 |  | HRCU-A-CB-O | CCOXHBSZ36CHP | Mini-Splits | CCOXHB4C36 |  |  |  | 12 | 21.2 | 10.6 | TRUE | TRUE | TRUE | 36600 | 30600 | 2.56 | 46200 | 2.17
215745978 | 09/16/2024 | Live | Midea Electric Trading | CUSTOM COMFORT | Singlezone Non-Ducted, Wall Placement | 215745978 |  | HRCU-A-CB-O | CCOXHBSZ33HP | Mini-Splits | CCOXHBWM33 |  |  |  | 12 | 19.5 | 10.5 | TRUE | TRUE | TRUE | 33000 | 30000 | 2.69 | 30200 | 2.02
215745977 | 09/16/2024 | Live | Midea Electric Trading | CUSTOM COMFORT | Singlezone Non-Ducted, Wall Placement | 215745977 |  | HRCU-A-CB-O | CCOXHBSZ24HP | Mini-Splits | CCOXHBWM24 |  |  |  | 13 | 21 | 13.5 | TRUE | TRUE | TRUE | 24000 | 21000 | 2.88 | 23200 | 2.35
215745979 | 09/16/2024 | Live | Midea Electric Trading | CUSTOM COMFORT | Singlezone Non-Ducted, Ceiling Placement | 215745979 |  | HRCU-A-CB-O | CCOXHBSZ09HP | Mini-Splits | CCOXHB4C09 |  |  |  | 14 | 22.6 | 12.1 | TRUE | TRUE | TRUE | 9000 | 9700 | 2.63 | 12600 | 2.1
215745994 | 09/16/2024 | Live | Midea Electric Trading | CUSTOM COMFORT | Singlezone Non-Ducted, Ceiling Placement | 215745994 |  | HRCU-A-CB-O | CCOXHBSZ09HP | Mini-Splits | CCOXHB1C09 |  |  |  | 14.6 | 24 | 12.1 | TRUE | TRUE | TRUE | 9000 | 9000 | 2.44 | 11900 | 2
215735337 | 09/16/2024 | Live | Midea Electric Trading | INNOVAIR | Singlezone Ducted, Compact Ducted | 215735337 |  | HRCU-A-CB | MOS60H2BH0A | Mini-Splits | MDH60H2MHWA |  |  |  | 10.2 | 15.8 | 10.4 | FALSE | TRUE | TRUE | 55000 | 45000 | 2.72 | 52000 | 2.41
215735336 | 09/16/2024 | Live | Midea Electric Trading | INNOVAIR | Singlezone Ducted, Compact Ducted | 215735336 |  | HRCU-A-CB | MOS48H2BH0A | Mini-Splits | MDH48H2MHWA |  |  |  | 10.4 | 16.7 | 10.8 | FALSE | TRUE | TRUE | 48000 | 45000 | 2.61 | 45500 | 2.4
215735335 | 09/16/2024 | Live | Midea Electric Trading | INNOVAIR | Singlezone Ducted, Compact Ducted | 215735335 |  | HRCU-A-CB | MOS36H2BH0A | Mini-Splits | MDH36H2MHWA |  |  |  | 12 | 17.7 | 11.1 | TRUE | TRUE | TRUE | 36000 | 31600 | 2.73 | 40000 | 2.29
215725542 | 09/16/2024 | Live | Midea Electric Trading | INNOVAIR | Multizone Mix of Ducted and Non-Ducted | 215725542 |  | HMSV-A-CB | MOM48H2BH6B | Mixed Ducted and Non-Ducted Indoor Units |  |  |  |  | 11.85 | 21.7 | 11 | TRUE | TRUE | TRUE | 47000 | 44000 | 2.6 | 45500 | 2.1
215725541 | 09/16/2024 | Live | Midea Electric Trading | INNOVAIR | Multizone All Ducted | 215725541 |  | HMSV-A-CB | MOM48H2BH6B | Ducted Indoor Units |  |  |  |  | 11.7 | 20.4 | 11 | TRUE | TRUE | TRUE | 47000 | 44500 | 2.6 | 46000 | 2.2
215725540 | 09/16/2024 | Live | Midea Electric Trading | INNOVAIR | Multizone All Non-Ducted | 215725540 |  | HMSR-A-CB-O | MOM48H2BH6B | Non-Ducted Indoor Units |  |  |  |  | 12 | 23 | 11 | TRUE | TRUE | TRUE | 47000 | 44000 | 2.6 | 45000 | 2
215725538 | 09/16/2024 | Live | Midea Electric Trading | INNOVAIR | Multizone All Ducted | 215725538 |  | HMSV-A-CB | MOM36H2BH5B | Ducted Indoor Units |  |  |  |  | 12 | 19.4 | 10.4 | TRUE | TRUE | TRUE | 36000 | 33000 | 2.4 | 34000 | 2.2
215725536 | 09/16/2024 | Live | Midea Electric Trading | INNOVAIR | Multizone Mix of Ducted and Non-Ducted | 215725536 |  | HMSV-A-CB | MOM27H2BH4B | Mixed Ducted and Non-Ducted Indoor Units |  |  |  |  | 12.25 | 21 | 10 | TRUE | TRUE | TRUE | 27400 | 24000 | 2.5 | 27500 | 2.15
215725535 | 09/16/2024 | Live | Midea Electric Trading | INNOVAIR | Multizone All Ducted | 215725535 |  | HMSV-A-CB | MOM27H2BH4B | Ducted Indoor Units |  |  |  |  | 12 | 19 | 9.5 | TRUE | TRUE | TRUE | 28000 | 23000 | 2.4 | 27000 | 2.1
215725534 | 09/16/2024 | Live | Midea Electric Trading | INNOVAIR | Multizone All Non-Ducted | 215725534 |  | HMSR-A-CB-O | MOM27H2BH4B | Non-Ducted Indoor Units |  |  |  |  | 12.5 | 23 | 10.5 | TRUE | TRUE | TRUE | 27000 | 25000 | 2.6 | 28000 | 2.2
215725533 | 09/16/2024 | Live | Midea Electric Trading | INNOVAIR | Multizone Mix of Ducted and Non-Ducted | 215725533 |  | HMSV-A-CB | MOM18H2BH3B | Mixed Ducted and Non-Ducted Indoor Units |  |  |  |  | 14 | 22.5 | 10.2 | TRUE | TRUE | TRUE | 19000 | 17300 | 2.65 | 20500 | 2.36
215725532 | 09/16/2024 | Live | Midea Electric Trading | INNOVAIR | Multizone All Ducted | 215725532 |  | HMSV-A-CB | MOM18H2BH3B | Ducted Indoor Units |  |  |  |  | 13 | 20 | 10 | TRUE | TRUE | TRUE | 19000 | 17000 | 2.59 | 22000 | 2.5
215746032 | 09/16/2024 | Live | Midea Electric Trading | MIDEA | Singlezone Non-Ducted, Wall Placement | 215746032 |  | HRCU-A-CB-O | MOX430-24HFN1-MR0W | Mini-Splits | MSAG11D-24HRFN1-MR0W | 9.5 | 18.5 | 10.2 | 9.5 | 18.5 | 8.6 | FALSE | FALSE | FALSE | 24000 | 16500 | 2.38 | 19257 | 2.11
215725466 | 09/16/2024 | Live | Midea Electric Trading | INNOVAIR | Singlezone Ducted, Compact Ducted | 215725466 |  | HRCU-A-CB | MOS60H2BM0A | Mini-Splits | MDH60H2MHWA |  |  |  | 10 | 17 | 9.7 | FALSE | FALSE | TRUE | 58000 | 40000 | 2.66 | 41500 | 2.45
215725464 | 09/16/2024 | Live | Midea Electric Trading | INNOVAIR | Singlezone Ducted, Compact Ducted | 215725464 |  | HRCU-A-CB | MOS36H2BM0A | Mini-Splits | MDH36H2MHWA |  |  |  | 10.1 | 18.7 | 10.2 | FALSE | FALSE | TRUE | 36000 | 27400 | 2.73 | 31000 | 2.39
215725463 | 09/16/2024 | Live | Midea Electric Trading | INNOVAIR | Singlezone Ducted, Compact Ducted | 215725463 |  | HRCU-A-CB | MOS24H2BM0A | Mini-Splits | MDH24H2MHWA |  |  |  | 12.5 | 19 | 11 | TRUE | TRUE | TRUE | 24000 | 21200 | 2.6 | 21600 | 2.56
215725462 | 09/16/2024 | Live | Midea Electric Trading | INNOVAIR | Singlezone Ducted, Compact Ducted | 215725462 |  | HRCU-A-CB | MOS18H2BM0A | Mini-Splits | MDH18H2MHWA |  |  |  | 13.3 | 20 | 11.3 | TRUE | TRUE | TRUE | 17500 | 14900 | 2.89 | 15900 | 2.65
215725459 | 09/16/2024 | Live | Midea Electric Trading | INNOVAIR | Singlezone Ducted, Compact Ducted | 215725459 |  | HRCU-A-CB | MOS18H2BM0A | Mini-Splits | MDL18H2MHWA |  |  |  | 12.5 | 20 | 10.5 | TRUE | TRUE | TRUE | 17000 | 14000 | 2.6 | 14100 | 2.4
215725458 | 09/16/2024 | Live | Midea Electric Trading | INNOVAIR | Singlezone Ducted, Compact Ducted | 215725458 |  | HRCU-A-CB | MOS12H2BM0A | Mini-Splits | MDL12H2MHWA |  |  |  | 11.7 | 19 | 10.2 | TRUE | TRUE | TRUE | 11500 | 9500 | 2.58 | 10300 | 2.58
215725457 | 09/16/2024 | Live | Midea Electric Trading | INNOVAIR | Singlezone Ducted, Compact Ducted | 215725457 |  | HRCU-A-CB | MOS09H2BM0A | Mini-Splits | MDL09H2MHWA |  |  |  | 12.8 | 19.5 | 11 | TRUE | TRUE | TRUE | 9000 | 8900 | 2.61 | 9600 | 2.45
215725473 | 09/16/2024 | Live | Midea Electric Trading | INNOVAIR | Singlezone Ducted, Compact Ducted | 215725473 |  | HRCU-A-CB | MOS24H2BH0A | Mini-Splits | MDH24H2MHWA |  |  |  | 12 | 19 | 11.7 | TRUE | TRUE | TRUE | 24000 | 21600 | 2.71 | 23600 | 2.48
215725472 | 09/16/2024 | Live | Midea Electric Trading | INNOVAIR | Singlezone Ducted, Compact Ducted | 215725472 |  | HRCU-A-CB | MOS18H2BH0A | Mini-Splits | MDH18H2MHWA |  |  |  | 12 | 18.4 | 11.1 | TRUE | TRUE | TRUE | 17500 | 15000 | 2.89 | 20000 | 2.5
215725469 | 09/16/2024 | Live | Midea Electric Trading | INNOVAIR | Singlezone Ducted, Compact Ducted | 215725469 |  | HRCU-A-CB | MOS18H2BH0A | Mini-Splits | MDL18H2MHWA |  |  |  | 12 | 18 | 10.5 | TRUE | TRUE | TRUE | 17000 | 15000 | 2.7 | 19000 | 2.23
215725471 | 09/16/2024 | Live | Midea Electric Trading | INNOVAIR | Singlezone Ducted, Compact Ducted | 215725471 |  | HRCU-A-CB | MOS12H2BH0A | Mini-Splits | MDH12H2MHWA |  |  |  | 12 | 20 | 10.6 | TRUE | TRUE | TRUE | 12000 | 10200 | 2.6 | 14000 | 2.31
215725468 | 09/16/2024 | Live | Midea Electric Trading | INNOVAIR | Singlezone Ducted, Compact Ducted | 215725468 |  | HRCU-A-CB | MOS12H2BH0A | Mini-Splits | MDL12H2MHWA |  |  |  | 12 | 20 | 10 | TRUE | TRUE | TRUE | 12000 | 9600 | 2.49 | 13100 | 1.99
215725470 | 09/16/2024 | Live | Midea Electric Trading | INNOVAIR | Singlezone Ducted, Compact Ducted | 215725470 |  | HRCU-A-CB | MOS09H2BH0A | Mini-Splits | MDH09H2MHWA |  |  |  | 14 | 20.5 | 13.8 | TRUE | TRUE | TRUE | 9000 | 10200 | 2.45 | 12600 | 1.94
215725467 | 09/16/2024 | Live | Midea Electric Trading | INNOVAIR | Singlezone Ducted, Compact Ducted | 215725467 |  | HRCU-A-CB | MOS09H2BH0A | Mini-Splits | MDL09H2MHWA |  |  |  | 13.4 | 21.4 | 12.5 | TRUE | TRUE | TRUE | 9000 | 9600 | 2.49 | 12600 | 1.99
215725500 | 09/16/2024 | Live | Midea Electric Trading | INNOVAIR | Multizone Mix of Ducted and Non-Ducted | 215725500 |  | HMSV-A-CB | MOM48H2BM6A | Mixed Ducted and Non-Ducted Indoor Units |  |  |  |  | 12.25 | 22.2 | 10.45 | TRUE | TRUE | TRUE | 46000 | 37400 | 2.5 | 39750 | 2.19
215725499 | 09/16/2024 | Live | Midea Electric Trading | INNOVAIR | Multizone All Ducted | 215725499 |  | HMSV-A-CB | MOM48H2BM6A | Ducted Indoor Units |  |  |  |  | 12 | 20.4 | 10.6 | TRUE | TRUE | TRUE | 45000 | 37000 | 2.5 | 41000 | 2.4
215725498 | 09/16/2024 | Live | Midea Electric Trading | INNOVAIR | Multizone All Non-Ducted | 215725498 |  | HMSR-A-CB-O | MOM48H2BM6A | Non-Ducted Indoor Units |  |  |  |  | 12.5 | 24 | 10.3 | TRUE | TRUE | TRUE | 47000 | 38000 | 2.5 | 38500 | 2
215725493 | 09/16/2024 | Live | Midea Electric Trading | INNOVAIR | Multizone All Ducted | 215725493 |  | HMSV-A-CB | MOM27H2BM4A | Ducted Indoor Units |  |  |  |  | 12 | 21 | 9 | TRUE | TRUE | TRUE | 26600 | 18400 | 2.5 | 18600 | 2.3
215725527 | 09/16/2024 | Live | Midea Electric Trading | INNOVAIR | Multizone Mix of Ducted and Non-Ducted | 215725527 |  | HMSV-A-CB | MOM48H2BH6A | Mixed Ducted and Non-Ducted Indoor Units |  |  |  |  | 11.85 | 21.7 | 11 | TRUE | TRUE | TRUE | 47000 | 44000 | 2.6 | 45500 | 2.1
215725526 | 09/16/2024 | Live | Midea Electric Trading | INNOVAIR | Multizone All Ducted | 215725526 |  | HMSV-A-CB | MOM48H2BH6A | Ducted Indoor Units |  |  |  |  | 11.7 | 20.4 | 11 | TRUE | TRUE | TRUE | 47000 | 44500 | 2.6 | 46000 | 2.2
215725525 | 09/16/2024 | Live | Midea Electric Trading | INNOVAIR | Multizone All Non-Ducted | 215725525 |  | HMSR-A-CB-O | MOM48H2BH6A | Non-Ducted Indoor Units |  |  |  |  | 12 | 23 | 11 | TRUE | TRUE | TRUE | 47000 | 44000 | 2.6 | 45000 | 2
215725524 | 09/16/2024 | Live | Midea Electric Trading | INNOVAIR | Multizone Mix of Ducted and Non-Ducted | 215725524 |  | HMSV-A-CB | MOM36H2BH5A | Mixed Ducted and Non-Ducted Indoor Units |  |  |  |  | 12.5 | 21.2 | 10.55 | TRUE | TRUE | TRUE | 36000 | 31400 | 2.4 | 38000 | 2.41
215725523 | 09/16/2024 | Live | Midea Electric Trading | INNOVAIR | Multizone All Ducted | 215725523 |  | HMSV-A-CB | MOM36H2BH5A | Ducted Indoor Units |  |  |  |  | 12 | 19.4 | 10.4 | TRUE | TRUE | TRUE | 36000 | 33000 | 2.4 | 34000 | 2.2
215725522 | 09/16/2024 | Live | Midea Electric Trading | INNOVAIR | Multizone All Non-Ducted | 215725522 |  | HMSR-A-CB-O | MOM36H2BH5A | Non-Ducted Indoor Units |  |  |  |  | 13 | 23 | 10.7 | TRUE | TRUE | TRUE | 36000 | 30000 | 2.4 | 42000 | 2.6
215725521 | 09/16/2024 | Live | Midea Electric Trading | INNOVAIR | Multizone Mix of Ducted and Non-Ducted | 215725521 |  | HMSV-A-CB | MOM27H2BH4A | Mixed Ducted and Non-Ducted Indoor Units |  |  |  |  | 12.25 | 21 | 10 | TRUE | TRUE | TRUE | 27400 | 24000 | 2.5 | 27500 | 2.15
215725520 | 09/16/2024 | Live | Midea Electric Trading | INNOVAIR | Multizone All Ducted | 215725520 |  | HMSV-A-CB | MOM27H2BH4A | Ducted Indoor Units |  |  |  |  | 12 | 19 | 9.5 | TRUE | TRUE | TRUE | 28000 | 23000 | 2.4 | 27000 | 2.1
215725519 | 09/16/2024 | Live | Midea Electric Trading | INNOVAIR | Multizone All Non-Ducted | 215725519 |  | HMSR-A-CB-O | MOM27H2BH4A | Non-Ducted Indoor Units |  |  |  |  | 12.5 | 23 | 10.5 | TRUE | TRUE | TRUE | 27000 | 25000 | 2.6 | 28000 | 2.2
215725518 | 09/16/2024 | Live | Midea Electric Trading | INNOVAIR | Multizone Mix of Ducted and Non-Ducted | 215725518 |  | HMSV-A-CB | MOM18H2BH3A | Mixed Ducted and Non-Ducted Indoor Units |  |  |  |  | 14 | 22.5 | 10.2 | TRUE | TRUE | TRUE | 19000 | 17300 | 2.65 | 20500 | 2.36
215725517 | 09/16/2024 | Live | Midea Electric Trading | INNOVAIR | Multizone All Ducted | 215725517 |  | HMSV-A-CB | MOM18H2BH3A | Ducted Indoor Units |  |  |  |  | 13 | 20 | 10 | TRUE | TRUE | TRUE | 19000 | 17000 | 2.59 | 22000 | 2.5
215725516 | 09/16/2024 | Live | Midea Electric Trading | INNOVAIR | Multizone All Non-Ducted | 215725516 |  | HMSR-A-CB-O | MOM18H2BH3A | Non-Ducted Indoor Units |  |  |  |  | 15 | 25 | 10.4 | TRUE | TRUE | TRUE | 19000 | 17600 | 2.7 | 19000 | 2.2
215725512 | 09/16/2024 | Live | Midea Electric Trading | INNOVAIR | Multizone Mix of Ducted and Non-Ducted | 215725512 |  | HMSV-A-CB | MOM48H2BM6B | Mixed Ducted and Non-Ducted Indoor Units |  |  |  |  | 12.25 | 22.2 | 10.45 | TRUE | TRUE | TRUE | 46000 | 37400 | 2.5 | 39750 | 2.19
215725511 | 09/16/2024 | Live | Midea Electric Trading | INNOVAIR | Multizone All Ducted | 215725511 |  | HMSV-A-CB | MOM48H2BM6B | Ducted Indoor Units |  |  |  |  | 12 | 20.4 | 10.6 | TRUE | TRUE | TRUE | 45000 | 37000 | 2.5 | 41000 | 2.4
215725510 | 09/16/2024 | Live | Midea Electric Trading | INNOVAIR | Multizone All Non-Ducted | 215725510 |  | HMSR-A-CB-O | MOM48H2BM6B | Non-Ducted Indoor Units |  |  |  |  | 12.5 | 24 | 10.3 | TRUE | TRUE | TRUE | 47000 | 38000 | 2.5 | 38500 | 2
215725531 | 09/16/2024 | Live | Midea Electric Trading | INNOVAIR | Multizone All Non-Ducted | 215725531 |  | HMSR-A-CB-O | MOM18H2BH3B | Non-Ducted Indoor Units |  |  |  |  | 15 | 25 | 10.4 | TRUE | TRUE | TRUE | 19000 | 17600 | 2.7 | 19000 | 2.2
215725431 | 09/16/2024 | Live | Midea Electric Trading | INNOVAIR | Singlezone Non-Ducted, Wall Placement | 215725431 |  | HRCU-A-CB-O | MOS12H2BE5A | Mini-Splits | MHW12H2BERA |  |  |  | 8.8 | 18 | 8.8 | FALSE | FALSE | FALSE | 12000 | 8000 | 2.58 | 8300 | 2.41
215725430 | 09/16/2024 | Live | Midea Electric Trading | INNOVAIR | Singlezone Non-Ducted, Wall Placement | 215725430 |  | HRCU-A-CB-O | MOS09H2BE5A | Mini-Splits | MHW09H2BERA |  |  |  | 10.9 | 19 | 9.7 | FALSE | TRUE | TRUE | 9000 | 8000 | 2.58 | 8300 | 2.41
215725442 | 09/16/2024 | Live | Midea Electric Trading | INNOVAIR | Singlezone Non-Ducted, Wall Placement | 215725442 |  | HRCU-A-CB-O | MOS06H2BH0A | Mini-Splits | MHW06H2BHRB |  |  |  | 18 | 25.5 | 14.8 | TRUE | TRUE | TRUE | 6000 | 7900 | 2.79 | 8600 | 2.38
215725441 | 09/16/2024 | Live | Midea Electric Trading | INNOVAIR | Singlezone Non-Ducted, Wall Placement | 215725441 |  | HRCU-A-CB-O | MOS24H2BM0A | Mini-Splits | MHW24H2BHRB |  |  |  | 14 | 23 | 11.7 | TRUE | TRUE | TRUE | 24000 | 18800 | 2.65 | 19300 | 2.33
215725440 | 09/16/2024 | Live | Midea Electric Trading | INNOVAIR | Singlezone Non-Ducted, Wall Placement | 215725440 |  | HRCU-A-CB-O | MOS18H2BM0A | Mini-Splits | MHW18H2BHRB |  |  |  | 12.7 | 23.5 | 10.8 | TRUE | TRUE | TRUE | 18000 | 13600 | 2.73 | 14900 | 2.43
215725439 | 09/16/2024 | Live | Midea Electric Trading | INNOVAIR | Singlezone Non-Ducted, Wall Placement | 215725439 |  | HRCU-A-CB-O | MOS12H2BM0A | Mini-Splits | MHW12H2BHRB |  |  |  | 13 | 25.5 | 10.6 | TRUE | TRUE | TRUE | 12000 | 9300 | 2.84 | 9600 | 2.38
215725438 | 09/16/2024 | Live | Midea Electric Trading | INNOVAIR | Singlezone Non-Ducted, Wall Placement | 215725438 |  | HRCU-A-CB-O | MOS09H2BM0A | Mini-Splits | MHW09H2BHRB |  |  |  | 14.9 | 25.8 | 12.5 | TRUE | TRUE | TRUE | 9000 | 8100 | 2.83 | 9400 | 2.37
215725437 | 09/16/2024 | Live | Midea Electric Trading | INNOVAIR | Singlezone Non-Ducted, Wall Placement | 215725437 |  | HRCU-A-CB-O | MOS12H1BM0A | Mini-Splits | MHW12H1BMRB |  |  |  | 13 | 23.4 | 9.5 | TRUE | FALSE | TRUE | 12000 | 8700 | 2.68 | 8700 | 2.43
215725436 | 09/16/2024 | Live | Midea Electric Trading | INNOVAIR | Singlezone Non-Ducted, Wall Placement | 215725436 |  | HRCU-A-CB-O | MOS09H1BM0A | Mini-Splits | MHW09H1BMRB |  |  |  | 14.5 | 25.4 | 10 | TRUE | TRUE | TRUE | 9000 | 8500 | 2.71 | 8600 | 2.4
215725446 | 09/16/2024 | Live | Midea Electric Trading | INNOVAIR | Singlezone Non-Ducted, Wall Placement | 215725446 |  | HRCU-A-CB-O | MOS24H2BH0A | Mini-Splits | MHW24H2BHRB |  |  |  | 13 | 21 | 13.5 | TRUE | TRUE | TRUE | 24000 | 21000 | 2.88 | 23200 | 2.35
215725433 | 09/16/2024 | Live | Midea Electric Trading | INNOVAIR | Singlezone Non-Ducted, Wall Placement | 215725433 |  | HRCU-A-CB-O | MOS24H2BE5A | Mini-Splits | MHW24H2BERA |  |  |  | 9 | 17 | 8.5 | FALSE | TRUE | FALSE | 24000 | 17100 | 2.29 | 18400 | 2.17
215725432 | 09/16/2024 | Live | Midea Electric Trading | INNOVAIR | Singlezone Non-Ducted, Wall Placement | 215725432 |  | HRCU-A-CB-O | MOS18H2BE5A | Mini-Splits | MHW18H2BERA |  |  |  | 9.9 | 18.3 | 8.7 | FALSE | FALSE | FALSE | 17000 | 11200 | 2.41 | 11200 | 2.2
215725429 | 09/16/2024 | Live | Midea Electric Trading | INNOVAIR | Singlezone Non-Ducted, Wall Placement | 215725429 |  | HRCU-A-CB-O | MOS12H1BE5A | Mini-Splits | MHW12H1BERA |  |  |  | 8.8 | 19 | 9.2 | FALSE | FALSE | FALSE | 12000 | 7700 | 2.59 | 7900 | 2.41
215725428 | 09/16/2024 | Live | Midea Electric Trading | INNOVAIR | Singlezone Non-Ducted, Wall Placement | 215725428 |  | HRCU-A-CB-O | MOS09H1BE5A | Mini-Splits | MHW09H1BERA |  |  |  | 10.1 | 18 | 9 | FALSE | FALSE | FALSE | 9000 | 6900 | 2.32 | 7200 | 2.03
215725435 | 09/16/2024 | Live | Midea Electric Trading | INNOVAIR | Singlezone Non-Ducted, Wall Placement | 215725435 |  | HRCU-A-CB-O | MOS36H2BE5A | Mini-Splits | MHW30H2BERB |  |  |  | 9 | 18 | 8.5 | FALSE | FALSE | FALSE | 36000 | 24600 | 2.25 | 25000 | 2.14
215725434 | 09/16/2024 | Live | Midea Electric Trading | INNOVAIR | Singlezone Non-Ducted, Wall Placement | 215725434 |  | HRCU-A-CB-O | MOS30H2BE5A | Mini-Splits | MHW30H2BERB |  |  |  | 11 | 20 | 9.2 | TRUE | FALSE | FALSE | 30000 | 19000 | 2.26 | 19800 | 1.99
215735303 | 09/16/2024 | Live | Midea Electric Trading | SENVILLE | Singlezone Ducted, Compact Ducted | 215735303 |  | HRCU-A-CB | SENA-24HF-OG | Mini-Splits | SENA-24HF-IDG |  |  |  | 12 | 19 | 11.7 | TRUE | TRUE | TRUE | 24000 | 21600 | 2.71 | 23600 | 2.48
215735302 | 09/16/2024 | Live | Midea Electric Trading | SENVILLE | Singlezone Ducted, Compact Ducted | 215735302 |  | HRCU-A-CB | SENA-18HF-OG | Mini-Splits | SENA-18HF-IDG |  |  |  | 12 | 18 | 10.5 | TRUE | TRUE | TRUE | 17000 | 15000 | 2.7 | 19000 | 2.23
215735301 | 09/16/2024 | Live | Midea Electric Trading | SENVILLE | Singlezone Ducted, Compact Ducted | 215735301 |  | HRCU-A-CB | SENA-12HF-OG | Mini-Splits | SENA-12HF-IDG |  |  |  | 12 | 20 | 10 | TRUE | TRUE | TRUE | 12000 | 9600 | 2.49 | 13100 | 1.99
215735300 | 09/16/2024 | Live | Midea Electric Trading | SENVILLE | Singlezone Ducted, Compact Ducted | 215735300 |  | HRCU-A-CB | SENA-09HF-OG | Mini-Splits | SENA-09HF-IDG |  |  |  | 13.4 | 21.4 | 12.5 | TRUE | TRUE | TRUE | 9000 | 9600 | 2.49 | 12600 | 1.99
215735325 | 09/16/2024 | Live | Midea Electric Trading | SENVILLE | Multizone Mix of Ducted and Non-Ducted | 215735325 |  | HMSV-A-CB | SENA-55HF-MOA | Mixed Ducted and Non-Ducted Indoor Units |  |  |  |  | 11.85 | 21.1 | 10.6 | TRUE | TRUE | TRUE | 52000 | 44500 | 2.65 | 49500 | 2.39
215735324 | 09/16/2024 | Live | Midea Electric Trading | SENVILLE | Multizone All Ducted | 215735324 |  | HMSV-A-CB | SENA-55HF-MOA | Ducted Indoor Units |  |  |  |  | 11.7 | 20 | 10.7 | TRUE | TRUE | TRUE | 53000 | 45000 | 2.7 | 52000 | 2.3
215735323 | 09/16/2024 | Live | Midea Electric Trading | SENVILLE | Multizone All Non-Ducted | 215735323 |  | HMSR-A-CB-O | SENA-55HF-MOA | Non-Ducted Indoor Units |  |  |  |  | 12 | 22.2 | 10.5 | TRUE | TRUE | TRUE | 51000 | 44000 | 2.6 | 47000 | 2.5
215735322 | 09/16/2024 | Live | Midea Electric Trading | SENVILLE | Multizone Mix of Ducted and Non-Ducted | 215735322 |  | HMSV-A-CB | SENA-48HF-MOA | Mixed Ducted and Non-Ducted Indoor Units |  |  |  |  | 11.85 | 21.7 | 11 | TRUE | TRUE | TRUE | 47000 | 44000 | 2.6 | 45500 | 2.1
215735321 | 09/16/2024 | Live | Midea Electric Trading | SENVILLE | Multizone All Ducted | 215735321 |  | HMSV-A-CB | SENA-48HF-MOA | Ducted Indoor Units |  |  |  |  | 11.7 | 20.4 | 11 | TRUE | TRUE | TRUE | 47000 | 44500 | 2.6 | 46000 | 2.2
215735320 | 09/16/2024 | Live | Midea Electric Trading | SENVILLE | Multizone All Non-Ducted | 215735320 |  | HMSR-A-CB-O | SENA-48HF-MOA | Non-Ducted Indoor Units |  |  |  |  | 12 | 23 | 11 | TRUE | TRUE | TRUE | 47000 | 44000 | 2.6 | 45000 | 2
215735318 | 09/16/2024 | Live | Midea Electric Trading | SENVILLE | Multizone All Ducted | 215735318 |  | HMSV-A-CB | SENA-36HF-MOA | Ducted Indoor Units |  |  |  |  | 12 | 19.4 | 10.4 | TRUE | TRUE | TRUE | 36000 | 33000 | 2.4 | 34000 | 2.2
215735316 | 09/16/2024 | Live | Midea Electric Trading | SENVILLE | Multizone Mix of Ducted and Non-Ducted | 215735316 |  | HMSV-A-CB | SENA-28HF-MOA | Mixed Ducted and Non-Ducted Indoor Units |  |  |  |  | 12.25 | 21 | 10 | TRUE | TRUE | TRUE | 27400 | 24000 | 2.5 | 27500 | 2.15
215735315 | 09/16/2024 | Live | Midea Electric Trading | SENVILLE | Multizone All Ducted | 215735315 |  | HMSV-A-CB | SENA-28HF-MOA | Ducted Indoor Units |  |  |  |  | 12 | 19 | 9.5 | TRUE | TRUE | TRUE | 28000 | 23000 | 2.4 | 27000 | 2.1
215735314 | 09/16/2024 | Live | Midea Electric Trading | SENVILLE | Multizone All Non-Ducted | 215735314 |  | HMSR-A-CB-O | SENA-28HF-MOA | Non-Ducted Indoor Units |  |  |  |  | 12.5 | 23 | 10.5 | TRUE | TRUE | TRUE | 27000 | 25000 | 2.6 | 28000 | 2.2
215735313 | 09/16/2024 | Live | Midea Electric Trading | SENVILLE | Multizone Mix of Ducted and Non-Ducted | 215735313 |  | HMSV-A-CB | SENA-18HF-MOA | Mixed Ducted and Non-Ducted Indoor Units |  |  |  |  | 14 | 22.5 | 10.2 | TRUE | TRUE | TRUE | 19000 | 17300 | 2.65 | 20500 | 2.36
215735312 | 09/16/2024 | Live | Midea Electric Trading | SENVILLE | Multizone All Ducted | 215735312 |  | HMSV-A-CB | SENA-18HF-MOA | Ducted Indoor Units |  |  |  |  | 13 | 20 | 10 | TRUE | TRUE | TRUE | 19000 | 17000 | 2.59 | 22000 | 2.5
215735311 | 09/16/2024 | Live | Midea Electric Trading | SENVILLE | Multizone All Non-Ducted | 215735311 |  | HMSR-A-CB-O | SENA-18HF-MOA | Non-Ducted Indoor Units |  |  |  |  | 15 | 25 | 10.4 | TRUE | TRUE | TRUE | 19000 | 17600 | 2.7 | 19000 | 2.2
215735310 | 09/16/2024 | Live | Midea Electric Trading | SENVILLE | Singlezone Non-Ducted, Floor Placement | 215735310 |  | HRCU-A-CB-O | SENA-24HF-OG | Mini-Splits | SENA-24HF-IFG |  |  |  | 12 | 20.4 | 12.1 | TRUE | TRUE | TRUE | 22000 | 20200 | 2.74 | 23300 | 2.38
215735307 | 09/16/2024 | Live | Midea Electric Trading | SENVILLE | Singlezone Non-Ducted, Wall Placement | 215735307 |  | HRCU-A-CB-O | SENA-24HF-OG | Mini-Splits | SENA-24HF-ICG |  |  |  | 12 | 20.7 | 11.6 | TRUE | TRUE | TRUE | 23400 | 20400 | 2.78 | 23900 | 2.48
215735309 | 09/16/2024 | Live | Midea Electric Trading | SENVILLE | Singlezone Non-Ducted, Floor Placement | 215735309 |  | HRCU-A-CB-O | SENA-18HF-OG | Mini-Splits | SENA-18HF-IFG |  |  |  | 12.5 | 20.4 | 10.3 | TRUE | TRUE | TRUE | 17000 | 14400 | 2.54 | 20200 | 2.24
215735306 | 09/16/2024 | Live | Midea Electric Trading | SENVILLE | Singlezone Non-Ducted, Ceiling Placement | 215735306 |  | HRCU-A-CB-O | SENA-18HF-OG | Mini-Splits | SENA-18HF-ICG |  |  |  | 12.5 | 20 | 12.3 | TRUE | TRUE | TRUE | 16000 | 14900 | 2.7 | 18000 | 2.1
215735305 | 09/16/2024 | Live | Midea Electric Trading | SENVILLE | Singlezone Non-Ducted, Ceiling Placement | 215735305 |  | HRCU-A-CB-O | SENA-12HF-OG | Mini-Splits | SENA-12HF-ICG |  |  |  | 12.5 | 22.2 | 11.6 | TRUE | TRUE | TRUE | 12000 | 10000 | 2.74 | 12900 | 2.14
215735294 | 09/16/2024 | Live | Midea Electric Trading | SENVILLE | Singlezone Non-Ducted, Wall Placement | 215735294 |  | HRCU-A-CB-O | SENA-06HF-OG | Mini-Splits | SENA-06HF-IGG |  |  |  | 18 | 25.5 | 14.8 | TRUE | TRUE | TRUE | 6000 | 7900 | 2.79 | 8600 | 2.38
215735299 | 09/16/2024 | Live | Midea Electric Trading | SENVILLE | Singlezone Non-Ducted, Wall Placement | 215735299 |  | HRCU-A-CB-O | SENA-33HF-OG | Mini-Splits | SENA-33HF-IGG |  |  |  | 12 | 19.5 | 10.5 | TRUE | TRUE | TRUE | 33000 | 30000 | 2.69 | 30200 | 2.02
215735298 | 09/16/2024 | Live | Midea Electric Trading | SENVILLE | Singlezone Non-Ducted, Wall Placement | 215735298 |  | HRCU-A-CB-O | SENA-24HF-OG | Mini-Splits | SENA-24HF-IGG |  |  |  | 13 | 21 | 13.5 | TRUE | TRUE | TRUE | 24000 | 21000 | 2.88 | 23200 | 2.35
215735304 | 09/16/2024 | Live | Midea Electric Trading | SENVILLE | Singlezone Non-Ducted, Ceiling Placement | 215735304 |  | HRCU-A-CB-O | SENA-09HF-OG | Mini-Splits | SENA-09HF-ICG |  |  |  | 14 | 22.6 | 12.1 | TRUE | TRUE | TRUE | 9000 | 9700 | 2.63 | 12600 | 2.1
215735293 | 09/16/2024 | Live | Midea Electric Trading | SENVILLE | Singlezone Non-Ducted, Wall Placement | 215735293 |  | HRCU-A-CB-O | SENL-36CD-OL | Mini-Splits | SENL-36CD-ILL |  |  |  | 9 | 18 | 8.5 | FALSE | FALSE | FALSE | 36000 | 24600 | 2.25 | 25000 | 2.14
215735292 | 09/16/2024 | Live | Midea Electric Trading | SENVILLE | Singlezone Non-Ducted, Wall Placement | 215735292 |  | HRCU-A-CB-O | SENL-30CD-OL | Mini-Splits | SENL-30CD-ILL |  |  |  | 11 | 20 | 9.2 | TRUE | FALSE | FALSE | 30000 | 19000 | 2.26 | 19800 | 1.99
215735291 | 09/16/2024 | Live | Midea Electric Trading | SENVILLE | Singlezone Non-Ducted, Wall Placement | 215735291 |  | HRCU-A-CB-O | SENL-24CD-OL | Mini-Splits | SENL-24CD-ILL |  |  |  | 10 | 18.7 | 9.3 | FALSE | TRUE | FALSE | 24000 | 16900 | 2.53 | 18700 | 2.18
215735290 | 09/16/2024 | Live | Midea Electric Trading | SENVILLE | Singlezone Non-Ducted, Wall Placement | 215735290 |  | HRCU-A-CB-O | SENL-18CD-OL | Mini-Splits | SENL-18CD-ILL |  |  |  | 10.8 | 19.2 | 9.6 | FALSE | FALSE | TRUE | 18000 | 12300 | 2.63 | 14800 | 2.58
215735289 | 09/16/2024 | Live | Midea Electric Trading | SENVILLE | Singlezone Non-Ducted, Wall Placement | 215735289 |  | HRCU-A-CB-O | SENL-12CD220-OL | Mini-Splits | SENL-12CD220-ILL |  |  |  | 10.8 | 21.3 | 9.1 | FALSE | FALSE | FALSE | 12000 | 8700 | 2.41 | 9200 | 2.16
215735288 | 09/16/2024 | Live | Midea Electric Trading | SENVILLE | Singlezone Non-Ducted, Wall Placement | 215735288 |  | HRCU-A-CB-O | SENL-09CD220-OL | Mini-Splits | SENL-09CD220-ILL |  |  |  | 12.6 | 21.2 | 9.1 | TRUE | TRUE | FALSE | 9000 | 6800 | 2.46 | 8300 | 2.23
215735287 | 09/16/2024 | Live | Midea Electric Trading | SENVILLE | Singlezone Non-Ducted, Wall Placement | 215735287 |  | HRCU-A-CB-O | SENL-12CD-OL | Mini-Splits | SENL-12CD-ILL |  |  |  | 10.1 | 21.2 | 8.7 | FALSE | FALSE | FALSE | 12000 | 7300 | 2.23 | 8000 | 2.19
215735286 | 09/16/2024 | Live | Midea Electric Trading | SENVILLE | Singlezone Non-Ducted, Wall Placement | 215735286 |  | HRCU-A-CB-O | SENL-09CD-OL | Mini-Splits | SENL-09CD-ILL |  |  |  | 12.5 | 21.5 | 9 | TRUE | FALSE | FALSE | 9000 | 6500 | 2.3 | 8000 | 2.13
215746031 | 09/16/2024 | Live | Midea Electric Trading | CUSTOM COMFORT | Singlezone Ducted, Centrally Ducted | 215746031 |  | HRCU-A-CB | CCOXHB24V60HP |  | CCOXHBAH24V60 |  |  |  | 10 | 16 | 9 | FALSE | TRUE | TRUE | 54000 | 45000 | 2.4 | 50400 | 2.3
215746030 | 09/16/2024 | Live | Midea Electric Trading | CUSTOM COMFORT | Singlezone Ducted, Centrally Ducted | 215746030 |  | HRCU-A-CB | CCOXHB24V48HP |  | CCOXHBAH24V48 |  |  |  | 10.5 | 16.5 | 9.5 | FALSE | TRUE | TRUE | 48000 | 37000 | 2.7 | 38300 | 2.02
215746028 | 09/16/2024 | Live | Midea Electric Trading | CUSTOM COMFORT | Singlezone Ducted, Centrally Ducted | 215746028 |  | HRCU-A-CB | CCOXHB24V30HP |  | CCOXHBAH24V30 |  |  |  | 11.7 | 16.8 | 10 | TRUE | TRUE | TRUE | 30000 | 23800 | 2.76 | 37800 | 2.39
215746025 | 09/16/2024 | Live | Midea Electric Trading | CUSTOM COMFORT | Singlezone Ducted, Centrally Ducted | 215746025 |  | HRCU-A-CB | CCOXHBSZ60CHP |  | CCOXHBAHUC60 |  |  |  | 10 | 15.2 | 9.2 | FALSE | TRUE | TRUE | 54000 | 41000 | 2.6 | 51500 | 2.2
215746024 | 09/16/2024 | Live | Midea Electric Trading | CUSTOM COMFORT | Singlezone Ducted, Centrally Ducted | 215746024 |  | HRCU-A-CB | CCOXHBSZ48CHP |  | CCOXHBAHUC48 |  |  |  | 10 | 17 | 10.2 | FALSE | TRUE | TRUE | 48000 | 40000 | 2.5 | 42000 | 2.16
215746023 | 09/16/2024 | Live | Midea Electric Trading | CUSTOM COMFORT | Singlezone Ducted, Centrally Ducted | 215746023 |  | HRCU-A-CB | CCOXHBSZ36CHP |  | CCOXHBAHUC36 |  |  |  | 11.7 | 17.2 | 9.5 | TRUE | TRUE | TRUE | 36000 | 28000 | 2.2 | 38000 | 2.11
215746022 | 09/16/2024 | Live | Midea Electric Trading | CUSTOM COMFORT | Singlezone Ducted, Centrally Ducted | 215746022 |  | HRCU-A-CB | CCOXHBSZ33HP |  | CCOXHBAHU36 |  |  |  | 11.7 | 16.5 | 10 | TRUE | TRUE | TRUE | 33000 | 27400 | 2.58 | 33400 | 2.62
215746021 | 09/16/2024 | Live | Midea Electric Trading | CUSTOM COMFORT | Singlezone Ducted, Centrally Ducted | 215746021 |  | HRCU-A-CB | CCOXHBSZ24HP |  | CCOXHBAHU24 |  |  |  | 12 | 18.7 | 10 | TRUE | TRUE | TRUE | 23000 | 16900 | 2.4 | 24000 | 2.39
215746020 | 09/16/2024 | Live | Midea Electric Trading | CUSTOM COMFORT | Singlezone Ducted, Centrally Ducted | 215746020 |  | HRCU-A-CB | CCOXHBSZ17HP |  | CCOXHBAHU18 |  |  |  | 12 | 18 | 10 | TRUE | TRUE | TRUE | 18000 | 14000 | 2.6 | 19800 | 2.38
215449747 | 09/16/2024 | Live | Midea Electric Trading | BREEZE33 | Singlezone Ducted, Centrally Ducted | 215449747 |  | HRCU-A-CB | BZ33-INV36OUT2-454-G3-J |  | BZ33-AHU36-454-G3-J |  |  |  | 12 | 18 | 10 | TRUE | TRUE | TRUE | 36000 | 31000 | 2.5 | 41500 | 2.21
215471343 | 09/16/2024 | Live | Midea Electric Trading | MIDEA | Singlezone Ducted, Centrally Ducted | 215471343 |  | HRCU-A-CB | MO1SE-H36B-2A |  | MAUSE-H36B-2A |  |  |  | 12 | 18 | 10 | TRUE | TRUE | TRUE | 36000 | 31000 | 2.5 | 41500 | 2.21
215735330 | 09/16/2024 | Live | Midea Electric Trading | SENVILLE | Singlezone Ducted, Centrally Ducted | 215735330 |  | HRCU-A-CB | SENDC-60HF-OG |  | SENDC-60HF-IG |  |  |  | 10 | 16 | 9 | FALSE | TRUE | TRUE | 54000 | 45000 | 2.4 | 50400 | 2.3
215735329 | 09/16/2024 | Live | Midea Electric Trading | SENVILLE | Singlezone Ducted, Centrally Ducted | 215735329 |  | HRCU-A-CB | SENDC-48HF-OG |  | SENDC-48HF-IG |  |  |  | 10.5 | 16.5 | 9.5 | FALSE | TRUE | TRUE | 48000 | 37000 | 2.7 | 38300 | 2.02
215735327 | 09/16/2024 | Live | Midea Electric Trading | SENVILLE | Singlezone Ducted, Centrally Ducted | 215735327 |  | HRCU-A-CB | SENDC-30HF-OG |  | SENDC-30HF-IG |  |  |  | 11.7 | 16.8 | 10 | TRUE | TRUE | TRUE | 30000 | 23800 | 2.76 | 37800 | 2.39
215447295 | 09/16/2024 | Live | Daikin North America, LLC | GOODMAN | Singlezone Ducted, Centrally Ducted | 215447295 |  | HRCU-A-CB | GZV6SA6010A* | Ducted Indoor Units | CA*EA6030*3A*+MBVK16CP1X00A* |  |  |  | 8.6 | 16 | 8.2 | FALSE | FALSE | FALSE | 53500 | 34800 | 2.5 | 42500 | 2.33
215447294 | 09/16/2024 | Live | Daikin North America, LLC | GOODMAN | Singlezone Ducted, Centrally Ducted | 215447294 |  | HRCU-A-CB | GZV6SA6010A* | Ducted Indoor Units | CA*EA6030*3A*+MBVK20DP1X00A* |  |  |  | 9 | 16.6 | 8.2 | FALSE | FALSE | FALSE | 53500 | 34800 | 2.5 | 42500 | 2.33
215447280 | 09/16/2024 | Live | Daikin North America, LLC | GOODMAN | Singlezone Ducted, Centrally Ducted | 215447280 |  | HRCU-A-CB | GZV6SA6010A* | Ducted Indoor Units | CHPEA4830*3A*+MBVK16CP1X00A* |  |  |  | 8.6 | 16 | 8.2 | FALSE | FALSE | FALSE | 53500 | 34800 | 2.5 | 42500 | 2.33
215447279 | 09/16/2024 | Live | Daikin North America, LLC | GOODMAN | Singlezone Ducted, Centrally Ducted | 215447279 |  | HRCU-A-CB | GZV6SA6010A* | Ducted Indoor Units | CHPEA4830*3A*+MBVK20DP1X00A* |  |  |  | 9 | 16.6 | 8.2 | FALSE | FALSE | FALSE | 53500 | 34800 | 2.5 | 42500 | 2.33
215447265 | 09/16/2024 | Live | Daikin North America, LLC | GOODMAN | Singlezone Ducted, Centrally Ducted | 215447265 |  | HRCU-A-CB | GZV6SA6010A* | Ducted Indoor Units | CHPEA6030*3A*+MBVK16CP1X00A* |  |  |  | 8.6 | 16 | 8.2 | FALSE | FALSE | FALSE | 53500 | 34800 | 2.5 | 42500 | 2.33
215447264 | 09/16/2024 | Live | Daikin North America, LLC | GOODMAN | Singlezone Ducted, Centrally Ducted | 215447264 |  | HRCU-A-CB | GZV6SA6010A* | Ducted Indoor Units | CHPEA6030*3A*+MBVK20DP1X00A* |  |  |  | 9 | 16.6 | 8.2 | FALSE | FALSE | FALSE | 53500 | 34800 | 2.5 | 42500 | 2.33
215429797 | 09/16/2024 | Live | Daikin North America, LLC | GOODMAN | Singlezone Ducted, Centrally Ducted | 215429797 |  | HRCU-A-CB | GZV6SA6010A* | Ducted Indoor Units | AHVE60DP0300A* |  |  |  | 9 | 16.6 | 8.2 | FALSE | FALSE | FALSE | 53500 | 34800 | 2.5 | 42500 | 2.33
215429195 | 09/16/2024 | Live | Daikin North America, LLC | GOODMAN | Singlezone Ducted, Centrally Ducted | 215429195 |  | HRCU-A-CB | GZV6SA6010A* | Ducted Indoor Units | AHVE60DP1300A* |  |  |  | 9 | 16.6 | 8.2 | FALSE | FALSE | FALSE | 53500 | 34800 | 2.5 | 42500 | 2.33
215487349 | 09/16/2024 | Live | Daikin North America, LLC | GOODMAN | Singlezone Ducted, Centrally Ducted | 215487349 |  | HRCU-A-CB | GZV6SA4810A* | Ducted Indoor Units | CA*EA6030*3A*+MBVK16CP1X00A* |  |  |  | 9 | 17 | 8.2 | FALSE | FALSE | FALSE | 45500 | 29800 | 2.4 | 34800 | 2.23
215487308 | 09/16/2024 | Live | Daikin North America, LLC | GOODMAN | Singlezone Ducted, Centrally Ducted | 215487308 |  | HRCU-A-CB | GZV6SA4810A* | Ducted Indoor Units | CA*EA4830*3A*+MBVK16CP1X00A* |  |  |  | 9 | 17 | 8.2 | FALSE | FALSE | FALSE | 45500 | 29800 | 2.4 | 34800 | 2.23
215487307 | 09/16/2024 | Live | Daikin North America, LLC | GOODMAN | Singlezone Ducted, Centrally Ducted | 215487307 |  | HRCU-A-CB | GZV6SA4810A* | Ducted Indoor Units | CHPEA4830*3A*+MBVK16CP1X00A* |  |  |  | 9 | 17 | 8 | FALSE | FALSE | FALSE | 45500 | 29800 | 2.3 | 34800 | 2.23
215487306 | 09/16/2024 | Live | Daikin North America, LLC | GOODMAN | Singlezone Ducted, Centrally Ducted | 215487306 |  | HRCU-A-CB | GZV6SA4810A* | Ducted Indoor Units | CHPEA6030*3A*+MBVK16CP1X00A* |  |  |  | 9 | 17 | 8 | FALSE | FALSE | FALSE | 45500 | 29800 | 2.3 | 34800 | 2.23
215487348 | 09/16/2024 | Live | Daikin North America, LLC | GOODMAN | Singlezone Ducted, Centrally Ducted | 215487348 |  | HRCU-A-CB | GZV6SA4810A* | Ducted Indoor Units | CA*EA6030*3A*+MBVK20DP1X00A* |  |  |  | 9 | 17 | 8.2 | FALSE | FALSE | FALSE | 45500 | 29800 | 2.4 | 34800 | 2.23
215487305 | 09/16/2024 | Live | Daikin North America, LLC | GOODMAN | Singlezone Ducted, Centrally Ducted | 215487305 |  | HRCU-A-CB | GZV6SA4810A* | Ducted Indoor Units | CA*EA4830*3A*+MBVK20DP1X00A* |  |  |  | 9 | 17 | 8.2 | FALSE | FALSE | FALSE | 45500 | 29800 | 2.4 | 34800 | 2.23
215487304 | 09/16/2024 | Live | Daikin North America, LLC | GOODMAN | Singlezone Ducted, Centrally Ducted | 215487304 |  | HRCU-A-CB | GZV6SA4810A* | Ducted Indoor Units | CHPEA4830*3A*+MBVK20DP1X00A* |  |  |  | 9 | 17 | 8 | FALSE | FALSE | FALSE | 45500 | 29800 | 2.3 | 34800 | 2.23
215487303 | 09/16/2024 | Live | Daikin North America, LLC | GOODMAN | Singlezone Ducted, Centrally Ducted | 215487303 |  | HRCU-A-CB | GZV6SA4810A* | Ducted Indoor Units | CHPEA6030*3A*+MBVK20DP1X00A* |  |  |  | 9 | 17 | 8 | FALSE | FALSE | FALSE | 45500 | 29800 | 2.3 | 34800 | 2.23
215429812 | 09/16/2024 | Live | Daikin North America, LLC | GOODMAN | Singlezone Ducted, Centrally Ducted | 215429812 |  | HRCU-A-CB | GZV6SA4810A* | Ducted Indoor Units | AHVE60DP0300A* |  |  |  | 9 | 17 | 8.2 | FALSE | FALSE | FALSE | 45500 | 29800 | 2.4 | 34800 | 2.23
215429811 | 09/16/2024 | Live | Daikin North America, LLC | GOODMAN | Singlezone Ducted, Centrally Ducted | 215429811 |  | HRCU-A-CB | GZV6SA4810A* | Ducted Indoor Units | AHVE60DP1300A* |  |  |  | 9 | 17 | 8.2 | FALSE | FALSE | FALSE | 45500 | 29800 | 2.4 | 34800 | 2.23
215429810 | 09/16/2024 | Live | Daikin North America, LLC | GOODMAN | Singlezone Ducted, Centrally Ducted | 215429810 |  | HRCU-A-CB | GZV6SA4810A* | Ducted Indoor Units | AHVE48CP0300A* |  |  |  | 8.9 | 17 | 8.2 | FALSE | FALSE | FALSE | 45500 | 29800 | 2.4 | 34800 | 2.23
215429809 | 09/16/2024 | Live | Daikin North America, LLC | GOODMAN | Singlezone Ducted, Centrally Ducted | 215429809 |  | HRCU-A-CB | GZV6SA4810A* | Ducted Indoor Units | AHVE48CP1300A* |  |  |  | 8.9 | 17 | 8.2 | FALSE | FALSE | FALSE | 45500 | 29800 | 2.4 | 34800 | 2.23
215429808 | 09/16/2024 | Live | Daikin North America, LLC | GOODMAN | Singlezone Ducted, Centrally Ducted | 215429808 |  | HRCU-A-CB | GZV6SA4810A* | Ducted Indoor Units | AHVE48DP0300A* |  |  |  | 9 | 17 | 8.2 | FALSE | FALSE | FALSE | 45500 | 29800 | 2.5 | 34800 | 2.39
215429796 | 09/16/2024 | Live | Daikin North America, LLC | GOODMAN | Singlezone Ducted, Centrally Ducted | 215429796 |  | HRCU-A-CB | GZV6SA4810A* | Ducted Indoor Units | AHVE48DP1300A* |  |  |  | 9 | 17 | 8.2 | FALSE | FALSE | FALSE | 45500 | 29800 | 2.5 | 34800 | 2.39
215447231 | 09/16/2024 | Live | Daikin North America, LLC | GOODMAN | Singlezone Ducted, Centrally Ducted | 215447231 |  | HRCU-A-CB | GZV6SA4210A* | Ducted Indoor Units | CA*EA4830*3A*+MBVK20DP1X00A* |  |  |  | 9 | 17 | 8.2 | FALSE | FALSE | FALSE | 41000 | 25600 | 2.4 | 33200 | 2.18
215447230 | 09/16/2024 | Live | Daikin North America, LLC | GOODMAN | Singlezone Ducted, Centrally Ducted | 215447230 |  | HRCU-A-CB | GZV6SA4210A* | Ducted Indoor Units | CA*EA6030*3A*+MBVK20DP1X00A* |  |  |  | 9 | 17 | 8 | FALSE | FALSE | FALSE | 41000 | 25600 | 2.4 | 33200 | 2.18
215447228 | 09/16/2024 | Live | Daikin North America, LLC | GOODMAN | Singlezone Ducted, Centrally Ducted | 215447228 |  | HRCU-A-CB | GZV6SA4210A* | Ducted Indoor Units | CA*EA4830*3A*+MBVK16CP1X00A* |  |  |  | 9 | 17 | 8 | FALSE | FALSE | FALSE | 41000 | 25600 | 2.4 | 33200 | 2.18
215447227 | 09/16/2024 | Live | Daikin North America, LLC | GOODMAN | Singlezone Ducted, Centrally Ducted | 215447227 |  | HRCU-A-CB | GZV6SA4210A* | Ducted Indoor Units | CA*EA6030*3A*+MBVK16CP1X00A* |  |  |  | 9 | 17 | 8 | FALSE | FALSE | FALSE | 41000 | 25600 | 2.4 | 33200 | 2.18
215429795 | 09/16/2024 | Live | Daikin North America, LLC | GOODMAN | Singlezone Ducted, Centrally Ducted | 215429795 |  | HRCU-A-CB | GZV6SA4210A* | Ducted Indoor Units | AHVE42CP0300A* |  |  |  | 9 | 17 | 8.2 | FALSE | FALSE | FALSE | 41000 | 25600 | 2.4 | 33200 | 2.18
215429794 | 09/16/2024 | Live | Daikin North America, LLC | GOODMAN | Singlezone Ducted, Centrally Ducted | 215429794 |  | HRCU-A-CB | GZV6SA4210A* | Ducted Indoor Units | AHVE42CP1300A* |  |  |  | 9 | 17 | 8.2 | FALSE | FALSE | FALSE | 41000 | 25600 | 2.4 | 33200 | 2.18
215429793 | 09/16/2024 | Live | Daikin North America, LLC | GOODMAN | Singlezone Ducted, Centrally Ducted | 215429793 |  | HRCU-A-CB | GZV6SA4210A* | Ducted Indoor Units | AHVE48CP0300A* |  |  |  | 9 | 17 | 8.2 | FALSE | FALSE | FALSE | 41000 | 25600 | 2.4 | 33200 | 2.18
215429792 | 09/16/2024 | Live | Daikin North America, LLC | GOODMAN | Singlezone Ducted, Centrally Ducted | 215429792 |  | HRCU-A-CB | GZV6SA4210A* | Ducted Indoor Units | AHVE48CP1300A* |  |  |  | 9 | 17 | 8.2 | FALSE | FALSE | FALSE | 41000 | 25600 | 2.4 | 33200 | 2.18
215429791 | 09/16/2024 | Live | Daikin North America, LLC | GOODMAN | Singlezone Ducted, Centrally Ducted | 215429791 |  | HRCU-A-CB | GZV6SA4210A* | Ducted Indoor Units | AHVE60DP0300A* |  |  |  | 9 | 17 | 8.2 | FALSE | FALSE | FALSE | 41000 | 25600 | 2.4 | 33200 | 2.18
215429790 | 09/16/2024 | Live | Daikin North America, LLC | GOODMAN | Singlezone Ducted, Centrally Ducted | 215429790 |  | HRCU-A-CB | GZV6SA4210A* | Ducted Indoor Units | AHVE60DP1300A* |  |  |  | 9 | 17 | 8.2 | FALSE | FALSE | FALSE | 41000 | 25600 | 2.4 | 33200 | 2.18
215429789 | 09/16/2024 | Live | Daikin North America, LLC | GOODMAN | Singlezone Ducted, Centrally Ducted | 215429789 |  | HRCU-A-CB | GZV6SA4210A* | Ducted Indoor Units | AHVE48DP0300A* |  |  |  | 9 | 17 | 8.2 | FALSE | FALSE | FALSE | 41000 | 25600 | 2.5 | 34400 | 2.26
215429194 | 09/16/2024 | Live | Daikin North America, LLC | GOODMAN | Singlezone Ducted, Centrally Ducted | 215429194 |  | HRCU-A-CB | GZV6SA4210A* | Ducted Indoor Units | AHVE48DP1300A* |  |  |  | 9 | 17 | 8.2 | FALSE | FALSE | FALSE | 41000 | 25600 | 2.5 | 34400 | 2.26
215447183 | 09/16/2024 | Live | Daikin North America, LLC | GOODMAN | Singlezone Ducted, Centrally Ducted | 215447183 |  | HRCU-A-CB | GZV6SA3610A* | Ducted Indoor Units | CA*EA3626*3A*+MBVK12BP1X00A* |  |  |  | 9 | 16.6 | 8.5 | FALSE | FALSE | FALSE | 33800 | 22400 | 2.5 | 24400 | 2.27
215447182 | 09/16/2024 | Live | Daikin North America, LLC | GOODMAN | Singlezone Ducted, Centrally Ducted | 215447182 |  | HRCU-A-CB | GZV6SA3610A* | Ducted Indoor Units | CHPEA3626*3A*+MBVK12BP1X00A* |  |  |  | 9 | 16.6 | 8.5 | FALSE | FALSE | FALSE | 33800 | 22400 | 2.5 | 24400 | 2.27
215447181 | 09/16/2024 | Live | Daikin North America, LLC | GOODMAN | Singlezone Ducted, Centrally Ducted | 215447181 |  | HRCU-A-CB | GZV6SA3610A* | Ducted Indoor Units | CA*EA3626*3A*+MBVK16CP1X00A* |  |  |  | 9 | 16.6 | 8.5 | FALSE | FALSE | FALSE | 34000 | 22400 | 2.5 | 24400 | 2.27
215447180 | 09/16/2024 | Live | Daikin North America, LLC | GOODMAN | Singlezone Ducted, Centrally Ducted | 215447180 |  | HRCU-A-CB | GZV6SA3610A* | Ducted Indoor Units | CHPEA3626*3A*+MBVK16CP1X00A* |  |  |  | 9 | 16.6 | 8.5 | FALSE | FALSE | FALSE | 34000 | 22400 | 2.5 | 24400 | 2.27
215447615 | 09/16/2024 | Live | Daikin North America, LLC | GOODMAN | Singlezone Ducted, Centrally Ducted | 215447615 |  | HRCU-A-CB | GZV6SA3610A* | Ducted Indoor Units | CA*EA3626*3A*+MBVK20DP1X00A* |  |  |  | 9 | 16.6 | 8.5 | FALSE | FALSE | FALSE | 34200 | 22400 | 2.5 | 24400 | 2.27
215429788 | 09/16/2024 | Live | Daikin North America, LLC | GOODMAN | Singlezone Ducted, Centrally Ducted | 215429788 |  | HRCU-A-CB | GZV6SA3610A* | Ducted Indoor Units | AHVE42CP0300A* |  |  |  | 9 | 16.6 | 8.5 | FALSE | FALSE | FALSE | 34200 | 22400 | 2.5 | 24400 | 2.27
215429787 | 09/16/2024 | Live | Daikin North America, LLC | GOODMAN | Singlezone Ducted, Centrally Ducted | 215429787 |  | HRCU-A-CB | GZV6SA3610A* | Ducted Indoor Units | AHVE42CP1300A* |  |  |  | 9 | 16.6 | 8.5 | FALSE | FALSE | FALSE | 34200 | 22400 | 2.5 | 24400 | 2.27
215429786 | 09/16/2024 | Live | Daikin North America, LLC | GOODMAN | Singlezone Ducted, Centrally Ducted | 215429786 |  | HRCU-A-CB | GZV6SA3610A* | Ducted Indoor Units | AHVE36CP0300A* |  |  |  | 9 | 16.6 | 8.5 | FALSE | FALSE | FALSE | 34200 | 22400 | 2.5 | 26000 | 2.42
215429193 | 09/16/2024 | Live | Daikin North America, LLC | GOODMAN | Singlezone Ducted, Centrally Ducted | 215429193 |  | HRCU-A-CB | GZV6SA3610A* | Ducted Indoor Units | AHVE36CP1300A* |  |  |  | 9 | 16.6 | 8.5 | FALSE | FALSE | FALSE | 34200 | 22400 | 2.5 | 26000 | 2.42
215447179 | 09/16/2024 | Live | Daikin North America, LLC | GOODMAN | Singlezone Ducted, Centrally Ducted | 215447179 |  | HRCU-A-CB | GZV6SA3010A* | Ducted Indoor Units | CHPEA3026*3A*+MBVK16CP1X00A* |  |  |  | 10 | 17.5 | 8.5 | FALSE | FALSE | TRUE | 28400 | 18000 | 2.5 | 21400 | 2.31
215447178 | 09/16/2024 | Live | Daikin North America, LLC | GOODMAN | Singlezone Ducted, Centrally Ducted | 215447178 |  | HRCU-A-CB | GZV6SA3010A* | Ducted Indoor Units | CHPEA3026*3A*+MBVK12BP1X00A* |  |  |  | 10 | 17.5 | 8.5 | FALSE | FALSE | TRUE | 28400 | 18000 | 2.5 | 21400 | 2.31
215447158 | 09/16/2024 | Live | Daikin North America, LLC | GOODMAN | Singlezone Ducted, Centrally Ducted | 215447158 |  | HRCU-A-CB | GZV6SA3010A* | Ducted Indoor Units | CA*EA3626*3A*+MBVK16CP1X00A* |  |  |  | 10 | 17.5 | 8.5 | FALSE | FALSE | TRUE | 28400 | 18000 | 2.5 | 21400 | 2.31
215447157 | 09/16/2024 | Live | Daikin North America, LLC | GOODMAN | Singlezone Ducted, Centrally Ducted | 215447157 |  | HRCU-A-CB | GZV6SA3010A* | Ducted Indoor Units | CA*EA3626*3A*+MBVK12BP1X00A* |  |  |  | 10 | 17.5 | 8.5 | FALSE | FALSE | TRUE | 28400 | 18000 | 2.5 | 21400 | 2.31
215447137 | 09/16/2024 | Live | Daikin North America, LLC | GOODMAN | Singlezone Ducted, Centrally Ducted | 215447137 |  | HRCU-A-CB | GZV6SA3010A* | Ducted Indoor Units | CA*EA3022*3A*+MBVK16CP1X00A* |  |  |  | 10 | 17.5 | 8.5 | FALSE | FALSE | TRUE | 28400 | 18000 | 2.5 | 21400 | 2.31
215447136 | 09/16/2024 | Live | Daikin North America, LLC | GOODMAN | Singlezone Ducted, Centrally Ducted | 215447136 |  | HRCU-A-CB | GZV6SA3010A* | Ducted Indoor Units | CA*EA3022*3A*+MBVK12BP1X00A* |  |  |  | 10 | 17.5 | 8.5 | FALSE | FALSE | TRUE | 28400 | 18000 | 2.5 | 21400 | 2.31
215429785 | 09/16/2024 | Live | Daikin North America, LLC | GOODMAN | Singlezone Ducted, Centrally Ducted | 215429785 |  | HRCU-A-CB | GZV6SA3010A* | Ducted Indoor Units | AHVE36CP0300A* |  |  |  | 10 | 17.5 | 8.5 | FALSE | FALSE | TRUE | 28400 | 18000 | 2.5 | 21400 | 2.45
215429192 | 09/16/2024 | Live | Daikin North America, LLC | GOODMAN | Singlezone Ducted, Centrally Ducted | 215429192 |  | HRCU-A-CB | GZV6SA3010A* | Ducted Indoor Units | AHVE36CP1300A* |  |  |  | 10 | 17.5 | 8.5 | FALSE | FALSE | TRUE | 28400 | 18000 | 2.5 | 21400 | 2.45
215487260 | 09/16/2024 | Live | Daikin North America, LLC | GOODMAN | Singlezone Ducted, Centrally Ducted | 215487260 |  | HRCU-A-CB | GZV6SA2410A* | Ducted Indoor Units | CA*EA2418*3A*+MBVK12BP1X00A* |  |  |  | 10.2 | 18 | 8.5 | FALSE | FALSE | TRUE | 23200 | 14600 | 2.5 | 17900 | 2.45
215487259 | 09/16/2024 | Live | Daikin North America, LLC | GOODMAN | Singlezone Ducted, Centrally Ducted | 215487259 |  | HRCU-A-CB | GZV6SA2410A* | Ducted Indoor Units | CA*EA3022*3A*+MBVK12BP1X00A* |  |  |  | 10.2 | 18 | 8.5 | FALSE | FALSE | TRUE | 23200 | 14600 | 2.5 | 17900 | 2.45
215487258 | 09/16/2024 | Live | Daikin North America, LLC | GOODMAN | Singlezone Ducted, Centrally Ducted | 215487258 |  | HRCU-A-CB | GZV6SA2410A* | Ducted Indoor Units | CHPEA2422*3A*+MBVK12BP1X00A* |  |  |  | 10.2 | 18 | 8.5 | FALSE | FALSE | TRUE | 23200 | 14600 | 2.5 | 17900 | 2.45
215487257 | 09/16/2024 | Live | Daikin North America, LLC | GOODMAN | Singlezone Ducted, Centrally Ducted | 215487257 |  | HRCU-A-CB | GZV6SA2410A* | Ducted Indoor Units | CA*EA2418*3A*+MBVK16CP1X00A* |  |  |  | 10.2 | 18 | 8.5 | FALSE | FALSE | TRUE | 23200 | 14600 | 2.5 | 17900 | 2.45
215487256 | 09/16/2024 | Live | Daikin North America, LLC | GOODMAN | Singlezone Ducted, Centrally Ducted | 215487256 |  | HRCU-A-CB | GZV6SA2410A* | Ducted Indoor Units | CA*EA3022*3A*+MBVK16CP1X00A* |  |  |  | 10.2 | 18 | 8.5 | FALSE | FALSE | TRUE | 23200 | 14600 | 2.5 | 17900 | 2.45
215429784 | 09/16/2024 | Live | Daikin North America, LLC | GOODMAN | Singlezone Ducted, Centrally Ducted | 215429784 |  | HRCU-A-CB | GZV6SA2410A* | Ducted Indoor Units | AHVE24BP0300A* |  |  |  | 10.2 | 18 | 8.5 | FALSE | FALSE | TRUE | 23200 | 14600 | 2.5 | 18200 | 2.49
215429191 | 09/16/2024 | Live | Daikin North America, LLC | GOODMAN | Singlezone Ducted, Centrally Ducted | 215429191 |  | HRCU-A-CB | GZV6SA2410A* | Ducted Indoor Units | AHVE24BP1300A* |  |  |  | 10.2 | 18 | 8.5 | FALSE | FALSE | TRUE | 23200 | 14600 | 2.5 | 18200 | 2.49
215439774 | 09/16/2024 | Live | Daikin North America, LLC | GOODMAN | Singlezone Ducted, Centrally Ducted | 215439774 |  | HRCU-A-CB | GZV6SA1810A* | Ducted Indoor Units | CA*EA2418*3A*+MBVK12BP1X00A* |  |  |  | 12 | 19 | 8.8 | TRUE | TRUE | TRUE | 17000 | 10800 | 2.49 | 16300 | 2.2
215439773 | 09/16/2024 | Live | Daikin North America, LLC | GOODMAN | Singlezone Ducted, Centrally Ducted | 215439773 |  | HRCU-A-CB | GZV6SA1810A* | Ducted Indoor Units | CA*EA3022*3A*+MBVK12BP1X00A* |  |  |  | 12 | 19 | 8.8 | TRUE | TRUE | TRUE | 17000 | 10800 | 2.49 | 16300 | 2.2
215439772 | 09/16/2024 | Live | Daikin North America, LLC | GOODMAN | Singlezone Ducted, Centrally Ducted | 215439772 |  | HRCU-A-CB | GZV6SA1810A* | Ducted Indoor Units | CHPEA2422*3A*+MBVK12BP1X00A* |  |  |  | 12 | 19 | 8.8 | TRUE | TRUE | TRUE | 17000 | 10800 | 2.49 | 16300 | 2.2
215439771 | 09/16/2024 | Live | Daikin North America, LLC | GOODMAN | Singlezone Ducted, Centrally Ducted | 215439771 |  | HRCU-A-CB | GZV6SA1810A* | Ducted Indoor Units | CA*EA2418*3A*+MBVK16CP1X00A* |  |  |  | 12 | 19 | 8.8 | TRUE | TRUE | TRUE | 17000 | 10800 | 2.49 | 16300 | 2.2
215439770 | 09/16/2024 | Live | Daikin North America, LLC | GOODMAN | Singlezone Ducted, Centrally Ducted | 215439770 |  | HRCU-A-CB | GZV6SA1810A* | Ducted Indoor Units | CA*EA3022*3A*+MBVK16CP1X00A* |  |  |  | 12 | 19 | 8.8 | TRUE | TRUE | TRUE | 17000 | 10800 | 2.49 | 16300 | 2.2
215429783 | 09/16/2024 | Live | Daikin North America, LLC | GOODMAN | Singlezone Ducted, Centrally Ducted | 215429783 |  | HRCU-A-CB | GZV6SA1810A* | Ducted Indoor Units | AHVE24BP0300A* |  |  |  | 12 | 19 | 8.8 | TRUE | TRUE | TRUE | 17100 | 10800 | 2.49 | 16300 | 2.33
215429190 | 09/16/2024 | Live | Daikin North America, LLC | GOODMAN | Singlezone Ducted, Centrally Ducted | 215429190 |  | HRCU-A-CB | GZV6SA1810A* | Ducted Indoor Units | AHVE24BP1300A* |  |  |  | 12 | 19 | 8.8 | TRUE | TRUE | TRUE | 17100 | 10800 | 2.49 | 16300 | 2.33
215447103 | 09/16/2024 | Live | Daikin North America, LLC | AMANA | Singlezone Ducted, Centrally Ducted | 215447103 |  | HRCU-A-CB | AZV6SA6010A* | Ducted Indoor Units | CA*EA6030*3A*+MBVK16CP1X00A* |  |  |  | 8.6 | 16 | 8.2 | FALSE | FALSE | FALSE | 53500 | 34800 | 2.5 | 42500 | 2.33
215447102 | 09/16/2024 | Live | Daikin North America, LLC | AMANA | Singlezone Ducted, Centrally Ducted | 215447102 |  | HRCU-A-CB | AZV6SA6010A* | Ducted Indoor Units | CA*EA6030*3A*+MBVK20DP1X00A* |  |  |  | 9 | 16.6 | 8.2 | FALSE | FALSE | FALSE | 53500 | 34800 | 2.5 | 42500 | 2.33
215447088 | 09/16/2024 | Live | Daikin North America, LLC | AMANA | Singlezone Ducted, Centrally Ducted | 215447088 |  | HRCU-A-CB | AZV6SA6010A* | Ducted Indoor Units | CHPEA4830*3A*+MBVK16CP1X00A* |  |  |  | 8.6 | 16 | 8.2 | FALSE | FALSE | FALSE | 53500 | 34800 | 2.5 | 42500 | 2.33
215447087 | 09/16/2024 | Live | Daikin North America, LLC | AMANA | Singlezone Ducted, Centrally Ducted | 215447087 |  | HRCU-A-CB | AZV6SA6010A* | Ducted Indoor Units | CHPEA4830*3A*+MBVK20DP1X00A* |  |  |  | 9 | 16.6 | 8.2 | FALSE | FALSE | FALSE | 53500 | 34800 | 2.5 | 42500 | 2.33
215447073 | 09/16/2024 | Live | Daikin North America, LLC | AMANA | Singlezone Ducted, Centrally Ducted | 215447073 |  | HRCU-A-CB | AZV6SA6010A* | Ducted Indoor Units | CHPEA6030*3A*+MBVK16CP1X00A* |  |  |  | 8.6 | 16 | 8.2 | FALSE | FALSE | FALSE | 53500 | 34800 | 2.5 | 42500 | 2.33
215447072 | 09/16/2024 | Live | Daikin North America, LLC | AMANA | Singlezone Ducted, Centrally Ducted | 215447072 |  | HRCU-A-CB | AZV6SA6010A* | Ducted Indoor Units | CHPEA6030*3A*+MBVK20DP1X00A* |  |  |  | 9 | 16.6 | 8.2 | FALSE | FALSE | FALSE | 53500 | 34800 | 2.5 | 42500 | 2.33
215429782 | 09/16/2024 | Live | Daikin North America, LLC | AMANA | Singlezone Ducted, Centrally Ducted | 215429782 |  | HRCU-A-CB | AZV6SA6010A* | Ducted Indoor Units | AHVE60DP0300A* |  |  |  | 9 | 16.6 | 8.2 | FALSE | FALSE | FALSE | 53500 | 34800 | 2.5 | 42500 | 2.33
215429185 | 09/16/2024 | Live | Daikin North America, LLC | AMANA | Singlezone Ducted, Centrally Ducted | 215429185 |  | HRCU-A-CB | AZV6SA6010A* | Ducted Indoor Units | AHVE60DP1300A* |  |  |  | 9 | 16.6 | 8.2 | FALSE | FALSE | FALSE | 53500 | 34800 | 2.5 | 42500 | 2.33
215487242 | 09/16/2024 | Live | Daikin North America, LLC | AMANA | Singlezone Ducted, Centrally Ducted | 215487242 |  | HRCU-A-CB | AZV6SA4810A* | Ducted Indoor Units | CA*EA6030*3A*+MBVK16CP1X00A* |  |  |  | 9 | 17 | 8.2 | FALSE | FALSE | FALSE | 45500 | 29800 | 2.4 | 34800 | 2.23
215487201 | 09/16/2024 | Live | Daikin North America, LLC | AMANA | Singlezone Ducted, Centrally Ducted | 215487201 |  | HRCU-A-CB | AZV6SA4810A* | Ducted Indoor Units | CA*EA4830*3A*+MBVK16CP1X00A* |  |  |  | 9 | 17 | 8.2 | FALSE | FALSE | FALSE | 45500 | 29800 | 2.4 | 34800 | 2.23
215487200 | 09/16/2024 | Live | Daikin North America, LLC | AMANA | Singlezone Ducted, Centrally Ducted | 215487200 |  | HRCU-A-CB | AZV6SA4810A* | Ducted Indoor Units | CHPEA4830*3A*+MBVK16CP1X00A* |  |  |  | 9 | 17 | 8 | FALSE | FALSE | FALSE | 45500 | 29800 | 2.3 | 34800 | 2.23
215487199 | 09/16/2024 | Live | Daikin North America, LLC | AMANA | Singlezone Ducted, Centrally Ducted | 215487199 |  | HRCU-A-CB | AZV6SA4810A* | Ducted Indoor Units | CHPEA6030*3A*+MBVK16CP1X00A* |  |  |  | 9 | 17 | 8 | FALSE | FALSE | FALSE | 45500 | 29800 | 2.3 | 34800 | 2.23
215487241 | 09/16/2024 | Live | Daikin North America, LLC | AMANA | Singlezone Ducted, Centrally Ducted | 215487241 |  | HRCU-A-CB | AZV6SA4810A* | Ducted Indoor Units | CA*EA6030*3A*+MBVK20DP1X00A* |  |  |  | 9 | 17 | 8.2 | FALSE | FALSE | FALSE | 45500 | 29800 | 2.4 | 34800 | 2.23
215487198 | 09/16/2024 | Live | Daikin North America, LLC | AMANA | Singlezone Ducted, Centrally Ducted | 215487198 |  | HRCU-A-CB | AZV6SA4810A* | Ducted Indoor Units | CA*EA4830*3A*+MBVK20DP1X00A* |  |  |  | 9 | 17 | 8.2 | FALSE | FALSE | FALSE | 45500 | 29800 | 2.4 | 34800 | 2.23
215487197 | 09/16/2024 | Live | Daikin North America, LLC | AMANA | Singlezone Ducted, Centrally Ducted | 215487197 |  | HRCU-A-CB | AZV6SA4810A* | Ducted Indoor Units | CHPEA4830*3A*+MBVK20DP1X00A* |  |  |  | 9 | 17 | 8 | FALSE | FALSE | FALSE | 45500 | 29800 | 2.3 | 34800 | 2.23
215487196 | 09/16/2024 | Live | Daikin North America, LLC | AMANA | Singlezone Ducted, Centrally Ducted | 215487196 |  | HRCU-A-CB | AZV6SA4810A* | Ducted Indoor Units | CHPEA6030*3A*+MBVK20DP1X00A* |  |  |  | 9 | 17 | 8 | FALSE | FALSE | FALSE | 45500 | 29800 | 2.3 | 34800 | 2.23
215429807 | 09/16/2024 | Live | Daikin North America, LLC | AMANA | Singlezone Ducted, Centrally Ducted | 215429807 |  | HRCU-A-CB | AZV6SA4810A* | Ducted Indoor Units | AHVE60DP0300A* |  |  |  | 9 | 17 | 8.2 | FALSE | FALSE | FALSE | 45500 | 29800 | 2.4 | 34800 | 2.23
215429806 | 09/16/2024 | Live | Daikin North America, LLC | AMANA | Singlezone Ducted, Centrally Ducted | 215429806 |  | HRCU-A-CB | AZV6SA4810A* | Ducted Indoor Units | AHVE60DP1300A* |  |  |  | 9 | 17 | 8.2 | FALSE | FALSE | FALSE | 45500 | 29800 | 2.4 | 34800 | 2.23
215429805 | 09/16/2024 | Live | Daikin North America, LLC | AMANA | Singlezone Ducted, Centrally Ducted | 215429805 |  | HRCU-A-CB | AZV6SA4810A* | Ducted Indoor Units | AHVE48CP0300A* |  |  |  | 8.9 | 17 | 8.2 | FALSE | FALSE | FALSE | 45500 | 29800 | 2.4 | 34800 | 2.23
215429804 | 09/16/2024 | Live | Daikin North America, LLC | AMANA | Singlezone Ducted, Centrally Ducted | 215429804 |  | HRCU-A-CB | AZV6SA4810A* | Ducted Indoor Units | AHVE48CP1300A* |  |  |  | 8.9 | 17 | 8.2 | FALSE | FALSE | FALSE | 45500 | 29800 | 2.4 | 34800 | 2.23
215429803 | 09/16/2024 | Live | Daikin North America, LLC | AMANA | Singlezone Ducted, Centrally Ducted | 215429803 |  | HRCU-A-CB | AZV6SA4810A* | Ducted Indoor Units | AHVE48DP0300A* |  |  |  | 9 | 17 | 8.2 | FALSE | FALSE | FALSE | 45500 | 29800 | 2.5 | 34800 | 2.39
215429781 | 09/16/2024 | Live | Daikin North America, LLC | AMANA | Singlezone Ducted, Centrally Ducted | 215429781 |  | HRCU-A-CB | AZV6SA4810A* | Ducted Indoor Units | AHVE48DP1300A* |  |  |  | 9 | 17 | 8.2 | FALSE | FALSE | FALSE | 45500 | 29800 | 2.5 | 34800 | 2.39
215447039 | 09/16/2024 | Live | Daikin North America, LLC | AMANA | Singlezone Ducted, Centrally Ducted | 215447039 |  | HRCU-A-CB | AZV6SA4210A* | Ducted Indoor Units | CA*EA4830*3A*+MBVK20DP1X00A* |  |  |  | 9 | 17 | 8.2 | FALSE | FALSE | FALSE | 41000 | 25600 | 2.4 | 33200 | 2.18
215447038 | 09/16/2024 | Live | Daikin North America, LLC | AMANA | Singlezone Ducted, Centrally Ducted | 215447038 |  | HRCU-A-CB | AZV6SA4210A* | Ducted Indoor Units | CA*EA6030*3A*+MBVK20DP1X00A* |  |  |  | 9 | 17 | 8 | FALSE | FALSE | FALSE | 41000 | 25600 | 2.4 | 33200 | 2.18
215447036 | 09/16/2024 | Live | Daikin North America, LLC | AMANA | Singlezone Ducted, Centrally Ducted | 215447036 |  | HRCU-A-CB | AZV6SA4210A* | Ducted Indoor Units | CA*EA4830*3A*+MBVK16CP1X00A* |  |  |  | 9 | 17 | 8 | FALSE | FALSE | FALSE | 41000 | 25600 | 2.4 | 33200 | 2.18
215447035 | 09/16/2024 | Live | Daikin North America, LLC | AMANA | Singlezone Ducted, Centrally Ducted | 215447035 |  | HRCU-A-CB | AZV6SA4210A* | Ducted Indoor Units | CA*EA6030*3A*+MBVK16CP1X00A* |  |  |  | 9 | 17 | 8 | FALSE | FALSE | FALSE | 41000 | 25600 | 2.4 | 33200 | 2.18
215429780 | 09/16/2024 | Live | Daikin North America, LLC | AMANA | Singlezone Ducted, Centrally Ducted | 215429780 |  | HRCU-A-CB | AZV6SA4210A* | Ducted Indoor Units | AHVE42CP0300A* |  |  |  | 9 | 17 | 8.2 | FALSE | FALSE | FALSE | 41000 | 25600 | 2.4 | 33200 | 2.18
215429779 | 09/16/2024 | Live | Daikin North America, LLC | AMANA | Singlezone Ducted, Centrally Ducted | 215429779 |  | HRCU-A-CB | AZV6SA4210A* | Ducted Indoor Units | AHVE42CP1300A* |  |  |  | 9 | 17 | 8.2 | FALSE | FALSE | FALSE | 41000 | 25600 | 2.4 | 33200 | 2.18
215429778 | 09/16/2024 | Live | Daikin North America, LLC | AMANA | Singlezone Ducted, Centrally Ducted | 215429778 |  | HRCU-A-CB | AZV6SA4210A* | Ducted Indoor Units | AHVE48CP0300A* |  |  |  | 9 | 17 | 8.2 | FALSE | FALSE | FALSE | 41000 | 25600 | 2.4 | 33200 | 2.18
215429777 | 09/16/2024 | Live | Daikin North America, LLC | AMANA | Singlezone Ducted, Centrally Ducted | 215429777 |  | HRCU-A-CB | AZV6SA4210A* | Ducted Indoor Units | AHVE48CP1300A* |  |  |  | 9 | 17 | 8.2 | FALSE | FALSE | FALSE | 41000 | 25600 | 2.4 | 33200 | 2.18
215429776 | 09/16/2024 | Live | Daikin North America, LLC | AMANA | Singlezone Ducted, Centrally Ducted | 215429776 |  | HRCU-A-CB | AZV6SA4210A* | Ducted Indoor Units | AHVE60DP0300A* |  |  |  | 9 | 17 | 8.2 | FALSE | FALSE | FALSE | 41000 | 25600 | 2.4 | 33200 | 2.18
215429775 | 09/16/2024 | Live | Daikin North America, LLC | AMANA | Singlezone Ducted, Centrally Ducted | 215429775 |  | HRCU-A-CB | AZV6SA4210A* | Ducted Indoor Units | AHVE60DP1300A* |  |  |  | 9 | 17 | 8.2 | FALSE | FALSE | FALSE | 41000 | 25600 | 2.4 | 33200 | 2.18
215429774 | 09/16/2024 | Live | Daikin North America, LLC | AMANA | Singlezone Ducted, Centrally Ducted | 215429774 |  | HRCU-A-CB | AZV6SA4210A* | Ducted Indoor Units | AHVE48DP0300A* |  |  |  | 9 | 17 | 8.2 | FALSE | FALSE | FALSE | 41000 | 25600 | 2.5 | 34400 | 2.26
215429184 | 09/16/2024 | Live | Daikin North America, LLC | AMANA | Singlezone Ducted, Centrally Ducted | 215429184 |  | HRCU-A-CB | AZV6SA4210A* | Ducted Indoor Units | AHVE48DP1300A* |  |  |  | 9 | 17 | 8.2 | FALSE | FALSE | FALSE | 41000 | 25600 | 2.5 | 34400 | 2.26
215446991 | 09/16/2024 | Live | Daikin North America, LLC | AMANA | Singlezone Ducted, Centrally Ducted | 215446991 |  | HRCU-A-CB | AZV6SA3610A* | Ducted Indoor Units | CA*EA3626*3A*+MBVK12BP1X00A* |  |  |  | 9 | 16.6 | 8.5 | FALSE | FALSE | FALSE | 33800 | 22400 | 2.5 | 24400 | 2.27
215446990 | 09/16/2024 | Live | Daikin North America, LLC | AMANA | Singlezone Ducted, Centrally Ducted | 215446990 |  | HRCU-A-CB | AZV6SA3610A* | Ducted Indoor Units | CHPEA3626*3A*+MBVK12BP1X00A* |  |  |  | 9 | 16.6 | 8.5 | FALSE | FALSE | FALSE | 33800 | 22400 | 2.5 | 24400 | 2.27
215446989 | 09/16/2024 | Live | Daikin North America, LLC | AMANA | Singlezone Ducted, Centrally Ducted | 215446989 |  | HRCU-A-CB | AZV6SA3610A* | Ducted Indoor Units | CA*EA3626*3A*+MBVK16CP1X00A* |  |  |  | 9 | 16.6 | 8.5 | FALSE | FALSE | FALSE | 34000 | 22400 | 2.5 | 24400 | 2.27
215446988 | 09/16/2024 | Live | Daikin North America, LLC | AMANA | Singlezone Ducted, Centrally Ducted | 215446988 |  | HRCU-A-CB | AZV6SA3610A* | Ducted Indoor Units | CHPEA3626*3A*+MBVK16CP1X00A* |  |  |  | 9 | 16.6 | 8.5 | FALSE | FALSE | FALSE | 34000 | 22400 | 2.5 | 24400 | 2.27
215447614 | 09/16/2024 | Live | Daikin North America, LLC | AMANA | Singlezone Ducted, Centrally Ducted | 215447614 |  | HRCU-A-CB | AZV6SA3610A* | Ducted Indoor Units | CA*EA3626*3A*+MBVK20DP1X00A* |  |  |  | 9 | 16.6 | 8.5 | FALSE | FALSE | FALSE | 34200 | 22400 | 2.5 | 24400 | 2.27
215429773 | 09/16/2024 | Live | Daikin North America, LLC | AMANA | Singlezone Ducted, Centrally Ducted | 215429773 |  | HRCU-A-CB | AZV6SA3610A* | Ducted Indoor Units | AHVE42CP0300A* |  |  |  | 9 | 16.6 | 8.5 | FALSE | FALSE | FALSE | 34200 | 22400 | 2.5 | 24400 | 2.27
215429772 | 09/16/2024 | Live | Daikin North America, LLC | AMANA | Singlezone Ducted, Centrally Ducted | 215429772 |  | HRCU-A-CB | AZV6SA3610A* | Ducted Indoor Units | AHVE42CP1300A* |  |  |  | 9 | 16.6 | 8.5 | FALSE | FALSE | FALSE | 34200 | 22400 | 2.5 | 24400 | 2.27
215429771 | 09/16/2024 | Live | Daikin North America, LLC | AMANA | Singlezone Ducted, Centrally Ducted | 215429771 |  | HRCU-A-CB | AZV6SA3610A* | Ducted Indoor Units | AHVE36CP0300A* |  |  |  | 9 | 16.6 | 8.5 | FALSE | FALSE | FALSE | 34200 | 22400 | 2.5 | 26000 | 2.42
215429183 | 09/16/2024 | Live | Daikin North America, LLC | AMANA | Singlezone Ducted, Centrally Ducted | 215429183 |  | HRCU-A-CB | AZV6SA3610A* | Ducted Indoor Units | AHVE36CP1300A* |  |  |  | 9 | 16.6 | 8.5 | FALSE | FALSE | FALSE | 34200 | 22400 | 2.5 | 26000 | 2.42
215446987 | 09/16/2024 | Live | Daikin North America, LLC | AMANA | Singlezone Ducted, Centrally Ducted | 215446987 |  | HRCU-A-CB | AZV6SA3010A* | Ducted Indoor Units | CHPEA3026*3A*+MBVK16CP1X00A* |  |  |  | 10 | 17.5 | 8.5 | FALSE | FALSE | TRUE | 28400 | 18000 | 2.5 | 21400 | 2.31
215446986 | 09/16/2024 | Live | Daikin North America, LLC | AMANA | Singlezone Ducted, Centrally Ducted | 215446986 |  | HRCU-A-CB | AZV6SA3010A* | Ducted Indoor Units | CHPEA3026*3A*+MBVK12BP1X00A* |  |  |  | 10 | 17.5 | 8.5 | FALSE | FALSE | TRUE | 28400 | 18000 | 2.5 | 21400 | 2.31
215446966 | 09/16/2024 | Live | Daikin North America, LLC | AMANA | Singlezone Ducted, Centrally Ducted | 215446966 |  | HRCU-A-CB | AZV6SA3010A* | Ducted Indoor Units | CA*EA3626*3A*+MBVK16CP1X00A* |  |  |  | 10 | 17.5 | 8.5 | FALSE | FALSE | TRUE | 28400 | 18000 | 2.5 | 21400 | 2.31
215446965 | 09/16/2024 | Live | Daikin North America, LLC | AMANA | Singlezone Ducted, Centrally Ducted | 215446965 |  | HRCU-A-CB | AZV6SA3010A* | Ducted Indoor Units | CA*EA3626*3A*+MBVK12BP1X00A* |  |  |  | 10 | 17.5 | 8.5 | FALSE | FALSE | TRUE | 28400 | 18000 | 2.5 | 21400 | 2.31
215446945 | 09/16/2024 | Live | Daikin North America, LLC | AMANA | Singlezone Ducted, Centrally Ducted | 215446945 |  | HRCU-A-CB | AZV6SA3010A* | Ducted Indoor Units | CA*EA3022*3A*+MBVK16CP1X00A* |  |  |  | 10 | 17.5 | 8.5 | FALSE | FALSE | TRUE | 28400 | 18000 | 2.5 | 21400 | 2.31
215446944 | 09/16/2024 | Live | Daikin North America, LLC | AMANA | Singlezone Ducted, Centrally Ducted | 215446944 |  | HRCU-A-CB | AZV6SA3010A* | Ducted Indoor Units | CA*EA3022*3A*+MBVK12BP1X00A* |  |  |  | 10 | 17.5 | 8.5 | FALSE | FALSE | TRUE | 28400 | 18000 | 2.5 | 21400 | 2.31
215429770 | 09/16/2024 | Live | Daikin North America, LLC | AMANA | Singlezone Ducted, Centrally Ducted | 215429770 |  | HRCU-A-CB | AZV6SA3010A* | Ducted Indoor Units | AHVE36CP0300A* |  |  |  | 10 | 17.5 | 8.5 | FALSE | FALSE | TRUE | 28400 | 18000 | 2.5 | 21400 | 2.45
215429182 | 09/16/2024 | Live | Daikin North America, LLC | AMANA | Singlezone Ducted, Centrally Ducted | 215429182 |  | HRCU-A-CB | AZV6SA3010A* | Ducted Indoor Units | AHVE36CP1300A* |  |  |  | 10 | 17.5 | 8.5 | FALSE | FALSE | TRUE | 28400 | 18000 | 2.5 | 21400 | 2.45
215487153 | 09/16/2024 | Live | Daikin North America, LLC | AMANA | Singlezone Ducted, Centrally Ducted | 215487153 |  | HRCU-A-CB | AZV6SA2410A* | Ducted Indoor Units | CA*EA2418*3A*+MBVK12BP1X00A* |  |  |  | 10.2 | 18 | 8.5 | FALSE | FALSE | TRUE | 23200 | 14600 | 2.5 | 17900 | 2.45
215487152 | 09/16/2024 | Live | Daikin North America, LLC | AMANA | Singlezone Ducted, Centrally Ducted | 215487152 |  | HRCU-A-CB | AZV6SA2410A* | Ducted Indoor Units | CA*EA3022*3A*+MBVK12BP1X00A* |  |  |  | 10.2 | 18 | 8.5 | FALSE | FALSE | TRUE | 23200 | 14600 | 2.5 | 17900 | 2.45
215487151 | 09/16/2024 | Live | Daikin North America, LLC | AMANA | Singlezone Ducted, Centrally Ducted | 215487151 |  | HRCU-A-CB | AZV6SA2410A* | Ducted Indoor Units | CHPEA2422*3A*+MBVK12BP1X00A* |  |  |  | 10.2 | 18 | 8.5 | FALSE | FALSE | TRUE | 23200 | 14600 | 2.5 | 17900 | 2.45
215487150 | 09/16/2024 | Live | Daikin North America, LLC | AMANA | Singlezone Ducted, Centrally Ducted | 215487150 |  | HRCU-A-CB | AZV6SA2410A* | Ducted Indoor Units | CA*EA2418*3A*+MBVK16CP1X00A* |  |  |  | 10.2 | 18 | 8.5 | FALSE | FALSE | TRUE | 23200 | 14600 | 2.5 | 17900 | 2.45
215487149 | 09/16/2024 | Live | Daikin North America, LLC | AMANA | Singlezone Ducted, Centrally Ducted | 215487149 |  | HRCU-A-CB | AZV6SA2410A* | Ducted Indoor Units | CA*EA3022*3A*+MBVK16CP1X00A* |  |  |  | 10.2 | 18 | 8.5 | FALSE | FALSE | TRUE | 23200 | 14600 | 2.5 | 17900 | 2.45
215429769 | 09/16/2024 | Live | Daikin North America, LLC | AMANA | Singlezone Ducted, Centrally Ducted | 215429769 |  | HRCU-A-CB | AZV6SA2410A* | Ducted Indoor Units | AHVE24BP0300A* |  |  |  | 10.2 | 18 | 8.5 | FALSE | FALSE | TRUE | 23200 | 14600 | 2.5 | 18200 | 2.49
215429181 | 09/16/2024 | Live | Daikin North America, LLC | AMANA | Singlezone Ducted, Centrally Ducted | 215429181 |  | HRCU-A-CB | AZV6SA2410A* | Ducted Indoor Units | AHVE24BP1300A* |  |  |  | 10.2 | 18 | 8.5 | FALSE | FALSE | TRUE | 23200 | 14600 | 2.5 | 18200 | 2.49
215439769 | 09/16/2024 | Live | Daikin North America, LLC | AMANA | Singlezone Ducted, Centrally Ducted | 215439769 |  | HRCU-A-CB | AZV6SA1810A* | Ducted Indoor Units | CA*EA2418*3A*+MBVK12BP1X00A* |  |  |  | 12 | 19 | 8.8 | TRUE | TRUE | TRUE | 17000 | 10800 | 2.49 | 16300 | 2.2
215439768 | 09/16/2024 | Live | Daikin North America, LLC | AMANA | Singlezone Ducted, Centrally Ducted | 215439768 |  | HRCU-A-CB | AZV6SA1810A* | Ducted Indoor Units | CA*EA3022*3A*+MBVK12BP1X00A* |  |  |  | 12 | 19 | 8.8 | TRUE | TRUE | TRUE | 17000 | 10800 | 2.49 | 16300 | 2.2
215439767 | 09/16/2024 | Live | Daikin North America, LLC | AMANA | Singlezone Ducted, Centrally Ducted | 215439767 |  | HRCU-A-CB | AZV6SA1810A* | Ducted Indoor Units | CHPEA2422*3A*+MBVK12BP1X00A* |  |  |  | 12 | 19 | 8.8 | TRUE | TRUE | TRUE | 17000 | 10800 | 2.49 | 16300 | 2.2
215439766 | 09/16/2024 | Live | Daikin North America, LLC | AMANA | Singlezone Ducted, Centrally Ducted | 215439766 |  | HRCU-A-CB | AZV6SA1810A* | Ducted Indoor Units | CA*EA2418*3A*+MBVK16CP1X00A* |  |  |  | 12 | 19 | 8.8 | TRUE | TRUE | TRUE | 17000 | 10800 | 2.49 | 16300 | 2.2
215439765 | 09/16/2024 | Live | Daikin North America, LLC | AMANA | Singlezone Ducted, Centrally Ducted | 215439765 |  | HRCU-A-CB | AZV6SA1810A* | Ducted Indoor Units | CA*EA3022*3A*+MBVK16CP1X00A* |  |  |  | 12 | 19 | 8.8 | TRUE | TRUE | TRUE | 17000 | 10800 | 2.49 | 16300 | 2.2
215429768 | 09/16/2024 | Live | Daikin North America, LLC | AMANA | Singlezone Ducted, Centrally Ducted | 215429768 |  | HRCU-A-CB | AZV6SA1810A* | Ducted Indoor Units | AHVE24BP0300A* |  |  |  | 12 | 19 | 8.8 | TRUE | TRUE | TRUE | 17100 | 10800 | 2.49 | 16300 | 2.33
215429180 | 09/16/2024 | Live | Daikin North America, LLC | AMANA | Singlezone Ducted, Centrally Ducted | 215429180 |  | HRCU-A-CB | AZV6SA1810A* | Ducted Indoor Units | AHVE24BP1300A* |  |  |  | 12 | 19 | 8.8 | TRUE | TRUE | TRUE | 17100 | 10800 | 2.49 | 16300 | 2.33
215446911 | 09/16/2024 | Live | Daikin North America, LLC | DAIKIN | Singlezone Ducted, Centrally Ducted | 215446911 |  | HRCU-A-CB | DH6VSA6010A* | Ducted Indoor Units | CA*EA6030*3A*+MBVK16CP1X00A* |  |  |  | 8.6 | 16 | 8.2 | FALSE | FALSE | FALSE | 53500 | 34800 | 2.5 | 42500 | 2.33
215446910 | 05/06/2025 | Live | Daikin North America, LLC | DAIKIN | Singlezone Ducted, Centrally Ducted | 215446910 |  | HRCU-A-CB | DH6VSA6010A* | Ducted Indoor Units | CA*EA6030*3A*+MBVK20DP1X00A* |  |  |  | 9 | 16.6 | 8.2 | FALSE | FALSE | FALSE | 53500 | 34800 | 2.5 | 42500 | 2.33
215446884 | 11/10/2025 | Live | Daikin North America, LLC | DAIKIN | Singlezone Ducted, Centrally Ducted | 215446884 |  | HRCU-A-CB | DH6VSA6010A* | Ducted Indoor Units | CHPEA4830*3A*+MBVK16CP1X00A* |  |  |  | 8.6 | 16 | 8.2 | FALSE | FALSE | FALSE | 53500 | 34800 | 2.5 | 42500 | 2.33
215446882 | 09/16/2024 | Live | Daikin North America, LLC | DAIKIN | Singlezone Ducted, Centrally Ducted | 215446882 |  | HRCU-A-CB | DH6VSA6010A* | Ducted Indoor Units | CHPEA4830*3A*+MBVK20DP1X00A* |  |  |  | 9 | 16.6 | 8.2 | FALSE | FALSE | FALSE | 53500 | 34800 | 2.5 | 42500 | 2.33
215446865 | 09/16/2024 | Live | Daikin North America, LLC | DAIKIN | Singlezone Ducted, Centrally Ducted | 215446865 |  | HRCU-A-CB | DH6VSA6010A* | Ducted Indoor Units | CHPEA6030*3A*+MBVK16CP1X00A* |  |  |  | 8.6 | 16 | 8.2 | FALSE | FALSE | FALSE | 53500 | 34800 | 2.5 | 42500 | 2.33
215446864 | 09/16/2024 | Live | Daikin North America, LLC | DAIKIN | Singlezone Ducted, Centrally Ducted | 215446864 |  | HRCU-A-CB | DH6VSA6010A* | Ducted Indoor Units | CHPEA6030*3A*+MBVK20DP1X00A* |  |  |  | 9 | 16.6 | 8.2 | FALSE | FALSE | FALSE | 53500 | 34800 | 2.5 | 42500 | 2.33
215429767 | 09/16/2024 | Live | Daikin North America, LLC | DAIKIN | Singlezone Ducted, Centrally Ducted | 215429767 |  | HRCU-A-CB | DH6VSA6010A* | Ducted Indoor Units | DFVE60DP0300A* |  |  |  | 9 | 16.6 | 8.2 | FALSE | FALSE | FALSE | 53500 | 34800 | 2.5 | 42500 | 2.33
215415507 | 05/06/2025 | Live | Daikin North America, LLC | DAIKIN | Singlezone Ducted, Centrally Ducted | 215415507 |  | HRCU-A-CB | DH6VSA6010A* | Ducted Indoor Units | DFVE60DP1300A* |  |  |  | 9 | 16.6 | 8.2 | FALSE | FALSE | FALSE | 53500 | 34800 | 2.5 | 42500 | 2.33
215487135 | 09/16/2024 | Live | Daikin North America, LLC | DAIKIN | Singlezone Ducted, Centrally Ducted | 215487135 |  | HRCU-A-CB | DH6VSA4810A* | Ducted Indoor Units | CA*EA6030*3A*+MBVK16CP1X00A* |  |  |  | 9 | 17 | 8.2 | FALSE | FALSE | FALSE | 45500 | 29800 | 2.4 | 34800 | 2.23
215487094 | 11/10/2025 | Live | Daikin North America, LLC | DAIKIN | Singlezone Ducted, Centrally Ducted | 215487094 |  | HRCU-A-CB | DH6VSA4810A* | Ducted Indoor Units | CA*EA4830*3A*+MBVK16CP1X00A* |  |  |  | 9 | 17 | 8.2 | FALSE | FALSE | FALSE | 45500 | 29800 | 2.4 | 34800 | 2.23
215487093 | 09/16/2024 | Live | Daikin North America, LLC | DAIKIN | Singlezone Ducted, Centrally Ducted | 215487093 |  | HRCU-A-CB | DH6VSA4810A* | Ducted Indoor Units | CHPEA4830*3A*+MBVK16CP1X00A* |  |  |  | 9 | 17 | 8 | FALSE | FALSE | FALSE | 45500 | 29800 | 2.3 | 34800 | 2.23
215487092 | 09/16/2024 | Live | Daikin North America, LLC | DAIKIN | Singlezone Ducted, Centrally Ducted | 215487092 |  | HRCU-A-CB | DH6VSA4810A* | Ducted Indoor Units | CHPEA6030*3A*+MBVK16CP1X00A* |  |  |  | 9 | 17 | 8 | FALSE | FALSE | FALSE | 45500 | 29800 | 2.3 | 34800 | 2.23
215487134 | 09/16/2024 | Live | Daikin North America, LLC | DAIKIN | Singlezone Ducted, Centrally Ducted | 215487134 |  | HRCU-A-CB | DH6VSA4810A* | Ducted Indoor Units | CA*EA6030*3A*+MBVK20DP1X00A* |  |  |  | 9 | 17 | 8.2 | FALSE | FALSE | FALSE | 45500 | 29800 | 2.4 | 34800 | 2.23
215487091 | 05/06/2025 | Live | Daikin North America, LLC | DAIKIN | Singlezone Ducted, Centrally Ducted | 215487091 |  | HRCU-A-CB | DH6VSA4810A* | Ducted Indoor Units | CA*EA4830*3A*+MBVK20DP1X00A* |  |  |  | 9 | 17 | 8.2 | FALSE | FALSE | FALSE | 45500 | 29800 | 2.4 | 34800 | 2.23
215487090 | 11/10/2025 | Live | Daikin North America, LLC | DAIKIN | Singlezone Ducted, Centrally Ducted | 215487090 |  | HRCU-A-CB | DH6VSA4810A* | Ducted Indoor Units | CHPEA4830*3A*+MBVK20DP1X00A* |  |  |  | 9 | 17 | 8 | FALSE | FALSE | FALSE | 45500 | 29800 | 2.3 | 34800 | 2.23
215487089 | 09/16/2024 | Live | Daikin North America, LLC | DAIKIN | Singlezone Ducted, Centrally Ducted | 215487089 |  | HRCU-A-CB | DH6VSA4810A* | Ducted Indoor Units | CHPEA6030*3A*+MBVK20DP1X00A* |  |  |  | 9 | 17 | 8 | FALSE | FALSE | FALSE | 45500 | 29800 | 2.3 | 34800 | 2.23
215429802 | 09/16/2024 | Live | Daikin North America, LLC | DAIKIN | Singlezone Ducted, Centrally Ducted | 215429802 |  | HRCU-A-CB | DH6VSA4810A* | Ducted Indoor Units | DFVE60DP0300A* |  |  |  | 9 | 17 | 8.2 | FALSE | FALSE | FALSE | 45500 | 29800 | 2.4 | 34800 | 2.23
215429801 | 09/16/2024 | Live | Daikin North America, LLC | DAIKIN | Singlezone Ducted, Centrally Ducted | 215429801 |  | HRCU-A-CB | DH6VSA4810A* | Ducted Indoor Units | DFVE60DP1300A* |  |  |  | 9 | 17 | 8.2 | FALSE | FALSE | FALSE | 45500 | 29800 | 2.4 | 34800 | 2.23
215429800 | 09/16/2024 | Live | Daikin North America, LLC | DAIKIN | Singlezone Ducted, Centrally Ducted | 215429800 |  | HRCU-A-CB | DH6VSA4810A* | Ducted Indoor Units | DFVE48CP0300A* |  |  |  | 8.9 | 17 | 8.2 | FALSE | FALSE | FALSE | 45500 | 29800 | 2.4 | 34800 | 2.23
215429799 | 05/06/2025 | Live | Daikin North America, LLC | DAIKIN | Singlezone Ducted, Centrally Ducted | 215429799 |  | HRCU-A-CB | DH6VSA4810A* | Ducted Indoor Units | DFVE48CP1300A* |  |  |  | 8.9 | 17 | 8.2 | FALSE | FALSE | FALSE | 45500 | 29800 | 2.4 | 34800 | 2.23
215429798 | 11/10/2025 | Live | Daikin North America, LLC | DAIKIN | Singlezone Ducted, Centrally Ducted | 215429798 |  | HRCU-A-CB | DH6VSA4810A* | Ducted Indoor Units | DFVE48DP0300A* |  |  |  | 9 | 17 | 8.2 | FALSE | FALSE | FALSE | 45500 | 29800 | 2.5 | 34800 | 2.39
215429766 | 09/16/2024 | Live | Daikin North America, LLC | DAIKIN | Singlezone Ducted, Centrally Ducted | 215429766 |  | HRCU-A-CB | DH6VSA4810A* | Ducted Indoor Units | DFVE48DP1300A* |  |  |  | 9 | 17 | 8.2 | FALSE | FALSE | FALSE | 45500 | 29800 | 2.5 | 34800 | 2.39
215446831 | 09/16/2024 | Live | Daikin North America, LLC | DAIKIN | Singlezone Ducted, Centrally Ducted | 215446831 |  | HRCU-A-CB | DH6VSA4210A* | Ducted Indoor Units | CA*EA4830*3A*+MBVK20DP1X00A* |  |  |  | 9 | 17 | 8.2 | FALSE | FALSE | FALSE | 41000 | 25600 | 2.4 | 33200 | 2.18
215446830 | 09/16/2024 | Live | Daikin North America, LLC | DAIKIN | Singlezone Ducted, Centrally Ducted | 215446830 |  | HRCU-A-CB | DH6VSA4210A* | Ducted Indoor Units | CA*EA6030*3A*+MBVK20DP1X00A* |  |  |  | 9 | 17 | 8 | FALSE | FALSE | FALSE | 41000 | 25600 | 2.4 | 33200 | 2.18
215446828 | 09/16/2024 | Live | Daikin North America, LLC | DAIKIN | Singlezone Ducted, Centrally Ducted | 215446828 |  | HRCU-A-CB | DH6VSA4210A* | Ducted Indoor Units | CA*EA4830*3A*+MBVK16CP1X00A* |  |  |  | 9 | 17 | 8 | FALSE | FALSE | FALSE | 41000 | 25600 | 2.4 | 33200 | 2.18
215446827 | 05/06/2025 | Live | Daikin North America, LLC | DAIKIN | Singlezone Ducted, Centrally Ducted | 215446827 |  | HRCU-A-CB | DH6VSA4210A* | Ducted Indoor Units | CA*EA6030*3A*+MBVK16CP1X00A* |  |  |  | 9 | 17 | 8 | FALSE | FALSE | FALSE | 41000 | 25600 | 2.4 | 33200 | 2.18
215429765 | 09/16/2024 | Live | Daikin North America, LLC | DAIKIN | Singlezone Ducted, Centrally Ducted | 215429765 |  | HRCU-A-CB | DH6VSA4210A* | Ducted Indoor Units | DFVE42CP0300A* |  |  |  | 9 | 17 | 8.2 | FALSE | FALSE | FALSE | 41000 | 25600 | 2.4 | 33200 | 2.18
215429764 | 05/06/2025 | Live | Daikin North America, LLC | DAIKIN | Singlezone Ducted, Centrally Ducted | 215429764 |  | HRCU-A-CB | DH6VSA4210A* | Ducted Indoor Units | DFVE42CP1300A* |  |  |  | 9 | 17 | 8.2 | FALSE | FALSE | FALSE | 41000 | 25600 | 2.4 | 33200 | 2.18
215429763 | 11/10/2025 | Live | Daikin North America, LLC | DAIKIN | Singlezone Ducted, Centrally Ducted | 215429763 |  | HRCU-A-CB | DH6VSA4210A* | Ducted Indoor Units | DFVE48CP0300A* |  |  |  | 9 | 17 | 8.2 | FALSE | FALSE | FALSE | 41000 | 25600 | 2.4 | 33200 | 2.18
215429762 | 09/16/2024 | Live | Daikin North America, LLC | DAIKIN | Singlezone Ducted, Centrally Ducted | 215429762 |  | HRCU-A-CB | DH6VSA4210A* | Ducted Indoor Units | DFVE48CP1300A* |  |  |  | 9 | 17 | 8.2 | FALSE | FALSE | FALSE | 41000 | 25600 | 2.4 | 33200 | 2.18
215429761 | 09/16/2024 | Live | Daikin North America, LLC | DAIKIN | Singlezone Ducted, Centrally Ducted | 215429761 |  | HRCU-A-CB | DH6VSA4210A* | Ducted Indoor Units | DFVE60DP0300A* |  |  |  | 9 | 17 | 8.2 | FALSE | FALSE | FALSE | 41000 | 25600 | 2.4 | 33200 | 2.18
215429760 | 05/06/2025 | Live | Daikin North America, LLC | DAIKIN | Singlezone Ducted, Centrally Ducted | 215429760 |  | HRCU-A-CB | DH6VSA4210A* | Ducted Indoor Units | DFVE60DP1300A* |  |  |  | 9 | 17 | 8.2 | FALSE | FALSE | FALSE | 41000 | 25600 | 2.4 | 33200 | 2.18
215429759 | 11/10/2025 | Live | Daikin North America, LLC | DAIKIN | Singlezone Ducted, Centrally Ducted | 215429759 |  | HRCU-A-CB | DH6VSA4210A* | Ducted Indoor Units | DFVE48DP0300A* |  |  |  | 9 | 17 | 8.2 | FALSE | FALSE | FALSE | 41000 | 25600 | 2.5 | 34400 | 2.26
215415506 | 09/16/2024 | Live | Daikin North America, LLC | DAIKIN | Singlezone Ducted, Centrally Ducted | 215415506 |  | HRCU-A-CB | DH6VSA4210A* | Ducted Indoor Units | DFVE48DP1300A* |  |  |  | 9 | 17 | 8.2 | FALSE | FALSE | FALSE | 41000 | 25600 | 2.5 | 34400 | 2.26
215446783 | 05/06/2025 | Live | Daikin North America, LLC | DAIKIN | Singlezone Ducted, Centrally Ducted | 215446783 |  | HRCU-A-CB | DH6VSA3610A* | Ducted Indoor Units | CA*EA3626*3A*+MBVK12BP1X00A* |  |  |  | 9 | 16.6 | 8.5 | FALSE | FALSE | FALSE | 33800 | 22400 | 2.5 | 24400 | 2.27
215446782 | 09/16/2024 | Live | Daikin North America, LLC | DAIKIN | Singlezone Ducted, Centrally Ducted | 215446782 |  | HRCU-A-CB | DH6VSA3610A* | Ducted Indoor Units | CHPEA3626*3A*+MBVK12BP1X00A* |  |  |  | 9 | 16.6 | 8.5 | FALSE | FALSE | FALSE | 33800 | 22400 | 2.5 | 24400 | 2.27
215446781 | 09/16/2024 | Live | Daikin North America, LLC | DAIKIN | Singlezone Ducted, Centrally Ducted | 215446781 |  | HRCU-A-CB | DH6VSA3610A* | Ducted Indoor Units | CA*EA3626*3A*+MBVK16CP1X00A* |  |  |  | 9 | 16.6 | 8.5 | FALSE | FALSE | FALSE | 34000 | 22400 | 2.5 | 24400 | 2.27
215446780 | 05/06/2025 | Live | Daikin North America, LLC | DAIKIN | Singlezone Ducted, Centrally Ducted | 215446780 |  | HRCU-A-CB | DH6VSA3610A* | Ducted Indoor Units | CHPEA3626*3A*+MBVK16CP1X00A* |  |  |  | 9 | 16.6 | 8.5 | FALSE | FALSE | FALSE | 34000 | 22400 | 2.5 | 24400 | 2.27
215447613 | 11/10/2025 | Live | Daikin North America, LLC | DAIKIN | Singlezone Ducted, Centrally Ducted | 215447613 |  | HRCU-A-CB | DH6VSA3610A* | Ducted Indoor Units | CA*EA3626*3A*+MBVK20DP1X00A* |  |  |  | 9 | 16.6 | 8.5 | FALSE | FALSE | FALSE | 34200 | 22400 | 2.5 | 24400 | 2.27
215429758 | 09/16/2024 | Live | Daikin North America, LLC | DAIKIN | Singlezone Ducted, Centrally Ducted | 215429758 |  | HRCU-A-CB | DH6VSA3610A* | Ducted Indoor Units | DFVE42CP0300A* |  |  |  | 9 | 16.6 | 8.5 | FALSE | FALSE | FALSE | 34200 | 22400 | 2.5 | 24400 | 2.27
215429757 | 09/16/2024 | Live | Daikin North America, LLC | DAIKIN | Singlezone Ducted, Centrally Ducted | 215429757 |  | HRCU-A-CB | DH6VSA3610A* | Ducted Indoor Units | DFVE42CP1300A* |  |  |  | 9 | 16.6 | 8.5 | FALSE | FALSE | FALSE | 34200 | 22400 | 2.5 | 24400 | 2.27
215429756 | 05/06/2025 | Live | Daikin North America, LLC | DAIKIN | Singlezone Ducted, Centrally Ducted | 215429756 |  | HRCU-A-CB | DH6VSA3610A* | Ducted Indoor Units | DFVE36CP0300A* |  |  |  | 9 | 16.6 | 8.5 | FALSE | FALSE | FALSE | 34200 | 22400 | 2.5 | 26000 | 2.42
215415505 | 09/16/2024 | Live | Daikin North America, LLC | DAIKIN | Singlezone Ducted, Centrally Ducted | 215415505 |  | HRCU-A-CB | DH6VSA3610A* | Ducted Indoor Units | DFVE36CP1300A* |  |  |  | 9 | 16.6 | 8.5 | FALSE | FALSE | FALSE | 34200 | 22400 | 2.5 | 26000 | 2.42
215446779 | 09/16/2024 | Live | Daikin North America, LLC | DAIKIN | Singlezone Ducted, Centrally Ducted | 215446779 |  | HRCU-A-CB | DH6VSA3010A* | Ducted Indoor Units | CHPEA3026*3A*+MBVK16CP1X00A* |  |  |  | 10 | 17.5 | 8.5 | FALSE | FALSE | TRUE | 28400 | 18000 | 2.5 | 21400 | 2.31
215446778 | 05/06/2025 | Live | Daikin North America, LLC | DAIKIN | Singlezone Ducted, Centrally Ducted | 215446778 |  | HRCU-A-CB | DH6VSA3010A* | Ducted Indoor Units | CHPEA3026*3A*+MBVK12BP1X00A* |  |  |  | 10 | 17.5 | 8.5 | FALSE | FALSE | TRUE | 28400 | 18000 | 2.5 | 21400 | 2.31
215446758 | 11/10/2025 | Live | Daikin North America, LLC | DAIKIN | Singlezone Ducted, Centrally Ducted | 215446758 |  | HRCU-A-CB | DH6VSA3010A* | Ducted Indoor Units | CA*EA3626*3A*+MBVK16CP1X00A* |  |  |  | 10 | 17.5 | 8.5 | FALSE | FALSE | TRUE | 28400 | 18000 | 2.5 | 21400 | 2.31
215446757 | 09/16/2024 | Live | Daikin North America, LLC | DAIKIN | Singlezone Ducted, Centrally Ducted | 215446757 |  | HRCU-A-CB | DH6VSA3010A* | Ducted Indoor Units | CA*EA3626*3A*+MBVK12BP1X00A* |  |  |  | 10 | 17.5 | 8.5 | FALSE | FALSE | TRUE | 28400 | 18000 | 2.5 | 21400 | 2.31
215446737 | 09/16/2024 | Live | Daikin North America, LLC | DAIKIN | Singlezone Ducted, Centrally Ducted | 215446737 |  | HRCU-A-CB | DH6VSA3010A* | Ducted Indoor Units | CA*EA3022*3A*+MBVK16CP1X00A* |  |  |  | 10 | 17.5 | 8.5 | FALSE | FALSE | TRUE | 28400 | 18000 | 2.5 | 21400 | 2.31
215446736 | 05/06/2025 | Live | Daikin North America, LLC | DAIKIN | Singlezone Ducted, Centrally Ducted | 215446736 |  | HRCU-A-CB | DH6VSA3010A* | Ducted Indoor Units | CA*EA3022*3A*+MBVK12BP1X00A* |  |  |  | 10 | 17.5 | 8.5 | FALSE | FALSE | TRUE | 28400 | 18000 | 2.5 | 21400 | 2.31
215429755 | 05/06/2025 | Live | Daikin North America, LLC | DAIKIN | Singlezone Ducted, Centrally Ducted | 215429755 |  | HRCU-A-CB | DH6VSA3010A* | Ducted Indoor Units | DFVE36CP0300A* |  |  |  | 10 | 17.5 | 8.5 | FALSE | FALSE | TRUE | 28400 | 18000 | 2.5 | 21400 | 2.45
215415504 | 11/10/2025 | Live | Daikin North America, LLC | DAIKIN | Singlezone Ducted, Centrally Ducted | 215415504 |  | HRCU-A-CB | DH6VSA3010A* | Ducted Indoor Units | DFVE36CP1300A* |  |  |  | 10 | 17.5 | 8.5 | FALSE | FALSE | TRUE | 28400 | 18000 | 2.5 | 21400 | 2.45
215487046 | 09/16/2024 | Live | Daikin North America, LLC | DAIKIN | Singlezone Ducted, Centrally Ducted | 215487046 |  | HRCU-A-CB | DH6VSA2410A* | Ducted Indoor Units | CA*EA2418*3A*+MBVK12BP1X00A* |  |  |  | 10.2 | 18 | 8.5 | FALSE | FALSE | TRUE | 23200 | 14600 | 2.5 | 17900 | 2.45
215487045 | 09/16/2024 | Live | Daikin North America, LLC | DAIKIN | Singlezone Ducted, Centrally Ducted | 215487045 |  | HRCU-A-CB | DH6VSA2410A* | Ducted Indoor Units | CA*EA3022*3A*+MBVK12BP1X00A* |  |  |  | 10.2 | 18 | 8.5 | FALSE | FALSE | TRUE | 23200 | 14600 | 2.5 | 17900 | 2.45
215487044 | 05/06/2025 | Live | Daikin North America, LLC | DAIKIN | Singlezone Ducted, Centrally Ducted | 215487044 |  | HRCU-A-CB | DH6VSA2410A* | Ducted Indoor Units | CHPEA2422*3A*+MBVK12BP1X00A* |  |  |  | 10.2 | 18 | 8.5 | FALSE | FALSE | TRUE | 23200 | 14600 | 2.5 | 17900 | 2.45
215487043 | 09/16/2024 | Live | Daikin North America, LLC | DAIKIN | Singlezone Ducted, Centrally Ducted | 215487043 |  | HRCU-A-CB | DH6VSA2410A* | Ducted Indoor Units | CA*EA2418*3A*+MBVK16CP1X00A* |  |  |  | 10.2 | 18 | 8.5 | FALSE | FALSE | TRUE | 23200 | 14600 | 2.5 | 17900 | 2.45
215487042 | 05/06/2025 | Live | Daikin North America, LLC | DAIKIN | Singlezone Ducted, Centrally Ducted | 215487042 |  | HRCU-A-CB | DH6VSA2410A* | Ducted Indoor Units | CA*EA3022*3A*+MBVK16CP1X00A* |  |  |  | 10.2 | 18 | 8.5 | FALSE | FALSE | TRUE | 23200 | 14600 | 2.5 | 17900 | 2.45
215429754 | 11/10/2025 | Live | Daikin North America, LLC | DAIKIN | Singlezone Ducted, Centrally Ducted | 215429754 |  | HRCU-A-CB | DH6VSA2410A* | Ducted Indoor Units | DFVE24BP0300A* |  |  |  | 10.2 | 18 | 8.5 | FALSE | FALSE | TRUE | 23200 | 14600 | 2.5 | 18200 | 2.49
215415503 | 09/16/2024 | Live | Daikin North America, LLC | DAIKIN | Singlezone Ducted, Centrally Ducted | 215415503 |  | HRCU-A-CB | DH6VSA2410A* | Ducted Indoor Units | DFVE24BP1300A* |  |  |  | 10.2 | 18 | 8.5 | FALSE | FALSE | TRUE | 23200 | 14600 | 2.5 | 18200 | 2.49
215439764 | 09/16/2024 | Live | Daikin North America, LLC | DAIKIN | Singlezone Ducted, Centrally Ducted | 215439764 |  | HRCU-A-CB | DH6VSA1810A* | Ducted Indoor Units | CA*EA2418*3A*+MBVK12BP1X00A* |  |  |  | 12 | 19 | 8.8 | TRUE | TRUE | TRUE | 17000 | 10800 | 2.49 | 16300 | 2.2
215439763 | 05/06/2025 | Live | Daikin North America, LLC | DAIKIN | Singlezone Ducted, Centrally Ducted | 215439763 |  | HRCU-A-CB | DH6VSA1810A* | Ducted Indoor Units | CA*EA3022*3A*+MBVK12BP1X00A* |  |  |  | 12 | 19 | 8.8 | TRUE | TRUE | TRUE | 17000 | 10800 | 2.49 | 16300 | 2.2
215439762 | 09/16/2024 | Live | Daikin North America, LLC | DAIKIN | Singlezone Ducted, Centrally Ducted | 215439762 |  | HRCU-A-CB | DH6VSA1810A* | Ducted Indoor Units | CHPEA2422*3A*+MBVK12BP1X00A* |  |  |  | 12 | 19 | 8.8 | TRUE | TRUE | TRUE | 17000 | 10800 | 2.49 | 16300 | 2.2
215439761 | 05/06/2025 | Live | Daikin North America, LLC | DAIKIN | Singlezone Ducted, Centrally Ducted | 215439761 |  | HRCU-A-CB | DH6VSA1810A* | Ducted Indoor Units | CA*EA2418*3A*+MBVK16CP1X00A* |  |  |  | 12 | 19 | 8.8 | TRUE | TRUE | TRUE | 17000 | 10800 | 2.49 | 16300 | 2.2
215439760 | 09/16/2024 | Live | Daikin North America, LLC | DAIKIN | Singlezone Ducted, Centrally Ducted | 215439760 |  | HRCU-A-CB | DH6VSA1810A* | Ducted Indoor Units | CA*EA3022*3A*+MBVK16CP1X00A* |  |  |  | 12 | 19 | 8.8 | TRUE | TRUE | TRUE | 17000 | 10800 | 2.49 | 16300 | 2.2
215429753 | 05/06/2025 | Live | Daikin North America, LLC | DAIKIN | Singlezone Ducted, Centrally Ducted | 215429753 |  | HRCU-A-CB | DH6VSA1810A* | Ducted Indoor Units | DFVE24BP0300A* |  |  |  | 12 | 19 | 8.8 | TRUE | TRUE | TRUE | 17100 | 10800 | 2.49 | 16300 | 2.33
215415502 | 11/10/2025 | Live | Daikin North America, LLC | DAIKIN | Singlezone Ducted, Centrally Ducted | 215415502 |  | HRCU-A-CB | DH6VSA1810A* | Ducted Indoor Units | DFVE24BP1300A* |  |  |  | 12 | 19 | 8.8 | TRUE | TRUE | TRUE | 17100 | 10800 | 2.49 | 16300 | 2.33
215324149 | 09/16/2024 | Live | Carrier | ARCOAIRE | Singlezone Non-Ducted, Wall Placement | 215324149 |  | HRCU-A-CB-O | D5CSRAH24AAK | Mini-Splits | D5FPHAH18XAK |  |  |  | 14 | 23.1 | 11.7 | FALSE | FALSE | TRUE | 24000 | 18800 | 2.65 | 19300 | 2.33
215359322 | 09/16/2024 | Live | Johnson Controls Inc. (York International Norman) | HITACHI | Singlezone Non-Ducted, Ceiling Placement | 215359322 |  | HRCU-A-CB-O | PAS-12BLFASDQ1 | Mini-Splits | PCIM-B12UFA1DQ |  |  |  | 16.5 | 24.9 | 11.3 | TRUE | TRUE | TRUE | 12000 | 12500 | 3.1 | 18000 | 2.51
215359321 | 05/06/2025 | Live | Johnson Controls Inc. (York International Norman) | HITACHI | Singlezone Ducted, Centrally Ducted | 215359321 |  | HRCU-A-CB | PAS-12BLFASDQ1 | Mini-Splits | PPIM-B12UFA1DQ |  |  |  | 13.9 | 20.5 | 10 | TRUE | TRUE | TRUE | 12000 | 12500 | 2.69 | 17500 | 2.35
215222842 | 09/16/2024 | Live | Johnson Controls Inc. (York International Norman) | HITACHI | Singlezone Non-Ducted, Ceiling Placement | 215222842 |  | HRCU-A-CB-O | PAS-36BLFASDQ1 | Mini-Splits | PCI-B36UFA1DQ |  |  |  | 15 | 23.6 | 10.9 | TRUE | TRUE | TRUE | 36000 | 34200 | 2.9 | 44500 | 2.41
215222826 | 09/16/2024 | Live | Johnson Controls Inc. (York International Norman) | HITACHI | Singlezone Non-Ducted, Ceiling Placement | 215222826 |  | HRCU-A-CB-O | PAS-30BLFASDQ1 | Mini-Splits | PCI-B30UFA1DQ |  |  |  | 13.9 | 20.3 | 11.2 | TRUE | TRUE | TRUE | 30000 | 28600 | 3 | 40000 | 2.39
215222825 | 05/06/2025 | Live | Johnson Controls Inc. (York International Norman) | HITACHI | Singlezone Non-Ducted, Ceiling Placement | 215222825 |  | HRCU-A-CB-O | PAS-24BLFASDQ1 | Mini-Splits | PCI-B24UFA1DQ |  |  |  | 14 | 19.5 | 10.8 | TRUE | TRUE | TRUE | 24000 | 21600 | 3.1 | 35500 | 2.4
215222824 | 11/10/2025 | Live | Johnson Controls Inc. (York International Norman) | HITACHI | Singlezone Non-Ducted, Ceiling Placement | 215222824 |  | HRCU-A-CB-O | PAS-18BLFASDQ1 | Mini-Splits | PCI-B18UFA1DQ |  |  |  | 14.7 | 24.1 | 11.5 | TRUE | TRUE | TRUE | 18000 | 18000 | 3.2 | 24000 | 2.59
215222841 | 09/16/2024 | Live | Johnson Controls Inc. (York International Norman) | HITACHI | Singlezone Ducted, Centrally Ducted | 215222841 |  | HRCU-A-CB | PAS-36BLFASDQ1 | Mini-Splits | PPIM-B36UFA1DQ |  |  |  | 13.3 | 21.5 | 10.7 | TRUE | TRUE | TRUE | 36000 | 34200 | 2.7 | 44000 | 2.38
215222843 | 05/06/2025 | Live | Johnson Controls Inc. (York International Norman) | HITACHI | Singlezone Ducted, Centrally Ducted | 215222843 |  | HRCU-A-CB | PAS-30BLFASDQ1 | Mini-Splits | PPIM-B30UFA1DQ |  |  |  | 12.8 | 18.7 | 10.1 | TRUE | TRUE | TRUE | 30000 | 28600 | 2.7 | 40000 | 2.4
215222823 | 09/16/2024 | Live | Johnson Controls Inc. (York International Norman) | HITACHI | Singlezone Ducted, Centrally Ducted | 215222823 |  | HRCU-A-CB | PAS-24BLFASDQ1 | Mini-Splits | PPIM-B24UFA1DQ |  |  |  | 13.3 | 18.5 | 9.8 | TRUE | TRUE | TRUE | 24000 | 21600 | 2.8 | 35000 | 2.3
215222822 | 05/06/2025 | Live | Johnson Controls Inc. (York International Norman) | HITACHI | Singlezone Ducted, Centrally Ducted | 215222822 |  | HRCU-A-CB | PAS-18BLFASDQ1 | Mini-Splits | PPIM-B18UFA1DQ |  |  |  | 12.7 | 20.2 | 9.8 | TRUE | TRUE | TRUE | 18000 | 18000 | 2.6 | 23200 | 2.39
215449767 | 11/10/2025 | Live | Midea Electric Trading | BREEZE33 | Singlezone Non-Ducted, Wall Placement | 215449767 |  | HRCU-A-CB-O | BZ33-HYP36OUT2-454-G3-P | Mini-Splits | BZ33-CASS36-454-G3-P |  |  |  | 12 | 21.2 | 10.6 | TRUE | TRUE | TRUE | 36600 | 30600 | 2.56 | 46200 | 2.17
215449762 | 09/16/2024 | Live | Midea Electric Trading | BREEZE33 | Singlezone Non-Ducted, Wall Placement | 215449762 |  | HRCU-A-CB-O | BZ33-HYP33OUT2-454-G3-P | Mini-Splits | BZ33-HYP33WALL2-454-G3-P |  |  |  | 12 | 19.5 | 10.5 | TRUE | TRUE | TRUE | 33000 | 30000 | 2.69 | 30200 | 2.02
215449761 | 09/16/2024 | Live | Midea Electric Trading | BREEZE33 | Singlezone Non-Ducted, Wall Placement | 215449761 |  | HRCU-A-CB-O | BZ33-HYP24OUT2-454-G3-P | Mini-Splits | BZ33-HYP24WALL2-454-G3-P |  |  |  | 13 | 21 | 13.5 | TRUE | TRUE | TRUE | 24000 | 21000 | 2.88 | 23200 | 2.35
215449763 | 05/06/2025 | Live | Midea Electric Trading | BREEZE33 | Singlezone Non-Ducted, Ceiling Placement | 215449763 |  | HRCU-A-CB-O | BZ33-HYP09OUT2-454-G3-P | Mini-Splits | BZ33-CASS09-454-G3-P |  |  |  | 14 | 22.6 | 12.1 | TRUE | TRUE | TRUE | 9000 | 9700 | 2.63 | 12600 | 2.1
215449770 | 09/16/2024 | Live | Midea Electric Trading | BREEZE33 | Singlezone Non-Ducted, Ceiling Placement | 215449770 |  | HRCU-A-CB-O | BZ33-HYP09OUT2-454-G3-P | Mini-Splits | BZ33-OWCASS09-454-G3-P |  |  |  | 14.6 | 24 | 12.1 | TRUE | TRUE | TRUE | 9000 | 9000 | 2.44 | 11900 | 2
215449768 | 05/06/2025 | Live | Midea Electric Trading | BREEZE33 | Singlezone Non-Ducted, Wall Placement | 215449768 |  | HRCU-A-CB-O | BZ33-HYP48OUT2-454-G3-P | Mini-Splits | BZ33-CASS48-454-G3-P |  |  |  | 10 | 18.2 | 11 | FALSE | TRUE | TRUE | 48000 | 44000 | 2.44 | 48000 | 2.17
215449743 | 11/10/2025 | Live | Midea Electric Trading | BREEZE33 | Singlezone Non-Ducted, Wall Placement | 215449743 |  | HRCU-A-CB-O | BZ33-HP36OUT2-454-G3-C | Mini-Splits | BZ33-HP36WALL2-454-G3-C |  |  |  | 9 | 18 | 8.5 | FALSE | FALSE | FALSE | 36000 | 24600 | 2.25 | 25000 | 2.14
215449742 | 09/16/2024 | Live | Midea Electric Trading | BREEZE33 | Singlezone Non-Ducted, Wall Placement | 215449742 |  | HRCU-A-CB-O | BZ33-HP30OUT2-454-G3-C | Mini-Splits | BZ33-HP30WALL2-454-G3-C |  |  |  | 11 | 20 | 9.2 | TRUE | FALSE | FALSE | 30000 | 19000 | 2.26 | 19800 | 1.99
215449756 | 09/16/2024 | Live | Midea Electric Trading | BREEZE33 | Singlezone Non-Ducted, Wall Placement | 215449756 |  | HRCU-A-CB-O | BZ33-HP24OUT2-454-G3-C | Mini-Splits | BZ33-HP24WALL2-454-G3-C |  |  |  | 10 | 18.7 | 9.3 | FALSE | TRUE | FALSE | 24000 | 16900 | 2.53 | 18700 | 2.18
215449741 | 05/06/2025 | Live | Midea Electric Trading | BREEZE33 | Singlezone Non-Ducted, Wall Placement | 215449741 |  | HRCU-A-CB-O | BZ33-HP18OUT2-454-G3-C | Mini-Splits | BZ33-HP18WALL2-454-G3-C |  |  |  | 10.8 | 19.2 | 9.6 | FALSE | FALSE | TRUE | 18000 | 12300 | 2.63 | 14800 | 2.58
215449740 | 09/16/2024 | Live | Midea Electric Trading | BREEZE33 | Singlezone Non-Ducted, Wall Placement | 215449740 |  | HRCU-A-CB-O | BZ33-HP12OUT1-454-G3-C | Mini-Splits | BZ33-HP12WALL1-454-G3-C |  |  |  | 10.1 | 21.2 | 8.7 | FALSE | FALSE | FALSE | 12000 | 7300 | 2.23 | 8000 | 2.19
215449755 | 09/16/2024 | Live | Midea Electric Trading | BREEZE33 | Singlezone Non-Ducted, Wall Placement | 215449755 |  | HRCU-A-CB-O | BZ33-HP09OUT1-454-G3-C | Mini-Splits | BZ33-HP09WALL1-454-G3-C |  |  |  | 12.5 | 21.5 | 9 | TRUE | FALSE | FALSE | 9000 | 6500 | 2.3 | 8000 | 2.13
215449738 | 05/06/2025 | Live | Midea Electric Trading | CANAIR | Multizone Mix of Ducted and Non-Ducted | 215449738 |  | HMSV-A-CB | 4C28MC655H21 | Mixed Ducted and Non-Ducted Indoor Units |  |  |  |  | 11.85 | 21.1 | 10.6 | TRUE | TRUE | TRUE | 52000 | 44500 | 2.65 | 49500 | 2.39
215449737 | 11/10/2025 | Live | Midea Electric Trading | CANAIR | Multizone All Ducted | 215449737 |  | HMSV-A-CB | 4C28MC655H21 | Ducted Indoor Units |  |  |  |  | 11.7 | 20 | 10.7 | TRUE | TRUE | TRUE | 53000 | 45000 | 2.7 | 52000 | 2.3
215449736 | 09/16/2024 | Live | Midea Electric Trading | CANAIR | Multizone All Non-Ducted | 215449736 |  | HMSR-A-CB-O | 4C28MC655H21 | Non-Ducted Indoor Units |  |  |  |  | 12 | 22.2 | 10.5 | TRUE | TRUE | TRUE | 51000 | 44000 | 2.6 | 47000 | 2.5
215449735 | 05/06/2025 | Live | Midea Electric Trading | CANAIR | Multizone Mix of Ducted and Non-Ducted | 215449735 |  | HMSV-A-CB | 4C28MC648H21 | Mixed Ducted and Non-Ducted Indoor Units |  |  |  |  | 11.85 | 21.7 | 11 | TRUE | TRUE | TRUE | 47000 | 44000 | 2.6 | 45500 | 2.1
215449734 | 11/10/2025 | Live | Midea Electric Trading | CANAIR | Multizone All Ducted | 215449734 |  | HMSV-A-CB | 4C28MC648H21 | Ducted Indoor Units |  |  |  |  | 11.7 | 20.4 | 11 | TRUE | TRUE | TRUE | 47000 | 44500 | 2.6 | 46000 | 2.2
215449733 | 09/16/2024 | Live | Midea Electric Trading | CANAIR | Multizone All Non-Ducted | 215449733 |  | HMSR-A-CB-O | 4C28MC648H21 | Non-Ducted Indoor Units |  |  |  |  | 12 | 23 | 11 | TRUE | TRUE | TRUE | 47000 | 44000 | 2.6 | 45000 | 2
215449731 | 09/16/2024 | Live | Midea Electric Trading | CANAIR | Multizone All Ducted | 215449731 |  | HMSV-A-CB | 4C28MC536H21 | Ducted Indoor Units |  |  |  |  | 12 | 19.4 | 10.4 | TRUE | TRUE | TRUE | 36000 | 33000 | 2.4 | 34000 | 2.2
215449729 | 09/16/2024 | Live | Midea Electric Trading | CANAIR | Multizone Mix of Ducted and Non-Ducted | 215449729 |  | HMSV-A-CB | 4C28MC428H21 | Mixed Ducted and Non-Ducted Indoor Units |  |  |  |  | 12.25 | 21 | 10 | TRUE | TRUE | TRUE | 27400 | 24000 | 2.5 | 27500 | 2.15
215449728 | 05/06/2025 | Live | Midea Electric Trading | CANAIR | Multizone All Ducted | 215449728 |  | HMSV-A-CB | 4C28MC428H21 | Ducted Indoor Units |  |  |  |  | 12 | 19 | 9.5 | TRUE | TRUE | TRUE | 28000 | 23000 | 2.4 | 27000 | 2.1
215449727 | 09/16/2024 | Live | Midea Electric Trading | CANAIR | Multizone All Non-Ducted | 215449727 |  | HMSR-A-CB-O | 4C28MC428H21 | Non-Ducted Indoor Units |  |  |  |  | 12.5 | 23 | 10.5 | TRUE | TRUE | TRUE | 27000 | 25000 | 2.6 | 28000 | 2.2
215449726 | 05/06/2025 | Live | Midea Electric Trading | CANAIR | Multizone Mix of Ducted and Non-Ducted | 215449726 |  | HMSV-A-CB | 4C28MC318H21 | Mixed Ducted and Non-Ducted Indoor Units |  |  |  |  | 14 | 22.5 | 10.2 | TRUE | TRUE | TRUE | 19000 | 17300 | 2.65 | 20500 | 2.36
215449725 | 05/06/2025 | Live | Midea Electric Trading | CANAIR | Multizone All Ducted | 215449725 |  | HMSV-A-CB | 4C28MC318H21 | Ducted Indoor Units |  |  |  |  | 13 | 20 | 10 | TRUE | TRUE | TRUE | 19000 | 17000 | 2.59 | 22000 | 2.5
215449724 | 11/10/2025 | Live | Midea Electric Trading | CANAIR | Multizone All Non-Ducted | 215449724 |  | HMSR-A-CB-O | 4C28MC318H21 | Non-Ducted Indoor Units |  |  |  |  | 15 | 25 | 10.4 | TRUE | TRUE | TRUE | 19000 | 17600 | 2.7 | 19000 | 2.2
215449716 | 09/16/2024 | Live | Midea Electric Trading | CANAIR | Singlezone Non-Ducted, Wall Placement | 215449716 |  | HRCU-A-CB-O | 4C28SCH06H21 | Mini-Splits | 4C28SEH06H21 |  |  |  | 18 | 25.5 | 14.8 | TRUE | TRUE | TRUE | 6000 | 7900 | 2.79 | 8600 | 2.38
215449722 | 09/16/2024 | Live | Midea Electric Trading | CANAIR | Singlezone Non-Ducted, Wall Placement | 215449722 |  | HRCU-A-CB-O | 4C28SCH36H21 | Mini-Splits | 4C28SEH36H21 |  |  |  | 8.6 | 19 | 8.5 | FALSE | FALSE | FALSE | 36000 | 24200 | 2.28 | 25600 | 2.27
215449721 | 05/06/2025 | Live | Midea Electric Trading | CANAIR | Singlezone Non-Ducted, Wall Placement | 215449721 |  | HRCU-A-CB-O | 4C28SCH30H21 | Mini-Splits | 4C28SEH30H21 |  |  |  | 12 | 20.5 | 9.5 | TRUE | FALSE | TRUE | 30000 | 20400 | 2.52 | 21000 | 2.08
215449723 | 11/10/2025 | Live | Midea Electric Trading | CANAIR | Singlezone Non-Ducted, Wall Placement | 215449723 |  | HRCU-A-CB-O | 4C28SCH33H21 | Mini-Splits | 4C28SEH33H21 |  |  |  | 12 | 19.5 | 10.5 | TRUE | TRUE | TRUE | 33000 | 30000 | 2.69 | 30200 | 2.02
215449720 | 09/16/2024 | Live | Midea Electric Trading | CANAIR | Singlezone Non-Ducted, Wall Placement | 215449720 |  | HRCU-A-CB-O | 4C28SCH24H21 | Mini-Splits | 4C28SEH24H21 |  |  |  | 13 | 21 | 13.5 | TRUE | TRUE | TRUE | 24000 | 21000 | 2.88 | 23200 | 2.35
215449715 | 09/16/2024 | Live | Midea Electric Trading | CANAIR | Singlezone Non-Ducted, Wall Placement | 215449715 |  | HRCU-A-CB-O | 4C22SCH24H21 | Mini-Splits | 4C22SEH24H21 |  |  |  | 10 | 18.7 | 9.3 | FALSE | TRUE | FALSE | 24000 | 16900 | 2.53 | 18700 | 2.18
215449714 | 05/06/2025 | Live | Midea Electric Trading | CANAIR | Singlezone Non-Ducted, Wall Placement | 215449714 |  | HRCU-A-CB-O | 4C22SCH18H21 | Mini-Splits | 4C22SEH18H21 |  |  |  | 10.8 | 19.2 | 9.6 | FALSE | FALSE | TRUE | 18000 | 12300 | 2.63 | 14800 | 2.58
215449713 | 09/16/2024 | Live | Midea Electric Trading | CANAIR | Singlezone Non-Ducted, Wall Placement | 215449713 |  | HRCU-A-CB-O | 4C22SCH12H21 | Mini-Splits | 4C22SEH12H21 |  |  |  | 10.8 | 21.3 | 9.1 | FALSE | FALSE | FALSE | 12000 | 8700 | 2.41 | 9200 | 2.16
215449712 | 05/06/2025 | Live | Midea Electric Trading | CANAIR | Singlezone Non-Ducted, Wall Placement | 215449712 |  | HRCU-A-CB-O | 4C22SCH09H21 | Mini-Splits | 4C22SEH09H21 |  |  |  | 12.6 | 21.2 | 9.1 | TRUE | TRUE | FALSE | 9000 | 6800 | 2.46 | 8300 | 2.23
215449711 | 09/16/2024 | Live | Midea Electric Trading | CANAIR | Singlezone Non-Ducted, Wall Placement | 215449711 |  | HRCU-A-CB-O | 4C22SCH12H11 | Mini-Splits | 4C22SEH12H11 |  |  |  | 10.1 | 21.2 | 8.7 | FALSE | FALSE | FALSE | 12000 | 7300 | 2.23 | 8000 | 2.19
215449710 | 09/16/2024 | Live | Midea Electric Trading | CANAIR | Singlezone Non-Ducted, Wall Placement | 215449710 |  | HRCU-A-CB-O | 4C22SCH09H11 | Mini-Splits | 4C22SEH09H11 |  |  |  | 12.5 | 21.5 | 9 | TRUE | FALSE | FALSE | 9000 | 6500 | 2.3 | 8000 | 2.13
215471421 | 11/10/2025 | Live | Midea Electric Trading | MIDEA | Singlezone Ducted, Compact Ducted | 215471421 |  | HRCU-A-CB | MO1BU-H60B-2A | Mini-Splits | MDHHS-H60B-2A |  |  |  | 10 | 17 | 9.7 | FALSE | FALSE | TRUE | 58000 | 40000 | 2.66 | 41500 | 2.45
215471428 | 09/16/2024 | Live | Midea Electric Trading | MIDEA | Singlezone Ducted, Compact Ducted | 215471428 |  | HRCU-A-CB | MO1HU-H60B-2A | Mini-Splits | MDHHS-H60B-2A |  |  |  | 10.2 | 15.8 | 10.4 | FALSE | TRUE | TRUE | 55000 | 45000 | 2.72 | 52000 | 2.41
215471419 | 09/16/2024 | Live | Midea Electric Trading | MIDEA | Singlezone Ducted, Compact Ducted | 215471419 |  | HRCU-A-CB | MO1BU-H36B-2A | Mini-Splits | MDHHS-H36B-2A |  |  |  | 10.1 | 18.7 | 10.2 | FALSE | FALSE | TRUE | 36000 | 27400 | 2.73 | 31000 | 2.39
215471427 | 09/16/2024 | Live | Midea Electric Trading | MIDEA | Singlezone Ducted, Compact Ducted | 215471427 |  | HRCU-A-CB | MO1HU-H48B-2A | Mini-Splits | MDHHS-H48B-2A |  |  |  | 10.4 | 16.7 | 10.8 | FALSE | TRUE | TRUE | 48000 | 45000 | 2.61 | 45500 | 2.4
215471426 | 09/16/2024 | Live | Midea Electric Trading | MIDEA | Singlezone Ducted, Compact Ducted | 215471426 |  | HRCU-A-CB | MO1HU-H36B-2A | Mini-Splits | MDHHS-H36B-2A |  |  |  | 12 | 17.7 | 11.1 | TRUE | TRUE | TRUE | 36000 | 31600 | 2.73 | 40000 | 2.29
215471418 | 09/16/2024 | Live | Midea Electric Trading | MIDEA | Singlezone Ducted, Compact Ducted | 215471418 |  | HRCU-A-CB | MO1ES-H24B-2A | Mini-Splits | MDHHU-H24B-2A |  |  |  | 12.5 | 19 | 11 | TRUE | TRUE | TRUE | 24000 | 21200 | 2.6 | 21600 | 2.56
215471417 | 09/16/2024 | Live | Midea Electric Trading | MIDEA | Singlezone Ducted, Compact Ducted | 215471417 |  | HRCU-A-CB | MO1ES-H18B-2A | Mini-Splits | MDHHU-H18B-2A |  |  |  | 13.3 | 20 | 11.3 | TRUE | TRUE | TRUE | 17500 | 14900 | 2.89 | 15900 | 2.65
215471410 | 09/16/2024 | Live | Midea Electric Trading | MIDEA | Singlezone Ducted, Compact Ducted | 215471410 |  | HRCU-A-CB | MO1ES-H18B-2A | Mini-Splits | MDLHU-H18B-2A |  |  |  | 12.5 | 20 | 10.5 | TRUE | TRUE | TRUE | 17000 | 14000 | 2.6 | 14100 | 2.4
215471409 | 09/16/2024 | Live | Midea Electric Trading | MIDEA | Singlezone Ducted, Compact Ducted | 215471409 |  | HRCU-A-CB | MO1ES-H12B-2A | Mini-Splits | MDLHU-H12B-2A |  |  |  | 11.7 | 19 | 10.2 | TRUE | TRUE | TRUE | 11500 | 9500 | 2.58 | 10300 | 2.58
215471408 | 09/16/2024 | Live | Midea Electric Trading | MIDEA | Singlezone Ducted, Compact Ducted | 215471408 |  | HRCU-A-CB | MO1ES-H09B-2A | Mini-Splits | MDLHU-H09B-2A |  |  |  | 12.8 | 19.5 | 11 | TRUE | TRUE | TRUE | 9000 | 8900 | 2.61 | 9600 | 2.45
215471425 | 09/16/2024 | Live | Midea Electric Trading | MIDEA | Singlezone Ducted, Compact Ducted | 215471425 |  | HRCU-A-CB | MO1HS-H24B-2A | Mini-Splits | MDHHU-H24B-2A |  |  |  | 12 | 19 | 11.7 | TRUE | TRUE | TRUE | 24000 | 21600 | 2.71 | 23600 | 2.48
215471424 | 09/16/2024 | Live | Midea Electric Trading | MIDEA | Singlezone Ducted, Compact Ducted | 215471424 |  | HRCU-A-CB | MO1HS-H18B-2A | Mini-Splits | MDHHU-H18B-2A |  |  |  | 12 | 18.4 | 11.1 | TRUE | TRUE | TRUE | 17500 | 15000 | 2.89 | 20000 | 2.5
215471414 | 09/16/2024 | Live | Midea Electric Trading | MIDEA | Singlezone Ducted, Compact Ducted | 215471414 |  | HRCU-A-CB | MO1HS-H18B-2A | Mini-Splits | MDLHU-H18B-2A |  |  |  | 12 | 18 | 10.5 | TRUE | TRUE | TRUE | 17000 | 15000 | 2.7 | 19000 | 2.23
215471423 | 09/16/2024 | Live | Midea Electric Trading | MIDEA | Singlezone Ducted, Compact Ducted | 215471423 |  | HRCU-A-CB | MO1HS-H12B-2A | Mini-Splits | MDHHU-H12B-2A |  |  |  | 12 | 20 | 10.6 | TRUE | TRUE | TRUE | 12000 | 10200 | 2.6 | 14000 | 2.31
215471413 | 09/16/2024 | Live | Midea Electric Trading | MIDEA | Singlezone Ducted, Compact Ducted | 215471413 |  | HRCU-A-CB | MO1HS-H12B-2A | Mini-Splits | MDLHU-H12B-2A |  |  |  | 12 | 20 | 10 | TRUE | TRUE | TRUE | 12000 | 9600 | 2.49 | 13100 | 1.99
215471422 | 09/16/2024 | Live | Midea Electric Trading | MIDEA | Singlezone Ducted, Compact Ducted | 215471422 |  | HRCU-A-CB | MO1HS-H09B-2A | Mini-Splits | MDHHU-H09B-2A |  |  |  | 14 | 20.5 | 13.8 | TRUE | TRUE | TRUE | 9000 | 10200 | 2.45 | 12600 | 1.94
215471412 | 09/16/2024 | Live | Midea Electric Trading | MIDEA | Singlezone Ducted, Compact Ducted | 215471412 |  | HRCU-A-CB | MO1HS-H09B-2A | Mini-Splits | MDLHU-H09B-2A |  |  |  | 13.4 | 21.4 | 12.5 | TRUE | TRUE | TRUE | 9000 | 9600 | 2.49 | 12600 | 1.99
215471411 | 05/06/2025 | Live | Midea Electric Trading | MIDEA | Singlezone Ducted, Compact Ducted | 215471411 |  | HRCU-A-CB | MO1HS-H06B-2A | Mini-Splits | MDLHU-H06B-2A |  |  |  | 14.4 | 21.4 | 13.8 | TRUE | TRUE | TRUE | 6500 | 8000 | 2.69 | 9100 | 2.52
215471456 | 09/16/2024 | Live | Midea Electric Trading | MIDEA | Multizone Mix of Ducted and Non-Ducted | 215471456 |  | HMSV-A-CB | MO6EX-H60B-2A | Mixed Ducted and Non-Ducted Indoor Units |  |  |  |  | 10 | 20 | 9.35 | FALSE | FALSE | TRUE | 60000 | 39000 | 2.7 | 41500 | 2.35
215471455 | 05/06/2025 | Live | Midea Electric Trading | MIDEA | Multizone All Ducted | 215471455 |  | HMSV-A-CB | MO6EX-H60B-2A | Ducted Indoor Units |  |  |  |  | 10 | 18 | 9.2 | FALSE | FALSE | TRUE | 60000 | 39000 | 2.6 | 41000 | 2.3
215471454 | 11/10/2025 | Live | Midea Electric Trading | MIDEA | Multizone All Non-Ducted | 215471454 |  | HMSR-A-CB-O | MO6EX-H60B-2A | Non-Ducted Indoor Units |  |  |  |  | 10 | 22 | 9.5 | FALSE | FALSE | TRUE | 60000 | 39000 | 2.8 | 42000 | 2.4
215471453 | 05/06/2025 | Live | Midea Electric Trading | MIDEA | Multizone Mix of Ducted and Non-Ducted | 215471453 |  | HMSV-A-CB | MO6EX-H48B-2A | Mixed Ducted and Non-Ducted Indoor Units |  |  |  |  | 12.25 | 22.2 | 10.45 | TRUE | TRUE | TRUE | 46000 | 37400 | 2.5 | 39750 | 2.19
215471452 | 09/16/2024 | Live | Midea Electric Trading | MIDEA | Multizone All Ducted | 215471452 |  | HMSV-A-CB | MO6EX-H48B-2A | Ducted Indoor Units |  |  |  |  | 12 | 20.4 | 10.6 | TRUE | TRUE | TRUE | 45000 | 37000 | 2.5 | 41000 | 2.4
215471451 | 09/16/2024 | Live | Midea Electric Trading | MIDEA | Multizone All Non-Ducted | 215471451 |  | HMSR-A-CB-O | MO6EX-H48B-2A | Non-Ducted Indoor Units |  |  |  |  | 12.5 | 24 | 10.3 | TRUE | TRUE | TRUE | 47000 | 38000 | 2.5 | 38500 | 2
215471446 | 09/16/2024 | Live | Midea Electric Trading | MIDEA | Multizone All Ducted | 215471446 |  | HMSV-A-CB | MO4EX-H27B-2A | Ducted Indoor Units |  |  |  |  | 12 | 21 | 9 | TRUE | TRUE | TRUE | 26600 | 18400 | 2.5 | 18600 | 2.3
215471471 | 09/16/2024 | Live | Midea Electric Trading | MIDEA | Multizone Mix of Ducted and Non-Ducted | 215471471 |  | HMSV-A-CB | MO6HX-H60B-2A | Mixed Ducted and Non-Ducted Indoor Units |  |  |  |  | 11.85 | 21.1 | 10.6 | TRUE | TRUE | TRUE | 52000 | 44500 | 2.65 | 49500 | 2.39
215471470 | 05/06/2025 | Live | Midea Electric Trading | MIDEA | Multizone All Ducted | 215471470 |  | HMSV-A-CB | MO6HX-H60B-2A | Ducted Indoor Units |  |  |  |  | 11.7 | 20 | 10.7 | TRUE | TRUE | TRUE | 53000 | 45000 | 2.7 | 52000 | 2.3
215471469 | 05/06/2025 | Live | Midea Electric Trading | MIDEA | Multizone All Non-Ducted | 215471469 |  | HMSR-A-CB-O | MO6HX-H60B-2A | Non-Ducted Indoor Units |  |  |  |  | 12 | 22.2 | 10.5 | TRUE | TRUE | TRUE | 51000 | 44000 | 2.6 | 47000 | 2.5
215471468 | 05/06/2025 | Live | Midea Electric Trading | MIDEA | Multizone Mix of Ducted and Non-Ducted | 215471468 |  | HMSV-A-CB | MO6HX-H48B-2A | Mixed Ducted and Non-Ducted Indoor Units |  |  |  |  | 11.85 | 21.7 | 11 | TRUE | TRUE | TRUE | 47000 | 44000 | 2.6 | 45500 | 2.1
215471467 | 09/16/2024 | Live | Midea Electric Trading | MIDEA | Multizone All Ducted | 215471467 |  | HMSV-A-CB | MO6HX-H48B-2A | Ducted Indoor Units |  |  |  |  | 11.7 | 20.4 | 11 | TRUE | TRUE | TRUE | 47000 | 44500 | 2.6 | 46000 | 2.2
215471466 | 05/06/2025 | Live | Midea Electric Trading | MIDEA | Multizone All Non-Ducted | 215471466 |  | HMSR-A-CB-O | MO6HX-H48B-2A | Non-Ducted Indoor Units |  |  |  |  | 12 | 23 | 11 | TRUE | TRUE | TRUE | 47000 | 44000 | 2.6 | 45000 | 2
215471464 | 05/06/2025 | Live | Midea Electric Trading | MIDEA | Multizone All Ducted | 215471464 |  | HMSV-A-CB | MO5HX-H36B-2A | Ducted Indoor Units |  |  |  |  | 12 | 19.4 | 10.4 | TRUE | TRUE | TRUE | 36000 | 33000 | 2.4 | 34000 | 2.2
215471462 | 05/06/2025 | Live | Midea Electric Trading | MIDEA | Multizone Mix of Ducted and Non-Ducted | 215471462 |  | HMSV-A-CB | MO4HX-H27B-2A | Mixed Ducted and Non-Ducted Indoor Units |  |  |  |  | 12.25 | 21 | 10 | TRUE | TRUE | TRUE | 27400 | 24000 | 2.5 | 27500 | 2.15
215471461 | 05/06/2025 | Live | Midea Electric Trading | MIDEA | Multizone All Ducted | 215471461 |  | HMSV-A-CB | MO4HX-H27B-2A | Ducted Indoor Units |  |  |  |  | 12 | 19 | 9.5 | TRUE | TRUE | TRUE | 28000 | 23000 | 2.4 | 27000 | 2.1
215471460 | 05/06/2025 | Live | Midea Electric Trading | MIDEA | Multizone All Non-Ducted | 215471460 |  | HMSR-A-CB-O | MO4HX-H27B-2A | Non-Ducted Indoor Units |  |  |  |  | 12.5 | 23 | 10.5 | TRUE | TRUE | TRUE | 27000 | 25000 | 2.6 | 28000 | 2.2
215471459 | 09/16/2024 | Live | Midea Electric Trading | MIDEA | Multizone Mix of Ducted and Non-Ducted | 215471459 |  | HMSV-A-CB | MO3HX-H18B-2A | Mixed Ducted and Non-Ducted Indoor Units |  |  |  |  | 14 | 22.5 | 10.2 | TRUE | TRUE | TRUE | 19000 | 17300 | 2.65 | 20500 | 2.36
215471458 | 09/16/2024 | Live | Midea Electric Trading | MIDEA | Multizone All Ducted | 215471458 |  | HMSV-A-CB | MO3HX-H18B-2A | Ducted Indoor Units |  |  |  |  | 13 | 20 | 10 | TRUE | TRUE | TRUE | 19000 | 17000 | 2.59 | 22000 | 2.5
215471457 | 09/16/2024 | Live | Midea Electric Trading | MIDEA | Multizone All Non-Ducted | 215471457 |  | HMSR-A-CB-O | MO3HX-H18B-2A | Non-Ducted Indoor Units |  |  |  |  | 15 | 25 | 10.4 | TRUE | TRUE | TRUE | 19000 | 17600 | 2.7 | 19000 | 2.2
215471362 | 09/16/2024 | Live | Midea Electric Trading | MIDEA | Singlezone Non-Ducted, Wall Placement | 215471362 |  | HRCU-A-CB-O | MO1AS-H12B-2A | Mini-Splits | MSFNS-H12B-2A |  |  |  | 8.8 | 18 | 8.8 | FALSE | FALSE | FALSE | 12000 | 8000 | 2.58 | 8300 | 2.41
215471361 | 09/16/2024 | Live | Midea Electric Trading | MIDEA | Singlezone Non-Ducted, Wall Placement | 215471361 |  | HRCU-A-CB-O | MO1AS-H09B-2A | Mini-Splits | MSFNS-H09B-2A |  |  |  | 10.9 | 19 | 9.7 | FALSE | TRUE | TRUE | 9000 | 8000 | 2.58 | 8300 | 2.41
215471441 | 09/16/2024 | Live | Midea Electric Trading | MIDEA | Singlezone Non-Ducted, Floor Placement | 215471441 |  | HRCU-A-CB-O | MO1HS-H24B-2A | Mini-Splits | MFBHU-H24B-2A |  |  |  | 12 | 20.4 | 12.1 | TRUE | TRUE | TRUE | 22000 | 20200 | 2.74 | 23300 | 2.38
215471398 | 09/16/2024 | Live | Midea Electric Trading | MIDEA | Singlezone Non-Ducted, Wall Placement | 215471398 |  | HRCU-A-CB-O | MO1HS-H24B-2A | Mini-Splits | MCDHU-H24B-2A |  |  |  | 12 | 20.7 | 11.6 | TRUE | TRUE | TRUE | 23400 | 20400 | 2.78 | 23900 | 2.48
215471440 | 09/16/2024 | Live | Midea Electric Trading | MIDEA | Singlezone Non-Ducted, Floor Placement | 215471440 |  | HRCU-A-CB-O | MO1HS-H18B-2A | Mini-Splits | MFBHU-H18B-2A |  |  |  | 12.5 | 20.4 | 10.3 | TRUE | TRUE | TRUE | 17000 | 14400 | 2.54 | 20200 | 2.24
215471434 | 09/16/2024 | Live | Midea Electric Trading | MIDEA | Singlezone Non-Ducted, Wall Placement | 215471434 |  | HRCU-A-CB-O | MO1HS-H18B-2A | Mini-Splits | MFAHU-H16B-2A |  |  |  | 12.5 | 20 | 10.3 | TRUE | TRUE | TRUE | 16000 | 14200 | 2.6 | 18800 | 2.13
215471397 | 09/16/2024 | Live | Midea Electric Trading | MIDEA | Singlezone Non-Ducted, Ceiling Placement | 215471397 |  | HRCU-A-CB-O | MO1HS-H18B-2A | Mini-Splits | MCDHU-H18B-2A |  |  |  | 12.5 | 20 | 12.3 | TRUE | TRUE | TRUE | 16000 | 14900 | 2.7 | 18000 | 2.1
215471407 | 09/16/2024 | Live | Midea Electric Trading | MIDEA | Singlezone Non-Ducted, Ceiling Placement | 215471407 |  | HRCU-A-CB-O | MO1HS-H18B-2A | Mini-Splits | MCAHU-H18B-2A |  |  |  | 12.5 | 20.6 | 12.2 | TRUE | TRUE | TRUE | 16700 | 14500 | 2.5 | 18800 | 2.05
215471396 | 09/16/2024 | Live | Midea Electric Trading | MIDEA | Singlezone Non-Ducted, Ceiling Placement | 215471396 |  | HRCU-A-CB-O | MO1HS-H12B-2A | Mini-Splits | MCDHU-H12B-2A |  |  |  | 12.5 | 22.2 | 11.6 | TRUE | TRUE | TRUE | 12000 | 10000 | 2.74 | 12900 | 2.14
215471406 | 11/10/2025 | Live | Midea Electric Trading | MIDEA | Singlezone Non-Ducted, Ceiling Placement | 215471406 |  | HRCU-A-CB-O | MO1HS-H12B-2A | Mini-Splits | MCAHU-H12B-2A |  |  |  | 13 | 23 | 10 | TRUE | TRUE | TRUE | 12000 | 9600 | 2.65 | 11900 | 1.95
215471432 | 09/16/2024 | Live | Midea Electric Trading | MIDEA | Singlezone Non-Ducted, Wall Placement | 215471432 |  | HRCU-A-CB-O | MO1HS-H09B-2A | Mini-Splits | MFAHU-H09B-2A |  |  |  | 15.1 | 27.2 | 10.9 | TRUE | TRUE | TRUE | 9000 | 9800 | 2.71 | 12200 | 2.17
215471404 | 09/16/2024 | Live | Midea Electric Trading | MIDEA | Singlezone Non-Ducted, Ceiling Placement | 215471404 |  | HRCU-A-CB-O | MO1HS-H06B-2A | Mini-Splits | MCAHU-H06B-2A |  |  |  | 15 | 22 | 12 | TRUE | TRUE | TRUE | 6500 | 7000 | 2.66 | 9500 | 2.53
215471379 | 09/16/2024 | Live | Midea Electric Trading | MIDEA | Singlezone Non-Ducted, Wall Placement | 215471379 |  | HRCU-A-CB-O | MO1HS-H06B-2A | Mini-Splits | MSEHU-H06B-2A |  |  |  | 18 | 25.5 | 14.8 | TRUE | TRUE | TRUE | 6000 | 7900 | 2.79 | 8600 | 2.38
215471370 | 09/16/2024 | Live | Midea Electric Trading | MIDEA | Singlezone Non-Ducted, Wall Placement | 215471370 |  | HRCU-A-CB-O | MO1BS-H24B-2A | Mini-Splits | MSGNS-H24B-2A |  |  |  | 9.6 | 18.5 | 9 | FALSE | TRUE | FALSE | 24000 | 17200 | 2.46 | 20200 | 2.26
215471439 | 09/16/2024 | Live | Midea Electric Trading | MIDEA | Singlezone Non-Ducted, Floor Placement | 215471439 |  | HRCU-A-CB-O | MO1BU-H60B-2A | Mini-Splits | MFBHS-H60B-2A |  |  |  | 9.5 | 19.5 | 9.5 | FALSE | FALSE | TRUE | 54000 | 37200 | 2.53 | 45300 | 2.22
215471438 | 09/16/2024 | Live | Midea Electric Trading | MIDEA | Singlezone Non-Ducted, Floor Placement | 215471438 |  | HRCU-A-CB-O | MO1BU-H48B-2A | Mini-Splits | MFBHS-H48B-2A |  |  |  | 9.5 | 19.8 | 10.2 | FALSE | TRUE | TRUE | 48000 | 39500 | 2.4 | 45100 | 2.13
215471437 | 09/16/2024 | Live | Midea Electric Trading | MIDEA | Singlezone Non-Ducted, Floor Placement | 215471437 |  | HRCU-A-CB-O | MO1BU-H36B-2A | Mini-Splits | MFBHS-H36B-2A |  |  |  | 10.1 | 20 | 10 | FALSE | FALSE | TRUE | 36000 | 26400 | 2.68 | 30900 | 2.36
215471393 | 09/16/2024 | Live | Midea Electric Trading | MIDEA | Singlezone Non-Ducted, Wall Placement | 215471393 |  | HRCU-A-CB-O | MO1BU-H36B-2A | Mini-Splits | MCDHS-H36B-2A |  |  |  | 9.6 | 20 | 10.3 | FALSE | TRUE | TRUE | 36000 | 26800 | 2.68 | 28100 | 2.22
215471444 | 09/16/2024 | Live | Midea Electric Trading | MIDEA | Singlezone Non-Ducted, Floor Placement | 215471444 |  | HRCU-A-CB-O | MO1HU-H60B-2A | Mini-Splits | MFBHS-H60B-2A |  |  |  | 9 | 18 | 10.7 | FALSE | TRUE | TRUE | 54000 | 41000 | 2.33 | 58000 | 2.17
215471443 | 09/16/2024 | Live | Midea Electric Trading | MIDEA | Singlezone Non-Ducted, Floor Placement | 215471443 |  | HRCU-A-CB-O | MO1HU-H48B-2A | Mini-Splits | MFBHS-H48B-2A |  |  |  | 9.4 | 18.5 | 10.1 | FALSE | TRUE | TRUE | 48000 | 38500 | 2.38 | 44500 | 2.23
215471400 | 09/16/2024 | Live | Midea Electric Trading | MIDEA | Singlezone Non-Ducted, Wall Placement | 215471400 |  | HRCU-A-CB-O | MO1HU-H48B-2A | Mini-Splits | MCDHS-H48B-2A |  |  |  | 10 | 18 | 11 | FALSE | TRUE | TRUE | 48000 | 44000 | 2.44 | 48000 | 2.17
215471442 | 09/16/2024 | Live | Midea Electric Trading | MIDEA | Singlezone Non-Ducted, Floor Placement | 215471442 |  | HRCU-A-CB-O | MO1HU-H36B-2A | Mini-Splits | MFBHS-H36B-2A |  |  |  | 12 | 20 | 10.8 | TRUE | TRUE | TRUE | 36400 | 30200 | 2.58 | 42400 | 2.16
215471399 | 09/16/2024 | Live | Midea Electric Trading | MIDEA | Singlezone Non-Ducted, Wall Placement | 215471399 |  | HRCU-A-CB-O | MO1HU-H36B-2A | Mini-Splits | MCDHS-H36B-2A |  |  |  | 12 | 21.2 | 10.6 | TRUE | TRUE | TRUE | 36600 | 30600 | 2.56 | 46200 | 2.17
215471371 | 09/16/2024 | Live | Midea Electric Trading | MIDEA | Singlezone Non-Ducted, Wall Placement | 215471371 |  | HRCU-A-CB-O | MO1BS-H30B-2A | Mini-Splits | MSGNS-H30B-2A |  |  |  | 12 | 22.3 | 9 | TRUE | FALSE | FALSE | 30000 | 20000 | 2.4 | 21500 | 2.2
215471369 | 09/16/2024 | Live | Midea Electric Trading | MIDEA | Singlezone Non-Ducted, Wall Placement | 215471369 |  | HRCU-A-CB-O | MO1BS-H18B-2A | Mini-Splits | MSGNS-H18B-2A |  |  |  | 11.5 | 20.2 | 9.1 | TRUE | FALSE | FALSE | 18000 | 11700 | 2.62 | 13300 | 2.41
215471368 | 09/16/2024 | Live | Midea Electric Trading | MIDEA | Singlezone Non-Ducted, Wall Placement | 215471368 |  | HRCU-A-CB-O | MO1BS-H12B-2A | Mini-Splits | MSGNS-H12B-2A |  |  |  | 10.8 | 21.3 | 9.2 | FALSE | FALSE | FALSE | 12000 | 8300 | 2.32 | 9300 | 2.11
215471367 | 09/16/2024 | Live | Midea Electric Trading | MIDEA | Singlezone Non-Ducted, Wall Placement | 215471367 |  | HRCU-A-CB-O | MO1BS-H09B-2A | Mini-Splits | MSGNS-H09B-2A |  |  |  | 12.6 | 21.6 | 9.4 | TRUE | TRUE | FALSE | 9000 | 6600 | 2.45 | 7500 | 2
215471366 | 09/16/2024 | Live | Midea Electric Trading | MIDEA | Singlezone Non-Ducted, Wall Placement | 215471366 |  | HRCU-A-CB-O | MO1BS-H12B-1A | Mini-Splits | MSGNS-H12B-1A |  |  |  | 10 | 21.3 | 8.7 | FALSE | FALSE | FALSE | 12000 | 7800 | 2.31 | 8100 | 1.99
215471365 | 09/16/2024 | Live | Midea Electric Trading | MIDEA | Singlezone Non-Ducted, Wall Placement | 215471365 |  | HRCU-A-CB-O | MO1BS-H09B-1A | Mini-Splits | MSGNS-H09B-1A |  |  |  | 12.5 | 21.5 | 9 | TRUE | TRUE | FALSE | 9000 | 6600 | 2.33 | 7600 | 1.9
215471436 | 09/16/2024 | Live | Midea Electric Trading | MIDEA | Singlezone Non-Ducted, Floor Placement | 215471436 |  | HRCU-A-CB-O | MO1ES-H24B-2A | Mini-Splits | MFBHU-H24B-2A |  |  |  | 12.2 | 21.1 | 11.1 | TRUE | TRUE | TRUE | 24000 | 20000 | 2.56 | 20000 | 2.31
215471378 | 09/16/2024 | Live | Midea Electric Trading | MIDEA | Singlezone Non-Ducted, Wall Placement | 215471378 |  | HRCU-A-CB-O | MO1ES-H24B-2A | Mini-Splits | MSEHU-H24B-2A |  |  |  | 14 | 23 | 11.7 | TRUE | TRUE | TRUE | 24000 | 18800 | 2.65 | 19300 | 2.33
215471435 | 09/16/2024 | Live | Midea Electric Trading | MIDEA | Singlezone Non-Ducted, Floor Placement | 215471435 |  | HRCU-A-CB-O | MO1ES-H18B-2A | Mini-Splits | MFBHU-H18B-2A |  |  |  | 12.5 | 22.3 | 10.4 | TRUE | TRUE | TRUE | 18000 | 13700 | 2.51 | 15100 | 2.38
215471431 | 09/16/2024 | Live | Midea Electric Trading | MIDEA | Singlezone Non-Ducted, Wall Placement | 215471431 |  | HRCU-A-CB-O | MO1ES-H18B-2A | Mini-Splits | MFAHU-H16B-2A |  |  |  | 12.5 | 23.8 | 13.5 | TRUE | TRUE | TRUE | 16000 | 14100 | 2.75 | 14600 | 2.58
215471391 | 09/16/2024 | Live | Midea Electric Trading | MIDEA | Singlezone Non-Ducted, Ceiling Placement | 215471391 |  | HRCU-A-CB-O | MO1ES-H18B-2A | Mini-Splits | MCDHU-H18B-2A |  |  |  | 12.5 | 20.7 | 11.4 | TRUE | TRUE | TRUE | 16800 | 13900 | 2.66 | 14800 | 2.36
215471403 | 09/16/2024 | Live | Midea Electric Trading | MIDEA | Singlezone Non-Ducted, Ceiling Placement | 215471403 |  | HRCU-A-CB-O | MO1ES-H18B-2A | Mini-Splits | MCAHU-H18B-2A |  |  |  | 12.5 | 22.2 | 12.2 | TRUE | TRUE | TRUE | 18000 | 14000 | 2.77 | 15200 | 2.47
215471377 | 09/16/2024 | Live | Midea Electric Trading | MIDEA | Singlezone Non-Ducted, Wall Placement | 215471377 |  | HRCU-A-CB-O | MO1ES-H18B-2A | Mini-Splits | MSEHU-H18B-2A |  |  |  | 12.7 | 23.5 | 10.8 | TRUE | TRUE | TRUE | 18000 | 13600 | 2.73 | 14900 | 2.43
215471430 | 09/16/2024 | Live | Midea Electric Trading | MIDEA | Singlezone Non-Ducted, Wall Placement | 215471430 |  | HRCU-A-CB-O | MO1ES-H12B-2A | Mini-Splits | MFAHU-H12B-2A |  |  |  | 12.7 | 24.6 | 11 | TRUE | TRUE | TRUE | 12000 | 9000 | 2.87 | 9600 | 2.49
215471390 | 09/16/2024 | Live | Midea Electric Trading | MIDEA | Singlezone Non-Ducted, Ceiling Placement | 215471390 |  | HRCU-A-CB-O | MO1ES-H12B-2A | Mini-Splits | MCDHU-H12B-2A |  |  |  | 12.5 | 21.1 | 10.4 | TRUE | TRUE | TRUE | 12000 | 8500 | 2.8 | 9300 | 2.55
215471402 | 09/16/2024 | Live | Midea Electric Trading | MIDEA | Singlezone Non-Ducted, Ceiling Placement | 215471402 |  | HRCU-A-CB-O | MO1ES-H12B-2A | Mini-Splits | MCAHU-H12B-2A |  |  |  | 12.3 | 22.1 | 10 | TRUE | TRUE | TRUE | 12000 | 8600 | 2.77 | 10000 | 2.59
215471376 | 09/16/2024 | Live | Midea Electric Trading | MIDEA | Singlezone Non-Ducted, Wall Placement | 215471376 |  | HRCU-A-CB-O | MO1ES-H12B-2A | Mini-Splits | MSEHU-H12B-2A |  |  |  | 13 | 25.5 | 10.6 | TRUE | TRUE | TRUE | 12000 | 9300 | 2.84 | 9600 | 2.38
215471429 | 09/16/2024 | Live | Midea Electric Trading | MIDEA | Singlezone Non-Ducted, Wall Placement | 215471429 |  | HRCU-A-CB-O | MO1ES-H09B-2A | Mini-Splits | MFAHU-H09B-2A |  |  |  | 16.2 | 26 | 13.9 | TRUE | TRUE | TRUE | 9000 | 9000 | 2.9 | 9600 | 2.49
215471389 | 09/16/2024 | Live | Midea Electric Trading | MIDEA | Singlezone Non-Ducted, Ceiling Placement | 215471389 |  | HRCU-A-CB-O | MO1ES-H09B-2A | Mini-Splits | MCDHU-H09B-2A |  |  |  | 14.3 | 21.6 | 11.3 | TRUE | TRUE | TRUE | 9000 | 8500 | 2.8 | 9300 | 2.55
215471401 | 09/16/2024 | Live | Midea Electric Trading | MIDEA | Singlezone Non-Ducted, Ceiling Placement | 215471401 |  | HRCU-A-CB-O | MO1ES-H09B-2A | Mini-Splits | MCAHU-H09B-2A |  |  |  | 14.4 | 22.1 | 11.8 | TRUE | TRUE | TRUE | 9000 | 7900 | 2.69 | 9900 | 2.59
215471375 | 09/16/2024 | Live | Midea Electric Trading | MIDEA | Singlezone Non-Ducted, Wall Placement | 215471375 |  | HRCU-A-CB-O | MO1ES-H09B-2A | Mini-Splits | MSEHU-H09B-2A |  |  |  | 14.9 | 25.8 | 12.5 | TRUE | TRUE | TRUE | 9000 | 8100 | 2.83 | 9400 | 2.37
215471374 | 09/16/2024 | Live | Midea Electric Trading | MIDEA | Singlezone Non-Ducted, Wall Placement | 215471374 |  | HRCU-A-CB-O | MO1ES-H12B-1A | Mini-Splits | MSEEU-H12B-1A |  |  |  | 13 | 23.4 | 9.5 | TRUE | FALSE | TRUE | 12000 | 8700 | 2.68 | 8700 | 2.43
215540512 | 09/16/2024 | Live | Midea Electric Trading | MIDEA | Singlezone Non-Ducted, Wall Placement | 215540512 |  | HRCU-A-CB-O | MO1ES-H12B-1A | Mini-Splits | MSEES-H12B-1A |  |  |  | 13 | 23.4 | 9.5 | TRUE | FALSE | TRUE | 12000 | 8700 | 2.68 | 8700 | 2.43
215540511 | 09/16/2024 | Live | Midea Electric Trading | MIDEA | Singlezone Non-Ducted, Wall Placement | 215540511 |  | HRCU-A-CB-O | MO1ES-H09B-1A | Mini-Splits | MSEES-H09B-1A |  |  |  | 14.5 | 25.4 | 10 | TRUE | TRUE | TRUE | 9000 | 8500 | 2.71 | 8600 | 2.4
215471373 | 09/16/2024 | Live | Midea Electric Trading | MIDEA | Singlezone Non-Ducted, Wall Placement | 215471373 |  | HRCU-A-CB-O | MO1ES-H09B-1A | Mini-Splits | MSEEU-H09B-1A |  |  |  | 14.5 | 25.4 | 10 | TRUE | TRUE | TRUE | 9000 | 8500 | 2.71 | 8600 | 2.4
215471384 | 09/16/2024 | Live | Midea Electric Trading | MIDEA | Singlezone Non-Ducted, Wall Placement | 215471384 |  | HRCU-A-CB-O | MO1HS-H33B-2A | Mini-Splits | MSEHU-H33B-2A |  |  |  | 12 | 19.5 | 10.5 | TRUE | TRUE | TRUE | 33000 | 30000 | 2.69 | 30200 | 2.02
215471383 | 09/16/2024 | Live | Midea Electric Trading | MIDEA | Singlezone Non-Ducted, Wall Placement | 215471383 |  | HRCU-A-CB-O | MO1HS-H24B-2A | Mini-Splits | MSEHU-H24B-2A |  |  |  | 13 | 21 | 13.5 | TRUE | TRUE | TRUE | 24000 | 21000 | 2.88 | 23200 | 2.35
215471395 | 05/06/2025 | Live | Midea Electric Trading | MIDEA | Singlezone Non-Ducted, Ceiling Placement | 215471395 |  | HRCU-A-CB-O | MO1HS-H09B-2A | Mini-Splits | MCDHU-H09B-2A |  |  |  | 14 | 22.6 | 12.1 | TRUE | TRUE | TRUE | 9000 | 9700 | 2.63 | 12600 | 2.1
215471405 | 09/16/2024 | Live | Midea Electric Trading | MIDEA | Singlezone Non-Ducted, Ceiling Placement | 215471405 |  | HRCU-A-CB-O | MO1HS-H09B-2A | Mini-Splits | MCAHU-H09B-2A |  |  |  | 14.6 | 24 | 12.1 | TRUE | TRUE | TRUE | 9000 | 9000 | 2.44 | 11900 | 2
215471388 | 09/16/2024 | Live | Midea Electric Trading | MIDEA | Singlezone Non-Ducted, Wall Placement | 215471388 |  | HRCU-A-CB-O | MO1SS-H18B-2A | Mini-Splits | MSESU-H18B-2A |  |  |  | 15 | 25.6 | 16.2 | TRUE | TRUE | TRUE | 18000 | 19300 | 3.01 | 23200 | 2.35
215471387 | 05/06/2025 | Live | Midea Electric Trading | MIDEA | Singlezone Non-Ducted, Wall Placement | 215471387 |  | HRCU-A-CB-O | MO1SS-H12B-2A | Mini-Splits | MSESU-H12B-2A |  |  |  | 14.2 | 29.4 | 14.5 | TRUE | TRUE | TRUE | 12000 | 11000 | 2.41 | 14600 | 2.26
215471386 | 11/10/2025 | Live | Midea Electric Trading | MIDEA | Singlezone Non-Ducted, Wall Placement | 215471386 |  | HRCU-A-CB-O | MO1SS-H09B-2A | Mini-Splits | MSESU-H09B-2A |  |  |  | 17 | 33.3 | 22 | TRUE | TRUE | TRUE | 9000 | 11000 | 2.41 | 14600 | 2.26
215471385 | 09/16/2024 | Live | Midea Electric Trading | MIDEA | Singlezone Non-Ducted, Wall Placement | 215471385 |  | HRCU-A-CB-O | MO1SS-H06B-2A | Mini-Splits | MSESU-H06B-2A |  |  |  | 17.4 | 35 | 30 | TRUE | TRUE | TRUE | 6000 | 11000 | 2.41 | 14600 | 2.26
215471364 | 05/06/2025 | Live | Midea Electric Trading | MIDEA | Singlezone Non-Ducted, Wall Placement | 215471364 |  | HRCU-A-CB-O | MO1AS-H24B-2A | Mini-Splits | MSFNS-H24B-2A |  |  |  | 9 | 17 | 8.5 | FALSE | TRUE | FALSE | 24000 | 17100 | 2.29 | 18400 | 2.17
215471363 | 09/16/2024 | Live | Midea Electric Trading | MIDEA | Singlezone Non-Ducted, Wall Placement | 215471363 |  | HRCU-A-CB-O | MO1AS-H18B-2A | Mini-Splits | MSFNS-H18B-2A |  |  |  | 9.9 | 18.3 | 8.7 | FALSE | FALSE | FALSE | 17000 | 11200 | 2.41 | 11200 | 2.2
215471360 | 09/16/2024 | Live | Midea Electric Trading | MIDEA | Singlezone Non-Ducted, Wall Placement | 215471360 |  | HRCU-A-CB-O | MO1AS-H12B-1A | Mini-Splits | MSFNS-H12B-1A |  |  |  | 8.8 | 19 | 9.2 | FALSE | FALSE | FALSE | 12000 | 7700 | 2.59 | 7900 | 2.41
215471359 | 05/06/2025 | Live | Midea Electric Trading | MIDEA | Singlezone Non-Ducted, Wall Placement | 215471359 |  | HRCU-A-CB-O | MO1AS-H09B-1A | Mini-Splits | MSFNS-H09B-1A |  |  |  | 10.1 | 18 | 9 | FALSE | FALSE | FALSE | 9000 | 6900 | 2.32 | 7200 | 2.03
215444951 | 09/16/2024 | Live | Midea Electric Trading | EMI | Multizone Mix of Ducted and Non-Ducted | 215444951 |  | HMSV-A-CB | EMXMZ548DA | Mixed Ducted and Non-Ducted Indoor Units |  |  |  |  | 11.85 | 21.7 | 11 | TRUE | TRUE | TRUE | 47000 | 44000 | 2.6 | 45500 | 2.1
215444950 | 05/06/2025 | Live | Midea Electric Trading | EMI | Multizone All Ducted | 215444950 |  | HMSV-A-CB | EMXMZ548DA | Ducted Indoor Units |  |  |  |  | 11.7 | 20.4 | 11 | TRUE | TRUE | TRUE | 47000 | 44500 | 2.6 | 46000 | 2.2
215444949 | 05/06/2025 | Live | Midea Electric Trading | EMI | Multizone All Non-Ducted | 215444949 |  | HMSR-A-CB-O | EMXMZ548DA | Non-Ducted Indoor Units |  |  |  |  | 12 | 23 | 11 | TRUE | TRUE | TRUE | 47000 | 44000 | 2.6 | 45000 | 2
215444947 | 05/06/2025 | Live | Midea Electric Trading | EMI | Multizone All Ducted | 215444947 |  | HMSV-A-CB | EMXMZ436DA | Ducted Indoor Units |  |  |  |  | 12 | 19.4 | 10.4 | TRUE | TRUE | TRUE | 36000 | 33000 | 2.4 | 34000 | 2.2
215444945 | 09/16/2024 | Live | Midea Electric Trading | EMI | Multizone Mix of Ducted and Non-Ducted | 215444945 |  | HMSV-A-CB | EMXMZ327DA | Mixed Ducted and Non-Ducted Indoor Units |  |  |  |  | 12.25 | 21 | 10 | TRUE | TRUE | TRUE | 27400 | 24000 | 2.5 | 27500 | 2.15
215444944 | 05/06/2025 | Live | Midea Electric Trading | EMI | Multizone All Ducted | 215444944 |  | HMSV-A-CB | EMXMZ327DA | Ducted Indoor Units |  |  |  |  | 12 | 19 | 9.5 | TRUE | TRUE | TRUE | 28000 | 23000 | 2.4 | 27000 | 2.1
215444943 | 05/06/2025 | Live | Midea Electric Trading | EMI | Multizone All Non-Ducted | 215444943 |  | HMSR-A-CB-O | EMXMZ327DA | Non-Ducted Indoor Units |  |  |  |  | 12.5 | 23 | 10.5 | TRUE | TRUE | TRUE | 27000 | 25000 | 2.6 | 28000 | 2.2
215444942 | 05/06/2025 | Live | Midea Electric Trading | EMI | Multizone Mix of Ducted and Non-Ducted | 215444942 |  | HMSV-A-CB | EMXMZ218DA | Mixed Ducted and Non-Ducted Indoor Units |  |  |  |  | 14 | 22.5 | 10.2 | TRUE | TRUE | TRUE | 19000 | 17300 | 2.65 | 20500 | 2.36
215444941 | 05/06/2025 | Live | Midea Electric Trading | EMI | Multizone All Ducted | 215444941 |  | HMSV-A-CB | EMXMZ218DA | Ducted Indoor Units |  |  |  |  | 13 | 20 | 10 | TRUE | TRUE | TRUE | 19000 | 17000 | 2.59 | 22000 | 2.5
215444940 | 09/16/2024 | Live | Midea Electric Trading | EMI | Multizone All Non-Ducted | 215444940 |  | HMSR-A-CB-O | EMXMZ218DA | Non-Ducted Indoor Units |  |  |  |  | 15 | 25 | 10.4 | TRUE | TRUE | TRUE | 19000 | 17600 | 2.7 | 19000 | 2.2
215444930 | 09/16/2024 | Live | Midea Electric Trading | EMI | Singlezone Non-Ducted, Wall Placement | 215444930 |  | HRCU-A-CB-O | ECOSZ112DA | Mini-Splits | ECOWAL12DA |  |  |  | 8.8 | 18 | 8.8 | FALSE | FALSE | FALSE | 12000 | 8000 | 2.58 | 8300 | 2.41
215444929 | 09/16/2024 | Live | Midea Electric Trading | EMI | Singlezone Non-Ducted, Wall Placement | 215444929 |  | HRCU-A-CB-O | ECOSZ109DA | Mini-Splits | ECOWAL09DA |  |  |  | 10.9 | 19 | 9.7 | FALSE | FALSE | TRUE | 9000 | 8000 | 2.58 | 8300 | 2.41
215444935 | 09/16/2024 | Live | Midea Electric Trading | EMI | Singlezone Non-Ducted, Wall Placement | 215444935 |  | HRCU-A-CB-O | EMXSZ106DA | Mini-Splits | EMXWAL06DA |  |  |  | 18 | 25.5 | 14.8 | TRUE | TRUE | TRUE | 6000 | 7900 | 2.79 | 8600 | 2.38
215463872 | 09/16/2024 | Live | Midea Electric Trading | NAPOLEON | Singlezone Non-Ducted, Wall Placement | 215463872 |  | HRCU-A-CB-O | CDHAS26B-33-O | Mini-Splits | CDHAS26B-33-I |  |  |  | 12 | 19.5 | 10.5 | FALSE | FALSE | TRUE | 33000 | 30000 | 2.69 | 30200 | 2.02
215463871 | 09/16/2024 | Live | Midea Electric Trading | CONTINENTAL | Singlezone Non-Ducted, Wall Placement | 215463871 |  | HRCU-A-CB-O | NDHAS26B-33-O | Mini-Splits | NDHAS26B-33-I |  |  |  | 12 | 19.5 | 10.5 | FALSE | FALSE | TRUE | 33000 | 30000 | 2.69 | 30200 | 2.02
215444939 | 09/16/2024 | Live | Midea Electric Trading | EMI | Singlezone Non-Ducted, Wall Placement | 215444939 |  | HRCU-A-CB-O | EMXSZ124DA | Mini-Splits | EMXWAL24DA |  |  |  | 13 | 21 | 13.5 | TRUE | TRUE | TRUE | 24000 | 21000 | 2.88 | 23200 | 2.35
215444932 | 09/16/2024 | Live | Midea Electric Trading | EMI | Singlezone Non-Ducted, Wall Placement | 215444932 |  | HRCU-A-CB-O | ECOSZ124DA | Mini-Splits | ECOWAL24DA |  |  |  | 9 | 17 | 8.5 | FALSE | FALSE | FALSE | 24000 | 17100 | 2.29 | 18400 | 2.17
215444931 | 09/16/2024 | Live | Midea Electric Trading | EMI | Singlezone Non-Ducted, Wall Placement | 215444931 |  | HRCU-A-CB-O | ECOSZ118DA | Mini-Splits | ECOWAL18DA |  |  |  | 9.9 | 18.3 | 8.7 | FALSE | FALSE | FALSE | 17000 | 11200 | 2.41 | 11200 | 2.2
215444934 | 09/16/2024 | Live | Midea Electric Trading | EMI | Singlezone Non-Ducted, Wall Placement | 215444934 |  | HRCU-A-CB-O | ECOSZ136DA | Mini-Splits | ECOWAL36DA |  |  |  | 9 | 18 | 8.5 | FALSE | FALSE | FALSE | 36000 | 24600 | 2.25 | 25000 | 2.14
215444933 | 09/16/2024 | Live | Midea Electric Trading | EMI | Singlezone Non-Ducted, Wall Placement | 215444933 |  | HRCU-A-CB-O | ECOSZ130DA | Mini-Splits | ECOWAL30DA |  |  |  | 11 | 20 | 9.2 | TRUE | FALSE | FALSE | 30000 | 19000 | 2.26 | 19800 | 1.99
215449749 | 09/16/2024 | Live | Midea Electric Trading | BREEZE33 | Singlezone Ducted, Centrally Ducted | 215449749 |  | HRCU-A-CB | BZ33-INV60OUT2-454-G3-J |  | BZ33-AHU60-454-G3-J |  |  |  | 12 | 17.5 | 9.5 | TRUE | TRUE | TRUE | 54000 | 35000 | 2.5 | 54000 | 2.29
215471345 | 11/10/2025 | Live | Midea Electric Trading | MIDEA | Singlezone Ducted, Centrally Ducted | 215471345 |  | HRCU-A-CB | MO1HE-H60B-2A |  | MAUSE-H60B-2A |  |  |  | 12 | 17.5 | 9.5 | TRUE | TRUE | TRUE | 54000 | 35000 | 2.5 | 54000 | 2.29
215471344 | 09/16/2024 | Live | Midea Electric Trading | MIDEA | Singlezone Ducted, Centrally Ducted | 215471344 |  | HRCU-A-CB | MO1HE-H48B-2A |  | MAUSE-H48B-2A |  |  |  | 12 | 17.5 | 9.5 | TRUE | TRUE | TRUE | 48000 | 34000 | 2.56 | 48000 | 2.13
215449748 | 09/16/2024 | Live | Midea Electric Trading | BREEZE33 | Singlezone Ducted, Centrally Ducted | 215449748 |  | HRCU-A-CB | BZ33-INV48OUT2-454-G3-J |  | BZ33-AHU48-454-G3-J |  |  |  | 12 | 17.5 | 9.5 | TRUE | TRUE | TRUE | 48000 | 34000 | 2.56 | 48000 | 2.13
215471328 | 09/16/2024 | Live | Midea Electric Trading | MIDEA | Singlezone Ducted, Centrally Ducted | 215471328 |  | HRCU-A-CB | MO1BE-H36B-2A |  | MAUHE-H36B-2A |  |  |  | 10 | 16.1 | 8.7 | FALSE | TRUE | TRUE | 36000 | 25600 | 2.6 | 26200 | 2.19
215449709 | 09/16/2024 | Live | Midea Electric Trading | CANAIR | Singlezone Ducted, Centrally Ducted | 215449709 |  | HRCU-A-CB | 4CDH2060C21 |  | 4CDH2060F21 |  |  |  | 10 | 16 | 9 | FALSE | TRUE | TRUE | 54000 | 45000 | 2.4 | 50400 | 2.3
215471338 | 09/16/2024 | Live | Midea Electric Trading | MIDEA | Singlezone Ducted, Centrally Ducted | 215471338 |  | HRCU-A-CB | MO1HE-H60B-2A |  | MAUHE-H60B-2A |  |  |  | 10 | 16 | 9 | FALSE | TRUE | TRUE | 54000 | 45000 | 2.4 | 50400 | 2.3
215471337 | 09/16/2024 | Live | Midea Electric Trading | MIDEA | Singlezone Ducted, Centrally Ducted | 215471337 |  | HRCU-A-CB | MO1SE-H48B-2A |  | MAUHE-H60B-2A |  |  |  | 11.7 | 16.3 | 9 | TRUE | TRUE | TRUE | 48000 | 45000 | 2.4 | 50400 | 2.3
215449708 | 09/16/2024 | Live | Midea Electric Trading | CANAIR | Singlezone Ducted, Centrally Ducted | 215449708 |  | HRCU-A-CB | 4CDH2048C21 |  | 4CDH2048F21 |  |  |  | 10.5 | 16.5 | 9.5 | FALSE | TRUE | TRUE | 48000 | 37000 | 2.7 | 38300 | 2.02
215471336 | 09/16/2024 | Live | Midea Electric Trading | MIDEA | Singlezone Ducted, Centrally Ducted | 215471336 |  | HRCU-A-CB | MO1HE-H48B-2A |  | MAUHE-H48B-2A |  |  |  | 10.5 | 16.5 | 9.5 | FALSE | TRUE | TRUE | 48000 | 37000 | 2.7 | 38300 | 2.02
215471335 | 09/16/2024 | Live | Midea Electric Trading | MIDEA | Singlezone Ducted, Centrally Ducted | 215471335 |  | HRCU-A-CB | MO1HE-H42B-2A |  | MAUHE-H48B-2A |  |  |  | 11.7 | 16.7 | 9.5 | TRUE | TRUE | TRUE | 42000 | 37000 | 2.7 | 38300 | 2.02
215471342 | 09/16/2024 | Live | Midea Electric Trading | MIDEA | Singlezone Ducted, Centrally Ducted | 215471342 |  | HRCU-A-CB | MO1HE-H36B-2A |  | MAUSE-H36B-2A |  |  |  | 12 | 17.7 | 10 | TRUE | TRUE | TRUE | 36000 | 24600 | 2.68 | 33000 | 2.26
215471341 | 09/16/2024 | Live | Midea Electric Trading | MIDEA | Singlezone Ducted, Centrally Ducted | 215471341 |  | HRCU-A-CB | MO1HE-H30B-2A |  | MAUSE-H30B-2A |  |  |  | 12 | 17.2 | 10.8 | TRUE | TRUE | TRUE | 30000 | 24000 | 2.69 | 24600 | 1.94
215449746 | 09/16/2024 | Live | Midea Electric Trading | BREEZE33 | Singlezone Ducted, Centrally Ducted | 215449746 |  | HRCU-A-CB | BZ33-INV30OUT2-454-G3-J |  | BZ33-AHU30-454-G3-J |  |  |  | 12 | 17.2 | 10.8 | TRUE | TRUE | TRUE | 30000 | 24000 | 2.69 | 24600 | 1.94
215449706 | 09/16/2024 | Live | Midea Electric Trading | CANAIR | Singlezone Ducted, Centrally Ducted | 215449706 |  | HRCU-A-CB | 4CDH2030C21 |  | 4CDH2030F21 |  |  |  | 11.7 | 16.8 | 10 | TRUE | TRUE | TRUE | 30000 | 23800 | 2.76 | 37800 | 2.39
215471333 | 09/16/2024 | Live | Midea Electric Trading | MIDEA | Singlezone Ducted, Centrally Ducted | 215471333 |  | HRCU-A-CB | MO1HE-H30B-2A |  | MAUHE-H30B-2A |  |  |  | 11.7 | 16.8 | 10 | TRUE | TRUE | TRUE | 30000 | 23800 | 2.76 | 37800 | 2.39
215471340 | 09/16/2024 | Live | Midea Electric Trading | MIDEA | Singlezone Ducted, Centrally Ducted | 215471340 |  | HRCU-A-CB | MO1HE-H24B-2A |  | MAUSE-H24B-2A |  |  |  | 12 | 18.6 | 10 | TRUE | TRUE | TRUE | 24000 | 19000 | 2.64 | 20200 | 2.24
215449745 | 09/16/2024 | Live | Midea Electric Trading | BREEZE33 | Singlezone Ducted, Centrally Ducted | 215449745 |  | HRCU-A-CB | BZ33-INV24OUT2-454-G3-J |  | BZ33-AHU24-454-G3-J |  |  |  | 12 | 18.6 | 10 | TRUE | TRUE | TRUE | 24000 | 19000 | 2.64 | 20200 | 2.24
215471339 | 09/16/2024 | Live | Midea Electric Trading | MIDEA | Singlezone Ducted, Centrally Ducted | 215471339 |  | HRCU-A-CB | MO1HE-H18B-2A |  | MAUSE-H18B-2A |  |  |  | 12.5 | 19 | 10.1 | TRUE | TRUE | TRUE | 18000 | 14700 | 2.66 | 19000 | 2.37
215449744 | 09/16/2024 | Live | Midea Electric Trading | BREEZE33 | Singlezone Ducted, Centrally Ducted | 215449744 |  | HRCU-A-CB | BZ33-INV18OUT2-454-G3-J |  | BZ33-AHU18-454-G3-J |  |  |  | 12.5 | 19 | 10.1 | TRUE | TRUE | TRUE | 18000 | 14700 | 2.66 | 19000 | 2.37
215471358 | 09/16/2024 | Live | Midea Electric Trading | MIDEA | Singlezone Ducted, Centrally Ducted | 215471358 |  | HRCU-A-CB | MO1BS-H36B-2A |  | MACHU-H36B-2A |  |  |  | 8.5 | 16 | 7.7 | FALSE | FALSE | FALSE | 36000 | 17900 | 2.04 | 22400 | 2.04
215471347 | 09/16/2024 | Live | Midea Electric Trading | MIDEA | Singlezone Ducted, Centrally Ducted | 215471347 |  | HRCU-A-CB | MO1ES-H24B-2A |  | MACHU-H24B-2A |  |  |  | 11.7 | 19.7 | 9 | TRUE | TRUE | TRUE | 24000 | 17600 | 2.4 | 23200 | 2.55
215471346 | 09/16/2024 | Live | Midea Electric Trading | MIDEA | Singlezone Ducted, Centrally Ducted | 215471346 |  | HRCU-A-CB | MO1ES-H18B-2A |  | MACHU-H18B-2A |  |  |  | 12.1 | 18.5 | 9.8 | TRUE | TRUE | TRUE | 18000 | 13200 | 2.6 | 14800 | 2.48
215449754 | 09/16/2024 | Live | Midea Electric Trading | BREEZE33 | Singlezone Ducted, Centrally Ducted | 215449754 |  | HRCU-A-CB | BZ33-HYP55OUT2-454-G3-P |  | BZ33-MSAHU55-454-G3-P |  |  |  | 10 | 15.2 | 9.2 | FALSE | TRUE | TRUE | 54000 | 41000 | 2.6 | 51500 | 2.2
215471356 | 09/16/2024 | Live | Midea Electric Trading | MIDEA | Singlezone Ducted, Centrally Ducted | 215471356 |  | HRCU-A-CB | MO1HU-H60B-2A |  | MASHS-H60B-2A |  |  |  | 10 | 15.2 | 9.2 | FALSE | TRUE | TRUE | 54000 | 41000 | 2.6 | 51500 | 2.2
215471355 | 09/16/2024 | Live | Midea Electric Trading | MIDEA | Singlezone Ducted, Centrally Ducted | 215471355 |  | HRCU-A-CB | MO1HU-H48B-2A |  | MASHS-H48B-2A |  |  |  | 10 | 17 | 10.2 | FALSE | TRUE | TRUE | 48000 | 40000 | 2.5 | 42000 | 2.16
215449753 | 09/16/2024 | Live | Midea Electric Trading | BREEZE33 | Singlezone Ducted, Centrally Ducted | 215449753 |  | HRCU-A-CB | BZ33-HYP48OUT2-454-G3-P |  | BZ33-MSAHU48-454-G3-P |  |  |  | 10 | 17 | 10.2 | FALSE | TRUE | TRUE | 48000 | 40000 | 2.5 | 42000 | 2.16
215449752 | 09/16/2024 | Live | Midea Electric Trading | BREEZE33 | Singlezone Ducted, Centrally Ducted | 215449752 |  | HRCU-A-CB | BZ33-HYP36OUT2-454-G3-P |  | BZ33-MSAHU36-454-G3-P |  |  |  | 11.7 | 17.2 | 9.5 | TRUE | TRUE | TRUE | 36000 | 28000 | 2.2 | 38000 | 2.11
215471354 | 09/16/2024 | Live | Midea Electric Trading | MIDEA | Singlezone Ducted, Centrally Ducted | 215471354 |  | HRCU-A-CB | MO1HU-H36B-2A |  | MASHS-H36B-2A |  |  |  | 11.7 | 17.2 | 9.5 | TRUE | TRUE | TRUE | 36000 | 28000 | 2.2 | 38000 | 2.11
215471353 | 09/16/2024 | Live | Midea Electric Trading | MIDEA | Singlezone Ducted, Centrally Ducted | 215471353 |  | HRCU-A-CB | MO1HS-H33B-2A |  | MACHU-H36B-2A |  |  |  | 11.7 | 16.5 | 10 | TRUE | TRUE | TRUE | 33000 | 27400 | 2.58 | 33400 | 2.62
215471352 | 09/16/2024 | Live | Midea Electric Trading | MIDEA | Singlezone Ducted, Centrally Ducted | 215471352 |  | HRCU-A-CB | MO1HS-H24B-2A |  | MACHU-H24B-2A |  |  |  | 12 | 18.7 | 10 | TRUE | TRUE | TRUE | 23000 | 16900 | 2.4 | 24000 | 2.39
215449751 | 09/16/2024 | Live | Midea Electric Trading | BREEZE33 | Singlezone Ducted, Centrally Ducted | 215449751 |  | HRCU-A-CB | BZ33-HYP24OUT2-454-G3-P |  | BZ33-MSAHU24-454-G3-P |  |  |  | 12 | 18.7 | 10 | TRUE | TRUE | TRUE | 23000 | 16900 | 2.4 | 24000 | 2.39
215449750 | 09/16/2024 | Live | Midea Electric Trading | BREEZE33 | Singlezone Ducted, Centrally Ducted | 215449750 |  | HRCU-A-CB | BZ33-HYP18OUT2-454-G3-P |  | BZ33-MSAHU18-454-G3-P |  |  |  | 12 | 18 | 10 | TRUE | TRUE | TRUE | 18000 | 14000 | 2.6 | 19800 | 2.38
215471351 | 09/16/2024 | Live | Midea Electric Trading | MIDEA | Singlezone Ducted, Centrally Ducted | 215471351 |  | HRCU-A-CB | MO1HS-H18B-2A |  | MACHU-H18B-2A |  |  |  | 12 | 18 | 10 | TRUE | TRUE | TRUE | 18000 | 14000 | 2.6 | 19800 | 2.38
215449778 | 09/16/2024 | Live | Midea Electric Trading | BREEZE33 | Singlezone Ducted, Compact Ducted | 215449778 |  | HRCU-A-CB | BZ33-HYP55OUT2-454-G3-P | Mini-Splits | BZ33-DIDU60-454-G3-P |  |  |  | 10.2 | 15.8 | 10.4 | FALSE | TRUE | TRUE | 55000 | 45000 | 2.72 | 52000 | 2.41
215449777 | 09/16/2024 | Live | Midea Electric Trading | BREEZE33 | Singlezone Ducted, Compact Ducted | 215449777 |  | HRCU-A-CB | BZ33-HYP48OUT2-454-G3-P | Mini-Splits | BZ33-DIDU48-454-G3-P |  |  |  | 10.4 | 16.7 | 10.8 | FALSE | TRUE | TRUE | 48000 | 45000 | 2.61 | 45500 | 2.4
215449776 | 09/16/2024 | Live | Midea Electric Trading | BREEZE33 | Singlezone Ducted, Compact Ducted | 215449776 |  | HRCU-A-CB | BZ33-HYP36OUT2-454-G3-P | Mini-Splits | BZ33-DIDU36-454-G3-P |  |  |  | 12 | 17.7 | 11.1 | TRUE | TRUE | TRUE | 36000 | 31600 | 2.73 | 40000 | 2.29
215449775 | 09/16/2024 | Live | Midea Electric Trading | BREEZE33 | Singlezone Ducted, Compact Ducted | 215449775 |  | HRCU-A-CB | BZ33-HYP24OUT2-454-G3-P | Mini-Splits | BZ33-DIDU24-454-G3-P |  |  |  | 12 | 19 | 11.7 | TRUE | TRUE | TRUE | 24000 | 21600 | 2.71 | 23600 | 2.48
215449774 | 09/16/2024 | Live | Midea Electric Trading | BREEZE33 | Singlezone Ducted, Compact Ducted | 215449774 |  | HRCU-A-CB | BZ33-HYP18OUT2-454-G3-P | Mini-Splits | BZ33-DIDU18-454-G3-P |  |  |  | 12 | 18 | 10.5 | TRUE | TRUE | TRUE | 17000 | 15000 | 2.7 | 19000 | 2.23
215449773 | 09/16/2024 | Live | Midea Electric Trading | BREEZE33 | Singlezone Ducted, Compact Ducted | 215449773 |  | HRCU-A-CB | BZ33-HYP12OUT2-454-G3-P | Mini-Splits | BZ33-DIDU12-454-G3-P |  |  |  | 12 | 20 | 10 | TRUE | TRUE | TRUE | 12000 | 9600 | 2.49 | 13100 | 1.99
215449772 | 09/16/2024 | Live | Midea Electric Trading | BREEZE33 | Singlezone Ducted, Compact Ducted | 215449772 |  | HRCU-A-CB | BZ33-HYP09OUT2-454-G3-P | Mini-Splits | BZ33-DIDU9-454-G3-P |  |  |  | 13.4 | 21.4 | 12.5 | TRUE | TRUE | TRUE | 9000 | 9600 | 2.49 | 12600 | 1.99
215449798 | 09/16/2024 | Live | Midea Electric Trading | BREEZE33 | Multizone Mix of Ducted and Non-Ducted | 215449798 |  | HMSV-A-CB | BZ33-HP486Z2-454-G3-P | Mixed Ducted and Non-Ducted Indoor Units |  |  |  |  | 12.25 | 22.2 | 10.45 | TRUE | TRUE | TRUE | 46000 | 37400 | 2.5 | 39750 | 2.19
215449797 | 09/16/2024 | Live | Midea Electric Trading | BREEZE33 | Multizone All Ducted | 215449797 |  | HMSV-A-CB | BZ33-HP486Z2-454-G3-P | Ducted Indoor Units |  |  |  |  | 12 | 20.4 | 10.6 | TRUE | TRUE | TRUE | 45000 | 37000 | 2.5 | 41000 | 2.4
215449796 | 09/16/2024 | Live | Midea Electric Trading | BREEZE33 | Multizone All Non-Ducted | 215449796 |  | HMSR-A-CB-O | BZ33-HP486Z2-454-G3-P | Non-Ducted Indoor Units |  |  |  |  | 12.5 | 24 | 10.3 | TRUE | TRUE | TRUE | 47000 | 38000 | 2.5 | 38500 | 2
215449791 | 05/06/2025 | Live | Midea Electric Trading | BREEZE33 | Multizone All Ducted | 215449791 |  | HMSV-A-CB | BZ33-HP274Z2-454-G3-P | Ducted Indoor Units |  |  |  |  | 12 | 21 | 9 | TRUE | TRUE | TRUE | 26600 | 18400 | 2.5 | 18600 | 2.3
215449813 | 05/06/2025 | Live | Midea Electric Trading | BREEZE33 | Multizone Mix of Ducted and Non-Ducted | 215449813 |  | HMSV-A-CB | BZ33-HYP556Z2-454-G3-P | Mixed Ducted and Non-Ducted Indoor Units |  |  |  |  | 11.85 | 21.1 | 10.6 | TRUE | TRUE | TRUE | 52000 | 44500 | 2.65 | 49500 | 2.39
215449812 | 11/10/2025 | Live | Midea Electric Trading | BREEZE33 | Multizone All Ducted | 215449812 |  | HMSV-A-CB | BZ33-HYP556Z2-454-G3-P | Ducted Indoor Units |  |  |  |  | 11.7 | 20 | 10.7 | TRUE | TRUE | TRUE | 53000 | 45000 | 2.7 | 52000 | 2.3
215449811 | 05/06/2025 | Live | Midea Electric Trading | BREEZE33 | Multizone All Non-Ducted | 215449811 |  | HMSR-A-CB-O | BZ33-HYP556Z2-454-G3-P | Non-Ducted Indoor Units |  |  |  |  | 12 | 22.2 | 10.5 | TRUE | TRUE | TRUE | 51000 | 44000 | 2.6 | 47000 | 2.5
215449810 | 09/16/2024 | Live | Midea Electric Trading | BREEZE33 | Multizone Mix of Ducted and Non-Ducted | 215449810 |  | HMSV-A-CB | BZ33-HYP486Z2-454-G3-P | Mixed Ducted and Non-Ducted Indoor Units |  |  |  |  | 11.85 | 21.7 | 11 | TRUE | TRUE | TRUE | 47000 | 44000 | 2.6 | 45500 | 2.1
215449809 | 09/16/2024 | Live | Midea Electric Trading | BREEZE33 | Multizone All Ducted | 215449809 |  | HMSV-A-CB | BZ33-HYP486Z2-454-G3-P | Ducted Indoor Units |  |  |  |  | 11.7 | 20.4 | 11 | TRUE | TRUE | TRUE | 47000 | 44500 | 2.6 | 46000 | 2.2
215449808 | 09/16/2024 | Live | Midea Electric Trading | BREEZE33 | Multizone All Non-Ducted | 215449808 |  | HMSR-A-CB-O | BZ33-HYP486Z2-454-G3-P | Non-Ducted Indoor Units |  |  |  |  | 12 | 23 | 11 | TRUE | TRUE | TRUE | 47000 | 44000 | 2.6 | 45000 | 2
215449806 | 09/16/2024 | Live | Midea Electric Trading | BREEZE33 | Multizone All Ducted | 215449806 |  | HMSV-A-CB | BZ33-HYP365Z2-454-G3-P | Ducted Indoor Units |  |  |  |  | 12 | 19.4 | 10.4 | TRUE | TRUE | TRUE | 36000 | 33000 | 2.4 | 34000 | 2.2
215449804 | 05/06/2025 | Live | Midea Electric Trading | BREEZE33 | Multizone Mix of Ducted and Non-Ducted | 215449804 |  | HMSV-A-CB | BZ33-HYP274Z2-454-G3-P | Mixed Ducted and Non-Ducted Indoor Units |  |  |  |  | 12.25 | 21 | 10 | TRUE | TRUE | TRUE | 27400 | 24000 | 2.5 | 27500 | 2.15
215449803 | 05/06/2025 | Live | Midea Electric Trading | BREEZE33 | Multizone All Ducted | 215449803 |  | HMSV-A-CB | BZ33-HYP274Z2-454-G3-P | Ducted Indoor Units |  |  |  |  | 12 | 19 | 9.5 | TRUE | TRUE | TRUE | 28000 | 23000 | 2.4 | 27000 | 2.1
215449802 | 05/06/2025 | Live | Midea Electric Trading | BREEZE33 | Multizone All Non-Ducted | 215449802 |  | HMSR-A-CB-O | BZ33-HYP274Z2-454-G3-P | Non-Ducted Indoor Units |  |  |  |  | 12.5 | 23 | 10.5 | TRUE | TRUE | TRUE | 27000 | 25000 | 2.6 | 28000 | 2.2
215449801 | 05/06/2025 | Live | Midea Electric Trading | BREEZE33 | Multizone Mix of Ducted and Non-Ducted | 215449801 |  | HMSV-A-CB | BZ33-HYP183Z2-454-G3-P | Mixed Ducted and Non-Ducted Indoor Units |  |  |  |  | 14 | 22.5 | 10.2 | TRUE | TRUE | TRUE | 19000 | 17300 | 2.65 | 20500 | 2.36
215449800 | 09/16/2024 | Live | Midea Electric Trading | BREEZE33 | Multizone All Ducted | 215449800 |  | HMSV-A-CB | BZ33-HYP183Z2-454-G3-P | Ducted Indoor Units |  |  |  |  | 13 | 20 | 10 | TRUE | TRUE | TRUE | 19000 | 17000 | 2.59 | 22000 | 2.5
215449799 | 05/06/2025 | Live | Midea Electric Trading | BREEZE33 | Multizone All Non-Ducted | 215449799 |  | HMSR-A-CB-O | BZ33-HYP183Z2-454-G3-P | Non-Ducted Indoor Units |  |  |  |  | 15 | 25 | 10.4 | TRUE | TRUE | TRUE | 19000 | 17600 | 2.7 | 19000 | 2.2
215449783 | 05/06/2025 | Live | Midea Electric Trading | BREEZE33 | Singlezone Non-Ducted, Floor Placement | 215449783 |  | HRCU-A-CB-O | BZ33-HYP24OUT2-454-G3-P | Mini-Splits | BZ33-IFCM24-454-G3-P |  |  |  | 12 | 20.4 | 12.1 | TRUE | TRUE | TRUE | 22000 | 20200 | 2.74 | 23300 | 2.38
215449766 | 05/06/2025 | Live | Midea Electric Trading | BREEZE33 | Singlezone Non-Ducted, Wall Placement | 215449766 |  | HRCU-A-CB-O | BZ33-HYP24OUT2-454-G3-P | Mini-Splits | BZ33-CASS24-454-G3-P |  |  |  | 12 | 20.7 | 11.6 | TRUE | TRUE | TRUE | 23400 | 20400 | 2.78 | 23900 | 2.48
215449782 | 05/06/2025 | Live | Midea Electric Trading | BREEZE33 | Singlezone Non-Ducted, Floor Placement | 215449782 |  | HRCU-A-CB-O | BZ33-HYP18OUT2-454-G3-P | Mini-Splits | BZ33-IFCM18-454-G3-P |  |  |  | 12.5 | 20.4 | 10.3 | TRUE | TRUE | TRUE | 17000 | 14400 | 2.54 | 20200 | 2.24
215449781 | 09/16/2024 | Live | Midea Electric Trading | BREEZE33 | Singlezone Non-Ducted, Wall Placement | 215449781 |  | HRCU-A-CB-O | BZ33-HYP18OUT2-454-G3-P | Mini-Splits | BZ33-ICM16-454-G3-P |  |  |  | 12.5 | 20 | 10.3 | TRUE | TRUE | TRUE | 16000 | 14200 | 2.6 | 18800 | 2.13
215449765 | 09/16/2024 | Live | Midea Electric Trading | BREEZE33 | Singlezone Non-Ducted, Ceiling Placement | 215449765 |  | HRCU-A-CB-O | BZ33-HYP18OUT2-454-G3-P | Mini-Splits | BZ33-CASS18-454-G3-P |  |  |  | 12.5 | 20 | 12.3 | TRUE | TRUE | TRUE | 16000 | 14900 | 2.7 | 18000 | 2.1
215449764 | 09/16/2024 | Live | Midea Electric Trading | BREEZE33 | Singlezone Non-Ducted, Ceiling Placement | 215449764 |  | HRCU-A-CB-O | BZ33-HYP12OUT2-454-G3-P | Mini-Splits | BZ33-CASS12-454-G3-P |  |  |  | 12.5 | 22.2 | 11.6 | TRUE | TRUE | TRUE | 12000 | 10000 | 2.74 | 12900 | 2.14
215449771 | 09/16/2024 | Live | Midea Electric Trading | BREEZE33 | Singlezone Non-Ducted, Ceiling Placement | 215449771 |  | HRCU-A-CB-O | BZ33-HYP12OUT2-454-G3-P | Mini-Splits | BZ33-OWCASS12-454-G3-P |  |  |  | 13 | 23 | 10 | TRUE | TRUE | TRUE | 12000 | 9600 | 2.65 | 11900 | 1.95
215449779 | 09/16/2024 | Live | Midea Electric Trading | BREEZE33 | Singlezone Non-Ducted, Wall Placement | 215449779 |  | HRCU-A-CB-O | BZ33-HYP09OUT2-454-G3-P | Mini-Splits | BZ33-ICM09-454-G3-P |  |  |  | 15.1 | 27.2 | 10.9 | TRUE | TRUE | TRUE | 9000 | 9800 | 2.71 | 12200 | 2.17
215449769 | 09/16/2024 | Live | Midea Electric Trading | BREEZE33 | Singlezone Non-Ducted, Ceiling Placement | 215449769 |  | HRCU-A-CB-O | BZ33-HYP06OUT2-454-G3-P | Mini-Splits | BZ33-OWCASS06-454-G3-P |  |  |  | 15 | 22 | 12 | TRUE | TRUE | TRUE | 6500 | 7000 | 2.66 | 9500 | 2.53
215449757 | 09/16/2024 | Live | Midea Electric Trading | BREEZE33 | Singlezone Non-Ducted, Wall Placement | 215449757 |  | HRCU-A-CB-O | BZ33-HYP06OUT2-454-G3-P | Mini-Splits | BZ33-HYP06WALL2-454-G3-P |  |  |  | 18 | 25.5 | 14.8 | TRUE | TRUE | TRUE | 6000 | 7900 | 2.79 | 8600 | 2.38
215449786 | 09/16/2024 | Live | Midea Electric Trading | BREEZE33 | Singlezone Non-Ducted, Floor Placement | 215449786 |  | HRCU-A-CB-O | BZ33-HYP55OUT2-454-G3-P | Mini-Splits | BZ33-IFCM60-454-G3-P |  |  |  | 9 | 18 | 10.7 | FALSE | TRUE | TRUE | 54000 | 41000 | 2.33 | 58000 | 2.17
215449785 | 09/16/2024 | Live | Midea Electric Trading | BREEZE33 | Singlezone Non-Ducted, Floor Placement | 215449785 |  | HRCU-A-CB-O | BZ33-HYP48OUT2-454-G3-P | Mini-Splits | BZ33-IFCM48-454-G3-P |  |  |  | 9.4 | 18.5 | 10.1 | FALSE | TRUE | TRUE | 48000 | 38500 | 2.38 | 44500 | 2.23
215449784 | 09/16/2024 | Live | Midea Electric Trading | BREEZE33 | Singlezone Non-Ducted, Floor Placement | 215449784 |  | HRCU-A-CB-O | BZ33-HYP36OUT2-454-G3-P | Mini-Splits | BZ33-IFCM36-454-G3-P |  |  |  | 12 | 20 | 10.8 | TRUE | TRUE | TRUE | 36400 | 30200 | 2.58 | 42400 | 2.16
206551254 | 09/16/2024 | Live | GE Appliances, a Haier Company | HAIER | Singlezone Non-Ducted, Wall Placement | 206551254 |  | HRCU-A-CB-O | 1U12TE2VHA* | Mini-Splits | AW12TE2VHA* | 11 | 18 | 10 |  |  |  | FALSE | FALSE | FALSE | 12000 | 7500 | 2.97 | 10000 | 2.66
215493759 | 09/16/2024 | Live | INNOVAIR | INNOVAIR | Singlezone Non-Ducted, Wall Placement | 215493759 |  | HRCU-A-CB-O | QOS12H1BM5A | Mini-Splits | QHW12H1UZRA |  |  |  | 12.25 | 22 | 9.5 | TRUE | TRUE | TRUE | 12000 | 9300 | 4.78 | 10000 | 2.09
215493758 | 09/16/2024 | Live | INNOVAIR | INNOVAIR | Singlezone Non-Ducted, Wall Placement | 215493758 |  | HRCU-A-CB-O | QOS09H1BM5A | Mini-Splits | QHW09H1UZRA |  |  |  | 14.05 | 23 | 10 | TRUE | TRUE | TRUE | 9000 | 9500 | 4.8 | 9700 | 2.19
215493763 | 11/10/2025 | Live | INNOVAIR | INNOVAIR | Singlezone Non-Ducted, Wall Placement | 215493763 |  | HRCU-A-CB-O | QOS24H2BM5A | Mini-Splits | QHW24H2UZRA |  |  |  | 12.25 | 22.5 | 9.5 | TRUE | TRUE | TRUE | 24000 | 22000 | 3.58 | 24000 | 1.85
215493762 | 09/16/2024 | Live | INNOVAIR | INNOVAIR | Singlezone Non-Ducted, Wall Placement | 215493762 |  | HRCU-A-CB-O | QOS18H2BM5A | Mini-Splits | QHW18H2UZRA |  |  |  | 12.95 | 21 | 10 | TRUE | TRUE | TRUE | 18000 | 18000 | 3.61 | 18500 | 1.95
215493761 | 09/16/2024 | Live | INNOVAIR | INNOVAIR | Singlezone Non-Ducted, Wall Placement | 215493761 |  | HRCU-A-CB-O | QOS12H2BM5A | Mini-Splits | QHW12H2UZRA |  |  |  | 12.25 | 23 | 10 | TRUE | TRUE | TRUE | 12000 | 10800 | 4.8 | 12000 | 2.51
215493760 | 09/16/2024 | Live | INNOVAIR | INNOVAIR | Singlezone Non-Ducted, Wall Placement | 215493760 |  | HRCU-A-CB-O | QOS09H2BM5A | Mini-Splits | QHW09H2UZRA |  |  |  | 13.65 | 25 | 11 | TRUE | TRUE | TRUE | 9000 | 9000 | 4.8 | 9200 | 2.07
214837935 | 09/16/2024 | Live | Panasonic | PANASONIC | Multizone All Non-Ducted | 214837935 |  | HMSR-A-CB-O | CU-3Z22ABUC | Non-Ducted Indoor Units |  |  |  |  | 12.75 | 24.5 | 10.7 | TRUE | TRUE | TRUE | 22000 | 25600 | 2.4 | 25600 | 2.4
214837934 | 09/16/2024 | Live | Panasonic | PANASONIC | Multizone All Non-Ducted | 214837934 |  | HMSR-A-CB-O | CU-2Z18ABUC | Non-Ducted Indoor Units |  |  |  |  | 15 | 22.5 | 12.5 | TRUE | TRUE | TRUE | 18000 | 24600 | 2.3 | 24600 | 2.3
215387075 | 09/16/2024 | Live | Panasonic | PANASONIC | Singlezone Non-Ducted, Wall Placement | 215387075 |  | HRCU-A-CB-O | CU-XZ24AKUAC | Mini-Splits | CS-Z24AKUAW |  |  |  | 11.75 | 20.5 | 11 | TRUE | TRUE | TRUE | 24000 | 25200 | 2.62 | 25200 | 2.62
214837756 | 09/16/2024 | Live | Panasonic | PANASONIC | Singlezone Non-Ducted, Wall Placement | 214837756 |  | HRCU-A-CB-O | CU-XZ24AKUAC | Mini-Splits | CS-XZ24AKUAW |  |  |  | 11.75 | 20.5 | 11 | TRUE | TRUE | TRUE | 24000 | 25200 | 2.62 | 25200 | 2.62
215387074 | 09/16/2024 | Live | Panasonic | PANASONIC | Singlezone Non-Ducted, Wall Placement | 215387074 |  | HRCU-A-CB-O | CU-XZ18AKUAC | Mini-Splits | CS-Z18AKUAW |  |  |  | 13.65 | 22 | 11.7 | TRUE | TRUE | TRUE | 17200 | 21000 | 2.5 | 21000 | 2.5
214837755 | 09/16/2024 | Live | Panasonic | PANASONIC | Singlezone Non-Ducted, Wall Placement | 214837755 |  | HRCU-A-CB-O | CU-XZ18AKUAC | Mini-Splits | CS-XZ18AKUAW |  |  |  | 13.65 | 22 | 11.7 | TRUE | TRUE | TRUE | 17200 | 21000 | 2.5 | 21000 | 2.5
215387073 | 09/16/2024 | Live | Panasonic | PANASONIC | Singlezone Non-Ducted, Wall Placement | 215387073 |  | HRCU-A-CB-O | CU-XZ15AKUAC | Mini-Splits | CS-Z15AKUAW |  |  |  | 13.35 | 22.4 | 12 | TRUE | TRUE | TRUE | 14700 | 17500 | 2.28 | 17500 | 2.28
214837754 | 09/16/2024 | Live | Panasonic | PANASONIC | Singlezone Non-Ducted, Wall Placement | 214837754 |  | HRCU-A-CB-O | CU-XZ15AKUAC | Mini-Splits | CS-XZ15AKUAW |  |  |  | 13.35 | 22.4 | 12 | TRUE | TRUE | TRUE | 14700 | 17500 | 2.28 | 17500 | 2.28
215387072 | 09/16/2024 | Live | Panasonic | PANASONIC | Singlezone Non-Ducted, Wall Placement | 215387072 |  | HRCU-A-CB-O | CU-XZ12AKUAC | Mini-Splits | CS-Z12AKUAW |  |  |  | 14.35 | 25 | 11.7 | TRUE | TRUE | TRUE | 11500 | 16500 | 2.36 | 16500 | 2.36
214837753 | 09/16/2024 | Live | Panasonic | PANASONIC | Singlezone Non-Ducted, Wall Placement | 214837753 |  | HRCU-A-CB-O | CU-XZ12AKUAC | Mini-Splits | CS-XZ12AKUAW |  |  |  | 14.35 | 25 | 11.7 | TRUE | TRUE | TRUE | 11500 | 16500 | 2.36 | 16500 | 2.36
215387071 | 09/16/2024 | Live | Panasonic | PANASONIC | Singlezone Non-Ducted, Wall Placement | 215387071 |  | HRCU-A-CB-O | CU-XZ9AKUAC | Mini-Splits | CS-Z9AKUAW |  |  |  | 16.4 | 27.5 | 12 | TRUE | TRUE | TRUE | 8700 | 14500 | 2.66 | 14500 | 2.66
214837752 | 09/16/2024 | Live | Panasonic | PANASONIC | Singlezone Non-Ducted, Wall Placement | 214837752 |  | HRCU-A-CB-O | CU-XZ9AKUAC | Mini-Splits | CS-XZ9AKUAW |  |  |  | 16.4 | 27.5 | 12 | TRUE | TRUE | TRUE | 8700 | 14500 | 2.66 | 14500 | 2.66
215218878 | 09/16/2024 | Live | Johnson Controls Inc. (York International Norman) | HITACHI | Singlezone Ducted, Centrally Ducted | 215218878 |  | HRCU-A-CB | PAS-12BUFASDQ1 | Mini-Splits | PPIM-B12UFA1DQ |  |  |  | 12.5 | 20.5 | 9.8 | TRUE | TRUE | TRUE | 12000 | 13300 | 2.63 | 13300 | 2.63
215218877 | 09/16/2024 | Live | Johnson Controls Inc. (York International Norman) | HITACHI | Singlezone Non-Ducted, Ceiling Placement | 215218877 |  | HRCU-A-CB-O | PAS-12BUFASDQ1 | Mini-Splits | PCIM-B12UFA1DQ |  |  |  | 14 | 23.5 | 10 | TRUE | TRUE | TRUE | 12000 | 12600 | 2.64 | 12900 | 2.55
215218876 | 09/16/2024 | Live | Johnson Controls Inc. (York International Norman) | HITACHI | Singlezone Non-Ducted, Ceiling Placement | 215218876 |  | HRCU-A-CB-O | PAS-12BUFASDQ1 | Mini-Splits | PPFC-B12UFA1DQ |  |  |  | 13.5 | 22 | 9.8 | TRUE | TRUE | TRUE | 12000 | 12800 | 2.76 | 12800 | 2.76
215218875 | 09/16/2024 | Live | Johnson Controls Inc. (York International Norman) | HITACHI | Singlezone Ducted, Centrally Ducted | 215218875 |  | HRCU-A-CB | PAS-09BUFASDQ1 | Mini-Splits | PPIM-B09UFA1DQ |  |  |  | 13 | 20 | 9.6 | TRUE | TRUE | TRUE | 9000 | 10100 | 2.62 | 12400 | 2.42
215218874 | 09/16/2024 | Live | Johnson Controls Inc. (York International Norman) | HITACHI | Singlezone Non-Ducted, Ceiling Placement | 215218874 |  | HRCU-A-CB-O | PAS-09BUFASDQ1 | Mini-Splits | PCIM-B09UFA1DQ |  |  |  | 15 | 23.5 | 11 | TRUE | TRUE | TRUE | 9000 | 10500 | 2.5 | 12450 | 2.61
215218873 | 09/16/2024 | Live | Johnson Controls Inc. (York International Norman) | HITACHI | Singlezone Non-Ducted, Ceiling Placement | 215218873 |  | HRCU-A-CB-O | PAS-09BUFASDQ1 | Mini-Splits | PPFC-B09UFA1DQ |  |  |  | 15 | 23 | 9.5 | TRUE | TRUE | TRUE | 9000 | 9900 | 2.46 | 12200 | 2.57
215444916 | 09/16/2024 | Live | Gree | TOSOT | Singlezone Ducted, Compact Ducted | 215444916 |  | HRCU-A-CB | TWH36ATE19R32A3DO | Mini-Splits | TM36R32SFDI |  |  |  | 11.95 | 20 | 8.5 | FALSE | FALSE | TRUE | 33600 | 23400 | 2.53 | 27600 | 2.64
213301873 | 09/16/2024 | Live | Midea Electric Trading | MDV | Singlezone Ducted, Centrally Ducted | 213301873 |  | HRCU-A-C | MOD30U-30HFN1-MR0(X) |  | MVB-36B23T4N1 |  |  |  | 10 | 15.2 | 8.5 | FALSE | TRUE | TRUE | 29000 | 19600 | 2.12 | 19600 | 2.12
213614244 | 09/16/2024 | Live | Midea Electric Trading | COMFORT-AIRE | Singlezone Ducted, Centrally Ducted | 213614244 |  | HRCU-A-C | A-VCD30SA-1 |  | MCD30/36B1A |  |  |  | 10 | 15.2 | 8.5 | FALSE | TRUE | TRUE | 29000 | 19600 | 2.12 | 19600 | 2.12
214810655 | 09/16/2024 | Live | Midea Electric Trading | CENTURY | Singlezone Ducted, Centrally Ducted | 214810655 |  | HRCU-A-C | A-VCD30SA-1 |  | MCD30/36B1A |  |  |  | 10 | 15.2 | 8.5 | FALSE | TRUE | TRUE | 29000 | 19600 | 2.12 | 19600 | 2.12
213732674 | 09/16/2024 | Live | Midea Electric Trading | CTMORLEY | Singlezone Ducted, Centrally Ducted | 213732674 |  | HRCU-A-C | MOU-A30VH-4 |  | MAC-A3617 |  |  |  | 10 | 15.2 | 8.5 | FALSE | FALSE | TRUE | 29000 | 19600 | 2.12 | 19600 | 2.12
213785772 | 09/16/2024 | Live | Midea Electric Trading | CUSTOM COMFORT | Singlezone Ducted, Centrally Ducted | 213785772 |  | HRCU-A-C | CCOXHA24V30HP |  | CCOACC3036B |  |  |  | 10 | 15.2 | 8.5 | FALSE | TRUE | TRUE | 29000 | 19600 | 2.12 | 19600 | 2.12
214215183 | 09/16/2024 | Live | Midea Electric Trading | ELIOS | Singlezone Ducted, Centrally Ducted | 214215183 |  | HRCU-A-C | DEA30HOS20230E7 |  | CUB36HAC20BWT7A |  |  |  | 10 | 15.2 | 8.5 | FALSE | TRUE | TRUE | 29000 | 19600 | 2.12 | 19600 | 2.12
214391152 | 09/16/2024 | Live | Midea Electric Trading | BREEZE33 | Singlezone Ducted, Centrally Ducted | 214391152 |  | HRCU-A-C | BZ33-INV30OUT2-J |  | BZ33-MSC36B-J |  |  |  | 10 | 15.2 | 8.5 | FALSE | TRUE | TRUE | 29000 | 19600 | 2.12 | 19600 | 2.12
213492171 | 09/16/2024 | Live | Midea Electric Trading | STEALTH | Singlezone Ducted, Centrally Ducted | 213492171 |  | HRCU-A-C | ACIQ-30-HPB |  | ACIQ-36-ACL-17 |  |  |  | 10 | 15.2 | 8.5 | FALSE | TRUE | TRUE | 29000 | 19600 | 2.12 | 19600 | 2.12
213492149 | 09/16/2024 | Live | Midea Electric Trading | DIYCOOL | Singlezone Ducted, Centrally Ducted | 213492149 |  | HRCU-A-C | ACIQ-30-HPB |  | ACIQ-36-ACL-17 |  |  |  | 10 | 15.2 | 8.5 | FALSE | TRUE | TRUE | 29000 | 19600 | 2.12 | 19600 | 2.12
213492159 | 09/16/2024 | Live | Midea Electric Trading | POLARWAVE | Singlezone Ducted, Centrally Ducted | 213492159 |  | HRCU-A-C | ACIQ-30-HPB |  | ACIQ-36-ACL-17 |  |  |  | 10 | 15.2 | 8.5 | FALSE | TRUE | TRUE | 29000 | 19600 | 2.12 | 19600 | 2.12
213483770 | 09/16/2024 | Live | Midea Electric Trading | MITS AIR | Singlezone Ducted, Centrally Ducted | 213483770 |  | HRCU-A-C | MOD30U-30HFN1-MR0(X) |  | MVB-36B23T4N1 |  |  |  | 10 | 15.2 | 8.5 | FALSE | FALSE | TRUE | 29000 | 19600 | 2.12 | 19600 | 2.12
213479376 | 09/16/2024 | Live | Midea Electric Trading | TEMP SHIFT | Singlezone Ducted, Centrally Ducted | 213479376 |  | HRCU-A-C | TSMOD30U30HFN1MR0(X) |  | TSMVB36B24T4N1 |  |  |  | 10 | 15.2 | 8.5 | FALSE | FALSE | TRUE | 29000 | 19600 | 2.12 | 19600 | 2.12
213492126 | 09/16/2024 | Live | Midea Electric Trading | 1HVAC | Singlezone Ducted, Centrally Ducted | 213492126 |  | HRCU-A-C | ACIQ-30-HPB |  | ACIQ-36-ACL-17 |  |  |  | 10 | 15.2 | 8.5 | FALSE | TRUE | TRUE | 29000 | 19600 | 2.12 | 19600 | 2.12
213492138 | 09/16/2024 | Live | Midea Electric Trading | ACIQ | Singlezone Ducted, Centrally Ducted | 213492138 |  | HRCU-A-C | ACIQ-30-HPB |  | ACIQ-36-ACL-17 |  |  |  | 10 | 15.2 | 8.5 | FALSE | TRUE | TRUE | 29000 | 19600 | 2.12 | 19600 | 2.12
215359201 | 09/16/2024 | Live | Midea Electric Trading | BLUERIDGE | Singlezone Ducted, Centrally Ducted | 215359201 |  | HRCU-A-C | BMAH3018C |  | BMAHC36B |  |  |  | 10 | 15.2 | 8.5 | FALSE | TRUE | TRUE | 29000 | 19600 | 2.12 | 19600 | 2.12
214610377 | 09/16/2024 | Live | Midea Electric Trading | KEPLER | Singlezone Ducted, Centrally Ducted | 214610377 |  | HRCU-A-C | AZPN/30WD |  | AZPN/B36WAC-UC |  |  |  | 10 | 15.2 | 8.5 | FALSE | TRUE | TRUE | 29000 | 19600 | 2.12 | 19600 | 2.12
213433213 | 09/16/2024 | Live | Midea Electric Trading | KEPLER | Singlezone Ducted, Centrally Ducted | 213433213 |  | HRCU-A-C | AZPN/30WD |  | AZPN/B36WACUID |  |  |  | 10 | 15.2 | 8.5 | FALSE | TRUE | TRUE | 29000 | 19600 | 2.12 | 19600 | 2.12
213369385 | 09/16/2024 | Live | Midea Electric Trading | MOOVAIR | Singlezone Ducted, Centrally Ducted | 213369385 |  | HRCU-A-C | DMA30HOS20230E7 |  | CUB36HAC20BWT7A |  |  |  | 10 | 15.2 | 8.5 | FALSE | TRUE | TRUE | 29000 | 19600 | 2.12 | 19600 | 2.12
213307907 | 05/06/2025 | Live | Midea Electric Trading | WELLS | Singlezone Ducted, Centrally Ducted | 213307907 |  | HRCU-A-C | WUCA-30HFMO |  | WUA-36BHFM |  |  |  | 10 | 15.2 | 8.5 | FALSE | TRUE | TRUE | 29000 | 19600 | 2.12 | 19600 | 2.12
213307871 | 09/16/2024 | Live | Midea Electric Trading | CUSTOM COMFORT | Singlezone Ducted, Centrally Ducted | 213307871 |  | HRCU-A-C | CCOXHA24V30HP |  | CCOEHACC3036B |  |  |  | 10 | 15.2 | 8.5 | FALSE | TRUE | TRUE | 29000 | 19600 | 2.12 | 19600 | 2.12
213307891 | 05/06/2025 | Live | Midea Electric Trading | BLADEX | Singlezone Ducted, Centrally Ducted | 213307891 |  | HRCU-A-C | BX30U-30HPHYHA(X) |  | BLCB-36B18AC-UNC |  |  |  | 10 | 15.2 | 8.5 | FALSE | FALSE | TRUE | 29000 | 19600 | 2.12 | 19600 | 2.12
213307890 | 09/16/2024 | Live | Midea Electric Trading | BLADEX | Singlezone Ducted, Centrally Ducted | 213307890 |  | HRCU-A-C | BX30U-30HPHYHA(X) |  | BLCB-36B18AC |  |  |  | 10 | 15.2 | 8.5 | FALSE | FALSE | TRUE | 29000 | 19600 | 2.12 | 19600 | 2.12
215223339 | 11/10/2025 | Live | Bosch | BOSCH | Multizone Mix of Ducted and Non-Ducted | 215223339 |  | HMSV-A-CB | BMS500-AAM048-1CSXRD | Mixed Ducted and Non-Ducted Indoor Units |  |  |  |  | 12.25 | 22.2 | 10.45 | TRUE | TRUE | TRUE | 46000 | 37400 | 2.5 | 39750 | 2.19
215223338 | 05/06/2025 | Live | Bosch | BOSCH | Multizone All Ducted | 215223338 |  | HMSV-A-CB | BMS500-AAM048-1CSXRD | Ducted Indoor Units |  |  |  |  | 12 | 20.4 | 10.6 | TRUE | TRUE | TRUE | 45000 | 37000 | 2.5 | 41000 | 2.4
215223337 | 09/16/2024 | Live | Bosch | BOSCH | Multizone All Non-Ducted | 215223337 |  | HMSR-A-CB-O | BMS500-AAM048-1CSXRD | Non-Ducted Indoor Units |  |  |  |  | 12.5 | 24 | 10.3 | TRUE | TRUE | TRUE | 47000 | 38000 | 2.5 | 38500 | 2
215223336 | 09/16/2024 | Live | Bosch | BOSCH | Multizone Mix of Ducted and Non-Ducted | 215223336 |  | HMSV-A-CB | BMS500-AAM036-1CSXRD | Mixed Ducted and Non-Ducted Indoor Units |  |  |  |  | 11.85 | 22 | 9.35 | TRUE | TRUE | TRUE | 35400 | 26400 | 2.35 | 27300 | 2.15
215223335 | 05/06/2025 | Live | Bosch | BOSCH | Multizone All Ducted | 215223335 |  | HMSV-A-CB | BMS500-AAM036-1CSXRD | Ducted Indoor Units |  |  |  |  | 11.7 | 20 | 9.2 | TRUE | TRUE | TRUE | 35000 | 26400 | 2.3 | 28000 | 2.2
215223334 | 09/16/2024 | Live | Bosch | BOSCH | Multizone All Non-Ducted | 215223334 |  | HMSR-A-CB-O | BMS500-AAM036-1CSXRD | Non-Ducted Indoor Units |  |  |  |  | 12 | 24 | 9.5 | TRUE | TRUE | TRUE | 36000 | 26600 | 2.4 | 26600 | 2.1
215223333 | 05/06/2025 | Live | Bosch | BOSCH | Multizone Mix of Ducted and Non-Ducted | 215223333 |  | HMSV-A-CB | BMS500-AAM027-1CSXRD | Mixed Ducted and Non-Ducted Indoor Units |  |  |  |  | 12.5 | 23 | 9.25 | TRUE | TRUE | TRUE | 26800 | 18400 | 2.56 | 18800 | 2.3
215223332 | 05/06/2025 | Live | Bosch | BOSCH | Multizone All Ducted | 215223332 |  | HMSV-A-CB | BMS500-AAM027-1CSXRD | Ducted Indoor Units |  |  |  |  | 12 | 21 | 9 | TRUE | TRUE | TRUE | 26600 | 18400 | 2.5 | 18600 | 2.3
215223331 | 05/06/2025 | Live | Bosch | BOSCH | Multizone All Non-Ducted | 215223331 |  | HMSR-A-CB-O | BMS500-AAM027-1CSXRD | Non-Ducted Indoor Units |  |  |  |  | 13 | 25 | 9.5 | TRUE | TRUE | TRUE | 27000 | 18400 | 2.61 | 19000 | 2.3
215223330 | 05/06/2025 | Live | Bosch | BOSCH | Multizone Mix of Ducted and Non-Ducted | 215223330 |  | HMSV-A-CB | BMS500-AAM018-1CSXRD | Mixed Ducted and Non-Ducted Indoor Units |  |  |  |  | 13 | 22.55 | 9.9 | TRUE | TRUE | TRUE | 18000 | 14100 | 2.55 | 14300 | 2.39
215223329 | 09/16/2024 | Live | Bosch | BOSCH | Multizone All Ducted | 215223329 |  | HMSV-A-CB | BMS500-AAM018-1CSXRD | Ducted Indoor Units |  |  |  |  | 12 | 20 | 10 | TRUE | TRUE | TRUE | 18000 | 14600 | 2.3 | 14600 | 2.3
215223328 | 05/06/2025 | Live | Bosch | BOSCH | Multizone All Non-Ducted | 215223328 |  | HMSR-A-CB-O | BMS500-AAM018-1CSXRD | Non-Ducted Indoor Units |  |  |  |  | 14 | 25.1 | 9.8 | TRUE | TRUE | TRUE | 18000 | 13600 | 2.81 | 14000 | 2.5
215223327 | 05/06/2025 | Live | Bosch | BOSCH | Multizone Mix of Ducted and Non-Ducted | 215223327 |  | HMSV-A-CB | BMS500-AAM048-1CSXHD | Mixed Ducted and Non-Ducted Indoor Units |  |  |  |  | 11.85 | 21.7 | 11 | TRUE | TRUE | TRUE | 47000 | 44000 | 2.6 | 45500 | 2.1
215223326 | 05/06/2025 | Live | Bosch | BOSCH | Multizone All Ducted | 215223326 |  | HMSV-A-CB | BMS500-AAM048-1CSXHD | Ducted Indoor Units |  |  |  |  | 11.7 | 20.4 | 11 | TRUE | TRUE | TRUE | 47000 | 44500 | 2.6 | 46000 | 2.2
215223325 | 09/16/2024 | Live | Bosch | BOSCH | Multizone All Non-Ducted | 215223325 |  | HMSR-A-CB-O | BMS500-AAM048-1CSXHD | Non-Ducted Indoor Units |  |  |  |  | 12 | 23 | 11 | TRUE | TRUE | TRUE | 47000 | 44000 | 2.6 | 45000 | 2
215223324 | 09/16/2024 | Live | Bosch | BOSCH | Multizone Mix of Ducted and Non-Ducted | 215223324 |  | HMSV-A-CB | BMS500-AAM036-1CSXHD | Mixed Ducted and Non-Ducted Indoor Units |  |  |  |  | 12.5 | 21.2 | 10.55 | TRUE | TRUE | TRUE | 36000 | 31400 | 2.4 | 38000 | 2.41
215223323 | 09/16/2024 | Live | Bosch | BOSCH | Multizone All Ducted | 215223323 |  | HMSV-A-CB | BMS500-AAM036-1CSXHD | Ducted Indoor Units |  |  |  |  | 12 | 19.4 | 10.4 | TRUE | TRUE | TRUE | 36000 | 33000 | 2.4 | 34000 | 2.2
215223322 | 09/16/2024 | Live | Bosch | BOSCH | Multizone All Non-Ducted | 215223322 |  | HMSR-A-CB-O | BMS500-AAM036-1CSXHD | Non-Ducted Indoor Units |  |  |  |  | 13 | 23 | 10.7 | TRUE | TRUE | TRUE | 36000 | 30000 | 2.4 | 42000 | 2.6
215223321 | 09/16/2024 | Live | Bosch | BOSCH | Multizone Mix of Ducted and Non-Ducted | 215223321 |  | HMSV-A-CB | BMS500-AAM027-1CSXHD | Mixed Ducted and Non-Ducted Indoor Units |  |  |  |  | 12.25 | 21 | 10 | TRUE | TRUE | TRUE | 27400 | 24000 | 2.5 | 27500 | 2.15
215223320 | 09/16/2024 | Live | Bosch | BOSCH | Multizone All Ducted | 215223320 |  | HMSV-A-CB | BMS500-AAM027-1CSXHD | Ducted Indoor Units |  |  |  |  | 12 | 19 | 9.5 | TRUE | TRUE | TRUE | 28000 | 23000 | 2.4 | 27000 | 2.1
215223319 | 09/16/2024 | Live | Bosch | BOSCH | Multizone All Non-Ducted | 215223319 |  | HMSR-A-CB-O | BMS500-AAM027-1CSXHD | Non-Ducted Indoor Units |  |  |  |  | 12.5 | 23 | 10.5 | TRUE | TRUE | TRUE | 27000 | 25000 | 2.6 | 28000 | 2.2
215223318 | 09/16/2024 | Live | Bosch | BOSCH | Multizone Mix of Ducted and Non-Ducted | 215223318 |  | HMSV-A-CB | BMS500-AAM018-1CSXHD | Mixed Ducted and Non-Ducted Indoor Units |  |  |  |  | 14 | 22.5 | 10.2 | TRUE | TRUE | TRUE | 19000 | 17300 | 2.65 | 20500 | 2.35
215223317 | 09/16/2024 | Live | Bosch | BOSCH | Multizone All Ducted | 215223317 |  | HMSV-A-CB | BMS500-AAM018-1CSXHD | Ducted Indoor Units |  |  |  |  | 13 | 20 | 10 | TRUE | TRUE | TRUE | 19000 | 17000 | 2.59 | 22000 | 2.5
215223316 | 09/16/2024 | Live | Bosch | BOSCH | Multizone All Non-Ducted | 215223316 |  | HMSR-A-CB-O | BMS500-AAM018-1CSXHD | Non-Ducted Indoor Units |  |  |  |  | 15 | 25 | 10.4 | TRUE | TRUE | TRUE | 19000 | 17600 | 2.7 | 19000 | 2.2
215223310 | 09/16/2024 | Live | Bosch | BOSCH | Singlezone Non-Ducted, Wall Placement | 215223310 |  | HRCU-A-CB-O | BMS500-AAS036-1CSXRD | Mini-Splits | BMS500-AAU036-1AHWXD |  |  |  | 8.6 | 19 | 8.5 | FALSE | FALSE | FALSE | 36000 | 24200 | 2.28 | 25600 | 2.27
215223309 | 09/16/2024 | Live | Bosch | BOSCH | Singlezone Non-Ducted, Wall Placement | 215223309 |  | HRCU-A-CB-O | BMS500-AAS030-1CSXRD | Mini-Splits | BMS500-AAU030-1AHWXD |  |  |  | 12 | 20.5 | 9.5 | TRUE | FALSE | TRUE | 30000 | 20400 | 2.52 | 21000 | 2.08
215223315 | 11/10/2025 | Live | Bosch | BOSCH | Singlezone Ducted, Compact Ducted | 215223315 |  | HRCU-A-CB | BMS500-AAS060-1CSXLD | Mini-Splits | BMS500-AAU060-1AHDXD |  |  |  | 10 | 17 | 9.7 | FALSE | FALSE | TRUE | 58000 | 40000 | 2.66 | 41500 | 2.45
215223314 | 09/16/2024 | Live | Bosch | BOSCH | Singlezone Ducted, Compact Ducted | 215223314 |  | HRCU-A-CB | BMS500-AAS048-1CSXLD | Mini-Splits | BMS500-AAU048-1AHDXD |  |  |  | 10 | 17.1 | 9.8 | FALSE | TRUE | TRUE | 48000 | 39000 | 2.48 | 46500 | 2.35
215223312 | 09/16/2024 | Live | Bosch | BOSCH | Singlezone Ducted, Compact Ducted | 215223312 |  | HRCU-A-CB | BMS500-AAS036-1CSXLD | Mini-Splits | BMS500-AAU036-1AHDXD |  |  |  | 10.1 | 18.7 | 10.2 | FALSE | FALSE | TRUE | 36000 | 27400 | 2.73 | 31000 | 2.39
215223308 | 09/16/2024 | Live | Bosch | BOSCH | Singlezone Ducted, Compact Ducted | 215223308 |  | HRCU-A-CB | BMS500-AAS024-1CSXRD | Mini-Splits | BMS500-AAU024-1AHDXD |  |  |  | 12.5 | 19 | 11 | TRUE | TRUE | TRUE | 24000 | 21200 | 2.6 | 21600 | 2.56
215223305 | 09/16/2024 | Live | Bosch | BOSCH | Singlezone Ducted, Compact Ducted | 215223305 |  | HRCU-A-CB | BMS500-AAS018-1CSXRD | Mini-Splits | BMS500-AAU018-1AHDXD |  |  |  | 12.5 | 20 | 10.5 | TRUE | TRUE | TRUE | 17000 | 14000 | 2.6 | 14100 | 2.4
215223301 | 09/16/2024 | Live | Bosch | BOSCH | Singlezone Ducted, Compact Ducted | 215223301 |  | HRCU-A-CB | BMS500-AAS012-1CSXRD | Mini-Splits | BMS500-AAU012-1AHDXD |  |  |  | 11.7 | 19 | 10.2 | TRUE | TRUE | TRUE | 11500 | 9500 | 2.58 | 10300 | 2.58
215223297 | 09/16/2024 | Live | Bosch | BOSCH | Singlezone Ducted, Compact Ducted | 215223297 |  | HRCU-A-CB | BMS500-AAS009-1CSXRD | Mini-Splits | BMS500-AAU009-1AHDXD |  |  |  | 12.8 | 19.5 | 11 | TRUE | TRUE | TRUE | 9000 | 8900 | 2.61 | 9600 | 2.45
215223291 | 09/16/2024 | Live | Bosch | BOSCH | Singlezone Ducted, Compact Ducted | 215223291 |  | HRCU-A-CB | BMS500-AAS024-1CSXHD | Mini-Splits | BMS500-AAU024-1AHDXD |  |  |  | 12 | 19 | 11.7 | TRUE | TRUE | TRUE | 24000 | 21600 | 2.71 | 23600 | 2.48
215223289 | 09/16/2024 | Live | Bosch | BOSCH | Singlezone Ducted, Compact Ducted | 215223289 |  | HRCU-A-CB | BMS500-AAS018-1CSXHD | Mini-Splits | BMS500-AAU018-1AHDXD |  |  |  | 12 | 18 | 10.5 | TRUE | TRUE | TRUE | 17000 | 15000 | 2.7 | 19000 | 2.23
215223285 | 09/16/2024 | Live | Bosch | BOSCH | Singlezone Ducted, Compact Ducted | 215223285 |  | HRCU-A-CB | BMS500-AAS012-1CSXHD | Mini-Splits | BMS500-AAU012-1AHDXD |  |  |  | 12 | 20 | 10 | TRUE | TRUE | TRUE | 12000 | 9600 | 2.49 | 13100 | 1.99
215223281 | 09/16/2024 | Live | Bosch | BOSCH | Singlezone Ducted, Compact Ducted | 215223281 |  | HRCU-A-CB | BMS500-AAS009-1CSXHD | Mini-Splits | BMS500-AAU009-1AHDXD |  |  |  | 13.4 | 21.4 | 12.5 | TRUE | TRUE | TRUE | 9000 | 9600 | 2.49 | 12600 | 1.99
215223292 | 09/16/2024 | Live | Bosch | BOSCH | Singlezone Non-Ducted, Wall Placement | 215223292 |  | HRCU-A-CB-O | BMS500-AAS024-1CSXHD | Mini-Splits | BMS500-AAU024-1AHCXD |  |  |  | 12 | 20.7 | 11.6 | TRUE | TRUE | TRUE | 23400 | 20400 | 2.78 | 23900 | 2.48
215223288 | 09/16/2024 | Live | Bosch | BOSCH | Singlezone Non-Ducted, Ceiling Placement | 215223288 |  | HRCU-A-CB-O | BMS500-AAS018-1CSXHD | Mini-Splits | BMS500-AAU018-1AHCXD |  |  |  | 12.5 | 20 | 12.3 | TRUE | TRUE | TRUE | 16000 | 14900 | 2.7 | 18000 | 2.1
215223287 | 09/16/2024 | Live | Bosch | BOSCH | Singlezone Non-Ducted, Ceiling Placement | 215223287 |  | HRCU-A-CB-O | BMS500-AAS018-1CSXHD | Mini-Splits | BMS500-AAU018-1AHZXD |  |  |  | 12.5 | 20.6 | 12.2 | TRUE | TRUE | TRUE | 16700 | 14500 | 2.5 | 18800 | 2.05
215223286 | 09/16/2024 | Live | Bosch | BOSCH | Singlezone Non-Ducted, Wall Placement | 215223286 |  | HRCU-A-CB-O | BMS500-AAS018-1CSXHD | Mini-Splits | BMS500-AAU018-1AHWXD |  |  |  | 12.5 | 21.4 | 11 | TRUE | TRUE | TRUE | 18000 | 15000 | 2.56 | 19200 | 2
215223284 | 09/16/2024 | Live | Bosch | BOSCH | Singlezone Non-Ducted, Ceiling Placement | 215223284 |  | HRCU-A-CB-O | BMS500-AAS012-1CSXHD | Mini-Splits | BMS500-AAU012-1AHCXD |  |  |  | 12.5 | 22.2 | 11.6 | TRUE | TRUE | TRUE | 12000 | 10000 | 2.74 | 12900 | 2.14
215223283 | 09/16/2024 | Live | Bosch | BOSCH | Singlezone Non-Ducted, Ceiling Placement | 215223283 |  | HRCU-A-CB-O | BMS500-AAS012-1CSXHD | Mini-Splits | BMS500-AAU012-1AHZXD |  |  |  | 13 | 23 | 10 | TRUE | TRUE | TRUE | 12000 | 9600 | 2.65 | 11900 | 1.95
215223282 | 09/16/2024 | Live | Bosch | BOSCH | Singlezone Non-Ducted, Wall Placement | 215223282 |  | HRCU-A-CB-O | BMS500-AAS012-1CSXHD | Mini-Splits | BMS500-AAU012-1AHWXD |  |  |  | 13.4 | 25.4 | 10.5 | TRUE | TRUE | TRUE | 12000 | 9800 | 2.71 | 12700 | 1.74
215223278 | 09/16/2024 | Live | Bosch | BOSCH | Singlezone Non-Ducted, Wall Placement | 215223278 |  | HRCU-A-CB-O | BMS500-AAS009-1CSXHD | Mini-Splits | BMS500-AAU009-1AHWXD |  |  |  | 15.4 | 27.4 | 12.5 | TRUE | TRUE | TRUE | 9000 | 9800 | 2.71 | 12800 | 1.75
215223313 | 09/16/2024 | Live | Bosch | BOSCH | Singlezone Non-Ducted, Wall Placement | 215223313 |  | HRCU-A-CB-O | BMS500-AAS048-1CSXLD | Mini-Splits | BMS500-AAU048-1AHCXD |  |  |  | 9.5 | 19 | 9.9 | FALSE | TRUE | TRUE | 48000 | 36600 | 2.24 | 44600 | 2.12
215223311 | 09/16/2024 | Live | Bosch | BOSCH | Singlezone Non-Ducted, Wall Placement | 215223311 |  | HRCU-A-CB-O | BMS500-AAS036-1CSXLD | Mini-Splits | BMS500-AAU036-1AHCXD |  |  |  | 9.6 | 20 | 10.3 | FALSE | TRUE | TRUE | 36000 | 26800 | 2.68 | 28100 | 2.22
215223307 | 09/16/2024 | Live | Bosch | BOSCH | Singlezone Non-Ducted, Wall Placement | 215223307 |  | HRCU-A-CB-O | BMS500-AAS024-1CSXRD | Mini-Splits | BMS500-AAU024-1AHCXD |  |  |  | 12 | 22 | 10.5 | TRUE | TRUE | TRUE | 24000 | 20400 | 2.73 | 20500 | 2.55
215223306 | 09/16/2024 | Live | Bosch | BOSCH | Singlezone Non-Ducted, Wall Placement | 215223306 |  | HRCU-A-CB-O | BMS500-AAS024-1CSXRD | Mini-Splits | BMS500-AAU024-1AHWXD |  |  |  | 14 | 23 | 11.7 | TRUE | TRUE | TRUE | 24000 | 18800 | 2.65 | 19300 | 2.33
215223304 | 09/16/2024 | Live | Bosch | BOSCH | Singlezone Non-Ducted, Ceiling Placement | 215223304 |  | HRCU-A-CB-O | BMS500-AAS018-1CSXRD | Mini-Splits | BMS500-AAU018-1AHCXD |  |  |  | 12.5 | 20.7 | 11.4 | TRUE | TRUE | TRUE | 16800 | 13900 | 2.66 | 14800 | 2.36
215223303 | 09/16/2024 | Live | Bosch | BOSCH | Singlezone Non-Ducted, Ceiling Placement | 215223303 |  | HRCU-A-CB-O | BMS500-AAS018-1CSXRD | Mini-Splits | BMS500-AAU018-1AHZXD |  |  |  | 12.5 | 22.2 | 12.2 | TRUE | TRUE | TRUE | 18000 | 14000 | 2.77 | 15200 | 2.47
215223302 | 09/16/2024 | Live | Bosch | BOSCH | Singlezone Non-Ducted, Wall Placement | 215223302 |  | HRCU-A-CB-O | BMS500-AAS018-1CSXRD | Mini-Splits | BMS500-AAU018-1AHWXD |  |  |  | 12.7 | 23.5 | 10.8 | TRUE | TRUE | TRUE | 18000 | 13600 | 2.73 | 14900 | 2.43
215223300 | 09/16/2024 | Live | Bosch | BOSCH | Singlezone Non-Ducted, Ceiling Placement | 215223300 |  | HRCU-A-CB-O | BMS500-AAS012-1CSXRD | Mini-Splits | BMS500-AAU012-1AHCXD |  |  |  | 12.5 | 21.1 | 10.4 | TRUE | TRUE | TRUE | 12000 | 8500 | 2.8 | 9300 | 2.55
215223299 | 09/16/2024 | Live | Bosch | BOSCH | Singlezone Non-Ducted, Ceiling Placement | 215223299 |  | HRCU-A-CB-O | BMS500-AAS012-1CSXRD | Mini-Splits | BMS500-AAU012-1AHZXD |  |  |  | 12.3 | 22.1 | 10 | TRUE | TRUE | TRUE | 12000 | 8600 | 2.77 | 10000 | 2.59
215223298 | 09/16/2024 | Live | Bosch | BOSCH | Singlezone Non-Ducted, Wall Placement | 215223298 |  | HRCU-A-CB-O | BMS500-AAS012-1CSXRD | Mini-Splits | BMS500-AAU012-1AHWXD |  |  |  | 13 | 25.5 | 10.6 | TRUE | TRUE | TRUE | 12000 | 9300 | 2.84 | 9600 | 2.38
215223296 | 09/16/2024 | Live | Bosch | BOSCH | Singlezone Non-Ducted, Ceiling Placement | 215223296 |  | HRCU-A-CB-O | BMS500-AAS009-1CSXRD | Mini-Splits | BMS500-AAU009-1AHCXD |  |  |  | 14.3 | 21.6 | 11.3 | TRUE | TRUE | TRUE | 9000 | 8500 | 2.8 | 9300 | 2.55
215223295 | 09/16/2024 | Live | Bosch | BOSCH | Singlezone Non-Ducted, Ceiling Placement | 215223295 |  | HRCU-A-CB-O | BMS500-AAS009-1CSXRD | Mini-Splits | BMS500-AAU009-1AHZXD |  |  |  | 14.4 | 22.1 | 11.8 | TRUE | TRUE | TRUE | 9000 | 7900 | 2.69 | 9900 | 2.57
215223294 | 09/16/2024 | Live | Bosch | BOSCH | Singlezone Non-Ducted, Wall Placement | 215223294 |  | HRCU-A-CB-O | BMS500-AAS009-1CSXRD | Mini-Splits | BMS500-AAU009-1AHWXD |  |  |  | 14.9 | 25.8 | 12.5 | TRUE | TRUE | TRUE | 9000 | 8100 | 2.83 | 9400 | 2.37
215374898 | 09/16/2024 | Live | Bosch | BOSCH | Singlezone Non-Ducted, Wall Placement | 215374898 |  | HRCU-A-CB-O | BMS500-AAS012-0CSXRD | Mini-Splits | BMS500-AAS012-0AHWXD* |  |  |  | 13 | 23.4 | 9.5 | TRUE | FALSE | TRUE | 12000 | 8700 | 2.68 | 8700 | 2.43
215223290 | 09/16/2024 | Live | Bosch | BOSCH | Singlezone Non-Ducted, Wall Placement | 215223290 |  | HRCU-A-CB-O | BMS500-AAS024-1CSXHD | Mini-Splits | BMS500-AAU024-1AHWXD |  |  |  | 13 | 21 | 13.5 | TRUE | TRUE | TRUE | 24000 | 21000 | 2.88 | 23200 | 2.35
215223280 | 09/16/2024 | Live | Bosch | BOSCH | Singlezone Non-Ducted, Ceiling Placement | 215223280 |  | HRCU-A-CB-O | BMS500-AAS009-1CSXHD | Mini-Splits | BMS500-AAU009-1AHCXD |  |  |  | 14 | 22.6 | 12.1 | TRUE | TRUE | TRUE | 9000 | 9700 | 2.63 | 12600 | 2.1
215223279 | 09/16/2024 | Live | Bosch | BOSCH | Singlezone Non-Ducted, Ceiling Placement | 215223279 |  | HRCU-A-CB-O | BMS500-AAS009-1CSXHD | Mini-Splits | BMS500-AAU009-1AHZXD |  |  |  | 14.6 | 24 | 12.1 | TRUE | TRUE | TRUE | 9000 | 9000 | 2.44 | 11900 | 2
214855572 | 09/16/2024 | Live | Midea Electric Trading | MDV | Singlezone Non-Ducted, Wall Placement | 214855572 |  | HRCU-A-CB-O | MOD30-24HFN10-M1X | Mini-Splits | MCD-24HRFN10-M1-D |  |  |  | 12 | 20.7 | 11.6 | TRUE | TRUE | TRUE | 23400 | 20400 | 2.78 | 23900 | 2.48
215359266 | 09/16/2024 | Live | Midea Electric Trading | DURASTAR | Singlezone Non-Ducted, Wall Placement | 215359266 |  | HRCU-A-CB-O | DRA1H24S2A | Mini-Splits | DRAC24F2A |  |  |  | 12 | 20.7 | 11.6 | TRUE | TRUE | TRUE | 23400 | 20400 | 2.78 | 23900 | 2.48
214825961 | 09/16/2024 | Live | Bosch | BOSCH | Singlezone Ducted, Centrally Ducted | 214825961 |  | HRCU-A-CB | BOVA-60MTB-M19E |  | BIVA-48MCB-M19X |  |  |  | 12 | 19 | 10 | TRUE | TRUE | TRUE | 48500 | 48500 | 2.1 | 48500 | 2.1
215420719 | 09/16/2024 | Live | Gree | ECO AC | Singlezone Non-Ducted, Wall Placement | 215420719 |  | HRCU-A-CB-O | EHS-O12KBA | Mini-Splits | EHS-W12KBA | 8.7 | 17.5 | 10 | 8.7 | 17.5 | 8.5 | FALSE | FALSE | FALSE | 12000 | 6800 | 2.77 | 11500 | 2.2
214056977 | 09/16/2024 | Live | Aspen Mfg. | AMERICAN STANDARD | Singlezone Ducted, Centrally Ducted | 214056977 |  | HRCU-A-C | 4TXD2060A10NU** | Ducted Indoor Units | C(A,C,D,E)60B44+TDR |  |  |  | 9.5 | 15.2 | 8.5 | FALSE | FALSE | FALSE | 50500 | 35200 | 2.11 | 36800 | 1.93
214056976 | 05/06/2025 | Live | Aspen Mfg. | AMERICAN STANDARD | Singlezone Ducted, Centrally Ducted | 214056976 |  | HRCU-A-C | 4TXD2060A10NU** | Ducted Indoor Units | C(A,C,D,E)48C44+TDR |  |  |  | 10 | 15.2 | 8.5 | FALSE | FALSE | TRUE | 47000 | 31200 | 2.08 | 32600 | 1.91
214056975 | 09/16/2024 | Live | Aspen Mfg. | AMERICAN STANDARD | Singlezone Ducted, Centrally Ducted | 214056975 |  | HRCU-A-C | 4TXD2036A10NU** | Ducted Indoor Units | D(A,C,E)36B34+TDR |  |  |  | 9.5 | 15.2 | 8.5 | FALSE | FALSE | FALSE | 32000 | 15000 | 2.2 | 17600 | 1.98
214056974 | 09/16/2024 | Live | Aspen Mfg. | AMERICAN STANDARD | Singlezone Ducted, Centrally Ducted | 214056974 |  | HRCU-A-C | 4TXD2036A10NU** | Ducted Indoor Units | D(A,C,E)24A44+TDR |  |  |  | 11 | 15.2 | 8.5 | FALSE | FALSE | TRUE | 23000 | 14900 | 2.08 | 18600 | 1.76
214056973 | 05/06/2025 | Live | Aspen Mfg. | TRANE | Singlezone Ducted, Centrally Ducted | 214056973 |  | HRCU-A-C | 4TXD2060A10NU** | Ducted Indoor Units | C(A,C,D,E)60B44+TDR |  |  |  | 9.5 | 15.2 | 8.5 | FALSE | FALSE | FALSE | 50500 | 35200 | 2.11 | 36800 | 1.93
214056972 | 09/16/2024 | Live | Aspen Mfg. | TRANE | Singlezone Ducted, Centrally Ducted | 214056972 |  | HRCU-A-C | 4TXD2060A10NU** | Ducted Indoor Units | C(A,C,D,E)48C44+TDR |  |  |  | 10 | 15.2 | 8.5 | FALSE | FALSE | TRUE | 47000 | 31200 | 2.08 | 32600 | 1.91
214056971 | 11/10/2025 | Live | Aspen Mfg. | TRANE | Singlezone Ducted, Centrally Ducted | 214056971 |  | HRCU-A-C | 4TXD2036A10NU** | Ducted Indoor Units | D(A,C,E)36B34+TDR |  |  |  | 9.5 | 15.2 | 8.5 | FALSE | FALSE | FALSE | 32000 | 15000 | 2.2 | 17600 | 1.98
214056970 | 05/06/2025 | Live | Aspen Mfg. | TRANE | Singlezone Ducted, Centrally Ducted | 214056970 |  | HRCU-A-C | 4TXD2036A10NU** | Ducted Indoor Units | D(A,C,E)24A44+TDR |  |  |  | 11 | 15.2 | 8.5 | FALSE | FALSE | TRUE | 23000 | 14900 | 2.08 | 18600 | 1.76
215389736 | 09/16/2024 | Live | Daikin North America, LLC | DAIKIN | Singlezone Non-Ducted, Wall Placement | 215389736 |  | HRCU-A-CB-O | RXT24AVJU* | Mini-Splits | FTXV24AVJU* |  |  |  | 12 | 21 | 9.5 | TRUE | TRUE | TRUE | 22400 | 16800 | 2.61 | 26000 | 1.99
215389735 | 09/16/2024 | Live | Daikin North America, LLC | DAIKIN | Singlezone Non-Ducted, Wall Placement | 215389735 |  | HRCU-A-CB-O | RXT18AVJU* | Mini-Splits | FTXV18AVJU* |  |  |  | 12 | 21 | 9.6 | TRUE | TRUE | TRUE | 18000 | 15200 | 2.61 | 23200 | 2.04
214837761 | 05/06/2025 | Live | Daikin North America, LLC | DAIKIN | Multizone All Non-Ducted | 214837761 |  | HMSR-A-CB-O | 2MXTH18AVJU* | Non-Ducted Indoor Units |  |  |  |  | 12 | 21 | 10 | FALSE | FALSE | TRUE | 17200 | 12000 | 2.64 | 25400 | 2.36
214837760 | 09/16/2024 | Live | Daikin North America, LLC | DAIKIN | Multizone All Non-Ducted | 214837760 |  | HMSR-A-CB-O | 2MXT18AVJU* | Non-Ducted Indoor Units |  |  |  |  | 12 | 21 | 10 | TRUE | TRUE | TRUE | 17200 | 12000 | 2.91 | 25400 | 2.36
214837759 | 05/06/2025 | Live | Daikin North America, LLC | DAIKIN | Multizone All Non-Ducted | 214837759 |  | HMSR-A-CB-O | 4MXM36AVJU* | Non-Ducted Indoor Units |  |  |  |  | 10 | 20 | 9.5 | FALSE | TRUE | TRUE | 34200 | 21600 | 2.83 | 28000 | 2.46
214837758 | 05/06/2025 | Live | Daikin North America, LLC | DAIKIN | Multizone All Non-Ducted | 214837758 |  | HMSR-A-CB-O | 3MXM24AVJU* | Non-Ducted Indoor Units |  |  |  |  | 12 | 21 | 10 | TRUE | TRUE | TRUE | 23000 | 15500 | 3.09 | 23400 | 2.63
214837757 | 05/06/2025 | Live | Daikin North America, LLC | DAIKIN | Multizone All Non-Ducted | 214837757 |  | HMSR-A-CB-O | 2MXM18AVJU* | Non-Ducted Indoor Units |  |  |  |  | 12 | 21 | 10 | TRUE | TRUE | TRUE | 17200 | 12000 | 2.84 | 16200 | 2.36
215415540 | 05/06/2025 | Live | Midea Electric Trading | DURASTAR | Multizone Mix of Ducted and Non-Ducted | 215415540 |  | HMSV-A-CB | DRA6U48M2A | Mixed Ducted and Non-Ducted Indoor Units |  |  |  |  | 11.85 | 20.85 | 10.3 | TRUE | TRUE | TRUE | 45000 | 35400 | 2.45 | 37500 | 2.15
215415539 | 09/16/2024 | Live | Midea Electric Trading | DURASTAR | Multizone All Ducted | 215415539 |  | HMSV-A-CB | DRA6U48M2A | Ducted Indoor Units |  |  |  |  | 12 | 20.4 | 10.6 | TRUE | TRUE | TRUE | 45000 | 37000 | 2.5 | 41000 | 2.4
215415538 | 05/06/2025 | Live | Midea Electric Trading | DURASTAR | Multizone All Non-Ducted | 215415538 |  | HMSR-A-CB-O | DRA6U48M2A | Non-Ducted Indoor Units |  |  |  |  | 11.7 | 21.3 | 10 | TRUE | TRUE | TRUE | 45000 | 34000 | 2.4 | 34000 | 1.9
215415537 | 05/06/2025 | Live | Midea Electric Trading | DURASTAR | Multizone Mix of Ducted and Non-Ducted | 215415537 |  | HMSV-A-CB | DRA6H55M2A | Mixed Ducted and Non-Ducted Indoor Units |  |  |  |  | 11.85 | 20.7 | 10.65 | TRUE | TRUE | TRUE | 52000 | 45000 | 2.65 | 50500 | 2.25
215415536 | 05/06/2025 | Live | Midea Electric Trading | DURASTAR | Multizone All Ducted | 215415536 |  | HMSV-A-CB | DRA6H55M2A | Ducted Indoor Units |  |  |  |  | 11.7 | 20 | 10.7 | TRUE | TRUE | TRUE | 53000 | 45000 | 2.7 | 52000 | 2.3
215415535 | 05/06/2025 | Live | Midea Electric Trading | DURASTAR | Multizone All Non-Ducted | 215415535 |  | HMSR-A-CB-O | DRA6H55M2A | Non-Ducted Indoor Units |  |  |  |  | 12 | 21.4 | 10.6 | TRUE | TRUE | TRUE | 51000 | 45000 | 2.6 | 49000 | 2.2
215415534 | 09/16/2024 | Live | Midea Electric Trading | DURASTAR | Multizone Mix of Ducted and Non-Ducted | 215415534 |  | HMSV-A-CB | DRA6H48M2A | Mixed Ducted and Non-Ducted Indoor Units |  |  |  |  | 11.85 | 20.8 | 10.6 | TRUE | TRUE | TRUE | 46000 | 42500 | 2.5 | 44000 | 2.1
215415533 | 09/16/2024 | Live | Midea Electric Trading | DURASTAR | Multizone All Ducted | 215415533 |  | HMSV-A-CB | DRA6H48M2A | Ducted Indoor Units |  |  |  |  | 11.7 | 20.4 | 11 | TRUE | TRUE | TRUE | 47000 | 44500 | 2.6 | 46000 | 2.2
215415532 | 09/16/2024 | Live | Midea Electric Trading | DURASTAR | Multizone All Non-Ducted | 215415532 |  | HMSR-A-CB-O | DRA6H48M2A | Non-Ducted Indoor Units |  |  |  |  | 12 | 21.2 | 10.2 | TRUE | TRUE | TRUE | 45000 | 40500 | 2.4 | 42000 | 2
214610358 | 09/16/2024 | Live | Midea Electric Trading | KEPLER | Singlezone Non-Ducted, Wall Placement | 214610358 |  | HRCU-A-CB-O | ODUMOX230-09HFN1-BW0W | Mini-Splits | IDUMSEPB-09HRFN1-BW0W |  |  |  | 14.5 | 25 | 9.9 | TRUE | FALSE | TRUE | 9000 | 6200 | 2.88 | 9250 | 2.56
215441097 | 09/16/2024 | Live | Midea Electric Trading | MULTI MFG | Singlezone Non-Ducted, Wall Placement | 215441097 |  | HRCU-A-CB-O | MSH-48HD-A | Mini-Splits | 48CCHP0-C-M-A |  |  |  | 8.3 | 16.8 | 10.7 | FALSE | FALSE | FALSE | 48000 | 35000 | 2.59 | 46000 | 2.32
215415501 | 09/16/2024 | Live | Midea Electric Trading | DURASTAR | Singlezone Ducted, Centrally Ducted | 215415501 |  | HRCU-A-CB | DRU1H30S2A |  | DRUM3036S2A |  |  |  | 11.7 | 16.8 | 10 | TRUE | TRUE | TRUE | 30000 | 23800 | 2.76 | 37800 | 2.39
215408666 | 09/16/2024 | Live | Midea Electric Trading | INNOVAIR | Singlezone Ducted, Centrally Ducted | 215408666 |  | HRCU-A-CB | SHV60H2BA |  | SAV60BDA |  |  |  | 10 | 16 | 9 | FALSE | TRUE | TRUE | 54000 | 45000 | 2.4 | 50400 | 2.3
215408665 | 09/16/2024 | Live | Midea Electric Trading | INNOVAIR | Singlezone Ducted, Centrally Ducted | 215408665 |  | HRCU-A-CB | SHV48H2BA |  | SAV48BDA |  |  |  | 10.5 | 16.5 | 9.5 | FALSE | TRUE | TRUE | 48000 | 37000 | 2.7 | 38300 | 2.02
215408663 | 09/16/2024 | Live | Midea Electric Trading | INNOVAIR | Singlezone Ducted, Centrally Ducted | 215408663 |  | HRCU-A-CB | SHV30H2BA |  | SAV30BDA |  |  |  | 11.7 | 16.8 | 10 | TRUE | TRUE | TRUE | 30000 | 23800 | 2.76 | 37800 | 2.39
215415561 | 09/16/2024 | Live | Gree | GREE | Singlezone Non-Ducted, Ceiling Placement | 215415561 |  | HRCU-A-CB-O | LIV36HP230V1R32AO | Mini-Splits | FLR36HP230V1R32AH |  |  |  | 11.25 | 21 | 8.5 | FALSE | FALSE | FALSE | 33600 | 18800 | 2.11 | 26600 | 2.68
215415560 | 09/16/2024 | Live | Gree | GREE | Singlezone Non-Ducted, Ceiling Placement | 215415560 |  | HRCU-A-CB-O | LIV36HP230V1R32AO | Mini-Splits | CAS36HP230V1R32AH |  |  |  | 11.95 | 21 | 8.5 | FALSE | FALSE | FALSE | 33600 | 22000 | 2.07 | 27000 | 2.26
215415559 | 09/16/2024 | Live | Gree | GREE | Singlezone Ducted, Compact Ducted | 215415559 |  | HRCU-A-CB | LIV36HP230V1R32AO | Mini-Splits | DUC36HP230V1R32AH |  |  |  | 11.95 | 20 | 8.5 | FALSE | FALSE | TRUE | 33600 | 23400 | 2.53 | 27600 | 2.64
215413819 | 11/10/2025 | Live | Gree | GREE | Singlezone Non-Ducted, Ceiling Placement | 215413819 |  | HRCU-A-CB-O | LIV30HP230V1R32AO | Mini-Splits | FLR30HP230V1R32AH |  |  |  | 11.25 | 22.5 | 8.5 | FALSE | FALSE | FALSE | 30000 | 18600 | 2.2 | 22000 | 1.9
214855371 | 09/16/2024 | Live | RBL A/C INC. | HAXXAIR | Singlezone Non-Ducted, Wall Placement | 214855371 |  | HRCU-A-CB-O | HVHSC-12T2D | Mini-Splits | HAH-12T2D |  |  |  | 13.1 | 21.5 | 9 | TRUE | TRUE | FALSE | 12000 | 8000 | 2.42 | 10086 | 2.31
214855372 | 09/16/2024 | Live | RBL A/C INC. | HAXXAIR | Singlezone Non-Ducted, Wall Placement | 214855372 |  | HRCU-A-CB-O | HVHSC-18T2D | Mini-Splits | HAH-18T2D |  |  |  | 13.1 | 22 | 9.6 | TRUE | TRUE | TRUE | 18000 | 12000 | 2.71 | 15100 | 2.67
215433964 | 09/16/2024 | Live | Daikin North America, LLC | GOODMAN | Singlezone Ducted, Centrally Ducted | 215433964 |  | HRCU-A-CB | GZV7SA4810A* |  | CHPEA6030*3A*+MBVK20DP1X00A* |  |  |  | 10 | 17.5 | 8.5 | FALSE | TRUE | TRUE | 45500 | 29000 | 2.4 | 43500 | 2.21
215433963 | 09/16/2024 | Live | Daikin North America, LLC | GOODMAN | Singlezone Ducted, Centrally Ducted | 215433963 |  | HRCU-A-CB | GZV7SA4810A* |  | CHPEA6030*3A*+MBVK16CP1X00A* |  |  |  | 10 | 17 | 8.5 | FALSE | TRUE | TRUE | 45500 | 29000 | 2.3 | 43500 | 2.21
215433962 | 09/16/2024 | Live | Daikin North America, LLC | GOODMAN | Singlezone Ducted, Centrally Ducted | 215433962 |  | HRCU-A-CB | GZV7SA4810A* |  | CHPEA4830*3A*+MBVK20DP1X00A* |  |  |  | 10 | 17.5 | 8.5 | FALSE | TRUE | TRUE | 45500 | 28400 | 2.4 | 43500 | 2.21
215433961 | 09/16/2024 | Live | Daikin North America, LLC | GOODMAN | Singlezone Ducted, Centrally Ducted | 215433961 |  | HRCU-A-CB | GZV7SA4810A* |  | CHPEA4830*3A*+MBVK16CP1X00A* |  |  |  | 10 | 17 | 8.5 | FALSE | TRUE | TRUE | 45500 | 28400 | 2.4 | 43500 | 2.21
215433960 | 09/16/2024 | Live | Daikin North America, LLC | GOODMAN | Singlezone Ducted, Centrally Ducted | 215433960 |  | HRCU-A-CB | GZV7SA4810A* |  | CA*EA6030*3A*+MBVK20DP1X00A* |  |  |  | 10 | 17.5 | 8.8 | FALSE | TRUE | TRUE | 45500 | 29000 | 2.5 | 43500 | 2.21
215433959 | 09/16/2024 | Live | Daikin North America, LLC | GOODMAN | Singlezone Ducted, Centrally Ducted | 215433959 |  | HRCU-A-CB | GZV7SA4810A* |  | CA*EA6030*3A*+MBVK16CP1X00A* |  |  |  | 10 | 17 | 8.8 | FALSE | TRUE | TRUE | 45500 | 29000 | 2.5 | 43500 | 2.21
215429752 | 09/16/2024 | Live | Daikin North America, LLC | GOODMAN | Singlezone Ducted, Centrally Ducted | 215429752 |  | HRCU-A-CB | GZV7SA4810A* |  | AHVE60DP0300A* |  |  |  | 10 | 17.5 | 8.8 | FALSE | TRUE | TRUE | 46500 | 29000 | 2.5 | 43500 | 2.29
215429199 | 09/16/2024 | Live | Daikin North America, LLC | GOODMAN | Singlezone Ducted, Centrally Ducted | 215429199 |  | HRCU-A-CB | GZV7SA4810A* |  | AHVE60DP1300A* |  |  |  | 10 | 17.5 | 8.8 | FALSE | TRUE | TRUE | 46500 | 29000 | 2.5 | 45000 | 2.37
215433946 | 09/16/2024 | Live | Daikin North America, LLC | GOODMAN | Singlezone Ducted, Centrally Ducted | 215433946 |  | HRCU-A-CB | GZV7SA4210A* |  | CHPEA6030*3A*+MBVK20DP1X00A* |  |  |  | 10 | 17.5 | 8.8 | FALSE | TRUE | TRUE | 41000 | 28000 | 2.5 | 41000 | 2.16
215433945 | 09/16/2024 | Live | Daikin North America, LLC | GOODMAN | Singlezone Ducted, Centrally Ducted | 215433945 |  | HRCU-A-CB | GZV7SA4210A* |  | CHPEA6030*3A*+MBVK16CP1X00A* |  |  |  | 10 | 17.5 | 8.8 | FALSE | TRUE | TRUE | 41000 | 28000 | 2.4 | 41000 | 2.16
215433944 | 09/16/2024 | Live | Daikin North America, LLC | GOODMAN | Singlezone Ducted, Centrally Ducted | 215433944 |  | HRCU-A-CB | GZV7SA4210A* |  | CHPEA4830*3A*+MBVK20DP1X00A* |  |  |  | 10 | 17.5 | 8.8 | FALSE | TRUE | TRUE | 41000 | 28000 | 2.5 | 41000 | 2.16
215433943 | 09/16/2024 | Live | Daikin North America, LLC | GOODMAN | Singlezone Ducted, Centrally Ducted | 215433943 |  | HRCU-A-CB | GZV7SA4210A* |  | CHPEA4830*3A*+MBVK16CP1X00A* |  |  |  | 10 | 17.5 | 8.8 | FALSE | TRUE | TRUE | 41000 | 28000 | 2.4 | 41000 | 2.16
215433942 | 09/16/2024 | Live | Daikin North America, LLC | GOODMAN | Singlezone Ducted, Centrally Ducted | 215433942 |  | HRCU-A-CB | GZV7SA4210A* |  | CA*EA6030*3A*+MBVK20DP1X00A* |  |  |  | 10 | 17.5 | 8.8 | FALSE | TRUE | TRUE | 41000 | 28000 | 2.5 | 41000 | 2.16
215433941 | 09/16/2024 | Live | Daikin North America, LLC | GOODMAN | Singlezone Ducted, Centrally Ducted | 215433941 |  | HRCU-A-CB | GZV7SA4210A* |  | CA*EA6030*3A*+MBVK16CP1X00A* |  |  |  | 10 | 17.5 | 8.8 | FALSE | TRUE | TRUE | 40500 | 28000 | 2.5 | 41000 | 2.16
215429751 | 09/16/2024 | Live | Daikin North America, LLC | GOODMAN | Singlezone Ducted, Centrally Ducted | 215429751 |  | HRCU-A-CB | GZV7SA4210A* |  | AHVE60DP0300A* |  |  |  | 10 | 17.5 | 8.8 | FALSE | TRUE | TRUE | 41000 | 28000 | 2.5 | 41000 | 2.32
215429198 | 09/16/2024 | Live | Daikin North America, LLC | GOODMAN | Singlezone Ducted, Centrally Ducted | 215429198 |  | HRCU-A-CB | GZV7SA4210A* |  | AHVE60DP1300A* |  |  |  | 10 | 17.5 | 8.8 | FALSE | TRUE | TRUE | 41000 | 28000 | 2.5 | 41500 | 2.35
215433928 | 09/16/2024 | Live | Daikin North America, LLC | GOODMAN | Singlezone Ducted, Centrally Ducted | 215433928 |  | HRCU-A-CB | GZV7SA3610A* |  | CHPEA4830*3A*+MBVK16CP1X00A* |  |  |  | 10.5 | 19 | 8.1 | FALSE | TRUE | TRUE | 35000 | 22000 | 2.1 | 35500 | 2.05
215433927 | 09/16/2024 | Live | Daikin North America, LLC | GOODMAN | Singlezone Ducted, Centrally Ducted | 215433927 |  | HRCU-A-CB | GZV7SA3610A* |  | CHPEA4830*3A*+MBVK20DP1X00A* |  |  |  | 10.5 | 19 | 8.1 | FALSE | TRUE | TRUE | 35000 | 22000 | 2.1 | 35500 | 2.05
215433926 | 09/16/2024 | Live | Daikin North America, LLC | GOODMAN | Singlezone Ducted, Centrally Ducted | 215433926 |  | HRCU-A-CB | GZV7SA3610A* |  | CA*EA6030*3A*+MBVK16CP1X00A* |  |  |  | 10.5 | 19 | 8.5 | FALSE | TRUE | TRUE | 35000 | 22000 | 2.4 | 35500 | 2.05
215433925 | 09/16/2024 | Live | Daikin North America, LLC | GOODMAN | Singlezone Ducted, Centrally Ducted | 215433925 |  | HRCU-A-CB | GZV7SA3610A* |  | CA*EA6030*3A*+MBVK20DP1X00A* |  |  |  | 10.5 | 19 | 8.5 | FALSE | TRUE | TRUE | 35000 | 22000 | 2.4 | 35500 | 2.05
215433924 | 09/16/2024 | Live | Daikin North America, LLC | GOODMAN | Singlezone Ducted, Centrally Ducted | 215433924 |  | HRCU-A-CB | GZV7SA3610A* |  | CA*EA4830*3A*+MBVK16CP1X00A* |  |  |  | 10.5 | 19 | 8.5 | FALSE | TRUE | TRUE | 35000 | 22000 | 2.4 | 35500 | 2.05
215433923 | 09/16/2024 | Live | Daikin North America, LLC | GOODMAN | Singlezone Ducted, Centrally Ducted | 215433923 |  | HRCU-A-CB | GZV7SA3610A* |  | CA*EA4830*3A*+MBVK20DP1X00A* |  |  |  | 10.5 | 19 | 8.5 | FALSE | TRUE | TRUE | 35000 | 22000 | 2.4 | 35500 | 2.05
215429748 | 09/16/2024 | Live | Daikin North America, LLC | GOODMAN | Singlezone Ducted, Centrally Ducted | 215429748 |  | HRCU-A-CB | GZV7SA3610A* |  | AHVE60DP0300A* |  |  |  | 10.5 | 19 | 8.5 | FALSE | TRUE | TRUE | 35000 | 22000 | 2.3 | 35500 | 2.05
215429747 | 09/16/2024 | Live | Daikin North America, LLC | GOODMAN | Singlezone Ducted, Centrally Ducted | 215429747 |  | HRCU-A-CB | GZV7SA3610A* |  | AHVE60DP1300A* |  |  |  | 10.5 | 19 | 8.5 | FALSE | TRUE | TRUE | 35000 | 22000 | 2.3 | 35500 | 2.05
215429746 | 09/16/2024 | Live | Daikin North America, LLC | GOODMAN | Singlezone Ducted, Centrally Ducted | 215429746 |  | HRCU-A-CB | GZV7SA3610A* |  | AHVE48CP0300A* |  |  |  | 10.5 | 18.5 | 8.5 | FALSE | TRUE | TRUE | 34800 | 22000 | 2.3 | 35500 | 2.05
215429745 | 09/16/2024 | Live | Daikin North America, LLC | GOODMAN | Singlezone Ducted, Centrally Ducted | 215429745 |  | HRCU-A-CB | GZV7SA3610A* |  | AHVE48CP1300A* |  |  |  | 10.5 | 18.5 | 8.5 | FALSE | TRUE | TRUE | 34800 | 22000 | 2.3 | 35500 | 2.05
215429744 | 09/16/2024 | Live | Daikin North America, LLC | GOODMAN | Singlezone Ducted, Centrally Ducted | 215429744 |  | HRCU-A-CB | GZV7SA3610A* |  | AHVE42CP0300A* |  |  |  | 10.5 | 18.5 | 8.5 | FALSE | TRUE | TRUE | 34800 | 22000 | 2.3 | 35500 | 2.05
215429743 | 09/16/2024 | Live | Daikin North America, LLC | GOODMAN | Singlezone Ducted, Centrally Ducted | 215429743 |  | HRCU-A-CB | GZV7SA3610A* |  | AHVE42CP1300A* |  |  |  | 10.5 | 18.5 | 8.5 | FALSE | TRUE | TRUE | 34800 | 22000 | 2.3 | 35500 | 2.05
215429742 | 09/16/2024 | Live | Daikin North America, LLC | GOODMAN | Singlezone Ducted, Centrally Ducted | 215429742 |  | HRCU-A-CB | GZV7SA3610A* |  | AHVE48DP0300A* |  |  |  | 10.5 | 19 | 8.8 | FALSE | TRUE | TRUE | 35000 | 22000 | 2.4 | 35500 | 2.33
215429197 | 09/16/2024 | Live | Daikin North America, LLC | GOODMAN | Singlezone Ducted, Centrally Ducted | 215429197 |  | HRCU-A-CB | GZV7SA3610A* |  | AHVE48DP1300A* |  |  |  | 10.5 | 19 | 8.8 | FALSE | TRUE | TRUE | 35000 | 22000 | 2.4 | 35500 | 2.33
215433910 | 09/16/2024 | Live | Daikin North America, LLC | GOODMAN | Singlezone Ducted, Centrally Ducted | 215433910 |  | HRCU-A-CB | GZV7SA2410A* |  | CHPEA3026*3A*+MBVK16CP1X00A* |  |  |  | 11 | 19 | 8.6 | TRUE | TRUE | TRUE | 23200 | 15800 | 2.5 | 21700 | 2.32
215433909 | 09/16/2024 | Live | Daikin North America, LLC | GOODMAN | Singlezone Ducted, Centrally Ducted | 215433909 |  | HRCU-A-CB | GZV7SA2410A* |  | CHPEA3026*3A*+MBVK12BP1X00A* |  |  |  | 11 | 19 | 8.6 | TRUE | TRUE | TRUE | 23200 | 15800 | 2.5 | 21700 | 2.32
215433908 | 09/16/2024 | Live | Daikin North America, LLC | GOODMAN | Singlezone Ducted, Centrally Ducted | 215433908 |  | HRCU-A-CB | GZV7SA2410A* |  | CA*EA3626*3A*+MBVK16CP1X00A* |  |  |  | 11 | 19 | 8.6 | TRUE | TRUE | TRUE | 23200 | 15800 | 2.5 | 21700 | 2.32
215433907 | 09/16/2024 | Live | Daikin North America, LLC | GOODMAN | Singlezone Ducted, Centrally Ducted | 215433907 |  | HRCU-A-CB | GZV7SA2410A* |  | CA*EA3626*3A*+MBVK12BP1X00A* |  |  |  | 11 | 19 | 8.6 | TRUE | TRUE | TRUE | 23200 | 15800 | 2.5 | 21700 | 2.32
215433906 | 09/16/2024 | Live | Daikin North America, LLC | GOODMAN | Singlezone Ducted, Centrally Ducted | 215433906 |  | HRCU-A-CB | GZV7SA2410A* |  | CA*EA3022*3A*+MBVK16CP1X00A* |  |  |  | 11 | 19 | 8.6 | TRUE | TRUE | TRUE | 23200 | 15800 | 2.5 | 21700 | 2.32
215433905 | 09/16/2024 | Live | Daikin North America, LLC | GOODMAN | Singlezone Ducted, Centrally Ducted | 215433905 |  | HRCU-A-CB | GZV7SA2410A* |  | CA*EA3022*3A*+MBVK12BP1X00A* |  |  |  | 11 | 19 | 8.6 | TRUE | TRUE | TRUE | 23200 | 15800 | 2.5 | 21700 | 2.32
215429734 | 09/16/2024 | Live | Daikin North America, LLC | GOODMAN | Singlezone Ducted, Centrally Ducted | 215429734 |  | HRCU-A-CB | GZV7SA2410A* |  | AHVE36CP0300A* |  |  |  | 11 | 19 | 8.8 | TRUE | TRUE | TRUE | 23200 | 15800 | 2.5 | 21700 | 2.32
215429196 | 05/06/2025 | Live | Daikin North America, LLC | GOODMAN | Singlezone Ducted, Centrally Ducted | 215429196 |  | HRCU-A-CB | GZV7SA2410A* |  | AHVE36CP1300A* |  |  |  | 11 | 19 | 8.8 | TRUE | TRUE | TRUE | 23200 | 15800 | 2.5 | 21700 | 2.32
215433958 | 09/16/2024 | Live | Daikin North America, LLC | AMANA | Singlezone Ducted, Centrally Ducted | 215433958 |  | HRCU-A-CB | AZV7SA4810A* |  | CHPEA6030*3A*+MBVK20DP1X00A* |  |  |  | 10 | 17.5 | 8.5 | FALSE | TRUE | TRUE | 45500 | 29000 | 2.4 | 43500 | 2.21
215433957 | 09/16/2024 | Live | Daikin North America, LLC | AMANA | Singlezone Ducted, Centrally Ducted | 215433957 |  | HRCU-A-CB | AZV7SA4810A* |  | CHPEA6030*3A*+MBVK16CP1X00A* |  |  |  | 10 | 17 | 8.5 | FALSE | TRUE | TRUE | 45500 | 29000 | 2.3 | 43500 | 2.21
215433956 | 05/06/2025 | Live | Daikin North America, LLC | AMANA | Singlezone Ducted, Centrally Ducted | 215433956 |  | HRCU-A-CB | AZV7SA4810A* |  | CHPEA4830*3A*+MBVK20DP1X00A* |  |  |  | 10 | 17.5 | 8.5 | FALSE | TRUE | TRUE | 45500 | 28400 | 2.4 | 43500 | 2.21
215433955 | 11/10/2025 | Live | Daikin North America, LLC | AMANA | Singlezone Ducted, Centrally Ducted | 215433955 |  | HRCU-A-CB | AZV7SA4810A* |  | CHPEA4830*3A*+MBVK16CP1X00A* |  |  |  | 10 | 17 | 8.5 | FALSE | TRUE | TRUE | 45500 | 28400 | 2.4 | 43500 | 2.21
215433954 | 05/06/2025 | Live | Daikin North America, LLC | AMANA | Singlezone Ducted, Centrally Ducted | 215433954 |  | HRCU-A-CB | AZV7SA4810A* |  | CA*EA6030*3A*+MBVK20DP1X00A* |  |  |  | 10 | 17.5 | 8.8 | FALSE | TRUE | TRUE | 45500 | 29000 | 2.5 | 43500 | 2.21
215433953 | 09/16/2024 | Live | Daikin North America, LLC | AMANA | Singlezone Ducted, Centrally Ducted | 215433953 |  | HRCU-A-CB | AZV7SA4810A* |  | CA*EA6030*3A*+MBVK16CP1X00A* |  |  |  | 10 | 17 | 8.8 | FALSE | TRUE | TRUE | 45500 | 29000 | 2.5 | 43500 | 2.21
215429750 | 09/16/2024 | Live | Daikin North America, LLC | AMANA | Singlezone Ducted, Centrally Ducted | 215429750 |  | HRCU-A-CB | AZV7SA4810A* |  | AHVE60DP0300A* |  |  |  | 10 | 17.5 | 8.8 | FALSE | TRUE | TRUE | 46500 | 29000 | 2.5 | 43500 | 2.29
215429189 | 09/16/2024 | Live | Daikin North America, LLC | AMANA | Singlezone Ducted, Centrally Ducted | 215429189 |  | HRCU-A-CB | AZV7SA4810A* |  | AHVE60DP1300A* |  |  |  | 10 | 17.5 | 8.8 | FALSE | TRUE | TRUE | 46500 | 29000 | 2.5 | 45000 | 2.37
215433940 | 09/16/2024 | Live | Daikin North America, LLC | AMANA | Singlezone Ducted, Centrally Ducted | 215433940 |  | HRCU-A-CB | AZV7SA4210A* |  | CHPEA6030*3A*+MBVK20DP1X00A* |  |  |  | 10 | 17.5 | 8.8 | FALSE | TRUE | TRUE | 41000 | 28000 | 2.5 | 41000 | 2.16
215433939 | 05/06/2025 | Live | Daikin North America, LLC | AMANA | Singlezone Ducted, Centrally Ducted | 215433939 |  | HRCU-A-CB | AZV7SA4210A* |  | CHPEA6030*3A*+MBVK16CP1X00A* |  |  |  | 10 | 17.5 | 8.8 | FALSE | TRUE | TRUE | 41000 | 28000 | 2.4 | 41000 | 2.16
215433938 | 05/06/2025 | Live | Daikin North America, LLC | AMANA | Singlezone Ducted, Centrally Ducted | 215433938 |  | HRCU-A-CB | AZV7SA4210A* |  | CHPEA4830*3A*+MBVK20DP1X00A* |  |  |  | 10 | 17.5 | 8.8 | FALSE | TRUE | TRUE | 41000 | 28000 | 2.5 | 41000 | 2.16
215433937 | 05/06/2025 | Live | Daikin North America, LLC | AMANA | Singlezone Ducted, Centrally Ducted | 215433937 |  | HRCU-A-CB | AZV7SA4210A* |  | CHPEA4830*3A*+MBVK16CP1X00A* |  |  |  | 10 | 17.5 | 8.8 | FALSE | TRUE | TRUE | 41000 | 28000 | 2.4 | 41000 | 2.16
215433936 | 05/06/2025 | Live | Daikin North America, LLC | AMANA | Singlezone Ducted, Centrally Ducted | 215433936 |  | HRCU-A-CB | AZV7SA4210A* |  | CA*EA6030*3A*+MBVK20DP1X00A* |  |  |  | 10 | 17.5 | 8.8 | FALSE | TRUE | TRUE | 41000 | 28000 | 2.5 | 41000 | 2.16
215433935 | 05/06/2025 | Live | Daikin North America, LLC | AMANA | Singlezone Ducted, Centrally Ducted | 215433935 |  | HRCU-A-CB | AZV7SA4210A* |  | CA*EA6030*3A*+MBVK16CP1X00A* |  |  |  | 10 | 17.5 | 8.8 | FALSE | TRUE | TRUE | 40500 | 28000 | 2.5 | 41000 | 2.16
215429749 | 09/16/2024 | Live | Daikin North America, LLC | AMANA | Singlezone Ducted, Centrally Ducted | 215429749 |  | HRCU-A-CB | AZV7SA4210A* |  | AHVE60DP0300A* |  |  |  | 10 | 17.5 | 8.8 | FALSE | TRUE | TRUE | 41000 | 28000 | 2.5 | 41000 | 2.32
215429188 | 05/06/2025 | Live | Daikin North America, LLC | AMANA | Singlezone Ducted, Centrally Ducted | 215429188 |  | HRCU-A-CB | AZV7SA4210A* |  | AHVE60DP1300A* |  |  |  | 10 | 17.5 | 8.8 | FALSE | TRUE | TRUE | 41000 | 28000 | 2.5 | 41500 | 2.35
215433922 | 05/06/2025 | Live | Daikin North America, LLC | AMANA | Singlezone Ducted, Centrally Ducted | 215433922 |  | HRCU-A-CB | AZV7SA3610A* |  | CHPEA4830*3A*+MBVK16CP1X00A* |  |  |  | 10.5 | 19 | 8.1 | FALSE | TRUE | TRUE | 35000 | 22000 | 2.1 | 35500 | 2.05
215433921 | 05/06/2025 | Live | Daikin North America, LLC | AMANA | Singlezone Ducted, Centrally Ducted | 215433921 |  | HRCU-A-CB | AZV7SA3610A* |  | CHPEA4830*3A*+MBVK20DP1X00A* |  |  |  | 10.5 | 19 | 8.1 | FALSE | TRUE | TRUE | 35000 | 22000 | 2.1 | 35500 | 2.05
215433920 | 09/16/2024 | Live | Daikin North America, LLC | AMANA | Singlezone Ducted, Centrally Ducted | 215433920 |  | HRCU-A-CB | AZV7SA3610A* |  | CA*EA6030*3A*+MBVK16CP1X00A* |  |  |  | 10.5 | 19 | 8.5 | FALSE | TRUE | TRUE | 35000 | 22000 | 2.4 | 35500 | 2.05
215433919 | 09/16/2024 | Live | Daikin North America, LLC | AMANA | Singlezone Ducted, Centrally Ducted | 215433919 |  | HRCU-A-CB | AZV7SA3610A* |  | CA*EA6030*3A*+MBVK20DP1X00A* |  |  |  | 10.5 | 19 | 8.5 | FALSE | TRUE | TRUE | 35000 | 22000 | 2.4 | 35500 | 2.05
215433918 | 09/16/2024 | Live | Daikin North America, LLC | AMANA | Singlezone Ducted, Centrally Ducted | 215433918 |  | HRCU-A-CB | AZV7SA3610A* |  | CA*EA4830*3A*+MBVK16CP1X00A* |  |  |  | 10.5 | 19 | 8.5 | FALSE | TRUE | TRUE | 35000 | 22000 | 2.4 | 35500 | 2.05
215433917 | 09/16/2024 | Live | Daikin North America, LLC | AMANA | Singlezone Ducted, Centrally Ducted | 215433917 |  | HRCU-A-CB | AZV7SA3610A* |  | CA*EA4830*3A*+MBVK20DP1X00A* |  |  |  | 10.5 | 19 | 8.5 | FALSE | TRUE | TRUE | 35000 | 22000 | 2.4 | 35500 | 2.05
215429741 | 09/16/2024 | Live | Daikin North America, LLC | AMANA | Singlezone Ducted, Centrally Ducted | 215429741 |  | HRCU-A-CB | AZV7SA3610A* |  | AHVE60DP0300A* |  |  |  | 10.5 | 19 | 8.5 | FALSE | TRUE | TRUE | 35000 | 22000 | 2.3 | 35500 | 2.05
215429740 | 09/16/2024 | Live | Daikin North America, LLC | AMANA | Singlezone Ducted, Centrally Ducted | 215429740 |  | HRCU-A-CB | AZV7SA3610A* |  | AHVE60DP1300A* |  |  |  | 10.5 | 19 | 8.5 | FALSE | TRUE | TRUE | 35000 | 22000 | 2.3 | 35500 | 2.05
215429739 | 09/16/2024 | Live | Daikin North America, LLC | AMANA | Singlezone Ducted, Centrally Ducted | 215429739 |  | HRCU-A-CB | AZV7SA3610A* |  | AHVE48CP0300A* |  |  |  | 10.5 | 18.5 | 8.5 | FALSE | TRUE | TRUE | 34800 | 22000 | 2.3 | 35500 | 2.05
215429738 | 09/16/2024 | Live | Daikin North America, LLC | AMANA | Singlezone Ducted, Centrally Ducted | 215429738 |  | HRCU-A-CB | AZV7SA3610A* |  | AHVE48CP1300A* |  |  |  | 10.5 | 18.5 | 8.5 | FALSE | TRUE | TRUE | 34800 | 22000 | 2.3 | 35500 | 2.05
215429737 | 09/16/2024 | Live | Daikin North America, LLC | AMANA | Singlezone Ducted, Centrally Ducted | 215429737 |  | HRCU-A-CB | AZV7SA3610A* |  | AHVE42CP0300A* |  |  |  | 10.5 | 18.5 | 8.5 | FALSE | TRUE | TRUE | 34800 | 22000 | 2.3 | 35500 | 2.05
215429736 | 09/16/2024 | Live | Daikin North America, LLC | AMANA | Singlezone Ducted, Centrally Ducted | 215429736 |  | HRCU-A-CB | AZV7SA3610A* |  | AHVE42CP1300A* |  |  |  | 10.5 | 18.5 | 8.5 | FALSE | TRUE | TRUE | 34800 | 22000 | 2.3 | 35500 | 2.05
215429735 | 09/16/2024 | Live | Daikin North America, LLC | AMANA | Singlezone Ducted, Centrally Ducted | 215429735 |  | HRCU-A-CB | AZV7SA3610A* |  | AHVE48DP0300A* |  |  |  | 10.5 | 19 | 8.8 | FALSE | TRUE | TRUE | 35000 | 22000 | 2.4 | 35500 | 2.33
215429187 | 09/16/2024 | Live | Daikin North America, LLC | AMANA | Singlezone Ducted, Centrally Ducted | 215429187 |  | HRCU-A-CB | AZV7SA3610A* |  | AHVE48DP1300A* |  |  |  | 10.5 | 19 | 8.8 | FALSE | TRUE | TRUE | 35000 | 22000 | 2.4 | 35500 | 2.33
215433904 | 11/10/2025 | Live | Daikin North America, LLC | AMANA | Singlezone Ducted, Centrally Ducted | 215433904 |  | HRCU-A-CB | AZV7SA2410A* |  | CHPEA3026*3A*+MBVK16CP1X00A* |  |  |  | 11 | 19 | 8.6 | TRUE | TRUE | TRUE | 23200 | 15800 | 2.5 | 21700 | 2.32
215433903 | 09/16/2024 | Live | Daikin North America, LLC | AMANA | Singlezone Ducted, Centrally Ducted | 215433903 |  | HRCU-A-CB | AZV7SA2410A* |  | CHPEA3026*3A*+MBVK12BP1X00A* |  |  |  | 11 | 19 | 8.6 | TRUE | TRUE | TRUE | 23200 | 15800 | 2.5 | 21700 | 2.32
215433902 | 09/16/2024 | Live | Daikin North America, LLC | AMANA | Singlezone Ducted, Centrally Ducted | 215433902 |  | HRCU-A-CB | AZV7SA2410A* |  | CA*EA3626*3A*+MBVK16CP1X00A* |  |  |  | 11 | 19 | 8.6 | TRUE | TRUE | TRUE | 23200 | 15800 | 2.5 | 21700 | 2.32
215433901 | 09/16/2024 | Live | Daikin North America, LLC | AMANA | Singlezone Ducted, Centrally Ducted | 215433901 |  | HRCU-A-CB | AZV7SA2410A* |  | CA*EA3626*3A*+MBVK12BP1X00A* |  |  |  | 11 | 19 | 8.6 | TRUE | TRUE | TRUE | 23200 | 15800 | 2.5 | 21700 | 2.32
215433900 | 09/16/2024 | Live | Daikin North America, LLC | AMANA | Singlezone Ducted, Centrally Ducted | 215433900 |  | HRCU-A-CB | AZV7SA2410A* |  | CA*EA3022*3A*+MBVK16CP1X00A* |  |  |  | 11 | 19 | 8.6 | TRUE | TRUE | TRUE | 23200 | 15800 | 2.5 | 21700 | 2.32
215433899 | 09/16/2024 | Live | Daikin North America, LLC | AMANA | Singlezone Ducted, Centrally Ducted | 215433899 |  | HRCU-A-CB | AZV7SA2410A* |  | CA*EA3022*3A*+MBVK12BP1X00A* |  |  |  | 11 | 19 | 8.6 | TRUE | TRUE | TRUE | 23200 | 15800 | 2.5 | 21700 | 2.32
215429733 | 09/16/2024 | Live | Daikin North America, LLC | AMANA | Singlezone Ducted, Centrally Ducted | 215429733 |  | HRCU-A-CB | AZV7SA2410A* |  | AHVE36CP0300A* |  |  |  | 11 | 19 | 8.8 | TRUE | TRUE | TRUE | 23200 | 15800 | 2.5 | 21700 | 2.32
215429186 | 09/16/2024 | Live | Daikin North America, LLC | AMANA | Singlezone Ducted, Centrally Ducted | 215429186 |  | HRCU-A-CB | AZV7SA2410A* |  | AHVE36CP1300A* |  |  |  | 11 | 19 | 8.8 | TRUE | TRUE | TRUE | 23200 | 15800 | 2.5 | 21700 | 2.32
215433952 | 09/16/2024 | Live | Daikin North America, LLC | DAIKIN | Singlezone Ducted, Centrally Ducted | 215433952 |  | HRCU-A-CB | DH7VSA4810A* |  | CHPEA6030*3A*+MBVK20DP1X00A* |  |  |  | 10 | 17.5 | 8.5 | FALSE | TRUE | TRUE | 45500 | 29000 | 2.4 | 43500 | 2.21
215433951 | 09/16/2024 | Live | Daikin North America, LLC | DAIKIN | Singlezone Ducted, Centrally Ducted | 215433951 |  | HRCU-A-CB | DH7VSA4810A* |  | CHPEA6030*3A*+MBVK16CP1X00A* |  |  |  | 10 | 17 | 8.5 | FALSE | TRUE | TRUE | 45500 | 29000 | 2.3 | 43500 | 2.21
215433950 | 09/16/2024 | Live | Daikin North America, LLC | DAIKIN | Singlezone Ducted, Centrally Ducted | 215433950 |  | HRCU-A-CB | DH7VSA4810A* |  | CHPEA4830*3A*+MBVK20DP1X00A* |  |  |  | 10 | 17.5 | 8.5 | FALSE | TRUE | TRUE | 45500 | 28400 | 2.4 | 43500 | 2.21
215433949 | 09/16/2024 | Live | Daikin North America, LLC | DAIKIN | Singlezone Ducted, Centrally Ducted | 215433949 |  | HRCU-A-CB | DH7VSA4810A* |  | CHPEA4830*3A*+MBVK16CP1X00A* |  |  |  | 10 | 17 | 8.5 | FALSE | TRUE | TRUE | 45500 | 28400 | 2.4 | 43500 | 2.21
215433948 | 09/16/2024 | Live | Daikin North America, LLC | DAIKIN | Singlezone Ducted, Centrally Ducted | 215433948 |  | HRCU-A-CB | DH7VSA4810A* |  | CA*EA6030*3A*+MBVK20DP1X00A* |  |  |  | 10 | 17.5 | 8.8 | FALSE | TRUE | TRUE | 45500 | 29000 | 2.5 | 43500 | 2.21
215433947 | 09/16/2024 | Live | Daikin North America, LLC | DAIKIN | Singlezone Ducted, Centrally Ducted | 215433947 |  | HRCU-A-CB | DH7VSA4810A* |  | CA*EA6030*3A*+MBVK16CP1X00A* |  |  |  | 10 | 17 | 8.8 | FALSE | TRUE | TRUE | 45500 | 29000 | 2.5 | 43500 | 2.21
215429732 | 09/16/2024 | Live | Daikin North America, LLC | DAIKIN | Singlezone Ducted, Centrally Ducted | 215429732 |  | HRCU-A-CB | DH7VSA4810A* |  | DFVE60DP0300A* |  |  |  | 10 | 17.5 | 8.8 | FALSE | TRUE | TRUE | 46500 | 29000 | 2.5 | 43500 | 2.29
215415511 | 09/16/2024 | Live | Daikin North America, LLC | DAIKIN | Singlezone Ducted, Centrally Ducted | 215415511 |  | HRCU-A-CB | DH7VSA4810A* |  | DFVE60DP1300A* |  |  |  | 10 | 17.5 | 8.8 | FALSE | TRUE | TRUE | 46500 | 29000 | 2.5 | 45000 | 2.37
215433934 | 09/16/2024 | Live | Daikin North America, LLC | DAIKIN | Singlezone Ducted, Centrally Ducted | 215433934 |  | HRCU-A-CB | DH7VSA4210A* |  | CHPEA6030*3A*+MBVK20DP1X00A* |  |  |  | 10 | 17.5 | 8.8 | FALSE | TRUE | TRUE | 41000 | 28000 | 2.5 | 41000 | 2.16
215433933 | 09/16/2024 | Live | Daikin North America, LLC | DAIKIN | Singlezone Ducted, Centrally Ducted | 215433933 |  | HRCU-A-CB | DH7VSA4210A* |  | CHPEA6030*3A*+MBVK16CP1X00A* |  |  |  | 10 | 17.5 | 8.8 | FALSE | TRUE | TRUE | 41000 | 28000 | 2.4 | 41000 | 2.16
215433932 | 09/16/2024 | Live | Daikin North America, LLC | DAIKIN | Singlezone Ducted, Centrally Ducted | 215433932 |  | HRCU-A-CB | DH7VSA4210A* |  | CHPEA4830*3A*+MBVK20DP1X00A* |  |  |  | 10 | 17.5 | 8.8 | FALSE | TRUE | TRUE | 41000 | 28000 | 2.5 | 41000 | 2.16
215433931 | 09/16/2024 | Live | Daikin North America, LLC | DAIKIN | Singlezone Ducted, Centrally Ducted | 215433931 |  | HRCU-A-CB | DH7VSA4210A* |  | CHPEA4830*3A*+MBVK16CP1X00A* |  |  |  | 10 | 17.5 | 8.8 | FALSE | TRUE | TRUE | 41000 | 28000 | 2.4 | 41000 | 2.16
215433930 | 09/16/2024 | Live | Daikin North America, LLC | DAIKIN | Singlezone Ducted, Centrally Ducted | 215433930 |  | HRCU-A-CB | DH7VSA4210A* |  | CA*EA6030*3A*+MBVK20DP1X00A* |  |  |  | 10 | 17.5 | 8.8 | FALSE | TRUE | TRUE | 41000 | 28000 | 2.5 | 41000 | 2.16
215433929 | 09/16/2024 | Live | Daikin North America, LLC | DAIKIN | Singlezone Ducted, Centrally Ducted | 215433929 |  | HRCU-A-CB | DH7VSA4210A* |  | CA*EA6030*3A*+MBVK16CP1X00A* |  |  |  | 10 | 17.5 | 8.8 | FALSE | TRUE | TRUE | 40500 | 28000 | 2.5 | 41000 | 2.16
215429731 | 09/16/2024 | Live | Daikin North America, LLC | DAIKIN | Singlezone Ducted, Centrally Ducted | 215429731 |  | HRCU-A-CB | DH7VSA4210A* |  | DFVE60DP0300A* |  |  |  | 10 | 17.5 | 8.8 | FALSE | TRUE | TRUE | 41000 | 28000 | 2.5 | 41000 | 2.32
215415510 | 09/16/2024 | Live | Daikin North America, LLC | DAIKIN | Singlezone Ducted, Centrally Ducted | 215415510 |  | HRCU-A-CB | DH7VSA4210A* |  | DFVE60DP1300A* |  |  |  | 10 | 17.5 | 8.8 | FALSE | TRUE | TRUE | 41000 | 28000 | 2.5 | 41500 | 2.35
215433916 | 09/16/2024 | Live | Daikin North America, LLC | DAIKIN | Singlezone Ducted, Centrally Ducted | 215433916 |  | HRCU-A-CB | DH7VSA3610A* |  | CHPEA4830*3A*+MBVK16CP1X00A* |  |  |  | 10.5 | 19 | 8.1 | FALSE | TRUE | TRUE | 35000 | 22000 | 2.1 | 35500 | 2.05
215433915 | 09/16/2024 | Live | Daikin North America, LLC | DAIKIN | Singlezone Ducted, Centrally Ducted | 215433915 |  | HRCU-A-CB | DH7VSA3610A* |  | CHPEA4830*3A*+MBVK20DP1X00A* |  |  |  | 10.5 | 19 | 8.1 | FALSE | TRUE | TRUE | 35000 | 22000 | 2.1 | 35500 | 2.05
215433914 | 09/16/2024 | Live | Daikin North America, LLC | DAIKIN | Singlezone Ducted, Centrally Ducted | 215433914 |  | HRCU-A-CB | DH7VSA3610A* |  | CA*EA6030*3A*+MBVK16CP1X00A* |  |  |  | 10.5 | 19 | 8.5 | FALSE | TRUE | TRUE | 35000 | 22000 | 2.4 | 35500 | 2.05
215433913 | 09/16/2024 | Live | Daikin North America, LLC | DAIKIN | Singlezone Ducted, Centrally Ducted | 215433913 |  | HRCU-A-CB | DH7VSA3610A* |  | CA*EA6030*3A*+MBVK20DP1X00A* |  |  |  | 10.5 | 19 | 8.5 | FALSE | TRUE | TRUE | 35000 | 22000 | 2.4 | 35500 | 2.05
215433912 | 09/16/2024 | Live | Daikin North America, LLC | DAIKIN | Singlezone Ducted, Centrally Ducted | 215433912 |  | HRCU-A-CB | DH7VSA3610A* |  | CA*EA4830*3A*+MBVK16CP1X00A* |  |  |  | 10.5 | 19 | 8.5 | FALSE | TRUE | TRUE | 35000 | 22000 | 2.4 | 35500 | 2.05
215433911 | 09/16/2024 | Live | Daikin North America, LLC | DAIKIN | Singlezone Ducted, Centrally Ducted | 215433911 |  | HRCU-A-CB | DH7VSA3610A* |  | CA*EA4830*3A*+MBVK20DP1X00A* |  |  |  | 10.5 | 19 | 8.5 | FALSE | TRUE | TRUE | 35000 | 22000 | 2.4 | 35500 | 2.05
215429730 | 09/16/2024 | Live | Daikin North America, LLC | DAIKIN | Singlezone Ducted, Centrally Ducted | 215429730 |  | HRCU-A-CB | DH7VSA3610A* |  | DFVE60DP0300A* |  |  |  | 10.5 | 19 | 8.5 | FALSE | TRUE | TRUE | 35000 | 22000 | 2.3 | 35500 | 2.05
215429729 | 09/16/2024 | Live | Daikin North America, LLC | DAIKIN | Singlezone Ducted, Centrally Ducted | 215429729 |  | HRCU-A-CB | DH7VSA3610A* |  | DFVE60DP1300A* |  |  |  | 10.5 | 19 | 8.5 | FALSE | TRUE | TRUE | 35000 | 22000 | 2.3 | 35500 | 2.05
215429728 | 09/16/2024 | Live | Daikin North America, LLC | DAIKIN | Singlezone Ducted, Centrally Ducted | 215429728 |  | HRCU-A-CB | DH7VSA3610A* |  | DFVE48CP0300A* |  |  |  | 10.5 | 18.5 | 8.5 | FALSE | TRUE | TRUE | 34800 | 22000 | 2.3 | 35500 | 2.05
215429727 | 09/16/2024 | Live | Daikin North America, LLC | DAIKIN | Singlezone Ducted, Centrally Ducted | 215429727 |  | HRCU-A-CB | DH7VSA3610A* |  | DFVE48CP1300A* |  |  |  | 10.5 | 18.5 | 8.5 | FALSE | TRUE | TRUE | 34800 | 22000 | 2.3 | 35500 | 2.05
215429726 | 09/16/2024 | Live | Daikin North America, LLC | DAIKIN | Singlezone Ducted, Centrally Ducted | 215429726 |  | HRCU-A-CB | DH7VSA3610A* |  | DFVE42CP0300A* |  |  |  | 10.5 | 18.5 | 8.5 | FALSE | TRUE | TRUE | 34800 | 22000 | 2.3 | 35500 | 2.05
215429725 | 09/16/2024 | Live | Daikin North America, LLC | DAIKIN | Singlezone Ducted, Centrally Ducted | 215429725 |  | HRCU-A-CB | DH7VSA3610A* |  | DFVE42CP1300A* |  |  |  | 10.5 | 18.5 | 8.5 | FALSE | TRUE | TRUE | 34800 | 22000 | 2.3 | 35500 | 2.05
215429724 | 09/16/2024 | Live | Daikin North America, LLC | DAIKIN | Singlezone Ducted, Centrally Ducted | 215429724 |  | HRCU-A-CB | DH7VSA3610A* |  | DFVE48DP0300A* |  |  |  | 10.5 | 19 | 8.8 | FALSE | TRUE | TRUE | 35000 | 22000 | 2.4 | 35500 | 2.33
215415509 | 09/16/2024 | Live | Daikin North America, LLC | DAIKIN | Singlezone Ducted, Centrally Ducted | 215415509 |  | HRCU-A-CB | DH7VSA3610A* |  | DFVE48DP1300A* |  |  |  | 10.5 | 19 | 8.8 | FALSE | TRUE | TRUE | 35000 | 22000 | 2.4 | 35500 | 2.33
215433898 | 09/16/2024 | Live | Daikin North America, LLC | DAIKIN | Singlezone Ducted, Centrally Ducted | 215433898 |  | HRCU-A-CB | DH7VSA2410A* |  | CHPEA3026*3A*+MBVK16CP1X00A* |  |  |  | 11 | 19 | 8.6 | TRUE | TRUE | TRUE | 23200 | 15800 | 2.5 | 21700 | 2.32
215433897 | 09/16/2024 | Live | Daikin North America, LLC | DAIKIN | Singlezone Ducted, Centrally Ducted | 215433897 |  | HRCU-A-CB | DH7VSA2410A* |  | CHPEA3026*3A*+MBVK12BP1X00A* |  |  |  | 11 | 19 | 8.6 | TRUE | TRUE | TRUE | 23200 | 15800 | 2.5 | 21700 | 2.32
215433896 | 09/16/2024 | Live | Daikin North America, LLC | DAIKIN | Singlezone Ducted, Centrally Ducted | 215433896 |  | HRCU-A-CB | DH7VSA2410A* |  | CA*EA3626*3A*+MBVK16CP1X00A* |  |  |  | 11 | 19 | 8.6 | TRUE | TRUE | TRUE | 23200 | 15800 | 2.5 | 21700 | 2.32
215433895 | 05/06/2025 | Live | Daikin North America, LLC | DAIKIN | Singlezone Ducted, Centrally Ducted | 215433895 |  | HRCU-A-CB | DH7VSA2410A* |  | CA*EA3626*3A*+MBVK12BP1X00A* |  |  |  | 11 | 19 | 8.6 | TRUE | TRUE | TRUE | 23200 | 15800 | 2.5 | 21700 | 2.32
215433894 | 09/16/2024 | Live | Daikin North America, LLC | DAIKIN | Singlezone Ducted, Centrally Ducted | 215433894 |  | HRCU-A-CB | DH7VSA2410A* |  | CA*EA3022*3A*+MBVK16CP1X00A* |  |  |  | 11 | 19 | 8.6 | TRUE | TRUE | TRUE | 23200 | 15800 | 2.5 | 21700 | 2.32
215433893 | 09/16/2024 | Live | Daikin North America, LLC | DAIKIN | Singlezone Ducted, Centrally Ducted | 215433893 |  | HRCU-A-CB | DH7VSA2410A* |  | CA*EA3022*3A*+MBVK12BP1X00A* |  |  |  | 11 | 19 | 8.6 | TRUE | TRUE | TRUE | 23200 | 15800 | 2.5 | 21700 | 2.32
215429723 | 05/06/2025 | Live | Daikin North America, LLC | DAIKIN | Singlezone Ducted, Centrally Ducted | 215429723 |  | HRCU-A-CB | DH7VSA2410A* |  | DFVE36CP0300A* |  |  |  | 11 | 19 | 8.8 | TRUE | TRUE | TRUE | 23200 | 15800 | 2.5 | 21700 | 2.32
215415508 | 11/10/2025 | Live | Daikin North America, LLC | DAIKIN | Singlezone Ducted, Centrally Ducted | 215415508 |  | HRCU-A-CB | DH7VSA2410A* |  | DFVE36CP1300A* |  |  |  | 11 | 19 | 8.8 | TRUE | TRUE | TRUE | 23200 | 15800 | 2.5 | 21700 | 2.32
215222781 | 05/06/2025 | Live | Samsung Electronics | SAMSUNG | Singlezone Non-Ducted, Wall Placement | 215222781 |  | HRCU-A-CB-O | AR18DXFAMWKX | Mini-Splits | AR18DXKAPWKN |  |  |  | 12.85 | 21.5 | 9 | TRUE | FALSE | FALSE | 18000 | 15000 | 2.31 | 16500 | 2.42
215351564 | 09/16/2024 | Live | Samsung Electronics | SAMSUNG | Singlezone Non-Ducted, Wall Placement | 215351564 |  | HRCU-A-CB-O | AR15DXFAMWKX | Mini-Splits | AR15DXKAPWKN |  |  |  | 12.95 | 21.5 | 10 | TRUE | FALSE | TRUE | 15000 | 13000 | 2.72 | 16500 | 2.42
215399295 | 09/16/2024 | Live | Samsung Electronics | SAMSUNG | Singlezone Non-Ducted, Wall Placement | 215399295 |  | HRCU-A-CB-O | AR12DXFAMWKX | Mini-Splits | AR12DXKAPWKN |  |  |  | 13.25 | 24 | 9 | TRUE | FALSE | FALSE | 12000 | 10900 | 2.46 | 15000 | 2
215399296 | 09/16/2024 | Live | Samsung Electronics | SAMSUNG | Singlezone Non-Ducted, Wall Placement | 215399296 |  | HRCU-A-CB-O | AR09DXFAMWKX | Mini-Splits | AR09DXKAPWKN |  |  |  | 15 | 25 | 9 | TRUE | FALSE | FALSE | 9000 | 10000 | 2.44 | 14500 | 2.02
215222780 | 09/16/2024 | Live | Samsung Electronics | SAMSUNG | Singlezone Non-Ducted, Wall Placement | 215222780 |  | HRCU-A-CB-O | AR18DXFAMWKX | Mini-Splits | AR18DXFAMWKN |  |  |  | 12.85 | 21.5 | 9 | TRUE | FALSE | FALSE | 18000 | 15000 | 2.31 | 16500 | 2.42
215351563 | 05/06/2025 | Live | Samsung Electronics | SAMSUNG | Singlezone Non-Ducted, Wall Placement | 215351563 |  | HRCU-A-CB-O | AR15DXFAMWKX | Mini-Splits | AR15DXFAMWKN |  |  |  | 12.95 | 21.5 | 10 | TRUE | FALSE | TRUE | 15000 | 13000 | 2.72 | 16500 | 2.42
215399297 | 05/06/2025 | Live | Samsung Electronics | SAMSUNG | Singlezone Non-Ducted, Wall Placement | 215399297 |  | HRCU-A-CB-O | AR12DXFAMWKX | Mini-Splits | AR12DXFAMWKN |  |  |  | 13.25 | 24 | 9 | TRUE | FALSE | FALSE | 12000 | 10900 | 2.46 | 15000 | 2
215399298 | 05/06/2025 | Live | Samsung Electronics | SAMSUNG | Singlezone Non-Ducted, Wall Placement | 215399298 |  | HRCU-A-CB-O | AR09DXFAMWKX | Mini-Splits | AR09DXFAMWKN |  |  |  | 15 | 25 | 9 | TRUE | FALSE | FALSE | 9000 | 10000 | 2.44 | 14500 | 2.02
215222786 | 05/06/2025 | Live | Samsung Electronics | SAMSUNG | Singlezone Non-Ducted, Wall Placement | 215222786 |  | HRCU-A-CB-O | AR18DXDACWKX | Mini-Splits | AR18DXDABWKN |  |  |  | 13.2 | 21 | 9.7 | TRUE | TRUE | TRUE | 18500 | 17500 | 2.33 | 25000 | 1.98
215222778 | 05/06/2025 | Live | Samsung Electronics | SAMSUNG | Singlezone Non-Ducted, Wall Placement | 215222778 |  | HRCU-A-CB-O | AR15DXDACWKX | Mini-Splits | AR15DXDABWKN |  |  |  | 14.55 | 23 | 11 | TRUE | TRUE | TRUE | 15000 | 14000 | 2.93 | 20000 | 2.44
215399291 | 09/16/2024 | Live | Samsung Electronics | SAMSUNG | Singlezone Non-Ducted, Wall Placement | 215399291 |  | HRCU-A-CB-O | AR12DXDACWKX | Mini-Splits | AR12DXDABWKN |  |  |  | 14.1 | 24 | 10.5 | TRUE | TRUE | TRUE | 12000 | 10600 | 2.82 | 17000 | 2.26
215399292 | 05/06/2025 | Live | Samsung Electronics | SAMSUNG | Singlezone Non-Ducted, Wall Placement | 215399292 |  | HRCU-A-CB-O | AR09DXDACWKX | Mini-Splits | AR09DXDABWKN |  |  |  | 16.35 | 25 | 10.5 | TRUE | TRUE | TRUE | 9000 | 9900 | 2.64 | 16000 | 2.23
215414834 | 05/06/2025 | Live | TTI Climatisation | ZEPHYR | Singlezone Non-Ducted, Wall Placement | 215414834 |  | HRCU-A-CB-O | ZE-12DB25O | Mini-Splits | ZE-12DB25I |  |  |  | 12.25 | 22 | 9.5 | TRUE | TRUE | TRUE | 12000 | 9300 | 4.78 | 10000 | 2.09
215414833 | 05/06/2025 | Live | TTI Climatisation | ZEPHYR | Singlezone Non-Ducted, Wall Placement | 215414833 |  | HRCU-A-CB-O | ZE-09DB25O | Mini-Splits | ZE-09DB25I |  |  |  | 14.05 | 23 | 10 | TRUE | TRUE | TRUE | 9000 | 9500 | 4.8 | 9700 | 2.19
215414832 | 09/16/2024 | Live | TTI Climatisation | ZEPHYR | Singlezone Non-Ducted, Wall Placement | 215414832 |  | HRCU-A-CB-O | ZE-24CB25O | Mini-Splits | ZE-24CB25I |  |  |  | 12.25 | 22.5 | 9.5 | TRUE | TRUE | TRUE | 24000 | 22000 | 3.58 | 24000 | 1.85
215414831 | 09/16/2024 | Live | TTI Climatisation | ZEPHYR | Singlezone Non-Ducted, Wall Placement | 215414831 |  | HRCU-A-CB-O | ZE-18CB25O | Mini-Splits | ZE-18CB25I |  |  |  | 12.95 | 21 | 10 | TRUE | TRUE | TRUE | 18000 | 18000 | 3.61 | 18500 | 1.95
215414830 | 09/16/2024 | Live | TTI Climatisation | ZEPHYR | Singlezone Non-Ducted, Wall Placement | 215414830 |  | HRCU-A-CB-O | ZE-12CB25O | Mini-Splits | ZE-12CB25I |  |  |  | 12.25 | 23 | 10 | TRUE | TRUE | TRUE | 12000 | 10800 | 4.8 | 12000 | 2.51
215414829 | 09/16/2024 | Live | TTI Climatisation | ZEPHYR | Singlezone Non-Ducted, Wall Placement | 215414829 |  | HRCU-A-CB-O | ZE-09CB25O | Mini-Splits | ZE-09CB25I |  |  |  | 13.65 | 25 | 11 | TRUE | TRUE | TRUE | 9000 | 9000 | 4.8 | 9200 | 2.07
215381148 | 09/16/2024 | Live | TTI Climatisation | ZEPHYR | Singlezone Ducted, Centrally Ducted | 215381148 |  | HRCU-A-CB | ZE-660HPA |  | AH-660A |  |  |  | 11 | 19 | 9 | TRUE | TRUE | TRUE | 57000 | 37000 | 2.61 | 42000 | 2.34
215381147 | 09/16/2024 | Live | TTI Climatisation | ZEPHYR | Singlezone Ducted, Centrally Ducted | 215381147 |  | HRCU-A-CB | ZE-648HPA |  | AH-648A |  |  |  | 12 | 19 | 9 | TRUE | TRUE | TRUE | 48000 | 36600 | 2.64 | 38600 | 2.11
215381146 | 09/16/2024 | Live | TTI Climatisation | ZEPHYR | Singlezone Ducted, Centrally Ducted | 215381146 |  | HRCU-A-CB | ZE-636HPA |  | AH-636A |  |  |  | 11.7 | 19.5 | 10.5 | TRUE | TRUE | TRUE | 32000 | 32000 | 2.93 | 34000 | 2.34
215381145 | 09/16/2024 | Live | TTI Climatisation | ZEPHYR | Singlezone Ducted, Centrally Ducted | 215381145 |  | HRCU-A-CB | ZE-624HPA |  | AH-624A |  |  |  | 12 | 20 | 10 | TRUE | TRUE | TRUE | 24000 | 20400 | 3.05 | 21500 | 2.47
214264495 | 09/16/2024 | Live | RBL A/C INC. | HAXXAIR | Singlezone Ducted, Centrally Ducted | 214264495 |  | HRCU-A-C | HVHD-48E2D2 | Ducted Indoor Units | DC61A44-245R |  |  |  | 11.4 | 15.55 | 8.55 | FALSE | TRUE | TRUE | 42000 | 31200 | 3.22 | 39000 | 2.19
214264494 | 09/16/2024 | Live | RBL A/C INC. | HAXXAIR | Singlezone Ducted, Centrally Ducted | 214264494 |  | HRCU-A-C | HVHD-36E2D2 | Ducted Indoor Units | DC37A44-210L |  |  |  | 11.3 | 15.5 | 9.4 | FALSE | TRUE | TRUE | 30000 | 23000 | 2.89 | 34520 | 2.29
214056575 | 09/16/2024 | Live | Midea Electric Trading | MITSUTOMO | Singlezone Non-Ducted, Wall Placement | 214056575 |  | HRCU-A-CB-O | HO-SZ48-BB-Q | Mini-Splits | HC-UZ48-BB-Q | 8.3 | 16.5 | 10.7 | 8.3 | 16.8 | 10.7 | FALSE | TRUE | FALSE | 48000 | 35000 | 2.59 | 46000 | 2.32
207769101 | 09/16/2024 | Live | GE Appliances, a Haier Company | GE APPLIANCES | Singlezone Non-Ducted, Wall Placement | 207769101 |  | HRCU-A-CB-O | ASH3036TRDF** | Mini-Splits | ASYW30TRDF** | 9.5 | 18 | 9.5 | 9.5 | 18 | 9 | FALSE | TRUE | FALSE | 30000 | 20000 | 2.61 | 22000 | 2.49
207196960 | 11/10/2025 | Live | Bathica | WABBAN | Singlezone Ducted, Centrally Ducted | 207196960 |  | HRCU-A-CB | BB60-48WADU | Mini-Splits | BBD60-24AH2ADU | 10.5 | 17 | 10 | 10 | 15.8 | 9 | FALSE | FALSE | TRUE | 48000 | 31400 | 2.5 | 31400 | 2.5
210532846 | 09/16/2024 | Live | GE Appliances, a Haier Company | GE APPLIANCES | Multizone All Non-Ducted | 210532846 |  | HMSR-A-CB-O | ASH542JCDD** | Non-Ducted Indoor Units |  | 7.8 | 16 | 10 | 7.8 | 18 | 8.8 | FALSE | FALSE | FALSE | 41000 | 24000 | 2.4 | 26400 | 2.3
207769098 | 09/16/2024 | Live | GE Appliances, a Haier Company | HAIER | Singlezone Non-Ducted, Wall Placement | 207769098 |  | HRCU-A-CB-O | 1U3036TL2HF** | Mini-Splits | AW30TL2HF** | 9.5 | 18 | 9.5 | 9.5 | 18 | 9 | FALSE | TRUE | FALSE | 30000 | 20000 | 2.61 | 22000 | 2.49
214377766 | 09/16/2024 | Live | Midea Electric Trading | KEPLER | Singlezone Non-Ducted, Wall Placement | 214377766 |  | HRCU-A-CB-O | ODUMOD31-36HFN1-MP0W | Mini-Splits | IDUMSABF-36HRFNX-MQ0W | 8.5 | 17.5 | 12 | 8.5 | 17.5 | 8.7 | FALSE | FALSE | FALSE | 36000 | 24000 | 2 | 24160 | 1.98
214232446 | 05/06/2025 | Live | Midea Electric Trading | MULTI MFG | Singlezone Non-Ducted, Wall Placement | 214232446 |  | HRCU-A-CB-O | MSH-36HD-A | Mini-Splits | 36CCHP0-C-M-A | 9.5 | 19 | 10.3 | 9.5 | 19.4 | 10.5 | FALSE | FALSE | TRUE | 36000 | 33000 | 2.4 | 40500 | 1.93
214056580 | 05/06/2025 | Live | Midea Electric Trading | MITSUTOMO | Singlezone Non-Ducted, Wall Placement | 214056580 |  | HRCU-A-CB-O | HO-SZ48-BB-Q | Mini-Splits | HF-UZ48-BB-Q | 8.2 | 17 | 10.8 | 8.2 | 17 | 9.8 | FALSE | TRUE | FALSE | 48000 | 35000 | 2.34 | 52000 | 2.1
213386501 | 05/06/2025 | Live | Midea Electric Trading | KLIMAIRE | Singlezone Non-Ducted, Wall Placement | 213386501 |  | HRCU-A-CB-O | KSIV036-H219-O-2 | Mini-Splits | KSIV036-H219-IW-2 | 8.5 | 17.5 | 12 | 8.5 | 17.5 | 8.7 | FALSE | FALSE | FALSE | 36000 | 24000 | 2 | 24160 | 1.98
213349749 | 05/06/2025 | Live | Midea Electric Trading | COMFORTSTAR | Singlezone Non-Ducted, Wall Placement | 213349749 |  | HRCU-A-CB-O | CIP36CD(O) | Mini-Splits | CIP36CD(I) | 8.5 | 17.5 | 12 | 8.5 | 17.5 | 8.7 | FALSE | FALSE | FALSE | 36000 | 24000 | 2 | 24160 | 1.98
213265581 | 09/16/2024 | Live | Midea Electric Trading | COOPER&HUNTER | Singlezone Ducted, Compact Ducted | 213265581 |  | HRCU-A-CB | CH-NHPR36LCU-230VO | Mini-Splits | CH-36LCDT-W | 9 | 17.5 | 11.5 | 9 | 16.5 | 11 | FALSE | TRUE | FALSE | 36000 | 34000 | 2.49 | 43000 | 2.23
211644073 | 09/16/2024 | Live | Midea Electric Trading | ECO-AIR | Singlezone Non-Ducted, Wall Placement | 211644073 |  | HRCU-A-CB-O | MOE30U-48HFN1-M-[X](GA) | Mini-Splits | MCD1-48HRFN1-M(GA) | 8.3 | 16.5 | 10.7 | 8.3 | 16.8 | 10.7 | FALSE | TRUE | FALSE | 48000 | 35000 | 2.59 | 46000 | 2.32
212365419 | 09/16/2024 | Live | Midea Electric Trading | CUSTOM COMFORT | Singlezone Ducted, Compact Ducted | 212365419 |  | HRCU-A-CB | CCOXHASZ36CHP | Mini-Splits | CCOXHASD36 | 9 | 17.5 | 11.5 | 9 | 16.5 | 11 | FALSE | TRUE | FALSE | 36000 | 34000 | 2.49 | 43000 | 2.23
212316109 | 09/16/2024 | Live | Midea Electric Trading | POLARWAVE | Singlezone Non-Ducted, Wall Placement | 212316109 |  | HRCU-A-CB-O | ACIQ-48ZPL-HP230B | Mini-Splits | ACIQ-48FM-HH-MB | 8.2 | 17 | 10.8 | 8.2 | 17 | 9.8 | FALSE | TRUE | FALSE | 48000 | 35000 | 2.34 | 52000 | 2.1
211497116 | 09/16/2024 | Live | Mitsubishi Electric Trane | TRANE / MITSUBISHI ELECTRIC | Singlezone Ducted, Centrally Ducted | 211497116 | 204795703 | HRCU-A-CB | TRUZA0421KA70** | Mini-Splits | TPVA0A0421AA*** | 10.1 | 18 | 9.3 | 10.1 | 18.7 | 8.8 | FALSE | FALSE | TRUE | 42000 | 28400 | 2.41 | 31400 | 2.64
211497114 | 09/16/2024 | Live | Mitsubishi Electric Trane | TRANE / MITSUBISHI ELECTRIC | Singlezone Ducted, Centrally Ducted | 211497114 | 204795699 | HRCU-A-CB | TRUZA0301HA70** | Mini-Splits | TPVA0A0301AA*** | 10 | 19 | 10 | 9.9 | 19.4 | 8.9 | FALSE | FALSE | FALSE | 30000 | 18000 | 2.5 | 20700 | 2.72
211497108 | 09/16/2024 | Live | Mitsubishi Electric Trane | TRANE / MITSUBISHI ELECTRIC | Singlezone Non-Ducted, Ceiling Placement | 211497108 | 204813326 | HRCU-A-CB-O | TRUZA0361KA70** | Mini-Splits | TPLA0A0361EA*** | 12.9 | 21.8 | 10.4 | 12.9 | 22 | 9.3 | TRUE | FALSE | FALSE | 36000 | 22000 | 2.59 | 24000 | 2.34
211644047 | 09/16/2024 | Live | Midea Electric Trading | ALSETRIA | Singlezone Non-Ducted, Wall Placement | 211644047 |  | HRCU-A-CB-O | MOE30U-36HFN1-M(GA) | Mini-Splits | MCD1-36HRFN1-M(GA) | 9.5 | 19 | 10.3 | 9.5 | 19.4 | 10.5 | FALSE | TRUE | TRUE | 36000 | 33000 | 2.4 | 40500 | 1.93
211644042 | 09/16/2024 | Live | Midea Electric Trading | ALSETRIA | Singlezone Ducted, Compact Ducted | 211644042 |  | HRCU-A-CB | MOE30U-48HFN1-M-[X](GA) | Mini-Splits | MTI-48HWFN1-M | 8.7 | 16 | 11.1 | 8.2 | 14.3 | 10.3 | FALSE | FALSE | FALSE | 48000 | 39500 | 2.39 | 51000 | 2.33
211306461 | 09/16/2024 | Live | Treasure Link Inc. | FUJIECO | Multizone All Non-Ducted | 211306461 |  | HMSR-A-CB-O | FES-36H2TK-M4O | Non-Ducted Indoor Units |  | 12.5 | 21.5 | 10 | 12 | 21.5 | 9 | TRUE | FALSE | FALSE | 33000 | 21200 | 2.64 | 23500 | 2.22
209949001 | 09/16/2024 | Live | Mitsubishi Electric Trane | MITSUBISHI ELECTRIC | Multizone Mix of Ducted and Non-Ducted | 209949001 |  | HMSV-A-CB | MXZ-3C30NA3*** | Mixed Ducted and Non-Ducted Indoor Units |  | 10.1 | 17.6 | 10.1 | 10.1 | 17.6 | 9.05 | FALSE | FALSE | TRUE | 27900 | 17800 | 2.85 | 21000 | 2.21
208130836 | 09/16/2024 | Live | Midea Electric Trading | LBG PRODUCTS | Singlezone Non-Ducted, Wall Placement | 208130836 |  | HRCU-A-CB-O | LUUHB48DO | Mini-Splits | LUHB48DSI | 8.3 | 16.5 | 10.7 | 8.3 | 16.8 | 10.7 | FALSE | TRUE | FALSE | 48000 | 35000 | 2.59 | 46000 | 2.32
207742513 | 11/10/2025 | Live | Midea Electric Trading | MOOVAIR | Singlezone Non-Ducted, Wall Placement | 207742513 |  | HRCU-A-CB-O | DMA48HOS28230E8 | Mini-Splits | DUA48HICU230X5 | 8.3 | 16.5 | 10.7 | 8.3 | 16.8 | 10.7 | FALSE | TRUE | FALSE | 48000 | 35000 | 2.59 | 46000 | 2.32
207702838 | 09/16/2024 | Live | Mitsubishi Electric Trane | TRANE / MITSUBISHI ELECTRIC | Singlezone Ducted, Centrally Ducted | 207702838 | 204795677 | HRCU-A-CB | TRUZA0361KA70** | Mini-Splits | TPEADA0361AA*** | 12 | 19.1 | 9.9 | 12.1 | 18.7 | 8.6 | TRUE | FALSE | FALSE | 36400 | 20400 | 2.4 | 20400 | 2.4
211150926 | 09/16/2024 | Live | Mitsubishi Electric Trane | TRANE / MITSUBISHI ELECTRIC | Singlezone Ducted, Centrally Ducted | 211150926 |  | HRCU-A-C | TRUZA0421KA70** | Mini-Splits | PAA-A42CA* | 9.5 | 15.5 | 9.5 | 9.5 | 14.4 | 9.3 | FALSE | FALSE | FALSE | 42000 | 32800 | 2.39 | 32400 | 2.36
211150924 | 09/16/2024 | Live | Mitsubishi Electric Trane | TRANE / MITSUBISHI ELECTRIC | Singlezone Ducted, Centrally Ducted | 211150924 |  | HRCU-A-C | TRUZA0361KA70** | Mini-Splits | PAA-A36CA* | 10 | 16.5 | 9.5 | 11 | 17.5 | 9.2 | TRUE | FALSE | TRUE | 36000 | 29400 | 2.71 | 29000 | 2.67
211150922 | 09/16/2024 | Live | Mitsubishi Electric Trane | TRANE / MITSUBISHI ELECTRIC | Singlezone Ducted, Centrally Ducted | 211150922 |  | HRCU-A-C | TRUZA0301HA70** | Mini-Splits | PAA-A30BA* | 10 | 16 | 10 | 9.5 | 15.2 | 8.8 | FALSE | FALSE | FALSE | 30000 | 21000 | 2.6 | 20800 | 2.57
211150918 | 09/16/2024 | Live | Mitsubishi Electric Trane | TRANE / MITSUBISHI ELECTRIC | Singlezone Ducted, Centrally Ducted | 211150918 |  | HRCU-A-C | TRUZA0241HA70** | Mini-Splits | PAA-A18BA* | 12.5 | 16.5 | 9.5 | 12.5 | 18.9 | 9 | TRUE | FALSE | TRUE | 18000 | 13800 | 2.25 | 13800 | 2.25
211150917 | 09/16/2024 | Live | Mitsubishi Electric Trane | TRANE / MITSUBISHI ELECTRIC | Singlezone Ducted, Centrally Ducted | 211150917 |  | HRCU-A-C | TRUZA0241HA70** | Mini-Splits | PAA-A18AA* | 12.5 | 16.5 | 9.5 | 12.5 | 18.9 | 9 | TRUE | FALSE | TRUE | 18000 | 13800 | 2.25 | 13800 | 2.25
211034571 | 09/16/2024 | Live | Lennox Industries | DUCANE | Singlezone Non-Ducted, Wall Placement | 211034571 |  | HRCU-A-CB-O | 4DHP2S12S-1L | Mini-Splits | DWM212S4-*L | 13 | 23 | 11.6 | 12.8 | 23.5 | 10 | TRUE | FALSE | TRUE | 12000 | 8400 | 3.04 | 9250 | 2.56
211034483 | 09/16/2024 | Live | Lennox Industries | AIREASE | Singlezone Non-Ducted, Ceiling Placement | 211034483 |  | HRCU-A-CB-O | 4DHP2S18S-1P | Mini-Splits | D22C118S4-*P | 12.5 | 20.5 | 11 | 12.5 | 20.5 | 10.4 | TRUE | FALSE | TRUE | 16000 | 12000 | 2.51 | 14200 | 2.17
211034467 | 09/16/2024 | Live | Lennox Industries | AIREASE | Singlezone Non-Ducted, Wall Placement | 211034467 |  | HRCU-A-CB-O | 4DHP2S12S-1L | Mini-Splits | DWM212S4-*L | 13 | 23 | 11.6 | 12.8 | 23.5 | 10 | TRUE | FALSE | TRUE | 12000 | 8400 | 3.04 | 9250 | 2.56
211034459 | 09/16/2024 | Live | Lennox Industries | LENNOX | Singlezone Non-Ducted, Ceiling Placement | 211034459 |  | HRCU-A-CB-O | MLB036S4S-2P | Mini-Splits | M33C036S4-*P | 9.5 | 19 | 10.3 | 9.5 | 19.4 | 10.5 | FALSE | TRUE | TRUE | 36000 | 33000 | 3.1 | 40432 | 1.93
211034454 | 09/16/2024 | Live | Lennox Industries | LENNOX | Singlezone Non-Ducted, Floor Placement | 211034454 |  | HRCU-A-CB-O | MLB048S4S-2P | Mini-Splits | MCFA048S4-*P | 8.2 | 17 | 10.8 | 8.2 | 17 | 9.8 | FALSE | TRUE | FALSE | 48000 | 35000 | 2.34 | 52013 | 2.12
210857341 | 09/16/2024 | Live | Midea Electric Trading | DIYCOOL | Singlezone Ducted, Compact Ducted | 210857341 |  | HRCU-A-CB | ACIQ-36ZPL-HP230B | Mini-Splits | ACIQ-36CD-HH-MB | 9 | 17.5 | 11.5 | 9 | 16.5 | 11 | FALSE | TRUE | FALSE | 36000 | 34000 | 2.49 | 43000 | 2.23
210857339 | 09/16/2024 | Live | Midea Electric Trading | DIYCOOL | Singlezone Non-Ducted, Wall Placement | 210857339 |  | HRCU-A-CB-O | ACIQ-36ZPL-HP230B | Mini-Splits | ACIQ-36CC-HH-MB | 9.5 | 19 | 10.3 | 9.5 | 19.4 | 10.5 | FALSE | TRUE | TRUE | 36000 | 33000 | 2.4 | 40500 | 1.93
210857322 | 09/16/2024 | Live | Midea Electric Trading | ACIQ | Singlezone Ducted, Compact Ducted | 210857322 |  | HRCU-A-CB | ACIQ-48ZPL-HP230B | Mini-Splits | ACIQ-48CD-HH-MB | 8.7 | 16 | 11.1 | 8.2 | 14.3 | 10.3 | TRUE | FALSE | FALSE | 48000 | 39500 | 2.39 | 51000 | 2.33
210799614 | 09/16/2024 | Live | Midea Electric Trading | COOPER&HUNTER | Singlezone Ducted, Compact Ducted | 210799614 |  | HRCU-A-CB | CH-NHPR48LCU-230VO | Mini-Splits | CH-48LCDTU/I | 8.7 | 16 | 11.1 | 8.2 | 14.3 | 10.3 | FALSE | FALSE | FALSE | 48000 | 39500 | 2.39 | 51000 | 2.33
210737956 | 09/16/2024 | Live | Lennox Industries | ARMSTRONG AIR | Singlezone Ducted, Centrally Ducted | 210737956 |  | HRCU-A-CB | 4SHP18LX136P | Ducted Indoor Units | BCE7E36M*4X |  |  |  | 10.9 | 17.5 | 8.5 | FALSE | FALSE | TRUE | 33600 | 23600 | 2.05 | 23600 | 2.05
210737949 | 09/16/2024 | Live | Lennox Industries | ARMSTRONG AIR | Singlezone Ducted, Centrally Ducted | 210737949 |  | HRCU-A-CB | 4SHP18LX136P | Ducted Indoor Units | BCE5V36M*4X |  |  |  | 11.7 | 19 | 8.5 | FALSE | FALSE | TRUE | 34200 | 22200 | 2.18 | 22200 | 2.18
210586148 | 09/16/2024 | Live | Midea Electric Trading | ECO AC | Singlezone Non-Ducted, Ceiling Placement | 210586148 |  | HRCU-A-CB-O | EHH-O18BB | Mini-Splits | EHH-C18BA | 12.5 | 20.5 | 11 | 12.5 | 20.5 | 10.5 | TRUE | FALSE | TRUE | 16000 | 12000 | 2.51 | 13600 | 2.24
210476737 | 09/16/2024 | Live | Midea Electric Trading | AIRDACH | Singlezone Non-Ducted, Ceiling Placement | 210476737 |  | HRCU-A-CB-O | ACSH1823VM2-D | Mini-Splits | AICH1800VM1-D | 12.5 | 20.5 | 11 | 12.5 | 20.5 | 10.5 | FALSE | FALSE | TRUE | 16000 | 12000 | 2.51 | 13600 | 2.24
204631572 | 09/16/2024 | Live | Lennox Industries | LENNOX | Multizone All Non-Ducted | 204631572 |  | HMSV-A-CB | VPB048H4M-3P | Non-Ducted Indoor Units |  | 11 | 19 | 11 | 10.8 | 18.8 | 9.3 | FALSE | FALSE | FALSE | 48000 | 34000 | 2.09 | 43000 | 2.49
203343586 | 09/16/2024 | Live | Lennox Industries | LENNOX | Multizone All Non-Ducted | 203343586 |  | HMSV-A-CB | MPB018S4M-2P | Non-Ducted Indoor Units |  | 12.5 | 22.5 | 10.3 | 12 | 22.4 | 9.1 | FALSE | FALSE | FALSE | 18000 | 11800 | 2.74 | 16234 | 2.21
209748101 | 09/16/2024 | Live | Midea Electric Trading | AC PRO.COM | Singlezone Non-Ducted, Ceiling Placement | 209748101 |  | HRCU-A-CB-O | AOX430-18HFN1-MT8W | Mini-Splits | ACCA3U-18HRFN1-M(C) | 12.5 | 20.5 | 11 | 12.5 | 20.5 | 10.5 | FALSE | FALSE | TRUE | 16000 | 12000 | 2.51 | 13600 | 2.24
209549001 | 09/16/2024 | Live | Midea Electric Trading | THERMOCORE SYSTEMS | Singlezone Non-Ducted, Wall Placement | 209549001 |  | HRCU-A-CB-O | T6E18S-H236-C | Mini-Splits | T6E18S-H236-E | 8.5 | 17.5 | 12 | 8.5 | 17.5 | 8.7 | FALSE | FALSE | FALSE | 36000 | 24000 | 2 | 24160 | 1.98
209447985 | 09/16/2024 | Live | Mitsubishi Electric Trane | MITSUBISHI ELECTRIC | Singlezone Ducted, Centrally Ducted | 209447985 |  | HRCU-A-C | PUZ-A36NKA7*** | Mini-Splits | PAA-A36CA1 | 10 | 16.5 | 9.5 | 11 | 17.5 | 9.2 | TRUE | FALSE | TRUE | 36000 | 29400 | 2.71 | 29000 | 2.67
209447984 | 09/16/2024 | Live | Mitsubishi Electric Trane | MITSUBISHI ELECTRIC | Singlezone Ducted, Centrally Ducted | 209447984 |  | HRCU-A-C | PUZ-A36NKA7*** | Mini-Splits | PAA-A36BA1 | 10 | 16.5 | 9.5 | 11 | 17.5 | 9.2 | TRUE | FALSE | TRUE | 36000 | 29400 | 2.71 | 29000 | 2.67
209447980 | 09/16/2024 | Live | Mitsubishi Electric Trane | MITSUBISHI ELECTRIC | Singlezone Ducted, Centrally Ducted | 209447980 |  | HRCU-A-C | PUZ-A24NHA7*** | Mini-Splits | PAA-A24AA1 | 12.5 | 16.5 | 9.5 | 12 | 17.1 | 8.9 | TRUE | FALSE | FALSE | 24000 | 15600 | 2.47 | 15400 | 2.44
209447978 | 09/16/2024 | Live | Mitsubishi Electric Trane | MITSUBISHI ELECTRIC | Singlezone Ducted, Centrally Ducted | 209447978 |  | HRCU-A-C | PUZ-A24NHA7*** | Mini-Splits | PAA-A18AA1 | 12.5 | 16.5 | 9.5 | 12.5 | 18.9 | 9 | TRUE | FALSE | TRUE | 18000 | 13800 | 2.25 | 13800 | 2.25
209157089 | 09/16/2024 | Live | Midea Electric Trading | APOODR | Singlezone Non-Ducted, Wall Placement | 209157089 |  | HRCU-A-CB-O | AGN24-09H1B | Mini-Splits | AGN24-09H1A | 13.8 | 23 | 11 | 13.8 | 23 | 9.8 | TRUE | FALSE | TRUE | 9000 | 5900 | 2.93 | 9018 | 2.4
208568339 | 09/16/2024 | Live | Midea Electric Trading | MIDEA | Singlezone Non-Ducted, Wall Placement | 208568339 |  | HRCU-A-CB-O | MOX230-09HFN1-BW0W-9K | Mini-Splits | MSAG11B-09HRFN1-BU5W-9K | 13.8 | 23 | 11 | 13.8 | 23 | 9.8 | TRUE | FALSE | TRUE | 9000 | 5900 | 2.93 | 9018 | 2.4
208552808 | 09/16/2024 | Live | Midea Electric Trading | MRCOOL | Singlezone Non-Ducted, Wall Placement | 208552808 |  | HRCU-A-CB-O | A-36-HP-C-230C | Mini-Splits | A-36-HP-WMAH-230C | 8.5 | 17.5 | 12 | 8.5 | 17.5 | 8.7 | FALSE | FALSE | FALSE | 36000 | 24000 | 2 | 24160 | 1.98
208447934 | 09/16/2024 | Live | Midea Electric Trading | SLIMAIR | Singlezone Non-Ducted, Wall Placement | 208447934 |  | HRCU-A-CB-O | SHC09VE1AG | Mini-Splits | SHM09VE1AG | 13.8 | 23 | 11 | 13.8 | 23 | 9.8 | TRUE | FALSE | TRUE | 9000 | 5900 | 2.93 | 9018 | 2.4
208280172 | 09/16/2024 | Live | Midea Electric Trading | TRUST AIR CONDITIONERS | Singlezone Non-Ducted, Wall Placement | 208280172 |  | HRCU-A-CB-O | OAH48H/O4S41P | Mini-Splits | IUMFC48H/I41P | 8.2 | 17 | 10.8 | 8.2 | 17 | 9.8 | FALSE | FALSE | FALSE | 48000 | 35000 | 2.34 | 52000 | 2.1
208280093 | 09/16/2024 | Live | Midea Electric Trading | TRUST AIR CONDITIONERS | Singlezone Non-Ducted, Wall Placement | 208280093 |  | HRCU-A-CB-O | OAH36H/O4S41P | Mini-Splits | IUMC436H/I41P | 9.5 | 19 | 10.3 | 9.5 | 19.4 | 10.5 | FALSE | FALSE | TRUE | 36000 | 33000 | 2.4 | 40500 | 1.93
208130841 | 09/16/2024 | Live | Midea Electric Trading | LBG PRODUCTS | Singlezone Ducted, Compact Ducted | 208130841 |  | HRCU-A-CB | LUUHB36DO | Mini-Splits | LUHB36DFI | 9 | 17.5 | 11.5 | 9 | 16.5 | 11 | FALSE | TRUE | FALSE | 36000 | 34000 | 2.49 | 43000 | 2.23
208130835 | 09/16/2024 | Live | Midea Electric Trading | LBG PRODUCTS | Singlezone Non-Ducted, Wall Placement | 208130835 |  | HRCU-A-CB-O | LUUHB36DO | Mini-Splits | LUHB36DSI | 9.5 | 19 | 10.3 | 9.5 | 19.4 | 10.5 | FALSE | TRUE | TRUE | 36000 | 33000 | 2.4 | 40500 | 1.93
208128274 | 09/16/2024 | Live | Midea Electric Trading | SEA BREEZE+ | Singlezone Non-Ducted, Wall Placement | 208128274 |  | HRCU-A-CB-O | CSZ36H424ZMO | Mini-Splits | CA36H424ZMI | 9.5 | 19 | 10.3 | 9.5 | 19.4 | 10.5 | FALSE | TRUE | TRUE | 36000 | 33000 | 2.4 | 40500 | 1.93
208119670 | 09/16/2024 | Live | Midea Electric Trading | AIRLUX | Singlezone Non-Ducted, Wall Placement | 208119670 |  | HRCU-A-CB-O | ASZ09O115/2022 | Mini-Splits | ASZ09I115/2022 | 14 | 24 | 11.2 | 14 | 24 | 9.6 | FALSE | FALSE | TRUE | 9000 | 6000 | 2.79 | 8448 | 2.27
207862068 | 09/16/2024 | Live | Midea Electric Trading | BREEZE33 | Singlezone Non-Ducted, Wall Placement | 207862068 |  | HRCU-A-CB-O | BZ33-HP36OUT2-G2-C | Mini-Splits | BZ33-HP36WALL2-G2-C | 8.5 | 17.5 | 12 | 8.5 | 17.5 | 8.7 | FALSE | FALSE | FALSE | 36000 | 24000 | 2 | 24160 | 1.98
207760015 | 09/16/2024 | Live | Bosch | BOSCH | Singlezone Non-Ducted, Ceiling Placement | 207760015 |  | HRCU-A-CB-O | BMS500-AAS018-1CSXRC | Mini-Splits | BMS500-AAU018-1AHCXB | 12.5 | 20.5 | 11 | 12.5 | 20.5 | 10.5 | TRUE | FALSE | TRUE | 16000 | 12000 | 2.51 | 14200 | 2.17
207742346 | 09/16/2024 | Live | Midea Electric Trading | C&H | Singlezone Non-Ducted, Wall Placement | 207742346 |  | HRCU-A-CB-O | CH-NHPR36LCU-230VO | Mini-Splits | CH-N36LCCT-230VI | 9.5 | 19 | 10.3 | 9.5 | 19.4 | 10.5 | FALSE | TRUE | TRUE | 36000 | 33000 | 2.4 | 40500 | 1.93
207699077 | 09/16/2024 | Live | Midea Electric Trading | KANIONCO | Singlezone Non-Ducted, Wall Placement | 207699077 |  | HRCU-A-CB-O | KWSM-09IR410AHS24MVL | Mini-Splits | KWSM-09IR410AHS24MVL | 14 | 24 | 11.2 | 14 | 24 | 9.6 | TRUE | FALSE | TRUE | 9000 | 6000 | 2.79 | 8448 | 2.27
213479384 | 05/06/2025 | Live | Midea Electric Trading | TEMP SHIFT | Singlezone Non-Ducted, Wall Placement | 213479384 |  | HRCU-A-CB-O | TSMOE30U48HFN1M[X](GA) | Mini-Splits | TSMCD148HRFN1M(GA) | 8.3 | 16.5 | 10.7 | 8.3 | 16.8 | 10.7 | FALSE | FALSE | FALSE | 48000 | 35000 | 2.59 | 46000 | 2.32
207683277 | 09/16/2024 | Live | Midea Electric Trading | MIDEA | Singlezone Non-Ducted, Wall Placement | 207683277 |  | HRCU-A-CB-O | MOD31-36HFN1-MP0W | Mini-Splits | MSABF-36HRFNX-MQ0W | 8.5 | 17.5 | 12 | 8.5 | 17.5 | 8.7 | FALSE | FALSE | FALSE | 36000 | 24000 | 2 | 24160 | 1.98
207671413 | 05/06/2025 | Live | Midea Electric Trading | YONAN | Singlezone Non-Ducted, Wall Placement | 207671413 |  | HRCU-A-CB-O | YSA19-36HRN1 | Mini-Splits | YSA19-36HRN1 | 8.5 | 17.5 | 12 | 8.5 | 17.5 | 8.7 | FALSE | FALSE | FALSE | 36000 | 24000 | 2 | 24160 | 1.98
207658942 | 11/10/2025 | Live | Midea Electric Trading | COMFORTSTAR | Singlezone Ducted, Compact Ducted | 207658942 |  | HRCU-A-CB | CHF48CD(O) | Mini-Splits | CPA-48C | 8.7 | 16 | 11.1 | 8.2 | 14.3 | 10.3 | FALSE | FALSE | FALSE | 48000 | 39500 | 2.39 | 51000 | 2.33
207657626 | 05/06/2025 | Live | Midea Electric Trading | SENVILLE | Singlezone Non-Ducted, Wall Placement | 207657626 |  | HRCU-A-CB-O | SENL/36CD/OY | Mini-Splits | SENL/36CD/IY | 8.5 | 17.5 | 12 | 8.5 | 17.5 | 8.7 | FALSE | FALSE | FALSE | 36000 | 24000 | 2 | 24160 | 1.98
207506897 | 09/16/2024 | Live | Midea Electric Trading | OLIMPIA SPLENDID | Singlezone Non-Ducted, Wall Placement | 207506897 |  | HRCU-A-CB-O | OS-CENIH36EI | Mini-Splits | OS-SENIH36EI | 8.5 | 17.5 | 12 | 8.5 | 17.5 | 8.7 | FALSE | FALSE | FALSE | 36000 | 24000 | 2 | 24160 | 1.98
207338213 | 09/16/2024 | Live | Midea Electric Trading | MDV | Singlezone Non-Ducted, Wall Placement | 207338213 |  | HRCU-A-CB-O | MOE30U-36HFN1-M(GA) | Mini-Splits | MCD1-36HRFN1-M(GA) | 9.5 | 19 | 10.3 | 9.5 | 19.4 | 10.5 | FALSE | TRUE | TRUE | 36000 | 33000 | 2.4 | 40500 | 1.93
205967237 | 09/16/2024 | Live | LG | LG | Multizone All Non-Ducted | 205967237 |  | HMSR-A-CB-O | ARUM036GSS5 | Non-Ducted Indoor Units |  | 15.5 | 23 | 12 | 15.5 | 23 | 10.6 | TRUE | TRUE | TRUE | 36000 | 33400 | 2.3 | 42000 | 2.78
205782161 | 09/16/2024 | Live | Lennox Industries | LENNOX | Singlezone Ducted, Compact Ducted | 205782161 |  | HRCU-A-CB | MLB048S4S-1P | Mini-Splits | MMDB048S4-2P | 8.7 | 16 | 11.1 | 8.2 | 14.3 | 10.3 | FALSE | TRUE | FALSE | 48000 | 39500 | 3.28 | 54440 | 2.37
202443312 | 05/06/2025 | Live | Nordyne | AIRTEMP | Singlezone Non-Ducted, Wall Placement | 202443312 |  | HRCU-A-CB-O | GXH24(7.0)LSK4DH | Mini-Splits | GHH24(7.0)LUK4DH | 12.5 | 20 | 10 | 12.5 | 20 | 8.5 | FALSE | FALSE | FALSE | 22000 | 14300 | 2.65 | 23450 | 1.9
201754547 | 05/06/2025 | Live | Mitsubishi Electric Trane | MITSUBISHI ELECTRIC | Singlezone Ducted, Centrally Ducted | 201754547 |  | HRCU-A-CB | PUZ-A36NKA7*** | Mini-Splits | PVA-A36AA* | 9.8 | 19.3 | 9.5 | 11 | 19.8 | 8.7 | TRUE | FALSE | FALSE | 36000 | 24000 | 2.35 | 27800 | 2.66
201754475 | 05/06/2025 | Live | Mitsubishi Electric Trane | MITSUBISHI ELECTRIC | Singlezone Ducted, Compact Ducted | 201754475 |  | HRCU-A-CB | PUZ-A36NKA7*** | Mini-Splits | PEAD-A36AA* | 12 | 19.1 | 9.9 | 12.1 | 18.7 | 8.6 | TRUE | FALSE | FALSE | 36400 | 20400 | 2.54 | 24200 | 2.96
201754470 | 05/06/2025 | Live | Mitsubishi Electric Trane | MITSUBISHI ELECTRIC | Singlezone Non-Ducted, Ceiling Placement | 201754470 |  | HRCU-A-CB-O | PUZ-A30NHA7*** | Mini-Splits | PLA-A30EA* | 11.8 | 22.8 | 11.6 | 11.8 | 23.4 | 9.5 | TRUE | FALSE | FALSE | 30000 | 18100 | 2.82 | 20800 | 3.06
201754468 | 09/16/2024 | Live | Mitsubishi Electric Trane | MITSUBISHI ELECTRIC | Singlezone Ducted, Compact Ducted | 201754468 |  | HRCU-A-CB | PUZ-A30NHA7*** | Mini-Splits | PEAD-A30AA* | 10 | 19.1 | 10.8 | 10 | 18.5 | 9.1 | FALSE | FALSE | FALSE | 30400 | 18800 | 2.78 | 21200 | 2.96
201754463 | 05/06/2025 | Live | Mitsubishi Electric Trane | MITSUBISHI ELECTRIC | Singlezone Ducted, Centrally Ducted | 201754463 |  | HRCU-A-CB | PUZ-A24NHA7*** | Mini-Splits | PVA-A24AA* | 12.2 | 20.5 | 9.3 | 12.1 | 20.5 | 8.3 | TRUE | FALSE | FALSE | 24000 | 15000 | 2.5 | 17500 | 2.8
201754461 | 05/06/2025 | Live | Mitsubishi Electric Trane | MITSUBISHI ELECTRIC | Singlezone Ducted, Compact Ducted | 201754461 |  | HRCU-A-CB | PUZ-A24NHA7*** | Mini-Splits | PEAD-A24AA* | 11.7 | 19.6 | 10.8 | 12 | 19.2 | 9.1 | TRUE | FALSE | FALSE | 24400 | 15400 | 2.77 | 17200 | 2.97
201754460 | 05/06/2025 | Live | Mitsubishi Electric Trane | MITSUBISHI ELECTRIC | Singlezone Non-Ducted, Ceiling Placement | 201754460 |  | HRCU-A-CB-O | PUZ-A24NHA7*** | Mini-Splits | PCA-A24KA* | 12.2 | 21.2 | 10.8 | 12.2 | 21 | 9.2 | TRUE | FALSE | FALSE | 24000 | 15400 | 2.65 | 17900 | 2.96
201754318 | 05/06/2025 | Live | Mitsubishi Electric Trane | MITSUBISHI ELECTRIC | Singlezone Non-Ducted, Ceiling Placement | 201754318 |  | HRCU-A-CB-O | PUZ-A24NHA7*** | Mini-Splits | PLA-A24EA* | 14.3 | 24.2 | 11.2 | 14.3 | 24.7 | 9.3 | TRUE | FALSE | FALSE | 24000 | 14900 | 2.73 | 16600 | 2.56
214421467 | 05/06/2025 | Live | Midea Electric Trading | WELLS | Singlezone Non-Ducted, Wall Placement | 214421467 |  | HRCU-A-CB-O | WSB-36HFMO | Mini-Splits | WSB-36HFMI | 8.5 | 17.5 | 12 | 8.5 | 17.5 | 8.7 | FALSE | FALSE | FALSE | 36000 | 24000 | 2 | 24160 | 1.98
213769935 | 09/16/2024 | Live | Midea Electric Trading | AI AIR CONDITIONING | Singlezone Non-Ducted, Wall Placement | 213769935 |  | HRCU-A-CB-O | AO21-36N1-M1 | Mini-Splits | AW21-36N1-M1 | 8.5 | 17.5 | 12 | 8.5 | 17.5 | 8.7 | FALSE | FALSE | FALSE | 36000 | 24000 | 2 | 24160 | 1.98
213617766 | 09/16/2024 | Live | GENERALLUX | GENERALLUX STAR | Singlezone Non-Ducted, Wall Placement | 213617766 |  | HRCU-A-CB-O | GNS-12HCH22TO1 | Mini-Splits | GNS-12HCH22TI1 | 13 | 22 | 10.5 | 13 | 21 | 9.5 | FALSE | FALSE | TRUE | 12000 | 7500 | 2.71 | 10990 | 2.12
213479383 | 09/16/2024 | Live | Midea Electric Trading | TEMP SHIFT | Singlezone Non-Ducted, Wall Placement | 213479383 |  | HRCU-A-CB-O | TSMOE30U36HFN1M(GA) | Mini-Splits | TSMCD136HRFN1M(GA) | 9.5 | 19 | 10.3 | 9.5 | 19.4 | 10.5 | FALSE | FALSE | TRUE | 36000 | 33000 | 2.4 | 40500 | 1.93
212365414 | 09/16/2024 | Live | Midea Electric Trading | CUSTOM COMFORT | Singlezone Non-Ducted, Wall Placement | 212365414 |  | HRCU-A-CB-O | CCOXHASZ48CHP | Mini-Splits | CCOXHA4C48 | 8.3 | 16.5 | 10.7 | 8.3 | 16.8 | 10.7 | FALSE | TRUE | FALSE | 48000 | 35000 | 2.59 | 46000 | 2.32
212365413 | 09/16/2024 | Live | Midea Electric Trading | CUSTOM COMFORT | Singlezone Non-Ducted, Wall Placement | 212365413 |  | HRCU-A-CB-O | CCOXHASZ36CHP | Mini-Splits | CCOXHA4C36 | 9.5 | 19 | 10.3 | 9.5 | 19.4 | 10.5 | FALSE | TRUE | TRUE | 36000 | 33000 | 2.4 | 40500 | 1.93
212316192 | 09/16/2024 | Live | Midea Electric Trading | STEALTH | Singlezone Ducted, Compact Ducted | 212316192 |  | HRCU-A-CB | ACIQ-48ZPL-HP230B | Mini-Splits | ACIQ-48CD-HH-MB | 8.7 | 16 | 11.1 | 8.2 | 14.3 | 10.3 | TRUE | FALSE | FALSE | 48000 | 39500 | 2.39 | 51000 | 2.33
212316189 | 09/16/2024 | Live | Midea Electric Trading | STEALTH | Singlezone Non-Ducted, Wall Placement | 212316189 |  | HRCU-A-CB-O | ACIQ-36ZPL-HP230B | Mini-Splits | ACIQ-36CC-HH-MB | 9.5 | 19 | 10.3 | 9.5 | 19.4 | 10.5 | FALSE | TRUE | TRUE | 36000 | 33000 | 2.4 | 40500 | 1.93
212316070 | 09/16/2024 | Live | Midea Electric Trading | POLARWAVE | Singlezone Non-Ducted, Wall Placement | 212316070 |  | HRCU-A-CB-O | ACIQ-36Z-HP230B | Mini-Splits | ACIQ-36W-HP230B | 8.5 | 17.5 | 12 | 8.5 | 17.5 | 8.7 | FALSE | FALSE | FALSE | 36000 | 24000 | 2 | 24160 | 1.98
211793575 | 09/16/2024 | Live | Midea Electric Trading | KADEN | Singlezone Non-Ducted, Ceiling Placement | 211793575 |  | HRCU-A-CB-O | KO-PSX18HP-2AAMA | Mini-Splits | KI-PSX18CT-2AAMA | 12.5 | 20.5 | 11 | 12.5 | 20.5 | 10.5 | FALSE | FALSE | TRUE | 16000 | 12000 | 2.51 | 13600 | 2.24
211497115 | 09/16/2024 | Live | Mitsubishi Electric Trane | TRANE / MITSUBISHI ELECTRIC | Singlezone Ducted, Centrally Ducted | 211497115 | 204795701 | HRCU-A-CB | TRUZA0361KA70** | Mini-Splits | TPVA0A0361AA*** | 9.8 | 19.3 | 9.5 | 11 | 19.8 | 8.7 | TRUE | FALSE | FALSE | 36000 | 24000 | 2.31 | 27800 | 2.66
211497109 | 09/16/2024 | Live | Mitsubishi Electric Trane | TRANE / MITSUBISHI ELECTRIC | Singlezone Non-Ducted, Ceiling Placement | 211497109 | 204795669 | HRCU-A-CB-O | TRUZA0421KA70** | Mini-Splits | TPCA0A0421KA*** | 10.2 | 17.6 | 10.2 | 10 | 17.7 | 9.4 | FALSE | FALSE | FALSE | 42000 | 28200 | 2.6 | 35000 | 3.23
211497106 | 11/10/2025 | Live | Mitsubishi Electric Trane | TRANE / MITSUBISHI ELECTRIC | Singlezone Non-Ducted, Ceiling Placement | 211497106 | 204795667 | HRCU-A-CB-O | TRUZA0361KA70** | Mini-Splits | TPCA0A0361KA*** | 11 | 19.1 | 10.2 | 11 | 19.5 | 8.9 | TRUE | FALSE | FALSE | 36000 | 21200 | 2.5 | 24400 | 2.87
211497105 | 09/16/2024 | Live | Mitsubishi Electric Trane | TRANE / MITSUBISHI ELECTRIC | Singlezone Non-Ducted, Ceiling Placement | 211497105 | 204795691 | HRCU-A-CB-O | TRUZA0301HA70** | Mini-Splits | TPLA0A0301EA*** | 11.8 | 22.8 | 11.6 | 11.8 | 23.4 | 9.5 | TRUE | FALSE | FALSE | 30000 | 18100 | 2.82 | 20800 | 3.06
211497100 | 09/16/2024 | Live | Mitsubishi Electric Trane | TRANE / MITSUBISHI ELECTRIC | Singlezone Non-Ducted, Ceiling Placement | 211497100 | 204795663 | HRCU-A-CB-O | TRUZA0241HA70** | Mini-Splits | TPCA0A0241KA*** | 12.2 | 21.2 | 10.8 | 12.2 | 21 | 9.2 | TRUE | FALSE | FALSE | 24000 | 15400 | 2.65 | 17900 | 2.96
211644066 | 09/16/2024 | Live | Midea Electric Trading | ECO-AIR | Singlezone Ducted, Compact Ducted | 211644066 |  | HRCU-A-CB | MOE30U-36HFN1-M(GA) | Mini-Splits | MTI-36HWFN1-M | 9 | 17.5 | 11.5 | 9 | 16.5 | 11 | FALSE | TRUE | FALSE | 36000 | 34000 | 2.49 | 43000 | 2.23
211504111 | 09/16/2024 | Live | Midea Electric Trading | STAR AIR KONTROL | Singlezone Non-Ducted, Wall Placement | 211504111 |  | HRCU-A-CB-O | SAK-36MS/220V | Mini-Splits | SAK-36MS/220V | 8.5 | 17.5 | 12 | 8.5 | 17.5 | 8.7 | FALSE | FALSE | FALSE | 36000 | 24000 | 2 | 24160 | 1.98
211497043 | 09/16/2024 | Live | Mitsubishi Electric Trane | TRANE / MITSUBISHI ELECTRIC | Singlezone Ducted, Compact Ducted | 211497043 |  | HRCU-A-CB | TRUZH0421KA10** | Mini-Splits | TPEADA0421AA*** | 10.7 | 15 | 9.8 | 10.4 | 15.5 | 8.9 | FALSE | TRUE | TRUE | 42000 | 39500 | 2.27 | 48000 | 2.1
211306391 | 09/16/2024 | Live | Midea Electric Trading | MITSUTOMO | Singlezone Non-Ducted, Wall Placement | 211306391 |  | HRCU-A-CB-O | RO-SZ36-AB-Q | Mini-Splits | RW-SZ36-AB-Q | 8.5 | 17.5 | 12 | 8.5 | 17.5 | 8.7 | FALSE | FALSE | FALSE | 36000 | 24000 | 2 | 24160 | 1.98
211034460 | 09/16/2024 | Live | Lennox Industries | LENNOX | Singlezone Non-Ducted, Ceiling Placement | 211034460 |  | HRCU-A-CB-O | MLB048S4S-2P | Mini-Splits | M33C048S4-*P | 8.3 | 16.5 | 10.7 | 8.3 | 16.8 | 10.7 | FALSE | TRUE | FALSE | 48000 | 35000 | 2.6 | 53094 | 2.23
211016455 | 09/16/2024 | Live | Mitsubishi Electric Trane | MITSUBISHI ELECTRIC | Multizone All Non-Ducted | 211016455 |  | HMSR-A-CB-O | MXZ-SM48NAM2 | Non-Ducted Indoor Units |  | 13.1 | 23 | 12 | 13.1 | 23 | 10.4 | FALSE | FALSE | TRUE | 48000 | 31400 | 2.7 | 43000 | 2.5
210857340 | 09/16/2024 | Live | Midea Electric Trading | DIYCOOL | Singlezone Non-Ducted, Wall Placement | 210857340 |  | HRCU-A-CB-O | ACIQ-48ZPL-HP230B | Mini-Splits | ACIQ-48CC-HH-MB | 8.3 | 16.5 | 10.7 | 8.3 | 16.8 | 10.7 | FALSE | TRUE | FALSE | 48000 | 35000 | 2.59 | 46000 | 2.32
211150925 | 09/16/2024 | Live | Mitsubishi Electric Trane | TRANE / MITSUBISHI ELECTRIC | Singlezone Ducted, Centrally Ducted | 211150925 |  | HRCU-A-C | TRUZA0421KA70** | Mini-Splits | PAA-A42BA* | 9.5 | 15.5 | 9.5 | 9.5 | 14.4 | 9.3 | FALSE | FALSE | FALSE | 42000 | 32800 | 2.39 | 32400 | 2.36
211150923 | 09/16/2024 | Live | Mitsubishi Electric Trane | TRANE / MITSUBISHI ELECTRIC | Singlezone Ducted, Centrally Ducted | 211150923 |  | HRCU-A-C | TRUZA0361KA70** | Mini-Splits | PAA-A36BA* | 10 | 16.5 | 9.5 | 11 | 17.5 | 9.2 | TRUE | FALSE | TRUE | 36000 | 29400 | 2.71 | 29000 | 2.67
211034587 | 09/16/2024 | Live | Lennox Industries | DUCANE | Singlezone Non-Ducted, Ceiling Placement | 211034587 |  | HRCU-A-CB-O | 4DHP2S18S-1P | Mini-Splits | D22C118S4-*P | 12.5 | 20.5 | 11 | 12.5 | 20.5 | 10.4 | TRUE | FALSE | TRUE | 16000 | 12000 | 2.51 | 14200 | 2.17
211034545 | 09/16/2024 | Live | Lennox Industries | CONCORD | Singlezone Non-Ducted, Wall Placement | 211034545 |  | HRCU-A-CB-O | 4DHP2S12S-1L | Mini-Splits | DWM212S4-*L | 13 | 23 | 11.6 | 12.8 | 23.5 | 10 | TRUE | FALSE | TRUE | 12000 | 8400 | 3.04 | 9250 | 2.56
211034449 | 09/16/2024 | Live | Lennox Industries | LENNOX | Singlezone Ducted, Compact Ducted | 211034449 |  | HRCU-A-CB | MLB048S4S-2P | Mini-Splits | MMDB048S4-*P | 8.7 | 16 | 11.1 | 8.1 | 14.3 | 10.2 | TRUE | FALSE | FALSE | 48000 | 39500 | 3.28 | 54445 | 2.37
211034415 | 09/16/2024 | Live | Lennox Industries | LENNOX | Singlezone Non-Ducted, Wall Placement | 211034415 |  | HRCU-A-CB-O | MPC012S4S-1L | Mini-Splits | MWMC012S4-*L | 13 | 23 | 11.6 | 12.8 | 23.5 | 10 | TRUE | FALSE | TRUE | 12000 | 8400 | 3.04 | 9250 | 2.56
210857319 | 09/16/2024 | Live | Midea Electric Trading | ACIQ | Singlezone Non-Ducted, Wall Placement | 210857319 |  | HRCU-A-CB-O | ACIQ-36ZPL-HP230B | Mini-Splits | ACIQ-36CC-HH-MB | 9.5 | 19 | 10.3 | 9.5 | 19.4 | 10.5 | FALSE | TRUE | TRUE | 36000 | 33000 | 2.4 | 40500 | 1.93
210857302 | 09/16/2024 | Live | Midea Electric Trading | 1HVAC | Singlezone Ducted, Compact Ducted | 210857302 |  | HRCU-A-CB | ACIQ-48ZPL-HP230B | Mini-Splits | ACIQ-48CD-HH-MB | 8.7 | 16 | 11.1 | 8.2 | 14.3 | 10.3 | TRUE | FALSE | FALSE | 48000 | 39500 | 2.39 | 51000 | 2.33
210857301 | 09/16/2024 | Live | Midea Electric Trading | 1HVAC | Singlezone Ducted, Compact Ducted | 210857301 |  | HRCU-A-CB | ACIQ-36ZPL-HP230B | Mini-Splits | ACIQ-36CD-HH-MB | 9 | 17.5 | 11.5 | 9 | 16.5 | 11 | FALSE | TRUE | FALSE | 36000 | 34000 | 2.49 | 43000 | 2.23
208128275 | 09/16/2024 | Live | Midea Electric Trading | SEA BREEZE+ | Singlezone Non-Ducted, Wall Placement | 208128275 |  | HRCU-A-CB-O | CSZ48H424ZMO | Mini-Splits | CA48H424ZMI | 8.3 | 16.5 | 10.7 | 8.3 | 16.8 | 10.7 | FALSE | TRUE | FALSE | 48000 | 35000 | 2.59 | 46000 | 2.32
210799615 | 09/16/2024 | Live | Midea Electric Trading | COOPER&HUNTER | Singlezone Non-Ducted, Wall Placement | 210799615 |  | HRCU-A-CB-O | CH-NHPR48LCU-230VO | Mini-Splits | CH-48LCFC/I | 8.2 | 17 | 10.8 | 8.2 | 17 | 9.8 | FALSE | TRUE | FALSE | 48000 | 35000 | 2.34 | 52000 | 2.1
210799577 | 09/16/2024 | Live | Midea Electric Trading | COOPER&HUNTER | Singlezone Non-Ducted, Wall Placement | 210799577 |  | HRCU-A-CB-O | CH-EL36-230VO | Mini-Splits | CH-36ELSPHWM-230VI | 8.5 | 17.5 | 12 | 8.5 | 17.5 | 8.7 | FALSE | FALSE | FALSE | 36000 | 24000 | 2 | 24160 | 1.98
207702840 | 09/16/2024 | Live | Mitsubishi Electric Trane | TRANE / MITSUBISHI ELECTRIC | Singlezone Ducted, Centrally Ducted | 207702840 | 204795679 | HRCU-A-CB | TRUZA0421KA70** | Mini-Splits | TPEADA0421AA*** | 10.7 | 16.1 | 10 | 10.7 | 18.4 | 9 | FALSE | FALSE | TRUE | 42000 | 26600 | 2.6 | 33700 | 3.21
207702834 | 09/16/2024 | Live | Mitsubishi Electric Trane | TRANE / MITSUBISHI ELECTRIC | Singlezone Ducted, Compact Ducted | 207702834 | 204795675 | HRCU-A-CB | TRUZA0301HA70** | Mini-Splits | TPEADA0301AA*** | 10 | 19.1 | 10.8 | 10 | 18.5 | 9.1 | FALSE | FALSE | FALSE | 30400 | 18800 | 2.71 | 21200 | 2.96
210737940 | 09/16/2024 | Live | Lennox Industries | ARMSTRONG AIR | Singlezone Ducted, Centrally Ducted | 210737940 |  | HRCU-A-CB | 4SHP18LX136P | Ducted Indoor Units | BCE5E36M*4X |  |  |  | 11 | 17.1 | 8.5 | FALSE | FALSE | TRUE | 33600 | 22600 | 2.11 | 22600 | 2.11
207506890 | 09/16/2024 | Live | Fujitsu General America, Inc. | WESTINGHOUSE | Singlezone Ducted, Centrally Ducted | 207506890 |  | HRCU-A-CB | WHM36SZA21S | Mini-Splits | WHM36DMA21S | 9.55 | 18 | 11 | 9.55 | 18 | 9 | FALSE | FALSE | FALSE | 36000 | 24000 | 2.5 | 34520 | 2.38
207237543 | 09/16/2024 | Live | Fujitsu General America, Inc. | WESTINGHOUSE | Singlezone Ducted, Compact Ducted | 207237543 |  | HRCU-A-CB | WHU24SZA21S | Mini-Splits | WHU24DHA21S | 10.5 | 18 | 11 | 10.45 | 18 | 9.5 | FALSE | FALSE | FALSE | 24000 | 19300 | 2.4 | 22325 | 2.18
210404027 | 09/16/2024 | Live | GE Appliances, a Haier Company | HAIER | Multizone All Non-Ducted | 210404027 |  | HMSR-A-CB-O | 5U42MS2HD** | Non-Ducted Indoor Units |  | 7.8 | 16 | 10 | 7.8 | 18 | 8.8 | FALSE | FALSE | FALSE | 41000 | 24000 | 2.4 | 35000 | 1.94
209862159 | 09/16/2024 | Live | Midea Electric Trading | KLIMAIRE | Singlezone Non-Ducted, Ceiling Placement | 209862159 |  | HRCU-A-CB-O | KSIE018-H220-O-2 | Mini-Splits | KTIR18-H2 | 12.5 | 20.5 | 11 | 12.5 | 20.5 | 10.5 | FALSE | FALSE | TRUE | 16000 | 12000 | 2.51 | 13600 | 2.24
209862146 | 09/16/2024 | Live | Midea Electric Trading | KLIMAIRE | Singlezone Non-Ducted, Wall Placement | 209862146 |  | HRCU-A-CB-O | KSIR036-H215-O-2 | Mini-Splits | KSIR036-H215-IW-2 | 8.5 | 17.5 | 12 | 8.5 | 17.5 | 8.7 | FALSE | FALSE | FALSE | 36000 | 24000 | 2 | 24160 | 1.98
209843079 | 09/16/2024 | Live | Midea Electric Trading | CTMORLEY | Singlezone Ducted, Compact Ducted | 209843079 |  | HRCU-A-CB | MOU-A48LH-2 | Mini-Splits | MIU-A48LD-2 | 8.7 | 16 | 11.1 | 8.2 | 14.3 | 10.3 | FALSE | FALSE | FALSE | 48000 | 39500 | 2.39 | 51000 | 2.33
209843013 | 09/16/2024 | Live | Midea Electric Trading | TGM | Singlezone Non-Ducted, Ceiling Placement | 209843013 |  | HRCU-A-CB-O | MRSVHT18AS | Mini-Splits | MC4VHT18S | 12.5 | 20.5 | 11 | 12.5 | 20.5 | 10.5 | TRUE | FALSE | TRUE | 16000 | 12000 | 2.51 | 13600 | 2.24
209549013 | 09/16/2024 | Live | Midea Electric Trading | THERMOCORE SYSTEMS | Singlezone Non-Ducted, Ceiling Placement | 209549013 |  | HRCU-A-CB-O | T5HH22S-H218-C | Mini-Splits | T3-OS218-EC | 12.5 | 20.5 | 11 | 12.5 | 20.5 | 10.5 | FALSE | FALSE | TRUE | 16000 | 12000 | 2.51 | 13600 | 2.24
209447987 | 09/16/2024 | Live | Mitsubishi Electric Trane | MITSUBISHI ELECTRIC | Singlezone Ducted, Centrally Ducted | 209447987 |  | HRCU-A-C | PUZ-A42NKA7*** | Mini-Splits | PAA-A42CA1 | 9.5 | 15.5 | 9.5 | 9.5 | 14.4 | 9.3 | FALSE | FALSE | FALSE | 42000 | 32800 | 2.39 | 32400 | 2.36
209447979 | 09/16/2024 | Live | Mitsubishi Electric Trane | MITSUBISHI ELECTRIC | Singlezone Ducted, Centrally Ducted | 209447979 |  | HRCU-A-C | PUZ-A24NHA7*** | Mini-Splits | PAA-A18BA1 | 12.5 | 16.5 | 9.5 | 12.5 | 18.9 | 9 | TRUE | FALSE | TRUE | 18000 | 13800 | 2.25 | 13800 | 2.25
208959771 | 09/16/2024 | Live | Midea Electric Trading | MRCOOL | Multizone All Ducted | 208959771 |  | HMSV-A-CB | DIY-MULTI4-36HP230C | Ducted Indoor Units |  | 10.7 | 18 | 10.3 | 10.5 | 18 | 9 | FALSE | FALSE | TRUE | 36000 | 23000 | 2.43 | 29600 | 2.09
208816920 | 09/16/2024 | Live | Midea Electric Trading | TRUST AIR CONDITIONERS | Singlezone Non-Ducted, Ceiling Placement | 208816920 |  | HRCU-A-CB-O | OUS18H/O4S4P | Mini-Splits | IUMC418H/I41P | 12.5 | 20.5 | 11 | 12.5 | 20.5 | 10.5 | FALSE | FALSE | TRUE | 16000 | 12000 | 2.51 | 13600 | 2.24
208447933 | 09/16/2024 | Live | Midea Electric Trading | SLIMAIR | Singlezone Non-Ducted, Wall Placement | 208447933 |  | HRCU-A-CB-O | SHC36VB2AB | Mini-Splits | SHM36VB2AB | 8.5 | 17.5 | 12 | 8.5 | 17.5 | 8.7 | FALSE | FALSE | FALSE | 36000 | 24000 | 2 | 24160 | 1.98
208128272 | 09/16/2024 | Live | Midea Electric Trading | SEA BREEZE+ | Singlezone Non-Ducted, Ceiling Placement | 208128272 |  | HRCU-A-CB-O | SZ18H424ZMO | Mini-Splits | CA18H424ZMI | 12.5 | 20.5 | 11 | 12.5 | 20.5 | 10.5 | TRUE | FALSE | TRUE | 16000 | 12000 | 2.51 | 13600 | 2.24
207827153 | 09/16/2024 | Live | Midea Electric Trading | AC PRO.COM | Singlezone Non-Ducted, Ceiling Placement | 207827153 |  | HRCU-A-CB-O | AOX430-17HFN1-MT0W | Mini-Splits | ACCA3U-18HRFN1-M | 12.5 | 20.5 | 11 | 12.5 | 20.5 | 10.5 | FALSE | FALSE | TRUE | 16000 | 12000 | 2.51 | 13600 | 2.24
207787140 | 09/16/2024 | Live | Midea Electric Trading | DURASTAR | Singlezone Non-Ducted, Ceiling Placement | 207787140 |  | HRCU-A-CB-O | DRA1U18S1B | Mini-Splits | DRAC18F1A | 12.5 | 20.5 | 11 | 12.5 | 20.5 | 10.5 | TRUE | FALSE | TRUE | 16000 | 12000 | 2.51 | 13600 | 2.24
207765977 | 09/16/2024 | Live | Midea Electric Trading | C&H | Singlezone Non-Ducted, Wall Placement | 207765977 |  | HRCU-A-CB-O | CH-ES09-115VO | Mini-Splits | CH-09OLVWM-115VI | 13.8 | 23 | 11 | 13.8 | 23 | 9.8 | TRUE | FALSE | TRUE | 9000 | 5900 | 2.93 | 9018 | 2.4
207742526 | 05/06/2025 | Live | Midea Electric Trading | MOOVAIR | Singlezone Ducted, Compact Ducted | 207742526 |  | HRCU-A-CB | DMA48HOS28230E8 | Mini-Splits | DUA48HIDU230X5 | 8.7 | 16 | 11.1 | 8.2 | 14.3 | 10.3 | FALSE | FALSE | FALSE | 48000 | 39500 | 2.39 | 51000 | 2.33
207742512 | 09/16/2024 | Live | Midea Electric Trading | MOOVAIR | Singlezone Non-Ducted, Wall Placement | 207742512 |  | HRCU-A-CB-O | DMA36HOS28230E8 | Mini-Splits | DUA36HICU230X5 | 9.5 | 19 | 10.3 | 9.5 | 19.4 | 10.5 | FALSE | TRUE | TRUE | 36000 | 33000 | 2.4 | 40500 | 1.93
207742504 | 05/06/2025 | Live | Midea Electric Trading | MOOVAIR | Singlezone Non-Ducted, Ceiling Placement | 207742504 |  | HRCU-A-CB-O | DMA18HOS25230E8 | Mini-Splits | DUA18HICU230X5 | 12.5 | 20.5 | 11 | 12.5 | 20.5 | 10.5 | TRUE | FALSE | TRUE | 16000 | 12000 | 2.51 | 13600 | 2.24
207742435 | 11/10/2025 | Live | Midea Electric Trading | ELIOS | Singlezone Non-Ducted, Ceiling Placement | 207742435 |  | HRCU-A-CB-O | DEA18HOS25230E8 | Mini-Splits | DUA18HICU230X5 | 12.5 | 20.5 | 11 | 12.5 | 20.5 | 10.5 | TRUE | FALSE | TRUE | 16000 | 12000 | 2.51 | 13600 | 2.24
207742423 | 09/16/2024 | Live | Midea Electric Trading | ELIOS | Singlezone Non-Ducted, Wall Placement | 207742423 |  | HRCU-A-CB-O | DEA36HOS21230S1 | Mini-Splits | DEA36HIW21230S1 | 8.5 | 17.5 | 12 | 8.5 | 17.5 | 8.7 | FALSE | FALSE | FALSE | 36000 | 24000 | 2 | 24160 | 1.98
207742351 | 09/16/2024 | Live | Midea Electric Trading | C&H | Singlezone Non-Ducted, Wall Placement | 207742351 |  | HRCU-A-CB-O | CH-NHPR48LCU-230VO | Mini-Splits | CH-48LCFC/I | 8.2 | 17 | 10.8 | 8.2 | 17 | 9.8 | FALSE | TRUE | FALSE | 48000 | 35000 | 2.34 | 52000 | 2.1
207671402 | 05/06/2025 | Live | Midea Electric Trading | YONAN | Singlezone Non-Ducted, Wall Placement | 207671402 |  | HRCU-A-CB-O | YSA21-09HRN1B | Mini-Splits | YSA21-09HRN1B | 14 | 24 | 11.2 | 14 | 24 | 9.6 | FALSE | FALSE | TRUE | 9000 | 6000 | 2.79 | 8448 | 2.27
207658945 | 09/16/2024 | Live | Midea Electric Trading | COMFORTSTAR | Singlezone Non-Ducted, Ceiling Placement | 207658945 |  | HRCU-A-CB-O | CZP18CD(O) | Mini-Splits | TPA-18C | 12.5 | 20.5 | 11 | 12.5 | 20.5 | 10.5 | TRUE | FALSE | TRUE | 16000 | 12000 | 2.51 | 13600 | 2.24
207658941 | 05/06/2025 | Live | Midea Electric Trading | COMFORTSTAR | Singlezone Ducted, Compact Ducted | 207658941 |  | HRCU-A-CB | CHF36CD(O) | Mini-Splits | CPA-36C | 9 | 17.5 | 11.5 | 9 | 16.5 | 11 | FALSE | TRUE | FALSE | 36000 | 34000 | 2.49 | 43000 | 2.23
207338214 | 09/16/2024 | Live | Midea Electric Trading | MDV | Singlezone Ducted, Compact Ducted | 207338214 |  | HRCU-A-CB | MOE30U-36HFN1-M(GA) | Mini-Splits | MTI-36HWFN1-M | 9 | 17.5 | 11.5 | 9 | 16.5 | 11 | FALSE | TRUE | FALSE | 36000 | 34000 | 2.49 | 43000 | 2.23
207251119 | 05/06/2025 | Live | Midea Electric Trading | LBG PRODUCTS | Singlezone Non-Ducted, Wall Placement | 207251119 |  | HRCU-A-CB-O | LBH36DTO | Mini-Splits | LBH36DTI | 8.5 | 17.5 | 12 | 8.5 | 17.5 | 8.7 | FALSE | FALSE | FALSE | 36000 | 24000 | 2 | 24160 | 1.98
210857300 | 05/06/2025 | Live | Midea Electric Trading | 1HVAC | Singlezone Non-Ducted, Wall Placement | 210857300 |  | HRCU-A-CB-O | ACIQ-48ZPL-HP230B | Mini-Splits | ACIQ-48CC-HH-MB | 8.3 | 16.5 | 10.7 | 8.3 | 16.8 | 10.7 | FALSE | TRUE | FALSE | 48000 | 35000 | 2.59 | 46000 | 2.32
205967240 | 05/06/2025 | Live | LG | LG | Multizone Mix of Ducted and Non-Ducted | 205967240 |  | HMSR-A-CB | ARUM036GSS5 | Mixed Ducted and Non-Ducted Indoor Units |  | 14.25 | 20.65 | 11.7 | 14.5 | 20 | 10.35 | TRUE | TRUE | TRUE | 36000 | 30600 | 2.11 | 42000 | 2.78
205967236 | 05/06/2025 | Live | LG | LG | Multizone All Ducted | 205967236 |  | HMSR-A-CB | ARUM048GSS5 | Ducted Indoor Units |  | 13 | 17.5 | 11 | 12.2 | 17 | 10 | TRUE | TRUE | TRUE | 48000 | 36400 | 1.95 | 54000 | 2.79
203991172 | 09/16/2024 | Live | Bosch | BOSCH | Multizone All Non-Ducted | 203991172 |  | HMSV-A-CB | BMS500-AAM018-1CSXRA | Non-Ducted Indoor Units |  | 12.5 | 22.5 | 10.3 | 12 | 22.4 | 9.1 | TRUE | FALSE | FALSE | 18000 | 11800 | 2.74 | 13047 | 2.32
201754481 | 05/06/2025 | Live | Mitsubishi Electric Trane | MITSUBISHI ELECTRIC | Singlezone Ducted, Compact Ducted | 201754481 |  | HRCU-A-CB | PUZ-A42NKA7*** | Mini-Splits | PEAD-A42AA* | 10.7 | 16.1 | 10 | 10.7 | 18.4 | 9 | FALSE | FALSE | TRUE | 42000 | 26600 | 2.56 | 33700 | 3.21
201754474 | 05/06/2025 | Live | Mitsubishi Electric Trane | MITSUBISHI ELECTRIC | Singlezone Non-Ducted, Ceiling Placement | 201754474 |  | HRCU-A-CB-O | PUZ-A36NKA7*** | Mini-Splits | PCA-A36KA* | 11 | 19.1 | 10.2 | 11 | 19.5 | 8.9 | TRUE | FALSE | FALSE | 36000 | 21200 | 2.5 | 24400 | 2.87
201754462 | 05/06/2025 | Live | Mitsubishi Electric Trane | MITSUBISHI ELECTRIC | Singlezone Non-Ducted, Wall Placement | 201754462 |  | HRCU-A-CB-O | PUZ-A24NHA7*** | Mini-Splits | PKA-A24KA* | 12.2 | 21.4 | 11 | 12.2 | 21.3 | 9.3 | TRUE | FALSE | FALSE | 24000 | 15700 | 2.63 | 18300 | 2.95
10516995 | 05/06/2025 | Live | LG | LG | Multizone Mix of Ducted and Non-Ducted | 10516995 |  | HMSV-A-CB | ARUN060GSS4 | Mixed Ducted and Non-Ducted Indoor Units |  | 10 | 17.7 | 10.45 | 11.5 | 19.6 | 9.55 | FALSE | TRUE | TRUE | 60000 | 42500 | 1.72 | 85961 | 3.44
10514710 | 09/16/2024 | Live | LG | LG | Multizone All Non-Ducted | 10514710 |  | HMSR-A-CB-O | ARUN060GSS4 | Non-Ducted Indoor Units |  | 10 | 18.9 | 10.9 | 13 | 23 | 10 | FALSE | TRUE | TRUE | 60000 | 42500 | 1.72 | 85961 | 3.44
10271659 | 09/16/2024 | Live | LG | LG | Multizone Mix of Ducted and Non-Ducted | 10271659 |  | HMSR-A-CB | ARUB060GSS4 | Mixed Ducted and Non-Ducted Indoor Units |  | 10 | 17.7 | 10.45 | 11.5 | 19.6 | 9.55 | FALSE | TRUE | TRUE | 60000 | 42500 | 1.72 | 85961 | 3.44
211726524 | 09/16/2024 | Live | Midea Electric Trading | STAR AIR KONTROL | Singlezone Non-Ducted, Ceiling Placement | 211726524 |  | HRCU-A-CB-O | SAK-18-CC(OD)/220VOLT | Mini-Splits | SAK-18-20CC/220(IN) | 12.5 | 20.5 | 11 | 12.5 | 20.5 | 10.5 | TRUE | FALSE | TRUE | 16000 | 12000 | 2.51 | 13600 | 2.24
207825511 | 09/16/2024 | Live | Midea Electric Trading | 1HVAC | Singlezone Non-Ducted, Wall Placement | 207825511 |  | HRCU-A-CB-O | ACIQ-36Z-HP230B | Mini-Splits | ACIQ-36W-HP230B | 8.5 | 17.5 | 12 | 8.5 | 17.5 | 8.7 | FALSE | FALSE | FALSE | 36000 | 24000 | 2 | 24160 | 1.98
214432057 | 09/16/2024 | Live | Midea Electric Trading | MULTI MFG | Singlezone Ducted, Compact Ducted | 214432057 |  | HRCU-A-CB | MSH-36HD-A | Mini-Splits | 36HCHP0-C-M-A | 9 | 17.5 | 11.5 | 9 | 16.5 | 11 | FALSE | FALSE | FALSE | 36000 | 34000 | 2.49 | 43000 | 2.23
214389492 | 09/16/2024 | Live | Midea Electric Trading | ICONIC AIR SOLUTION | Singlezone Non-Ducted, Wall Placement | 214389492 |  | HRCU-A-CB-O | ICAO36AK | Mini-Splits | IFAH36IK | 8.5 | 17.5 | 12 | 8.5 | 17.5 | 8.7 | FALSE | FALSE | FALSE | 36000 | 24000 | 2 | 24160 | 1.98
214056574 | 09/16/2024 | Live | Midea Electric Trading | MITSUTOMO | Singlezone Non-Ducted, Wall Placement | 214056574 |  | HRCU-A-CB-O | HO-SZ36-BB-Q | Mini-Splits | HC-UZ36-BB-Q | 9.5 | 19 | 10.3 | 9.5 | 19.4 | 10.5 | FALSE | TRUE | TRUE | 36000 | 33000 | 2.4 | 40500 | 1.93
213349750 | 09/16/2024 | Live | Midea Electric Trading | COMFORTSTAR | Singlezone Non-Ducted, Wall Placement | 213349750 |  | HRCU-A-CB-O | CWI36CD(O) | Mini-Splits | CWI36CD(I) | 8.5 | 17.5 | 12 | 8.5 | 17.5 | 8.7 | FALSE | FALSE | FALSE | 36000 | 24000 | 2 | 24160 | 1.98
213265569 | 09/16/2024 | Live | Midea Electric Trading | COOPER&HUNTER | Singlezone Non-Ducted, Wall Placement | 213265569 |  | HRCU-A-CB-O | CH-NHPR36LCU-230VO | Mini-Splits | CH-36LCCT-W | 9.5 | 19 | 10.3 | 9.5 | 19.4 | 10.5 | FALSE | TRUE | TRUE | 36000 | 33000 | 2.4 | 40500 | 1.93
212316104 | 09/16/2024 | Live | Midea Electric Trading | POLARWAVE | Singlezone Non-Ducted, Wall Placement | 212316104 |  | HRCU-A-CB-O | ACIQ-48ZPL-HP230B | Mini-Splits | ACIQ-48CC-HH-MB | 8.3 | 16.5 | 10.7 | 8.3 | 16.8 | 10.7 | FALSE | TRUE | FALSE | 48000 | 35000 | 2.59 | 46000 | 2.32
212365427 | 11/10/2025 | Live | Midea Electric Trading | CUSTOM COMFORT | Singlezone Non-Ducted, Wall Placement | 212365427 |  | HRCU-A-CB-O | CCOXHASZ48CHP | Mini-Splits | CCOXHAFC48 | 8.2 | 17 | 10.8 | 8.2 | 17 | 9.8 | FALSE | TRUE | FALSE | 48000 | 35000 | 2.34 | 52000 | 2.1
212316195 | 09/16/2024 | Live | Midea Electric Trading | STEALTH | Singlezone Non-Ducted, Wall Placement | 212316195 |  | HRCU-A-CB-O | ACIQ-48ZPL-HP230B | Mini-Splits | ACIQ-48FM-HH-MB | 8.2 | 17 | 10.8 | 8.2 | 17 | 9.8 | FALSE | TRUE | FALSE | 48000 | 35000 | 2.34 | 52000 | 2.1
212316191 | 09/16/2024 | Live | Midea Electric Trading | STEALTH | Singlezone Ducted, Compact Ducted | 212316191 |  | HRCU-A-CB | ACIQ-36ZPL-HP230B | Mini-Splits | ACIQ-36CD-HH-MB | 9 | 17.5 | 11.5 | 9 | 16.5 | 11 | FALSE | TRUE | FALSE | 36000 | 34000 | 2.49 | 43000 | 2.23
212316156 | 09/16/2024 | Live | Midea Electric Trading | STEALTH | Singlezone Non-Ducted, Wall Placement | 212316156 |  | HRCU-A-CB-O | ACIQ-36Z-HP230B | Mini-Splits | ACIQ-36W-HP230B | 8.5 | 17.5 | 12 | 8.5 | 17.5 | 8.7 | FALSE | FALSE | FALSE | 36000 | 24000 | 2 | 24160 | 1.98
212316106 | 09/16/2024 | Live | Midea Electric Trading | POLARWAVE | Singlezone Ducted, Compact Ducted | 212316106 |  | HRCU-A-CB | ACIQ-48ZPL-HP230B | Mini-Splits | ACIQ-48CD-HH-MB | 8.7 | 16 | 11.1 | 8.2 | 14.3 | 10.3 | TRUE | FALSE | FALSE | 48000 | 39500 | 2.39 | 51000 | 2.33
212316105 | 09/16/2024 | Live | Midea Electric Trading | POLARWAVE | Singlezone Ducted, Compact Ducted | 212316105 |  | HRCU-A-CB | ACIQ-36ZPL-HP230B | Mini-Splits | ACIQ-36CD-HH-MB | 9 | 17.5 | 11.5 | 9 | 16.5 | 11 | FALSE | TRUE | FALSE | 36000 | 34000 | 2.49 | 43000 | 2.23
212316103 | 09/16/2024 | Live | Midea Electric Trading | POLARWAVE | Singlezone Non-Ducted, Wall Placement | 212316103 |  | HRCU-A-CB-O | ACIQ-36ZPL-HP230B | Mini-Splits | ACIQ-36CC-HH-MB | 9.5 | 19 | 10.3 | 9.5 | 19.4 | 10.5 | FALSE | TRUE | TRUE | 36000 | 33000 | 2.4 | 40500 | 1.93
211644067 | 09/16/2024 | Live | Midea Electric Trading | ECO-AIR | Singlezone Ducted, Compact Ducted | 211644067 |  | HRCU-A-CB | MOE30U-48HFN1-M-[X](GA) | Mini-Splits | MTI-48HWFN1-M | 8.7 | 16 | 11.1 | 8.2 | 14.3 | 10.3 | FALSE | FALSE | FALSE | 48000 | 39500 | 2.39 | 51000 | 2.33
211644058 | 09/16/2024 | Live | Midea Electric Trading | ECO-AIR | Singlezone Non-Ducted, Ceiling Placement | 211644058 |  | HRCU-A-CB-O | MOX430-18HFN1-MU0W | Mini-Splits | CCA3U-18HRFN1-M(C) | 12.5 | 20.5 | 11 | 12.5 | 20.5 | 10.5 | TRUE | FALSE | TRUE | 16000 | 12000 | 2.51 | 13600 | 2.24
211644041 | 09/16/2024 | Live | Midea Electric Trading | ALSETRIA | Singlezone Ducted, Compact Ducted | 211644041 |  | HRCU-A-CB | MOE30U-36HFN1-M(GA) | Mini-Splits | MTI-36HWFN1-M | 9 | 17.5 | 11.5 | 9 | 16.5 | 11 | FALSE | TRUE | FALSE | 36000 | 34000 | 2.49 | 43000 | 2.23
211497101 | 09/16/2024 | Live | Mitsubishi Electric Trane | TRANE / MITSUBISHI ELECTRIC | Singlezone Non-Ducted, Wall Placement | 211497101 | 204795685 | HRCU-A-CB-O | TRUZA0241HA70** | Mini-Splits | TPKA0A0241KA*** | 12.2 | 21.4 | 11 | 12.2 | 21.3 | 9.3 | TRUE | FALSE | FALSE | 24000 | 15700 | 2.63 | 18300 | 2.95
211497113 | 09/16/2024 | Live | Mitsubishi Electric Trane | TRANE / MITSUBISHI ELECTRIC | Singlezone Ducted, Centrally Ducted | 211497113 | 204795697 | HRCU-A-CB | TRUZA0241HA70** | Mini-Splits | TPVA0A0241AA*** | 12.2 | 20.5 | 9.3 | 12.1 | 20.5 | 8.3 | TRUE | FALSE | FALSE | 24000 | 15000 | 2.5 | 17500 | 2.8
211497102 | 09/16/2024 | Live | Mitsubishi Electric Trane | TRANE / MITSUBISHI ELECTRIC | Singlezone Non-Ducted, Ceiling Placement | 211497102 |  | HRCU-A-CB-O | TRUZA0241HA70** | Mini-Splits | TPLA0A0241EA*** | 14.3 | 24.2 | 11.2 | 14.3 | 24.7 | 9.3 | TRUE | FALSE | FALSE | 24000 | 14900 | 2.73 | 16600 | 2.56
210540181 | 09/16/2024 | Live | Mitsubishi Electric Trane | MITSUBISHI ELECTRIC | Multizone All Non-Ducted | 210540181 |  | HMSR-A-CB-O | MXZ-SM36NAM2 | Non-Ducted Indoor Units |  | 15 | 23 | 12.5 | 15 | 23 | 11 | FALSE | FALSE | TRUE | 36000 | 26400 | 2.79 | 36000 | 2.5
211150920 | 09/16/2024 | Live | Mitsubishi Electric Trane | TRANE / MITSUBISHI ELECTRIC | Singlezone Ducted, Centrally Ducted | 211150920 |  | HRCU-A-C | TRUZA0241HA70** | Mini-Splits | PAA-A24BA* | 12.5 | 16.5 | 9.5 | 12 | 17.1 | 8.9 | TRUE | FALSE | FALSE | 24000 | 15600 | 2.47 | 15400 | 2.44
211150919 | 09/16/2024 | Live | Mitsubishi Electric Trane | TRANE / MITSUBISHI ELECTRIC | Singlezone Ducted, Centrally Ducted | 211150919 |  | HRCU-A-C | TRUZA0241HA70** | Mini-Splits | PAA-A24AA* | 12.5 | 16.5 | 9.5 | 12 | 17.1 | 8.9 | TRUE | FALSE | FALSE | 24000 | 15600 | 2.47 | 15400 | 2.44
211034561 | 09/16/2024 | Live | Lennox Industries | CONCORD | Singlezone Non-Ducted, Ceiling Placement | 211034561 |  | HRCU-A-CB-O | 4DHP2S18S-1P | Mini-Splits | D22C118S4-*P | 12.5 | 20.5 | 11 | 12.5 | 20.5 | 10.4 | TRUE | FALSE | TRUE | 16000 | 12000 | 2.51 | 14200 | 2.17
211034535 | 09/16/2024 | Live | Lennox Industries | ARMSTRONG AIR | Singlezone Non-Ducted, Ceiling Placement | 211034535 |  | HRCU-A-CB-O | 4DHP2S18S-1P | Mini-Splits | D22C118S4-*P | 12.5 | 20.5 | 11 | 12.5 | 20.5 | 10.4 | TRUE | FALSE | TRUE | 16000 | 12000 | 2.51 | 14200 | 2.17
211034519 | 09/16/2024 | Live | Lennox Industries | ARMSTRONG AIR | Singlezone Non-Ducted, Wall Placement | 211034519 |  | HRCU-A-CB-O | 4DHP2S12S-1L | Mini-Splits | DWM212S4-*L | 13 | 23 | 11.6 | 12.8 | 23.5 | 10 | TRUE | FALSE | TRUE | 12000 | 8400 | 3.04 | 9250 | 2.56
211034509 | 09/16/2024 | Live | Lennox Industries | ALLIED | Singlezone Non-Ducted, Ceiling Placement | 211034509 |  | HRCU-A-CB-O | 4DHP2S18S-1P | Mini-Splits | D22C118S4-*P | 12.5 | 20.5 | 11 | 12.5 | 20.5 | 10.4 | TRUE | FALSE | TRUE | 16000 | 12000 | 2.51 | 14200 | 2.17
211034493 | 09/16/2024 | Live | Lennox Industries | ALLIED | Singlezone Non-Ducted, Wall Placement | 211034493 |  | HRCU-A-CB-O | 4DHP2S12S-1L | Mini-Splits | DWM212S4-*L | 13 | 23 | 11.6 | 12.8 | 23.5 | 10 | TRUE | FALSE | TRUE | 12000 | 8400 | 3.04 | 9250 | 2.56
210857305 | 09/16/2024 | Live | Midea Electric Trading | 1HVAC | Singlezone Non-Ducted, Wall Placement | 210857305 |  | HRCU-A-CB-O | ACIQ-48ZPL-HP230B | Mini-Splits | ACIQ-48FM-HH-MB | 8.2 | 17 | 10.8 | 8.2 | 17 | 9.8 | FALSE | TRUE | FALSE | 48000 | 35000 | 2.34 | 52000 | 2.1
210799611 | 09/16/2024 | Live | Midea Electric Trading | COOPER&HUNTER | Singlezone Ducted, Compact Ducted | 210799611 |  | HRCU-A-CB | CH-NHPR36LCU-230VO | Mini-Splits | CH-36LCDTU/I | 9 | 17.5 | 11.5 | 9 | 16.5 | 11 | FALSE | TRUE | FALSE | 36000 | 34000 | 2.49 | 43000 | 2.23
210799610 | 09/16/2024 | Live | Midea Electric Trading | COOPER&HUNTER | Singlezone Non-Ducted, Wall Placement | 210799610 |  | HRCU-A-CB-O | CH-NHPR36LCU-230VO | Mini-Splits | CH-N36LCCT-230VI | 9.5 | 19 | 10.3 | 9.5 | 19.4 | 10.5 | FALSE | TRUE | TRUE | 36000 | 33000 | 2.4 | 40500 | 1.93
210799585 | 09/16/2024 | Live | Midea Electric Trading | COOPER&HUNTER | Singlezone Non-Ducted, Ceiling Placement | 210799585 |  | HRCU-A-CB-O | CH-ES18-230VO | Mini-Splits | CH-18MSPHCT-230VI | 12.5 | 20.5 | 11 | 12.5 | 20.5 | 10.5 | TRUE | FALSE | TRUE | 16000 | 12000 | 2.51 | 13600 | 2.24
210739644 | 09/16/2024 | Live | Lennox Industries | ARMSTRONG AIR | Singlezone Ducted, Centrally Ducted | 210739644 |  | HRCU-A-CB | 4SHP18LX136P | Ducted Indoor Units | BCE5C36M*4X |  |  |  | 11 | 15.5 | 8.5 | FALSE | FALSE | TRUE | 34400 | 20800 | 2.15 | 20800 | 2.15
210737952 | 09/16/2024 | Live | Lennox Industries | ARMSTRONG AIR | Singlezone Ducted, Centrally Ducted | 210737952 |  | HRCU-A-CB | 4SHP18LX136P | Ducted Indoor Units | BCE5V42M*4X |  |  |  | 11.7 | 17.5 | 8.5 | TRUE | FALSE | TRUE | 34800 | 22200 | 2.18 | 22200 | 2.18
210737936 | 09/16/2024 | Live | Lennox Industries | ARMSTRONG AIR | Singlezone Ducted, Centrally Ducted | 210737936 |  | HRCU-A-CB | 4SHP18LX136P | Ducted Indoor Units | BCE5C36M*1P+TXV |  |  |  | 11 | 15.5 | 8.5 | FALSE | FALSE | TRUE | 34400 | 20800 | 2.15 | 20800 | 2.15
210665985 | 09/16/2024 | Live | Midea Electric Trading | C&H | Singlezone Non-Ducted, Wall Placement | 210665985 |  | HRCU-A-CB-O | CH-ES09-115VO | Mini-Splits | CH-B09OLVWM-115VI | 13.8 | 23 | 11 | 13.8 | 23 | 9.8 | TRUE | FALSE | TRUE | 9000 | 5900 | 2.93 | 9018 | 2.4
210605800 | 09/16/2024 | Live | Midea Electric Trading | CONFORTO | Singlezone Non-Ducted, Wall Placement | 210605800 |  | HRCU-A-CB-O | ADSZ136DA | Mini-Splits | ADWAL36DA | 8.5 | 17.5 | 12 | 8.5 | 17.5 | 8.7 | FALSE | FALSE | FALSE | 36000 | 24000 | 2 | 24160 | 1.98
207742444 | 09/16/2024 | Live | Midea Electric Trading | ELIOS | Singlezone Non-Ducted, Wall Placement | 207742444 |  | HRCU-A-CB-O | DEA48HOS28230E8 | Mini-Splits | DUA48HICU230X5 | 8.3 | 16.5 | 10.7 | 8.3 | 16.8 | 10.7 | FALSE | TRUE | FALSE | 48000 | 35000 | 2.59 | 46000 | 2.32
207658954 | 09/16/2024 | Live | Midea Electric Trading | COMFORTSTAR | Singlezone Non-Ducted, Wall Placement | 207658954 |  | HRCU-A-CB-O | CHF48CD(O) | Mini-Splits | TIP-48 | 8.3 | 16.5 | 10.7 | 8.3 | 16.8 | 10.7 | FALSE | TRUE | FALSE | 48000 | 35000 | 2.59 | 46000 | 2.32
207338216 | 09/16/2024 | Live | Midea Electric Trading | MDV | Singlezone Non-Ducted, Wall Placement | 207338216 |  | HRCU-A-CB-O | MOE30U-48HFN1-M-[X](GA) | Mini-Splits | MCD1-48HRFN1-M(GA) | 8.3 | 16.5 | 10.7 | 8.3 | 16.8 | 10.7 | FALSE | TRUE | FALSE | 48000 | 35000 | 2.59 | 46000 | 2.32
209862147 | 09/16/2024 | Live | Midea Electric Trading | KLIMAIRE | Singlezone Non-Ducted, Wall Placement | 209862147 |  | HRCU-A-CB-O | KSIE009-H121-O-2 | Mini-Splits | KSIE009-H121-IW-2 | 14 | 24 | 11.2 | 14 | 24 | 9.6 | FALSE | FALSE | TRUE | 9000 | 6000 | 2.79 | 8448 | 2.27
209843076 | 09/16/2024 | Live | Midea Electric Trading | CTMORLEY | Singlezone Ducted, Compact Ducted | 209843076 |  | HRCU-A-CB | MOU-A36LH-2 | Mini-Splits | MIU-A36LD-2 | 9 | 17.5 | 11.5 | 9 | 16.5 | 11 | FALSE | FALSE | FALSE | 36000 | 34000 | 2.49 | 43000 | 2.23
209694744 | 09/16/2024 | Live | Midea Electric Trading | CTMORLEY | Singlezone Non-Ducted, Wall Placement | 209694744 |  | HRCU-A-CB-O | MOU-A36G-2 | Mini-Splits | MIU-A36W-2 | 8.5 | 17.5 | 12 | 8.5 | 17.5 | 8.7 | FALSE | FALSE | FALSE | 36000 | 24000 | 2 | 24160 | 1.98
209447983 | 09/16/2024 | Live | Mitsubishi Electric Trane | MITSUBISHI ELECTRIC | Singlezone Ducted, Centrally Ducted | 209447983 |  | HRCU-A-C | PUZ-A30NHA7*** | Mini-Splits | PAA-A30BA1 | 10 | 16 | 10 | 9.5 | 15.2 | 8.8 | FALSE | FALSE | FALSE | 30000 | 21000 | 2.6 | 20800 | 2.57
208650625 | 09/16/2024 | Live | Midea Electric Trading | BLUERIDGE | Singlezone Ducted, Compact Ducted | 208650625 |  | HRCU-A-CB | BMY36HHUC | Mini-Splits | BM36MCD | 9 | 17.5 | 11.5 | 9 | 16.5 | 11 | FALSE | TRUE | FALSE | 36000 | 34000 | 2.49 | 43000 | 2.23
208280127 | 09/16/2024 | Live | Midea Electric Trading | TRUST AIR CONDITIONERS | Singlezone Ducted, Compact Ducted | 208280127 |  | HRCU-A-CB | OAH48H/O4S41P | Mini-Splits | IUMDL48H/I43P | 8.7 | 16 | 11.1 | 8.2 | 14.3 | 10.3 | FALSE | FALSE | FALSE | 48000 | 39500 | 2.39 | 51000 | 2.33
208280125 | 09/16/2024 | Live | Midea Electric Trading | TRUST AIR CONDITIONERS | Singlezone Ducted, Compact Ducted | 208280125 |  | HRCU-A-CB | OAH36H/O4S41P | Mini-Splits | IUMDL36H/I43P | 9 | 17.5 | 11.5 | 9 | 16.5 | 11 | FALSE | FALSE | FALSE | 36000 | 34000 | 2.49 | 43000 | 2.23
208130847 | 09/16/2024 | Live | Midea Electric Trading | LBG PRODUCTS | Singlezone Non-Ducted, Wall Placement | 208130847 |  | HRCU-A-CB-O | LUUHB48DO | Mini-Splits | LUHB48DZDI | 8.2 | 17 | 10.8 | 8.2 | 17 | 9.8 | FALSE | TRUE | FALSE | 48000 | 35000 | 2.34 | 52000 | 2.1
208106976 | 09/16/2024 | Live | Midea Electric Trading | YONAN | Singlezone Non-Ducted, Ceiling Placement | 208106976 |  | HRCU-A-CB-O | YOX-18HFN1 | Mini-Splits | YCA-18HRFN1 | 12.5 | 20.5 | 11 | 12.5 | 20.5 | 10.5 | FALSE | FALSE | TRUE | 16000 | 12000 | 2.51 | 13600 | 2.24
208101252 | 09/16/2024 | Live | Midea Electric Trading | PIONEER | Singlezone Non-Ducted, Wall Placement | 208101252 |  | HRCU-A-CB-O | YN036GMFI20RPD | Mini-Splits | WS036GMFI20HLD | 8.5 | 17.5 | 12 | 8.5 | 17.5 | 8.7 | FALSE | FALSE | FALSE | 36000 | 24000 | 2 | 24160 | 1.98
207827144 | 09/16/2024 | Live | Midea Electric Trading | AC PRO.COM | Singlezone Non-Ducted, Wall Placement | 207827144 |  | HRCU-A-CB-O | AOD31-36HFN1-MP0W | Mini-Splits | ASABF-36HRFNX-MQ0W | 8.5 | 17.5 | 12 | 8.5 | 17.5 | 8.7 | FALSE | FALSE | FALSE | 36000 | 24000 | 2 | 24160 | 1.98
207825549 | 09/16/2024 | Live | Midea Electric Trading | DIYCOOL | Singlezone Non-Ducted, Wall Placement | 207825549 |  | HRCU-A-CB-O | ACIQ-36Z-HP230B | Mini-Splits | ACIQ-36W-HP230B | 8.5 | 17.5 | 12 | 8.5 | 17.5 | 8.7 | FALSE | FALSE | FALSE | 36000 | 24000 | 2 | 24160 | 1.98
207821929 | 09/16/2024 | Live | Midea Electric Trading | MIDEA | Singlezone Non-Ducted, Wall Placement | 207821929 |  | HRCU-A-CB-O | MOX230-09HFN1-BW0W | Mini-Splits | MSAG11B-09HRFN1-BU5W | 13.8 | 23 | 11 | 13.8 | 23 | 9.8 | TRUE | FALSE | TRUE | 9000 | 5900 | 2.93 | 9018 | 2.4
207765975 | 05/06/2025 | Live | Midea Electric Trading | COMFORTSTAR | Singlezone Non-Ducted, Ceiling Placement | 207765975 |  | HRCU-A-CB-O | CZP18CD(O) | Mini-Splits | TPA-18 | 12.5 | 20.5 | 11 | 12.5 | 20.5 | 10.5 | TRUE | FALSE | TRUE | 16000 | 12000 | 2.51 | 13600 | 2.24
207765966 | 09/16/2024 | Live | Midea Electric Trading | COMFORTSTAR | Singlezone Ducted, Compact Ducted | 207765966 |  | HRCU-A-CB | CHF48CD(O) | Mini-Splits | CPA-48DUB | 8.7 | 16 | 11.1 | 8.2 | 14.3 | 10.3 | FALSE | FALSE | FALSE | 48000 | 39500 | 2.39 | 51000 | 2.33
207765965 | 09/16/2024 | Live | Midea Electric Trading | COMFORTSTAR | Singlezone Ducted, Compact Ducted | 207765965 |  | HRCU-A-CB | CHF36CD(O) | Mini-Splits | CPA-36DUB | 9 | 17.5 | 11.5 | 9 | 16.5 | 11 | FALSE | TRUE | FALSE | 36000 | 34000 | 2.49 | 43000 | 2.23
207742489 | 05/06/2025 | Live | Midea Electric Trading | MOOVAIR | Singlezone Non-Ducted, Wall Placement | 207742489 |  | HRCU-A-CB-O | DMA36HOS21230S1 | Mini-Splits | DMA36HIW21230S1 | 8.5 | 17.5 | 12 | 8.5 | 17.5 | 8.7 | FALSE | FALSE | FALSE | 36000 | 24000 | 2 | 24160 | 1.98
207742347 | 09/16/2024 | Live | Midea Electric Trading | C&H | Singlezone Ducted, Compact Ducted | 207742347 |  | HRCU-A-CB | CH-NHPR36LCU-230VO | Mini-Splits | CH-36LCDTU/I | 9 | 17.5 | 11.5 | 9 | 16.5 | 11 | FALSE | TRUE | FALSE | 36000 | 34000 | 2.49 | 43000 | 2.23
207742321 | 11/10/2025 | Live | Midea Electric Trading | C&H | Singlezone Non-Ducted, Ceiling Placement | 207742321 |  | HRCU-A-CB-O | CH-ES18-230VO | Mini-Splits | CH-18MSPHCT-230VI | 12.5 | 20.5 | 11 | 12.5 | 20.5 | 10.5 | TRUE | FALSE | TRUE | 16000 | 12000 | 2.51 | 13600 | 2.24
207740530 | 05/06/2025 | Live | Midea Electric Trading | C&H | Singlezone Non-Ducted, Wall Placement | 207740530 |  | HRCU-A-CB-O | CH-EL36-230VO | Mini-Splits | CH-36ELSPHWM-230VI | 8.5 | 17.5 | 12 | 8.5 | 17.5 | 8.7 | FALSE | FALSE | FALSE | 36000 | 24000 | 2 | 24160 | 1.98
207698997 | 09/16/2024 | Live | GE Appliances, a Haier Company | GE APPLIANCES | Multizone All Non-Ducted | 207698997 |  | HMSR-A-CB-O | ASH218JCDD** | Non-Ducted Indoor Units |  | 12.5 | 20 | 11 | 12.7 | 21 | 10 | TRUE | FALSE | FALSE | 18000 | 11000 | 2.44 | 15200 | 2.62
207659305 | 09/16/2024 | Live | Midea Electric Trading | INNOVAIR | Singlezone Non-Ducted, Wall Placement | 207659305 |  | HRCU-A-CB-O | VIN1439H2V32(O) | Mini-Splits | VIN1439H2V32(I) | 8.5 | 17.5 | 12 | 8.5 | 17.5 | 8.7 | FALSE | FALSE | FALSE | 36000 | 24000 | 2 | 24160 | 1.98
207659295 | 05/06/2025 | Live | Midea Electric Trading | TEMPBLUE | Singlezone Non-Ducted, Wall Placement | 207659295 |  | HRCU-A-CB-O | TBG43VX036PH3N1H | Mini-Splits | TBH43VX036-H3N1H | 8.5 | 17.5 | 12 | 8.5 | 17.5 | 8.7 | FALSE | FALSE | FALSE | 36000 | 24000 | 2 | 24160 | 1.98
207659289 | 09/16/2024 | Live | Midea Electric Trading | PREMIUM LEVELLA | Singlezone Non-Ducted, Wall Placement | 207659289 |  | HRCU-A-CB-O | PIAW362800B | Mini-Splits | PIAW362790A | 8.5 | 17.5 | 12 | 8.5 | 17.5 | 8.7 | FALSE | FALSE | FALSE | 36000 | 24000 | 2 | 24160 | 1.98
207658963 | 05/06/2025 | Live | Midea Electric Trading | COMFORTSTAR | Singlezone Non-Ducted, Wall Placement | 207658963 |  | HRCU-A-CB-O | CHF48CD(O) | Mini-Splits | FPA-48DU | 8.2 | 17 | 10.8 | 8.2 | 17 | 9.8 | FALSE | TRUE | FALSE | 48000 | 35000 | 2.34 | 52000 | 2.1
205782160 | 05/06/2025 | Live | Lennox Industries | LENNOX | Singlezone Ducted, Compact Ducted | 205782160 |  | HRCU-A-CB | MLB036S4S-1P | Mini-Splits | MMDB036S4-2P | 9 | 17.5 | 11.5 | 9 | 16.5 | 11 | FALSE | TRUE | FALSE | 36000 | 34000 | 3.34 | 47870 | 2.24
204631576 | 05/06/2025 | Live | Lennox Industries | LENNOX | Multizone Mix of Ducted and Non-Ducted | 204631576 |  | HMSV-A-CB | VPB048H4M-3P | Mixed Ducted and Non-Ducted Indoor Units |  | 10.7 | 18.4 | 10.8 | 10.3 | 18.05 | 9.15 | FALSE | FALSE | FALSE | 48000 | 34000 | 2.07 | 42000 | 2.4
204631575 | 09/16/2024 | Live | Lennox Industries | LENNOX | Multizone Mix of Ducted and Non-Ducted | 204631575 |  | HMSV-A-CB | VPB036H4M-3P | Mixed Ducted and Non-Ducted Indoor Units |  | 12 | 18.5 | 10.9 | 11.9 | 18.1 | 9.35 | FALSE | FALSE | TRUE | 36000 | 28000 | 2.14 | 38500 | 2.12
204631571 | 09/16/2024 | Live | Lennox Industries | LENNOX | Multizone All Ducted | 204631571 |  | HMSV-A-CB | VPB048H4M-3P | Ducted Indoor Units |  | 10.4 | 17.8 | 10.6 | 9.8 | 17.3 | 9 | FALSE | FALSE | FALSE | 48000 | 34000 | 2.05 | 41000 | 2.32
204631569 | 09/16/2024 | Live | Lennox Industries | LENNOX | Multizone All Ducted | 204631569 |  | HMSV-A-CB | VPB036H4M-3P | Ducted Indoor Units |  | 11.9 | 17.8 | 10.4 | 11.7 | 17 | 9.2 | FALSE | FALSE | TRUE | 36000 | 28000 | 2.08 | 37400 | 2.03
10528568 | 09/16/2024 | Live | Lennox Industries | LENNOX | Singlezone Ducted, Compact Ducted | 10528568 |  | HRCU-A-CB | MPB048S4S-1P | Mini-Splits | MMDB048S4-1P | 9.2 | 17.4 | 10.3 | 8.5 | 15.1 | 9.3 | FALSE | FALSE | FALSE | 48000 | 34000 | 2.75 | 43977 | 2.46
10062010 | 09/16/2024 | Live | Lennox Industries | LENNOX | Multizone All Non-Ducted | 10062010 |  | HMSV-A-CB | MPB018S4M-1P | Non-Ducted Indoor Units |  | 12.5 | 22.5 | 10.3 | 12 | 22.4 | 9.1 | FALSE | FALSE | FALSE | 18000 | 11800 | 2.74 | 16234 | 2.21
205967238 | 09/16/2024 | Live | LG | LG | Multizone All Ducted | 205967238 |  | HMSR-A-CB | ARUM036GSS5 | Ducted Indoor Units |  | 13 | 18.3 | 11.4 | 13.5 | 17 | 10.1 | TRUE | TRUE | TRUE | 36000 | 28000 | 1.93 | 42000 | 2.78
205967235 | 09/16/2024 | Live | LG | LG | Multizone All Non-Ducted | 205967235 |  | HMSR-A-CB-O | ARUM048GSS5 | Non-Ducted Indoor Units |  | 13.5 | 23.3 | 12 | 13.5 | 23.3 | 10.3 | TRUE | TRUE | TRUE | 48000 | 38500 | 2.01 | 54000 | 2.87
205788773 | 09/16/2024 | Live | LG | LG | Singlezone Ducted, Centrally Ducted | 205788773 |  | HRCU-A-CB | LUU360HHV | Mini-Splits | LVN361HV4 | 12.5 | 17.8 | 10.7 | 11.95 | 16.4 | 9.3 | TRUE | TRUE | TRUE | 33000 | 23800 | 2.64 | 39000 | 1.88
203991164 | 09/16/2024 | Live | Bosch | BOSCH | Singlezone Ducted, Compact Ducted | 203991164 |  | HRCU-A-CB | BMS500-AAS048-1CSXLB | Mini-Splits | BMS500-AAU048-1AHDXB | 9.2 | 17.4 | 10.3 | 8.5 | 15.1 | 9.3 | FALSE | FALSE | FALSE | 48000 | 34000 | 2.75 | 43977 | 2.46
201754545 | 09/16/2024 | Live | Mitsubishi Electric Trane | MITSUBISHI ELECTRIC | Singlezone Non-Ducted, Ceiling Placement | 201754545 |  | HRCU-A-CB-O | PUZ-A30NHA7*** | Mini-Splits | PCA-A30KA* | 9.4 | 19.6 | 10 | 9.4 | 19.8 | 9.2 | FALSE | FALSE | FALSE | 30000 | 18800 | 2.69 | 21600 | 2.92
201754483 | 09/16/2024 | Live | Mitsubishi Electric Trane | MITSUBISHI ELECTRIC | Singlezone Ducted, Centrally Ducted | 201754483 |  | HRCU-A-CB | PUZ-A42NKA7*** | Mini-Splits | PVA-A42AA* | 10.1 | 18 | 9.3 | 10.1 | 18.7 | 8.8 | FALSE | FALSE | TRUE | 42000 | 28400 | 2.42 | 31400 | 2.64
10514711 | 09/16/2024 | Live | LG | LG | Multizone All Ducted | 10514711 |  | HMSV-A-CB | ARUN060GSS4 | Ducted Indoor Units |  | 10 | 16.5 | 10 | 10 | 16.2 | 9.1 | FALSE | TRUE | TRUE | 60000 | 42500 | 1.72 | 85961 | 3.44
10401183 | 09/16/2024 | Live | LG | LG | Singlezone Ducted, Centrally Ducted | 10401183 |  | HRCU-A-CB | LUU488HV | Mini-Splits | LVN480HV | 10 | 16.5 | 9.5 | 9.8 | 16.8 | 9.2 | FALSE | TRUE | FALSE | 48000 | 37000 | 2.64 | 40000 | 2.17
10271658 | 09/16/2024 | Live | LG | LG | Multizone Mix of Ducted and Non-Ducted | 10271658 |  | HMSV-A-CB | ARUN024GSS4 | Mixed Ducted and Non-Ducted Indoor Units |  | 11.45 | 16.4 | 9.3 | 14.8 | 18.15 | 10.2 | TRUE | TRUE | TRUE | 24000 | 18900 | 1.89 | 47442 | 4.47
10070562 | 09/16/2024 | Live | LG | LG | Multizone All Non-Ducted | 10070562 |  | HMSR-A-CB-O | ARUN024GSS4 | Non-Ducted Indoor Units |  | 10.7 | 17 | 10 | 14.8 | 18.15 | 10.2 | FALSE | FALSE | TRUE | 24000 | 18900 | 1.89 | 47442 | 4.47
10070561 | 09/16/2024 | Live | LG | LG | Multizone All Non-Ducted | 10070561 |  | HMSR-A-CB-O | ARUB060GSS4 | Non-Ducted Indoor Units |  | 10 | 18.9 | 10.9 | 13 | 23 | 10 | FALSE | TRUE | TRUE | 60000 | 42500 | 1.72 | 85961 | 3.44
8717934 | 09/16/2024 | Live | LG | LG | Multizone Mix of Ducted and Non-Ducted | 8717934 |  | HMSV-A-CB | ARUN048GSS4 | Mixed Ducted and Non-Ducted Indoor Units |  | 10.5 | 17 | 9.5 | 13.2 | 20 | 10.2 | TRUE | TRUE | TRUE | 48000 | 36000 | 1.73 | 60465 | 3.57
214432058 | 09/16/2024 | Live | Midea Electric Trading | MULTI MFG | Singlezone Ducted, Compact Ducted | 214432058 |  | HRCU-A-CB | MSH-48HD-A | Mini-Splits | 48HCHP0-C-M-A | 8.7 | 16 | 11.1 | 8.2 | 14.3 | 10.3 | FALSE | FALSE | FALSE | 48000 | 39500 | 2.39 | 51000 | 2.33
214056577 | 09/16/2024 | Live | Midea Electric Trading | MITSUTOMO | Singlezone Ducted, Compact Ducted | 214056577 |  | HRCU-A-CB | HO-SZ48-BB-Q | Mini-Splits | HD-UZ48-BB-Q | 8.7 | 16 | 11.1 | 8.2 | 14.3 | 10.3 | FALSE | FALSE | FALSE | 48000 | 39500 | 2.39 | 51000 | 2.33
214056576 | 09/16/2024 | Live | Midea Electric Trading | MITSUTOMO | Singlezone Ducted, Compact Ducted | 214056576 |  | HRCU-A-CB | HO-SZ36-BB-Q | Mini-Splits | HD-UZ36-BB-Q | 9 | 17.5 | 11.5 | 9 | 16.5 | 11 | FALSE | TRUE | FALSE | 36000 | 34000 | 2.49 | 43000 | 2.23
213265571 | 09/16/2024 | Live | Midea Electric Trading | COOPER&HUNTER | Singlezone Non-Ducted, Wall Placement | 213265571 |  | HRCU-A-CB-O | CH-NHPR48LCU-230VO | Mini-Splits | CH-48LCCT-W | 8.3 | 16.5 | 10.7 | 8.3 | 16.8 | 10.7 | FALSE | TRUE | FALSE | 48000 | 35000 | 2.59 | 46000 | 2.32
212528005 | 09/16/2024 | Live | Midea Electric Trading | TK'S | Singlezone Non-Ducted, Wall Placement | 212528005 |  | HRCU-A-CB-O | TWS-36HRDN1 | Mini-Splits | TWS-36HRDN1 | 8.5 | 17.5 | 12 | 8.5 | 17.5 | 8.7 | FALSE | FALSE | FALSE | 36000 | 24000 | 2 | 24160 | 1.98
212365420 | 09/16/2024 | Live | Midea Electric Trading | CUSTOM COMFORT | Singlezone Ducted, Compact Ducted | 212365420 |  | HRCU-A-CB | CCOXHASZ48CHP | Mini-Splits | CCOXHASD48 | 8.7 | 16 | 11.1 | 8.2 | 14.3 | 10.3 | TRUE | FALSE | FALSE | 48000 | 39500 | 2.39 | 51000 | 2.33
212316190 | 09/16/2024 | Live | Midea Electric Trading | STEALTH | Singlezone Non-Ducted, Wall Placement | 212316190 |  | HRCU-A-CB-O | ACIQ-48ZPL-HP230B | Mini-Splits | ACIQ-48CC-HH-MB | 8.3 | 16.5 | 10.7 | 8.3 | 16.8 | 10.7 | FALSE | TRUE | FALSE | 48000 | 35000 | 2.59 | 46000 | 2.32
211911409 | 09/16/2024 | Live | Midea Electric Trading | JOURNEY COMFORT | Singlezone Non-Ducted, Wall Placement | 211911409 |  | HRCU-A-CB-O | CC230ODU36 | Mini-Splits | CC230HWU36 | 8.5 | 17.5 | 12 | 8.5 | 17.5 | 8.7 | FALSE | FALSE | FALSE | 36000 | 24000 | 2 | 24160 | 1.98
211717256 | 09/16/2024 | Live | Hisense | HISENSE | Singlezone Non-Ducted, Wall Placement | 211717256 |  | HRCU-A-CB-O | AST-12UW3SXE**01 | Mini-Splits | AST-12UW3SXE**01 | 13 | 22 | 10.5 | 13 | 21 | 9.5 | TRUE | FALSE | TRUE | 12000 | 7500 | 2.71 | 10990 | 2.12
211644072 | 09/16/2024 | Live | Midea Electric Trading | ECO-AIR | Singlezone Non-Ducted, Wall Placement | 211644072 |  | HRCU-A-CB-O | MOE30U-36HFN1-M(GA) | Mini-Splits | MCD1-36HRFN1-M(GA) | 9.5 | 19 | 10.3 | 9.5 | 19.4 | 10.5 | FALSE | TRUE | TRUE | 36000 | 33000 | 2.4 | 40500 | 1.93
211644048 | 09/16/2024 | Live | Midea Electric Trading | ALSETRIA | Singlezone Non-Ducted, Wall Placement | 211644048 |  | HRCU-A-CB-O | MOE30U-48HFN1-M-[X](GA) | Mini-Splits | MCD1-48HRFN1-M(GA) | 8.3 | 16.5 | 10.7 | 8.3 | 16.8 | 10.7 | FALSE | TRUE | FALSE | 48000 | 35000 | 2.59 | 46000 | 2.32
211644033 | 09/16/2024 | Live | Midea Electric Trading | ALSETRIA | Singlezone Non-Ducted, Ceiling Placement | 211644033 |  | HRCU-A-CB-O | MOX430-18HFN1-MU0W | Mini-Splits | CCA3U-18HRFN1-M(C) | 12.5 | 20.5 | 11 | 12.5 | 20.5 | 10.5 | TRUE | FALSE | TRUE | 16000 | 12000 | 2.51 | 13600 | 2.24
211497103 | 09/16/2024 | Live | Mitsubishi Electric Trane | TRANE / MITSUBISHI ELECTRIC | Singlezone Non-Ducted, Ceiling Placement | 211497103 |  | HRCU-A-CB-O | TRUZA0301HA70** | Mini-Splits | TPCA0A0301KA*** | 9.4 | 19.6 | 10 | 9.4 | 19.8 | 9.2 | FALSE | FALSE | FALSE | 30000 | 18800 | 2.69 | 21600 | 2.92
211034448 | 09/16/2024 | Live | Lennox Industries | LENNOX | Singlezone Ducted, Compact Ducted | 211034448 |  | HRCU-A-CB | MLB036S4S-2P | Mini-Splits | MMDB036S4-*P | 9 | 17.5 | 11.5 | 9 | 16.5 | 11 | FALSE | TRUE | FALSE | 36000 | 33400 | 3.28 | 47870 | 2.23
211034436 | 09/16/2024 | Live | Lennox Industries | LENNOX | Singlezone Non-Ducted, Ceiling Placement | 211034436 |  | HRCU-A-CB-O | MPC018S4S-1P | Mini-Splits | M22A018S4-*P | 12.5 | 20.5 | 11 | 12.5 | 20.5 | 10.4 | TRUE | FALSE | TRUE | 16000 | 12000 | 2.51 | 14200 | 2.17
211016626 | 09/16/2024 | Live | Mitsubishi Electric Trane | TRANE / MITSUBISHI ELECTRIC | Multizone All Non-Ducted | 211016626 |  | HMSR-A-CB-O | NTXMSM48A182B* | Non-Ducted Indoor Units |  | 13.1 | 23 | 12 | 13.1 | 23 | 10.4 | FALSE | FALSE | TRUE | 48000 | 31400 | 2.7 | 43000 | 2.5
211016464 | 09/16/2024 | Live | Mitsubishi Electric Trane | TRANE / MITSUBISHI ELECTRIC | Multizone All Non-Ducted | 211016464 |  | HMSR-A-CB-O | NTXMSM36A142B* | Non-Ducted Indoor Units |  | 15 | 23 | 12.5 | 15 | 23 | 11 | FALSE | FALSE | TRUE | 36000 | 26400 | 2.79 | 36000 | 2.5
210857477 | 05/06/2025 | Live | Midea Electric Trading | SLIMAIR | Singlezone Non-Ducted, Ceiling Placement | 210857477 |  | HRCU-A-CB-O | SHC18VE2AG | Mini-Splits | SHLZ18VC2AG | 12.5 | 20.5 | 11 | 12.5 | 20.5 | 10.5 | TRUE | FALSE | TRUE | 16000 | 12000 | 2.51 | 13600 | 2.24
210857345 | 09/16/2024 | Live | Midea Electric Trading | DIYCOOL | Singlezone Non-Ducted, Wall Placement | 210857345 |  | HRCU-A-CB-O | ACIQ-48ZPL-HP230B | Mini-Splits | ACIQ-48FM-HH-MB | 8.2 | 17 | 10.8 | 8.2 | 17 | 9.8 | FALSE | TRUE | FALSE | 48000 | 35000 | 2.34 | 52000 | 2.1
210857342 | 09/16/2024 | Live | Midea Electric Trading | DIYCOOL | Singlezone Ducted, Compact Ducted | 210857342 |  | HRCU-A-CB | ACIQ-48ZPL-HP230B | Mini-Splits | ACIQ-48CD-HH-MB | 8.7 | 16 | 11.1 | 8.2 | 14.3 | 10.3 | TRUE | FALSE | FALSE | 48000 | 39500 | 2.39 | 51000 | 2.33
210857325 | 05/06/2025 | Live | Midea Electric Trading | ACIQ | Singlezone Non-Ducted, Wall Placement | 210857325 |  | HRCU-A-CB-O | ACIQ-48ZPL-HP230B | Mini-Splits | ACIQ-48FM-HH-MB | 8.2 | 17 | 10.8 | 8.2 | 17 | 9.8 | FALSE | TRUE | FALSE | 48000 | 35000 | 2.34 | 52000 | 2.1
210857321 | 11/10/2025 | Live | Midea Electric Trading | ACIQ | Singlezone Ducted, Compact Ducted | 210857321 |  | HRCU-A-CB | ACIQ-36ZPL-HP230B | Mini-Splits | ACIQ-36CD-HH-MB | 9 | 17.5 | 11.5 | 9 | 16.5 | 11 | FALSE | TRUE | FALSE | 36000 | 34000 | 2.49 | 43000 | 2.23
210857320 | 05/06/2025 | Live | Midea Electric Trading | ACIQ | Singlezone Non-Ducted, Wall Placement | 210857320 |  | HRCU-A-CB-O | ACIQ-48ZPL-HP230B | Mini-Splits | ACIQ-48CC-HH-MB | 8.3 | 16.5 | 10.7 | 8.3 | 16.8 | 10.7 | FALSE | TRUE | FALSE | 48000 | 35000 | 2.59 | 46000 | 2.32
210857299 | 09/16/2024 | Live | Midea Electric Trading | 1HVAC | Singlezone Non-Ducted, Wall Placement | 210857299 |  | HRCU-A-CB-O | ACIQ-36ZPL-HP230B | Mini-Splits | ACIQ-36CC-HH-MB | 9.5 | 19 | 10.3 | 9.5 | 19.4 | 10.5 | FALSE | TRUE | TRUE | 36000 | 33000 | 2.4 | 40500 | 1.93
210799684 | 09/16/2024 | Live | Midea Electric Trading | COOPER&HUNTER | Singlezone Non-Ducted, Wall Placement | 210799684 |  | HRCU-A-CB-O | CH-ES09-115VO | Mini-Splits | CH-B09OLVWM-115VI | 13.8 | 23 | 11 | 13.8 | 23 | 9.8 | TRUE | FALSE | TRUE | 9000 | 5900 | 2.93 | 9018 | 2.4
210799640 | 09/16/2024 | Live | Midea Electric Trading | COOPER&HUNTER | Singlezone Non-Ducted, Wall Placement | 210799640 |  | HRCU-A-CB-O | CH-ES09-115VO | Mini-Splits | CH-09OLVWM-115VI | 13.8 | 23 | 11 | 13.8 | 23 | 9.8 | TRUE | FALSE | TRUE | 9000 | 5900 | 2.93 | 9018 | 2.4
210799613 | 09/16/2024 | Live | Midea Electric Trading | COOPER&HUNTER | Singlezone Non-Ducted, Wall Placement | 210799613 |  | HRCU-A-CB-O | CH-NHPR48LCU-230VO | Mini-Splits | CH-N48LCCT-230VI | 8.3 | 16.5 | 10.7 | 8.3 | 16.8 | 10.7 | FALSE | TRUE | FALSE | 48000 | 35000 | 2.59 | 46000 | 2.32
210737964 | 05/06/2025 | Live | Lennox Industries | ARMSTRONG AIR | Singlezone Ducted, Centrally Ducted | 210737964 |  | HRCU-A-CB | 4SHP18LX136P | Ducted Indoor Units | BCE7S42M*4X |  |  |  | 11 | 18 | 8.5 | FALSE | FALSE | TRUE | 35200 | 23000 | 2.18 | 23000 | 2.18
210737945 | 05/06/2025 | Live | Lennox Industries | ARMSTRONG AIR | Singlezone Ducted, Centrally Ducted | 210737945 |  | HRCU-A-CB | 4SHP18LX136P | Ducted Indoor Units | BCE5E42M*4X |  |  |  | 11.5 | 18 | 8.5 | FALSE | FALSE | TRUE | 34400 | 22200 | 2.15 | 22200 | 2.15
210737934 | 05/06/2025 | Live | Lennox Industries | ARMSTRONG AIR | Singlezone Ducted, Centrally Ducted | 210737934 |  | HRCU-A-CB | 4SHP18LX136P | Ducted Indoor Units | BCE7S36 |  |  |  | 11.7 | 19 | 8.5 | FALSE | FALSE | TRUE | 33600 | 22600 | 2.48 | 22600 | 2.48
209948203 | 05/06/2025 | Live | Midea Electric Trading | AIRDACH | Singlezone Non-Ducted, Wall Placement | 209948203 |  | HRCU-A-CB-O | ACSH3618VM2-D | Mini-Splits | AIWH3600VM2-D | 8.5 | 17.5 | 12 | 8.5 | 17.5 | 8.7 | FALSE | FALSE | FALSE | 36000 | 24000 | 2 | 24160 | 1.98
209843080 | 05/06/2025 | Live | Midea Electric Trading | CTMORLEY | Singlezone Non-Ducted, Wall Placement | 209843080 |  | HRCU-A-CB-O | MOU-A48LH-2 | Mini-Splits | MIU-A48LF-2 | 8.2 | 17 | 10.8 | 8.2 | 17 | 9.8 | FALSE | FALSE | FALSE | 48000 | 35000 | 2.34 | 52000 | 2.1
209843078 | 09/16/2024 | Live | Midea Electric Trading | CTMORLEY | Singlezone Non-Ducted, Wall Placement | 209843078 |  | HRCU-A-CB-O | MOU-A48LH-2 | Mini-Splits | MIU-A48LC-2 | 8.3 | 16.5 | 10.7 | 8.3 | 16.8 | 10.7 | FALSE | FALSE | FALSE | 48000 | 35000 | 2.59 | 46000 | 2.32
209843075 | 05/06/2025 | Live | Midea Electric Trading | CTMORLEY | Singlezone Non-Ducted, Wall Placement | 209843075 |  | HRCU-A-CB-O | MOU-A36LH-2 | Mini-Splits | MIU-A36LC-2 | 9.5 | 19 | 10.3 | 9.5 | 19.4 | 10.5 | FALSE | FALSE | TRUE | 36000 | 33000 | 2.4 | 40500 | 1.93
209842997 | 05/06/2025 | Live | Midea Electric Trading | CLASSIC | Singlezone Non-Ducted, Ceiling Placement | 209842997 |  | HRCU-A-CB-O | MRSVHC18AS | Mini-Splits | MC4VHC18S | 12.5 | 20.5 | 11 | 12.5 | 20.5 | 10.5 | TRUE | FALSE | TRUE | 16000 | 12000 | 2.51 | 13600 | 2.24
209447986 | 05/06/2025 | Live | Mitsubishi Electric Trane | MITSUBISHI ELECTRIC | Singlezone Ducted, Centrally Ducted | 209447986 |  | HRCU-A-C | PUZ-A42NKA7*** | Mini-Splits | PAA-A42BA1 | 9.5 | 15.5 | 9.5 | 9.5 | 14.4 | 9.3 | FALSE | FALSE | FALSE | 42000 | 32800 | 2.39 | 32400 | 2.36
209447982 | 09/16/2024 | Live | Mitsubishi Electric Trane | MITSUBISHI ELECTRIC | Singlezone Ducted, Centrally Ducted | 209447982 |  | HRCU-A-C | PUZ-A30NHA7*** | Mini-Splits | PAA-A30AA1 | 10 | 16 | 10 | 9.5 | 15.2 | 8.8 | FALSE | FALSE | FALSE | 30000 | 21000 | 2.6 | 20800 | 2.57
209447981 | 09/16/2024 | Live | Mitsubishi Electric Trane | MITSUBISHI ELECTRIC | Singlezone Ducted, Centrally Ducted | 209447981 |  | HRCU-A-C | PUZ-A24NHA7*** | Mini-Splits | PAA-A24BA1 | 12.5 | 16.5 | 9.5 | 12 | 17.1 | 8.9 | TRUE | FALSE | FALSE | 24000 | 15600 | 2.47 | 15400 | 2.44
209157088 | 09/16/2024 | Live | Midea Electric Trading | APOODR | Singlezone Non-Ducted, Wall Placement | 209157088 |  | HRCU-A-CB-O | AAG21-36H1B | Mini-Splits | AAG21-36H1A | 8.5 | 17.5 | 12 | 8.5 | 17.5 | 8.7 | FALSE | FALSE | FALSE | 36000 | 24000 | 2 | 24160 | 1.98
208650627 | 09/16/2024 | Live | Midea Electric Trading | BLUERIDGE | Singlezone Non-Ducted, Wall Placement | 208650627 |  | HRCU-A-CB-O | BMY48HHUC | Mini-Splits | BM48MFCC | 8.2 | 17 | 10.8 | 8.2 | 17 | 9.8 | FALSE | TRUE | FALSE | 48000 | 35000 | 2.34 | 52000 | 2.1
208568357 | 09/16/2024 | Live | Midea Electric Trading | MIDEA | Singlezone Non-Ducted, Ceiling Placement | 208568357 |  | HRCU-A-CB-O | MOX430-18HFN1-MU0W | Mini-Splits | CCA3U-18HRFN1-M(C) | 12.5 | 20.5 | 11 | 12.5 | 20.5 | 10.5 | TRUE | FALSE | TRUE | 16000 | 12000 | 2.51 | 13600 | 2.24
208280095 | 09/16/2024 | Live | Midea Electric Trading | TRUST AIR CONDITIONERS | Singlezone Non-Ducted, Wall Placement | 208280095 |  | HRCU-A-CB-O | OAH48H/O4S41P | Mini-Splits | IUMC448H/I41P | 8.3 | 16.5 | 10.7 | 8.3 | 16.8 | 10.7 | FALSE | FALSE | FALSE | 48000 | 35000 | 2.59 | 46000 | 2.32
208191863 | 09/16/2024 | Live | Midea Electric Trading | PIONEER | Singlezone Non-Ducted, Ceiling Placement | 208191863 |  | HRCU-A-CB-O | YN018GMFI22RPE | Mini-Splits | CB018GMFILCFHD | 12.5 | 20.5 | 11 | 12.5 | 20.5 | 10.5 | TRUE | FALSE | TRUE | 16000 | 12000 | 2.51 | 13600 | 2.24
208130842 | 09/16/2024 | Live | Midea Electric Trading | LBG PRODUCTS | Singlezone Ducted, Compact Ducted | 208130842 |  | HRCU-A-CB | LUUHB48DO | Mini-Splits | LUHB48DFI | 8.7 | 16 | 11.1 | 8.2 | 14.3 | 10.3 | FALSE | FALSE | FALSE | 48000 | 39500 | 2.39 | 51000 | 2.33
208130809 | 09/16/2024 | Live | Midea Electric Trading | LBG PRODUCTS | Singlezone Non-Ducted, Ceiling Placement | 208130809 |  | HRCU-A-CB-O | LBHB18DUWO | Mini-Splits | LMHB18DSI | 12.5 | 20.5 | 11 | 12.5 | 20.5 | 10.5 | TRUE | FALSE | TRUE | 16000 | 12000 | 2.51 | 13600 | 2.24
208121922 | 09/16/2024 | Live | Midea Electric Trading | EMI | Singlezone Non-Ducted, Wall Placement | 208121922 |  | HRCU-A-CB-O | ADSZ136DA | Mini-Splits | ADWAL36DA | 8.5 | 17.5 | 12 | 8.5 | 17.5 | 8.7 | FALSE | FALSE | FALSE | 36000 | 24000 | 2 | 24160 | 1.98
207825530 | 09/16/2024 | Live | Midea Electric Trading | ACIQ | Singlezone Non-Ducted, Wall Placement | 207825530 |  | HRCU-A-CB-O | ACIQ-36Z-HP230B | Mini-Splits | ACIQ-36W-HP230B | 8.5 | 17.5 | 12 | 8.5 | 17.5 | 8.7 | FALSE | FALSE | FALSE | 36000 | 24000 | 2 | 24160 | 1.98
207743741 | 11/10/2025 | Live | Midea Electric Trading | DIRECT AIR | Singlezone Non-Ducted, Ceiling Placement | 207743741 |  | HRCU-A-CB-O | DIRM-18DA25-1Z | Mini-Splits | DIRM-18HP-CA | 12.5 | 20.5 | 11 | 12.5 | 20.5 | 10.5 | TRUE | FALSE | TRUE | 16000 | 12000 | 2.51 | 13600 | 2.24
207742525 | 09/16/2024 | Live | Midea Electric Trading | MOOVAIR | Singlezone Ducted, Compact Ducted | 207742525 |  | HRCU-A-CB | DMA36HOS28230E8 | Mini-Splits | DUA36HIDU230X5 | 9 | 17.5 | 11.5 | 9 | 16.5 | 11 | FALSE | TRUE | FALSE | 36000 | 34000 | 2.49 | 43000 | 2.23
207742457 | 09/16/2024 | Live | Midea Electric Trading | ELIOS | Singlezone Ducted, Compact Ducted | 207742457 |  | HRCU-A-CB | DEA48HOS28230E8 | Mini-Splits | DUA48HIDU230X5 | 8.7 | 16 | 11.1 | 8.2 | 14.3 | 10.3 | FALSE | FALSE | FALSE | 48000 | 39500 | 2.39 | 51000 | 2.33
207742456 | 09/16/2024 | Live | Midea Electric Trading | ELIOS | Singlezone Ducted, Compact Ducted | 207742456 |  | HRCU-A-CB | DEA36HOS28230E8 | Mini-Splits | DUA36HIDU230X5 | 9 | 17.5 | 11.5 | 9 | 16.5 | 11 | FALSE | TRUE | FALSE | 36000 | 34000 | 2.49 | 43000 | 2.23
207742443 | 09/16/2024 | Live | Midea Electric Trading | ELIOS | Singlezone Non-Ducted, Wall Placement | 207742443 |  | HRCU-A-CB-O | DEA36HOS28230E8 | Mini-Splits | DUA36HICU230X5 | 9.5 | 19 | 10.3 | 9.5 | 19.4 | 10.5 | FALSE | TRUE | TRUE | 36000 | 33000 | 2.4 | 40500 | 1.93
207742350 | 09/16/2024 | Live | Midea Electric Trading | C&H | Singlezone Ducted, Compact Ducted | 207742350 |  | HRCU-A-CB | CH-NHPR48LCU-230VO | Mini-Splits | CH-48LCDTU/I | 8.7 | 16 | 11.1 | 8.2 | 14.3 | 10.3 | FALSE | FALSE | FALSE | 48000 | 39500 | 2.39 | 51000 | 2.33
207742349 | 09/16/2024 | Live | Midea Electric Trading | C&H | Singlezone Non-Ducted, Wall Placement | 207742349 |  | HRCU-A-CB-O | CH-NHPR48LCU-230VO | Mini-Splits | CH-N48LCCT-230VI | 8.3 | 16.5 | 10.7 | 8.3 | 16.8 | 10.7 | FALSE | TRUE | FALSE | 48000 | 35000 | 2.59 | 46000 | 2.32
207702832 | 09/16/2024 | Live | Mitsubishi Electric Trane | TRANE / MITSUBISHI ELECTRIC | Singlezone Ducted, Compact Ducted | 207702832 | 204795673 | HRCU-A-CB | TRUZA0241HA70** | Mini-Splits | TPEADA0241AA*** | 11.7 | 19.6 | 10.8 | 12 | 19.2 | 9.1 | TRUE | FALSE | FALSE | 24400 | 15400 | 2.51 | 15400 | 2.51
207659297 | 09/16/2024 | Live | Midea Electric Trading | CIAC | Singlezone Non-Ducted, Wall Placement | 207659297 |  | HRCU-A-CB-O | CG43VX036PH3N1H | Mini-Splits | CH43VX036-H3N1H | 8.5 | 17.5 | 12 | 8.5 | 17.5 | 8.7 | FALSE | FALSE | FALSE | 36000 | 24000 | 2 | 24160 | 1.98
207658953 | 09/16/2024 | Live | Midea Electric Trading | COMFORTSTAR | Singlezone Non-Ducted, Wall Placement | 207658953 |  | HRCU-A-CB-O | CHF36CD(O) | Mini-Splits | TIP-36 | 9.5 | 19 | 10.3 | 9.5 | 19.4 | 10.5 | FALSE | TRUE | TRUE | 36000 | 33000 | 2.4 | 40500 | 1.93
207497902 | 09/16/2024 | Live | Ouellet, Group ACD | ACD | Singlezone Ducted, Centrally Ducted | 207497902 |  | HRCU-A-CB | FXD-ACD36 |  | AH236 | 10 | 18 | 10 | 10 | 16 | 9 | FALSE | TRUE | TRUE | 36000 | 24000 | 2.4 | 36000 | 1.94
207339172 | 09/16/2024 | Live | Midea Electric Trading | AURORA | Singlezone Non-Ducted, Wall Placement | 207339172 |  | HRCU-A-CB-O | AU-A36HR-2B-O | Mini-Splits | AU-A36HR-2B-I | 8.5 | 17.5 | 12 | 8.5 | 17.5 | 8.7 | FALSE | FALSE | FALSE | 36000 | 24000 | 2 | 24160 | 1.98
207338217 | 09/16/2024 | Live | Midea Electric Trading | MDV | Singlezone Ducted, Compact Ducted | 207338217 |  | HRCU-A-CB | MOE30U-48HFN1-M-[X](GA) | Mini-Splits | MTI-48HWFN1-M | 8.7 | 16 | 11.1 | 8.2 | 14.3 | 10.3 | TRUE | FALSE | FALSE | 48000 | 39500 | 2.39 | 51000 | 2.33
207338215 | 09/16/2024 | Live | Midea Electric Trading | MDV | Singlezone Non-Ducted, Wall Placement | 207338215 |  | HRCU-A-CB-O | MOE30U-48HFN1-M-[X](GA) | Mini-Splits | MUE-48HRFN1-M(C) | 8.2 | 17 | 10.8 | 8.2 | 17 | 9.8 | FALSE | TRUE | FALSE | 48000 | 35000 | 2.34 | 52000 | 2.1
207178626 | 09/16/2024 | Live | Midea Electric Trading | DUOHOME | Singlezone Non-Ducted, Wall Placement | 207178626 |  | HRCU-A-CB-O | DOD31-36HFN1-MP0W | Mini-Splits | DSABF-36HRFNX-MQ0W | 8.5 | 17.5 | 12 | 8.5 | 17.5 | 8.7 | FALSE | FALSE | FALSE | 36000 | 24000 | 2 | 24160 | 1.98
206909906 | 09/16/2024 | Live | Midea Electric Trading | OLIMPIA SPLENDID | Singlezone Non-Ducted, Wall Placement | 206909906 |  | HRCU-A-CB-O | OS-CENIH09EI | Mini-Splits | OS-SENIH09EI | 13.8 | 23 | 11 | 13.8 | 23 | 9.8 | FALSE | FALSE | TRUE | 9000 | 5900 | 2.93 | 9018 | 2.4
206369563 | 09/16/2024 | Live | Midea Electric Trading | MDV | Singlezone Non-Ducted, Wall Placement | 206369563 |  | HRCU-A-CB-O | MOD31-36HFN1-MP0W | Mini-Splits | MSABF-36HRFNX-MQ0W | 8.5 | 17.5 | 12 | 8.5 | 17.5 | 8.7 | FALSE | FALSE | FALSE | 36000 | 24000 | 2 | 24160 | 1.98
205967239 | 09/16/2024 | Live | LG | LG | Multizone Mix of Ducted and Non-Ducted | 205967239 |  | HMSR-A-CB | ARUM048GSS5 | Mixed Ducted and Non-Ducted Indoor Units |  | 13.25 | 20.4 | 11.5 | 12.85 | 20.35 | 10.15 | TRUE | TRUE | TRUE | 48000 | 37400 | 2.01 | 54000 | 2.79
205417834 | 09/16/2024 | Live | Fujitsu General America, Inc. | WESTINGHOUSE | Singlezone Non-Ducted, Wall Placement | 205417834 |  | HRCU-A-CB-O | WHP12SZA21S | Mini-Splits | WHP12WMA21S | 13 | 22 | 10.5 | 13 | 21 | 9.5 | FALSE | FALSE | TRUE | 12000 | 7500 | 2.71 | 10990 | 2.12
213265593 | 09/16/2024 | Live | Midea Electric Trading | COOPER&HUNTER | Singlezone Non-Ducted, Wall Placement | 213265593 |  | HRCU-A-CB-O | CH-NHPR48LCU-230VO | Mini-Splits | CH-48LCFC-W | 8.2 | 17 | 10.8 | 8.2 | 17 | 9.8 | FALSE | TRUE | FALSE | 48000 | 35000 | 2.34 | 52000 | 2.1
213265583 | 09/16/2024 | Live | Midea Electric Trading | COOPER&HUNTER | Singlezone Ducted, Compact Ducted | 213265583 |  | HRCU-A-CB | CH-NHPR48LCU-230VO | Mini-Splits | CH-48LCDT-W | 8.7 | 16 | 11.1 | 8.2 | 14.3 | 10.3 | FALSE | FALSE | FALSE | 48000 | 39500 | 2.39 | 51000 | 2.33
211150921 | 09/16/2024 | Live | Mitsubishi Electric Trane | TRANE / MITSUBISHI ELECTRIC | Singlezone Ducted, Centrally Ducted | 211150921 |  | HRCU-A-C | TRUZA0301HA70** | Mini-Splits | PAA-A30AA* | 10 | 14.5 | 10 | 9.5 | 15.2 | 8.8 | FALSE | FALSE | FALSE | 30000 | 21000 | 2.6 | 20800 | 2.57
201754546 | 09/16/2024 | Live | Mitsubishi Electric Trane | MITSUBISHI ELECTRIC | Singlezone Ducted, Centrally Ducted | 201754546 |  | HRCU-A-CB | PUZ-A30NHA7*** | Mini-Splits | PVA-A30AA* | 10 | 19 | 10 | 9.9 | 19.4 | 8.9 | FALSE | FALSE | FALSE | 30000 | 18000 | 2.5 | 20700 | 2.72
201754480 | 09/16/2024 | Live | Mitsubishi Electric Trane | MITSUBISHI ELECTRIC | Singlezone Non-Ducted, Ceiling Placement | 201754480 |  | HRCU-A-CB-O | PUZ-A42NKA7*** | Mini-Splits | PCA-A42KA* | 10.2 | 17.6 | 10.2 | 10 | 17.7 | 9.4 | FALSE | FALSE | FALSE | 42000 | 28200 | 2.6 | 35000 | 3.21
10271657 | 09/16/2024 | Live | LG | LG | Multizone All Ducted | 10271657 |  | HMSR-A-CB | ARUB060GSS4 | Ducted Indoor Units |  | 10 | 16.5 | 10 | 10 | 16.2 | 9.1 | FALSE | TRUE | TRUE | 60000 | 42500 | 1.72 | 85961 | 3.44
207699118 | 09/16/2024 | Live | Lennox Industries | LENNOX | Multizone Mix of Ducted and Non-Ducted | 207699118 |  | HMSV-A-CB | MPC024S4M-1P |  |  | 12 | 19.8 | 10 |  |  |  | TRUE | TRUE | TRUE | 24000 | 15165 | 2.9 | 21321 | 2.23
207036533 | 09/16/2024 | Live | TTI Climatisation | AZUR | Singlezone Ducted, Centrally Ducted | 207036533 |  | HRCU-A-CB | AZ-48HPB |  | AH-48B | 10.2 | 18 | 10 |  |  |  | FALSE | TRUE | TRUE | 48000 | 31000 | 2.36 | 39000 | 2.3
207036530 | 09/16/2024 | Live | TTI Climatisation | AZUR | Singlezone Ducted, Centrally Ducted | 207036530 |  | HRCU-A-CB | AZ-36HPB |  | AH-36B | 9.55 | 18 | 11 |  |  |  | FALSE | FALSE | TRUE | 36000 | 24000 | 2.5 | 34520 | 2.38
206900445 | 09/16/2024 | Live | Midea Electric Trading | FRANKLIN | Singlezone Ducted, Compact Ducted | 206900445 |  | HRCU-A-CB | MSH603E18MCAA | Mini-Splits | MST603E18ADAA | 10 | 18 | 9 |  |  |  | FALSE | FALSE | FALSE | 57000 | 37600 | 2.62 | 41500 | 2.42
206720390 | 09/16/2024 | Live | Sunrise Tradex Corp | FORESTAIR | Multizone All Non-Ducted | 206720390 |  | HMSR-A-CB-O | FGH-42ES/MZ | Non-Ducted Indoor Units |  | 10.4 | 21 | 10.2 |  |  |  | FALSE | FALSE | FALSE | 39000 | 29000 | 2.68 | 31100 | 2.5
206400654 | 09/16/2024 | Live | Carrier | PAYNE | Singlezone Non-Ducted, Wall Placement | 206400654 |  | HRCU-A-CB-O | 38MARBQ09AA3 | Mini-Splits | DHMSHAQ09XA3 | 15.6 | 26.3 | 12.5 |  |  |  | TRUE | FALSE | FALSE | 9000 | 7500 | 3.01 | 14270 | 4.36
206400642 | 09/16/2024 | Live | Carrier | CARRIER | Singlezone Non-Ducted, Wall Placement | 206400642 |  | HRCU-A-CB-O | 38MARBQ09AA3 | Mini-Splits | 40MAQB09B--3 | 15.6 | 26.3 | 12.5 |  |  |  | TRUE | FALSE | FALSE | 9000 | 7500 | 3.01 | 14270 | 4.36
206315654 | 09/16/2024 | Live | Midea Electric Trading | ACIQ | Multizone All Non-Ducted | 206315654 |  | HMSR-A-CB-O | ACIQ-27Z-HH-M3 | Non-Ducted Indoor Units |  | 13 | 22 | 10.4 |  |  |  | TRUE | TRUE | FALSE | 28000 | 18000 | 2.73 | 30960 | 2.12
206314613 | 09/16/2024 | Live | Midea Electric Trading | DUOHOME | Singlezone Ducted, Compact Ducted | 206314613 |  | HRCU-A-CB | DOE30U-60HFN1-M | Mini-Splits | DHG-60HWFN1-MW | 10 | 18 | 9 |  |  |  | FALSE | FALSE | FALSE | 57000 | 37600 | 2.62 | 41500 | 2.42
205417845 | 09/16/2024 | Live | TTI Climatisation | AZUR | Singlezone Non-Ducted, Wall Placement | 205417845 |  | HRCU-A-CB-O | AZ-12CA22EXT | Mini-Splits | AZ-12CA22INT | 13 | 22 | 10.5 |  |  |  | FALSE | FALSE | TRUE | 12000 | 7500 | 2.71 | 10990 | 2.12
205300172 | 09/16/2024 | Live | Midea Electric Trading | ELIOS | Singlezone Ducted, Compact Ducted | 205300172 |  | HRCU-A-CB | DE60HOS18230E5 | Mini-Splits | DM60HIDU230X5 | 10 | 18 | 9 |  |  |  | FALSE | FALSE | FALSE | 57000 | 37600 | 2.62 | 41500 | 2.42
205047851 | 09/16/2024 | Live | Panasonic | PANASONIC | Singlezone Non-Ducted, Wall Placement | 205047851 |  | HRCU-A-CB-O | CU-XE9WKUA | Mini-Splits | CS-XE9WKUAW | 16.1 | 28.2 | 14.5 |  |  |  | FALSE | TRUE | TRUE | 8700 | 8000 | 3.13 | 12500 | 2.53
204580064 | 09/16/2024 | Live | TTI Climatisation | ZEPHYR | Singlezone Non-Ducted, Wall Placement | 204580064 |  | HRCU-A-CB-O | ZE-12CA22EXT | Mini-Splits | ZE-12CA22INT | 13 | 22 | 10.5 |  |  |  | FALSE | FALSE | TRUE | 12000 | 7500 | 2.71 | 10990 | 2.12
204012250 | 09/16/2024 | Live | Midea Electric Trading | MAX-R | Multizone All Non-Ducted | 204012250 |  | HMSR-A-CB-O | MAX-R(MZ)27K30 | Non-Ducted Indoor Units |  | 13 | 22 | 10.4 |  |  |  | FALSE | FALSE | FALSE | 28000 | 18000 | 2.73 | 30960 | 2.12
204005788 | 09/16/2024 | Live | Midea Electric Trading | ELIOS | Multizone All Non-Ducted | 204005788 |  | HMSR-A-CB-O | DE27HOM25230X3 | Non-Ducted Indoor Units |  | 13 | 22 | 10.4 |  |  |  | TRUE | TRUE | FALSE | 28000 | 18000 | 2.73 | 30960 | 2.12
203514062 | 09/16/2024 | Live | Midea Electric Trading | EMI | Multizone All Non-Ducted | 203514062 |  | HMSR-A-CB-O | DHMZ327DA | Non-Ducted Indoor Units |  | 13 | 22 | 10.4 |  |  |  | TRUE | TRUE | FALSE | 28000 | 18000 | 2.73 | 30960 | 2.12
203269783 | 09/16/2024 | Live | Midea Electric Trading | DIRECT AIR | Multizone All Non-Ducted | 203269783 |  | HMSR-A-CB-O | M3OH-27HFN1-M | Non-Ducted Indoor Units |  | 13 | 22 | 10.4 |  |  |  | TRUE | TRUE | FALSE | 28000 | 18000 | 2.73 | 30960 | 2.12
202373689 | 05/06/2025 | Live | Mitsubishi Electric Trane | AMERICAN STANDARD / MITSUBISHI ELECTRIC | Singlezone Non-Ducted, Wall Placement | 202373689 |  | HRCU-A-CB-O | NAXSPB15A112AA | Mini-Splits | NAXWPH15A112AA | 12.5 | 22 | 11 |  |  |  | FALSE | FALSE | FALSE | 15000 | 11070 | 3.42 | 20200 | 1.76
201876866 | 09/16/2024 | Live | Johnson Controls Inc. (York International Norman) | YORK | Singlezone Ducted, Centrally Ducted | 201876866 |  | HRCU-A-CB | YZV36B21 |  | AVV37BE221+CC | 13 | 19.75 | 8.65 |  |  |  | FALSE | FALSE | FALSE | 33600 | 31000 | 1.68 | 31000 | 1.68
201862958 | 09/16/2024 | Live | Midea Electric Trading | CENTURY | Multizone All Non-Ducted | 201862958 |  | HMSR-A-CB-O | A-VMH28TU-1 | Non-Ducted Indoor Units |  | 13 | 22 | 10.4 |  |  |  | TRUE | TRUE | FALSE | 28000 | 18000 | 2.75 | 30648 | 2.17
201835686 | 05/06/2025 | Live | Carrier | HEIL | Singlezone Ducted, Compact Ducted | 201835686 |  | HRCU-A-CB | DLCLRAH58AAK | Mini-Splits | DLFLDAH58XAK | 10 | 18 | 9 |  |  |  | FALSE | FALSE | FALSE | 57000 | 37600 | 2.62 | 44480 | 2.55
201835571 | 09/16/2024 | Live | Carrier | COMFORTMAKER | Singlezone Ducted, Compact Ducted | 201835571 |  | HRCU-A-CB | DLCLRAH58AAK | Mini-Splits | DLFLDAH58XAK | 10 | 18 | 9 |  |  |  | FALSE | FALSE | FALSE | 57000 | 37600 | 2.62 | 44480 | 2.55
201810035 | 09/16/2024 | Live | Midea Electric Trading | COMFORT-AIRE | Multizone All Non-Ducted | 201810035 |  | HMSR-A-CB-O | A-VMH28TU-1 | Non-Ducted Indoor Units |  | 13 | 22 | 10.4 |  |  |  | TRUE | TRUE | FALSE | 28000 | 18000 | 2.75 | 30648 | 2.17
200059039 | 09/16/2024 | Live | Midea Electric Trading | COMFORT-AIRE | Singlezone Non-Ducted, Wall Placement | 200059039 |  | HRCU-A-CB-O | B-VMH12SU-1 | Mini-Splits | A-VMH12SU-1 | 13 | 22.5 | 12 |  |  |  | FALSE | FALSE | FALSE | 12000 | 7800 | 2.63 | 14140 | 2.2
10309025 | 09/16/2024 | Live | Johnson Controls Inc. (York International Norman) | YORK | Singlezone Ducted, Centrally Ducted | 10309025 |  | HRCU-A-CB | YZV48B21 |  | CM50DE3A1+MVC20DN21 | 13.5 | 21 | 10.5 |  |  |  | FALSE | FALSE | FALSE | 45000 | 42500 | 2.56 | 41300 | 2.56
8578505 | 09/16/2024 | Live | Johnson Controls Inc. (York International Norman) | YORK BY JOHNSON CONTROLS | Multizone All Non-Ducted | 8578505 |  | HMSV-A-CB | DHW42CMB21S | Non-Ducted Indoor Units |  | 10.4 | 21 | 10.2 |  |  |  | FALSE | FALSE | FALSE | 39000 | 29000 | 2.68 | 31100 | 2.5
7184507 | 09/16/2024 | Live | LG | LG | Multizone Mix of Ducted and Non-Ducted | 7184507 |  | HMSV-A-CB | LMU24CHV | Mixed Ducted and Non-Ducted Indoor Units |  | 12.5 | 19.6 | 10.2 |  |  |  | FALSE | FALSE | FALSE | 18900 | 14250 | 2.59 | 20394 | 3.4
206905350 | 09/16/2024 | Live | Midea Electric Trading | BLUERIDGE | Multizone All Non-Ducted | 206905350 |  | HMSR-A-CB-O | BMHH27M22C | Non-Ducted Indoor Units |  | 13 | 22 | 10.4 |  |  |  | TRUE | TRUE | FALSE | 28000 | 18000 | 2.73 | 30960 | 2.12
206400660 | 09/16/2024 | Live | Carrier | MIDEA | Singlezone Non-Ducted, Wall Placement | 206400660 |  | HRCU-A-CB-O | 38MARBQ09AA3 | Mini-Splits | DHMSHAQ09XA3 | 15.6 | 26.3 | 12.5 |  |  |  | TRUE | FALSE | FALSE | 9000 | 7500 | 3.01 | 14270 | 4.36
205417847 | 09/16/2024 | Live | TTI Climatisation | AZUR | Singlezone Non-Ducted, Wall Placement | 205417847 |  | HRCU-A-CB-O | AZ-18CA22EXT | Mini-Splits | AZ-18CA22INT | 13 | 23.3 | 11.6 |  |  |  | FALSE | FALSE | FALSE | 18000 | 11600 | 2.7 | 14960 | 2.28
204005755 | 09/16/2024 | Live | Midea Electric Trading | MOOVAIR | Singlezone Ducted, Compact Ducted | 204005755 |  | HRCU-A-CB | DM60HOS18230E5 | Mini-Splits | DM60HIDU230X5 | 10 | 18 | 9 |  |  |  | FALSE | FALSE | FALSE | 57000 | 37600 | 2.62 | 41500 | 2.42
202635792 | 09/16/2024 | Live | Midea Electric Trading | ELIOS | Singlezone Ducted, Compact Ducted | 202635792 |  | HRCU-A-CB | DE60HOS18230E5 | Mini-Splits | DE60HIDU230X5 | 10 | 18 | 9 |  |  |  | FALSE | FALSE | FALSE | 57000 | 37600 | 2.62 | 41500 | 2.42
202373748 | 09/16/2024 | Live | Mitsubishi Electric Trane | TRANE / MITSUBISHI ELECTRIC | Multizone All Non-Ducted | 202373748 |  | HMSR-A-CB-O | NTXMMX60A182AA | Non-Ducted Indoor Units |  | 12.5 | 17.4 | 10.5 |  |  |  | FALSE | FALSE | FALSE | 60000 | 41500 | 2.5 | 65000 | 2.35
202373730 | 09/16/2024 | Live | Mitsubishi Electric Trane | TRANE / MITSUBISHI ELECTRIC | Singlezone Non-Ducted, Wall Placement | 202373730 |  | HRCU-A-CB-O | NTXSPH18A112AA |  | NTXWPH18A112AA | 12.5 | 21 | 12 |  |  |  | FALSE | FALSE | FALSE | 17200 | 13700 | 3.04 | 20300 | 2.12
202366330 | 09/16/2024 | Live | Mitsubishi Electric Trane | TRANE / MITSUBISHI ELECTRIC | Multizone Mix of Ducted and Non-Ducted | 202366330 |  | HMSV-A-CB | NTXMMX30A132AA | Mixed Ducted and Non-Ducted Indoor Units |  | 10.1 | 17.6 | 10.1 |  |  |  | FALSE | FALSE | FALSE | 27900 | 15550 | 2.55 | 21000 | 2.21
202066910 | 09/16/2024 | Live | Johnson Controls Inc. (York International Norman) | YORK | Singlezone Ducted, Centrally Ducted | 202066910 |  | HRCU-A-CB | YZV36B21 |  | CM37BE2A1+MVC12BN21+CC | 13.25 | 20.25 | 8.65 |  |  |  | FALSE | FALSE | FALSE | 33600 | 30800 | 1.7 | 30800 | 1.7
201847061 | 09/16/2024 | Live | Carrier | MIDEA | Singlezone Ducted, Compact Ducted | 201847061 |  | HRCU-A-CB | 38MBRQ58A--3 | Mini-Splits | 40MBDQ58---3 | 10 | 18 | 9 |  |  |  | FALSE | FALSE | FALSE | 57000 | 37600 | 2.62 | 44480 | 2.55
201847014 | 09/16/2024 | Live | Carrier | CARRIER | Singlezone Ducted, Compact Ducted | 201847014 |  | HRCU-A-CB | 38MBRQ58A--3 | Mini-Splits | 40MBDQ58---3 | 10 | 18 | 9 |  |  |  | FALSE | FALSE | FALSE | 57000 | 37600 | 2.62 | 44480 | 2.55
201835783 | 09/16/2024 | Live | Carrier | KENMORE | Singlezone Ducted, Compact Ducted | 201835783 |  | HRCU-A-CB | DLCLRAH58AAK | Mini-Splits | DLFLDAH58XAK | 10 | 18 | 9 |  |  |  | FALSE | FALSE | FALSE | 57000 | 37600 | 2.62 | 44480 | 2.55
201835687 | 09/16/2024 | Live | Carrier | KEEPRITE | Singlezone Ducted, Compact Ducted | 201835687 |  | HRCU-A-CB | DLCLRAH58AAK | Mini-Splits | DLFLDAH58XAK | 10 | 18 | 9 |  |  |  | FALSE | FALSE | FALSE | 57000 | 37600 | 2.62 | 44480 | 2.55
201835619 | 09/16/2024 | Live | Carrier | DAY & NIGHT | Singlezone Ducted, Compact Ducted | 201835619 |  | HRCU-A-CB | DLCLRAH58AAK | Mini-Splits | DLFLDAH58XAK | 10 | 18 | 9 |  |  |  | FALSE | FALSE | FALSE | 57000 | 37600 | 2.62 | 44480 | 2.55
201754637 | 09/16/2024 | Live | Mitsubishi Electric Trane | MITSUBISHI ELECTRIC | Multizone All Non-Ducted | 201754637 |  | HMSR-A-CB-O | MXZ-8C60NA-U* | Non-Ducted Indoor Units |  | 12.5 | 17.4 | 10.5 |  |  |  | FALSE | FALSE | FALSE | 60000 | 41500 | 2.5 | 65000 | 2.35
200059285 | 09/16/2024 | Live | Midea Electric Trading | MDV | Singlezone Ducted, Compact Ducted | 200059285 |  | HRCU-A-CB | MOE30U-60HFN1-M | Mini-Splits | MHG-60HWFN1-MW | 10 | 18 | 9 |  |  |  | FALSE | FALSE | FALSE | 57000 | 37600 | 2.62 | 41500 | 2.42
10507898 | 09/16/2024 | Live | Midea Electric Trading | C&H | Singlezone Ducted, Compact Ducted | 10507898 |  | HRCU-A-CB | CH-60LCDTU/O | Mini-Splits | CH-60LCDTU/I | 10 | 18 | 9 |  |  |  | FALSE | FALSE | FALSE | 57000 | 37600 | 2.62 | 41500 | 2.42
10324706 | 09/16/2024 | Live | Daikin North America, LLC | AMANA | Singlezone Ducted, Centrally Ducted | 10324706 |  | HRCU-A-CB | AVZC200481A* |  | CA*F4961*6D*+MBVC2000**-1A*+TX | 13 | 20 | 10 |  |  |  | FALSE | FALSE | FALSE | 46500 | 34000 | 3.4 | 34000 | 2.4
10309021 | 09/16/2024 | Live | Johnson Controls Inc. (York International Norman) | YORK | Singlezone Ducted, Centrally Ducted | 10309021 |  | HRCU-A-CB | YZV36B21 |  | CM38CE2A1+MVC16CN21 | 13.25 | 20 | 9.55 |  |  |  | FALSE | FALSE | FALSE | 33600 | 33400 | 2.26 | 34200 | 2.75
9117131 | 09/16/2024 | Live | Daikin North America, LLC | DAIKIN | Singlezone Ducted, Centrally Ducted | 9117131 |  | HRCU-A-CB | DZ20VC0481B* |  | DV61PECD14A* | 12.5 | 20 | 10 |  |  |  | FALSE | FALSE | FALSE | 45500 | 28600 | 2.68 | 34000 | 2.4
202575872 | 09/16/2024 | Live | Midea Electric Trading | COMFORTSTAR | Multizone All Non-Ducted | 202575872 |  | HMSR-A-CB-O | CM3-27-3ZX | Non-Ducted Indoor Units |  | 13 | 22 | 10.4 |  |  |  | TRUE | TRUE | FALSE | 28000 | 18000 | 2.73 | 30960 | 2.12
207036527 | 09/16/2024 | Live | TTI Climatisation | AZUR | Singlezone Ducted, Centrally Ducted | 207036527 |  | HRCU-A-CB | AZ-24HPB |  | AH-24B | 10.9 | 18 | 10 |  |  |  | FALSE | TRUE | TRUE | 24000 | 15000 | 2.25 | 18000 | 1.99
206720387 | 10/08/2024 | Live | Sunrise Tradex Corp | FORESTAIR | Multizone All Non-Ducted | 206720387 |  | HMSR-A-CB-O | FGH-36ES/MZ | Non-Ducted Indoor Units |  | 12.5 | 21 | 11.5 |  |  |  | FALSE | FALSE | FALSE | 34000 | 20000 | 2.17 | 27500 | 2.73
205645135 | 09/16/2024 | Live | Midea Electric Trading | PERFECTAIRE | Multizone All Non-Ducted | 205645135 |  | HMSR-A-CB-O | 2PAMS27-HH-MZO3 | Non-Ducted Indoor Units |  | 13 | 22 | 10.4 |  |  |  | TRUE | TRUE | FALSE | 28000 | 18000 | 2.73 | 30960 | 2.12
205104719 | 09/16/2024 | Live | Friedrich Air Conditioning | FRIEDRICH | Singlezone Non-Ducted, Ceiling Placement | 205104719 |  | HRCU-A-CB-O | FPHFR18A3A | Mini-Splits | FPHFC18A3B | 12.65 | 20 | 11 |  |  |  | TRUE | TRUE | TRUE | 18000 | 11000 | 2.54 | 18000 | 2.4
204005772 | 10/08/2024 | Live | Midea Electric Trading | MOOVAIR | Multizone All Non-Ducted | 204005772 |  | HMSR-A-CB-O | DM27HOM25230X3 | Non-Ducted Indoor Units |  | 13 | 22 | 10.4 |  |  |  | TRUE | TRUE | FALSE | 28000 | 18000 | 2.73 | 30960 | 2.12
203258611 | 10/08/2024 | Live | Daikin North America, LLC | LIBERTY HEATING & AIR CONDITIONING | Singlezone Ducted, Centrally Ducted | 203258611 |  | HRCU-A-CB | AVZC200481A* |  | CA*F4961*6D*+MBVC2000**-1A*+TXV | 13 | 20 | 10 |  |  |  | FALSE | FALSE | FALSE | 46500 | 34000 | 2.36 | 34000 | 2.4
202373731 | 10/08/2024 | Live | Mitsubishi Electric Trane | TRANE / MITSUBISHI ELECTRIC | Singlezone Non-Ducted, Wall Placement | 202373731 |  | HRCU-A-CB-O | NTXSPB18A112AA |  | NTXWPH18A112AA | 12.5 | 21 | 11 |  |  |  | FALSE | FALSE | FALSE | 17200 | 12480 | 2.93 | 24300 | 2.1
202373729 | 10/08/2024 | Live | Mitsubishi Electric Trane | TRANE / MITSUBISHI ELECTRIC | Singlezone Non-Ducted, Wall Placement | 202373729 |  | HRCU-A-CB-O | NTXSPB15A112AA | Mini-Splits | NTXWPH15A112AA | 12.5 | 22 | 11 |  |  |  | FALSE | FALSE | FALSE | 15000 | 11070 | 3.42 | 20200 | 1.76
202373708 | 10/08/2024 | Live | Mitsubishi Electric Trane | AMERICAN STANDARD / MITSUBISHI ELECTRIC | Multizone All Non-Ducted | 202373708 |  | HMSR-A-CB-O | NAXMMX60A182AA | Non-Ducted Indoor Units |  | 12.5 | 17.4 | 10.5 |  |  |  | FALSE | FALSE | FALSE | 60000 | 41500 | 2.5 | 65000 | 2.35
202366324 | 09/16/2024 | Live | Mitsubishi Electric Trane | AMERICAN STANDARD / MITSUBISHI ELECTRIC | Multizone Mix of Ducted and Non-Ducted | 202366324 |  | HMSV-A-CB | NAXMMX30A132AA | Mixed Ducted and Non-Ducted Indoor Units |  | 10.1 | 17.6 | 10.1 |  |  |  | FALSE | FALSE | FALSE | 27900 | 15550 | 2.55 | 21000 | 2.21
202119334 | 10/08/2024 | Live | Carrier | SMART COMFORT | Singlezone Ducted, Compact Ducted | 202119334 |  | HRCU-A-CB | DLCLRAH58AAK | Mini-Splits | DLFLDAH58XAK | 10 | 18 | 9 |  |  |  | FALSE | FALSE | FALSE | 57000 | 37600 | 2.62 | 44480 | 2.55
201903181 | 10/08/2024 | Live | Bathica | WABBAN | Multizone All Non-Ducted | 201903181 |  | HMSV-A-CB | BBM42H4O | Non-Ducted Indoor Units |  | 10.4 | 21 | 10.2 |  |  |  | FALSE | FALSE | FALSE | 39000 | 29000 | 2.68 | 31100 | 2.5
201847044 | 10/08/2024 | Live | Carrier | PAYNE | Singlezone Ducted, Compact Ducted | 201847044 |  | HRCU-A-CB | 38MBRQ58A--3 | Mini-Splits | 40MBDQ58---3 | 10 | 18 | 9 |  |  |  | FALSE | FALSE | FALSE | 57000 | 37600 | 2.62 | 44480 | 2.55
201847027 | 09/16/2024 | Live | Carrier | BRYANT | Singlezone Ducted, Compact Ducted | 201847027 |  | HRCU-A-CB | 38MBRQ58A--3 | Mini-Splits | 40MBDQ58---3 | 10 | 18 | 9 |  |  |  | FALSE | FALSE | FALSE | 57000 | 37600 | 2.62 | 44480 | 2.55
201835782 | 09/16/2024 | Live | Carrier | TEMPSTAR | Singlezone Ducted, Compact Ducted | 201835782 |  | HRCU-A-CB | DLCLRAH58AAK | Mini-Splits | DLFLDAH58XAK | 10 | 18 | 9 |  |  |  | FALSE | FALSE | FALSE | 57000 | 37600 | 2.62 | 44480 | 2.55
201755338 | 10/08/2024 | Live | Midea Electric Trading | C&H | Singlezone Ducted, Compact Ducted | 201755338 |  | HRCU-A-CB | CH-60LCU/O | Mini-Splits | CH-60LCDTU/I | 10 | 18 | 9 |  |  |  | FALSE | FALSE | FALSE | 57000 | 37600 | 2.62 | 41500 | 2.42
201755017 | 10/08/2024 | Live | Mitsubishi Electric Trane | MITSUBISHI ELECTRIC | Multizone Mix of Ducted and Non-Ducted | 201755017 |  | HMSV-A-CB | MXZ-3C30NA2 | Mixed Ducted and Non-Ducted Indoor Units |  | 10.1 | 17.6 | 10.1 |  |  |  | FALSE | FALSE | FALSE | 27900 | 15550 | 2.55 | 21000 | 2.21
10324713 | 10/08/2024 | Live | Daikin North America, LLC | DAIKIN | Singlezone Ducted, Centrally Ducted | 10324713 |  | HRCU-A-CB | DZ20VC0481B* |  | CA*F4961*6D*+MBVC2000**-1A*+TXV | 13 | 20 | 10 |  |  |  | FALSE | FALSE | FALSE | 46500 | 28400 | 2.84 | 34000 | 2.4
10309027 | 10/08/2024 | Live | Johnson Controls Inc. (York International Norman) | YORK | Singlezone Ducted, Centrally Ducted | 10309027 |  | HRCU-A-CB | YZV60B21 |  | CM61DE4A1+MVC20DN21 | 12.5 | 20 | 10.75 |  |  |  | FALSE | FALSE | FALSE | 54000 | 45500 | 2.34 | 59000 | 2.28
10309024 | 10/08/2024 | Live | Johnson Controls Inc. (York International Norman) | YORK | Singlezone Ducted, Centrally Ducted | 10309024 |  | HRCU-A-CB | YZV48B21 |  | CM50CE3A1+MVC16CN21 | 12.75 | 20.75 | 10.4 |  |  |  | FALSE | FALSE | FALSE | 45000 | 43500 | 2.48 | 41900 | 2.51
9125309 | 10/08/2024 | Live | Panasonic | PANASONIC | Singlezone Ducted, Compact Ducted | 9125309 |  | HRCU-A-CB | CU-E12SD3UA | Mini-Splits | CS-E12SD3UAW | 12.5 | 20 | 10 |  |  |  | TRUE | FALSE | FALSE | 11500 | 9500 | 2.42 | 11000 | 2.24
207699106 | 10/08/2024 | Live | Lennox Industries | LENNOX | Multizone Mix of Ducted and Non-Ducted | 207699106 |  | HMSV-A-CB | MLB036S4M-1P |  |  | 12.45 | 20.4 | 11 |  |  |  | TRUE | TRUE | TRUE | 36000 | 23000 | 2.6 | 33500 | 1.98
206733680 | 10/08/2024 | Live | GENERALLUX | GENERALLUX STAR | Singlezone Non-Ducted, Wall Placement | 206733680 |  | HRCU-A-CB-O | AST-18UW3SBBTU00(O) | Non-Ducted Indoor Units | AST-18UW3SBBTU00(I) | 13 | 23.3 | 11.6 |  |  |  | FALSE | FALSE | FALSE | 18000 | 11600 | 2.7 | 14960 | 2.28
206733678 | 10/08/2024 | Live | GENERALLUX | GENERALLUX STAR | Singlezone Non-Ducted, Wall Placement | 206733678 |  | HRCU-A-CB-O | AST-12UW3SXETU01(O) | Non-Ducted Indoor Units | AST-12UW3SXETU01(I) | 13 | 22 | 10.5 |  |  |  | FALSE | FALSE | FALSE | 12000 | 7500 | 2.71 | 10990 | 2.12
206400666 | 09/16/2024 | Live | Carrier | WEATHERMAKER | Singlezone Non-Ducted, Wall Placement | 206400666 |  | HRCU-A-CB-O | 38MARBQ09AA3 | Mini-Splits | DHMSHAQ09XA3 | 15.6 | 26.3 | 12.5 |  |  |  | TRUE | FALSE | FALSE | 9000 | 7500 | 3.01 | 14270 | 4.36
206400648 | 09/16/2024 | Live | Carrier | BRYANT | Singlezone Non-Ducted, Wall Placement | 206400648 |  | HRCU-A-CB-O | 38MARBQ09AA3 | Mini-Splits | 619PEQ009BBMA | 15.6 | 26.3 | 12.5 |  |  |  | TRUE | FALSE | FALSE | 9000 | 7500 | 3.01 | 14270 | 4.36
206315658 | 09/16/2024 | Live | Midea Electric Trading | 1HVAC | Multizone All Non-Ducted | 206315658 |  | HMSR-A-CB-O | ACIQ-27Z-HH-M3 | Non-Ducted Indoor Units |  | 13 | 22 | 10.4 |  |  |  | TRUE | TRUE | FALSE | 28000 | 18000 | 2.73 | 30960 | 2.12
206315650 | 09/16/2024 | Live | Midea Electric Trading | DIYCOOL | Multizone All Non-Ducted | 206315650 |  | HMSR-A-CB-O | ACIQ-27Z-HH-M3 | Non-Ducted Indoor Units |  | 13 | 22 | 10.4 |  |  |  | TRUE | TRUE | FALSE | 28000 | 18000 | 2.73 | 30960 | 2.12
205263902 | 09/16/2024 | Live | Midea Electric Trading | C&H | Multizone All Non-Ducted | 205263902 |  | HMSR-A-CB-O | CH-HYP28MSPH-230VO | Non-Ducted Indoor Units |  | 13 | 22 | 10.4 |  |  |  | TRUE | TRUE | FALSE | 28000 | 18000 | 2.73 | 30960 | 2.12
205047867 | 09/16/2024 | Live | Midea Electric Trading | C&H | Multizone All Non-Ducted | 205047867 |  | HMSR-A-CB-O | CH-HYP28MSPH-230VO | Non-Ducted Indoor Units |  | 13 | 22 | 10.4 |  |  |  | TRUE | TRUE | FALSE | 28000 | 18000 | 2.73 | 30960 | 2.12
204580063 | 09/16/2024 | Live | TTI Climatisation | ZEPHYR | Singlezone Non-Ducted, Wall Placement | 204580063 |  | HRCU-A-CB-O | ZE-18CA22EXT | Mini-Splits | ZE-18CA22INT | 13 | 23.3 | 11.6 |  |  |  | FALSE | FALSE | FALSE | 18000 | 11600 | 2.7 | 14960 | 2.28
202918821 | 09/16/2024 | Live | Midea Electric Trading | BLUERIDGE | Multizone All Non-Ducted | 202918821 |  | HMSR-A-CB-O | BMHH27M18C | Non-Ducted Indoor Units |  | 13 | 22 | 10.4 |  |  |  | TRUE | TRUE | FALSE | 28000 | 18000 | 2.73 | 30960 | 2.12
202373691 | 09/16/2024 | Live | Mitsubishi Electric Trane | AMERICAN STANDARD / MITSUBISHI ELECTRIC | Singlezone Non-Ducted, Wall Placement | 202373691 |  | HRCU-A-CB-O | NAXSPB18A112AA |  | NAXWPH18A112AA | 12.5 | 21 | 11 |  |  |  | FALSE | FALSE | FALSE | 17200 | 12480 | 2.93 | 24300 | 2.1
202373690 | 09/16/2024 | Live | Mitsubishi Electric Trane | AMERICAN STANDARD / MITSUBISHI ELECTRIC | Singlezone Non-Ducted, Wall Placement | 202373690 |  | HRCU-A-CB-O | NAXSPH18A112AA |  | NAXWPH18A112AA | 12.5 | 21 | 12 |  |  |  | FALSE | FALSE | FALSE | 17200 | 13700 | 3.04 | 20300 | 2.12
201903180 | 09/16/2024 | Live | Bathica | WABBAN | Multizone All Non-Ducted | 201903180 |  | HMSV-A-CB | BBM36H4O | Non-Ducted Indoor Units |  | 12.5 | 21 | 11.5 |  |  |  | FALSE | FALSE | FALSE | 34000 | 20000 | 2.17 | 27500 | 2.73
201900301 | 09/16/2024 | Live | Daikin North America, LLC | FRANKLIN | Singlezone Ducted, Centrally Ducted | 201900301 |  | HRCU-A-CB | AVZC200481A* |  | CA*F4961*6D*+MBVC2000**-1A*+TXV | 13 | 20 | 10 |  |  |  | FALSE | FALSE | FALSE | 46500 | 34000 | 2.36 | 34000 | 2.4
201866480 | 09/16/2024 | Live | Midea Electric Trading | KERR | Multizone All Non-Ducted | 201866480 |  | HMSR-A-CB-O | A-KMH28TU-1 | Non-Ducted Indoor Units |  | 13 | 22 | 10.4 |  |  |  | TRUE | TRUE | FALSE | 28000 | 18000 | 2.73 | 30960 | 2.12
201835523 | 09/16/2024 | Live | Carrier | ARCOAIRE | Singlezone Ducted, Compact Ducted | 201835523 |  | HRCU-A-CB | DLCLRAH58AAK | Mini-Splits | DLFLDAH58XAK | 10 | 18 | 9 |  |  |  | FALSE | FALSE | FALSE | 57000 | 37600 | 2.62 | 44480 | 2.55
201810023 | 09/16/2024 | Live | Midea Electric Trading | MDV | Multizone All Non-Ducted | 201810023 |  | HMSR-A-CB-O | M3OH-27HFN1-M | Non-Ducted Indoor Units | CS11M-09HRFN1-MX0W(A) | 13 | 22 | 10.4 |  |  |  | TRUE | TRUE | FALSE | 28000 | 18000 | 2.73 | 30960 | 2.12
201771971 | 09/16/2024 | Live | Carrier | MIDEA | Singlezone Ducted, Compact Ducted | 201771971 |  | HRCU-A-CB | DLCLRAH58AAK | Mini-Splits | DLFLDAH58XAK | 10 | 18 | 9 |  |  |  | FALSE | FALSE | FALSE | 57000 | 37600 | 2.62 | 44480 | 2.55
200059040 | 09/16/2024 | Live | Midea Electric Trading | CENTURY | Singlezone Non-Ducted, Wall Placement | 200059040 |  | HRCU-A-CB-O | B-VMH12SU-1 | Mini-Splits | A-VMH12SU-1 | 13 | 22.5 | 12 |  |  |  | FALSE | FALSE | FALSE | 12000 | 7800 | 2.63 | 14140 | 2.2
10595501 | 09/16/2024 | Live | Midea Electric Trading | COMFORTSTAR | Singlezone Ducted, Compact Ducted | 10595501 |  | HRCU-A-CB | CPP060CD(O)-DU | Mini-Splits | CPA-60DU | 10 | 18 | 9 |  |  |  | FALSE | FALSE | FALSE | 57000 | 37600 | 2.62 | 41500 | 2.42
10309026 | 09/16/2024 | Live | Johnson Controls Inc. (York International Norman) | YORK | Singlezone Ducted, Centrally Ducted | 10309026 |  | HRCU-A-CB | YZV60B21 |  | AVV61CE421+CC | 12.2 | 19.5 | 10.75 |  |  |  | FALSE | FALSE | FALSE | 53000 | 46000 | 2.3 | 54500 | 2.11
10309022 | 09/16/2024 | Live | Johnson Controls Inc. (York International Norman) | YORK | Singlezone Ducted, Centrally Ducted | 10309022 |  | HRCU-A-CB | YZV48B21 |  | AVV50CE321 | 12.5 | 20.5 | 10.2 |  |  |  | FALSE | FALSE | FALSE | 45000 | 43500 | 2.42 | 42000 | 2.47
9125308 | 09/16/2024 | Live | Panasonic | PANASONIC | Singlezone Ducted, Compact Ducted | 9125308 |  | HRCU-A-CB | CU-E9SD3UA | Mini-Splits | CS-E9SD3UAW | 13 | 20.5 | 10 |  |  |  | TRUE | FALSE | TRUE | 9000 | 7900 | 2.54 | 9000 | 2.36
206362548 | 09/16/2024 | Live | INNOVAIR | INNOVAIR | Singlezone Ducted, Centrally Ducted | 206362548 |  | HRCU-A-CB | VEA36H2V18 | Ducted Indoor Units | DHV36H2V18 | 11.2 | 17.5 | 9.5 |  |  |  | FALSE | FALSE | FALSE | 35901 | 23243 | 2.81 | 23243 | 2.81
206362547 | 09/16/2024 | Live | INNOVAIR | INNOVAIR | Singlezone Ducted, Centrally Ducted | 206362547 |  | HRCU-A-CB | VEA24H2V18 | Ducted Indoor Units | DHV24H2V18 | 12 | 17.5 | 9.5 |  |  |  | FALSE | FALSE | FALSE | 26204 | 15637 | 2.94 | 15637 | 2.94
206400663 | 09/16/2024 | Live | Carrier | MIDEA | Singlezone Non-Ducted, Wall Placement | 206400663 |  | HRCU-A-CB-O | 38MARBQ24AA3 | Mini-Splits | DHMSHAQ24XA3 | 13 | 21 | 12 |  |  |  | TRUE | TRUE | TRUE | 24000 | 19800 | 3.05 | 28250 | 4.29
206400651 | 09/16/2024 | Live | Carrier | BRYANT | Singlezone Non-Ducted, Wall Placement | 206400651 |  | HRCU-A-CB-O | 38MARBQ24AA3 | Mini-Splits | 619PEQ024BBMA | 13 | 21 | 12 |  |  |  | TRUE | TRUE | TRUE | 24000 | 19800 | 3.05 | 28250 | 4.29
206400645 | 09/16/2024 | Live | Carrier | CARRIER | Singlezone Non-Ducted, Wall Placement | 206400645 |  | HRCU-A-CB-O | 38MARBQ24AA3 | Mini-Splits | 40MAQB24B--3 | 13 | 21 | 12 |  |  |  | TRUE | TRUE | TRUE | 24000 | 19800 | 3.05 | 28250 | 4.29
206362550 | 09/16/2024 | Live | INNOVAIR | INNOVAIR | Singlezone Ducted, Centrally Ducted | 206362550 |  | HRCU-A-CB | VEA60H2V18 | Ducted Indoor Units | DHV60H2V18 | 10.7 | 17.5 | 9.5 |  |  |  | FALSE | FALSE | FALSE | 55820 | 35095 | 2.79 | 35095 | 2.79
206400669 | 09/16/2024 | Live | Carrier | WEATHERMAKER | Singlezone Non-Ducted, Wall Placement | 206400669 |  | HRCU-A-CB-O | 38MARBQ24AA3 | Mini-Splits | DHMSHAQ24XA3 | 13 | 21 | 12 |  |  |  | TRUE | TRUE | TRUE | 24000 | 19800 | 3.05 | 28250 | 4.29
206400657 | 09/16/2024 | Live | Carrier | PAYNE | Singlezone Non-Ducted, Wall Placement | 206400657 |  | HRCU-A-CB-O | 38MARBQ24AA3 | Mini-Splits | DHMSHAQ24XA3 | 13 | 21 | 12 |  |  |  | TRUE | TRUE | TRUE | 24000 | 19800 | 3.05 | 28250 | 4.29
206362549 | 09/16/2024 | Live | INNOVAIR | INNOVAIR | Singlezone Ducted, Centrally Ducted | 206362549 |  | HRCU-A-CB | VEA48H2V18 | Ducted Indoor Units | DHV48H2V18 | 11.5 | 17.5 | 9.5 |  |  |  | FALSE | FALSE | FALSE | 47805 | 27541 | 2.74 | 27541 | 2.74
214389557 | 09/16/2024 | Live | Midea Electric Trading | ICONIC AIR SOLUTION | Singlezone Ducted, Compact Ducted | 214389557 |  | HRCU-A-CB | ICOO36AK | Mini-Splits | IFOV36IK | 8.8 | 14.3 | 9.5 | 9.2 | 16 | 10.2 | FALSE | FALSE | FALSE | 35000 | 26200 | 2.52 | 26400 | 2.24
210299299 | 09/16/2024 | Live | Midea Electric Trading | MDV | Singlezone Ducted, Compact Ducted | 210299299 |  | HRCU-A-CB | MOD30U-36HFN1-MP0(GA) | Mini-Splits | MTI-36HWFN1-MSN3 | 8.8 | 14.3 | 9.5 | 9.2 | 16 | 10.2 | FALSE | FALSE | FALSE | 35000 | 26200 | 2.52 | 26400 | 2.24
208101914 | 09/16/2024 | Live | Midea Electric Trading | MDV | Singlezone Ducted, Centrally Ducted | 208101914 |  | HRCU-A-C | MOE31U-36HFN1-M |  | MAC-36HWDN1-MN0 | 10.2 | 14.8 | 9.6 | 10 | 15.2 | 10 | FALSE | TRUE | TRUE | 36000 | 33000 | 2.4 | 38000 | 1.9
211644119 | 09/16/2024 | Live | Midea Electric Trading | MRCOOL | Singlezone Ducted, Centrally Ducted | 211644119 |  | HRCU-A-CB | MVP-18-HP-C-230-25 |  | MVP-18-HP-MUAH-230-25 | 12.5 | 22 | 11 | 11.7 | 16.6 | 10.2 | TRUE | FALSE | FALSE | 18000 | 14800 | 2.89 | 20800 | 2.12
210739951 | 09/16/2024 | Live | Lennox Industries | ARMSTRONG AIR | Singlezone Ducted, Centrally Ducted | 210739951 |  | HRCU-A-CB | 4SHP18LX136P | Ducted Indoor Units | BCE7S30M*4X |  |  |  | 12.3 | 19 | 8.5 | TRUE | FALSE | TRUE | 23800 | 16000 | 2.58 | 16000 | 2.58
210739920 | 09/16/2024 | Live | Lennox Industries | ARMSTRONG AIR | Singlezone Ducted, Centrally Ducted | 210739920 |  | HRCU-A-CB | 4SHP18LX136P | Ducted Indoor Units | BCE5C24M*4X |  |  |  | 12.3 | 16.5 | 8.5 | FALSE | FALSE | TRUE | 23200 | 16100 | 2.13 | 16100 | 2.13
210739916 | 09/16/2024 | Live | Lennox Industries | ARMSTRONG AIR | Singlezone Ducted, Centrally Ducted | 210739916 |  | HRCU-A-CB | 4SHP18LX136P | Ducted Indoor Units | BCE5C24M*1P+TXV |  |  |  | 12.3 | 16.5 | 8.5 | FALSE | FALSE | TRUE | 23200 | 16100 | 2.13 | 16100 | 2.13
212361360 | 09/16/2024 | Live | Trane U.S. Inc. | AMERICAN STANDARD | Singlezone Ducted, Centrally Ducted | 212361360 |  | HRCU-A-C | 4TXD2060A10NU** |  | 4RXCD060AS3HC** |  |  |  | 9.5 | 15.2 | 8.5 | FALSE | FALSE | FALSE | 53000 | 35200 | 2.1 | 36900 | 2.08
212361358 | 09/16/2024 | Live | Trane U.S. Inc. | AMERICAN STANDARD | Singlezone Ducted, Centrally Ducted | 212361358 |  | HRCU-A-C | 4TXD2036A10NU** |  | 4RXCB036AS3HC** |  |  |  | 9.5 | 15.2 | 8.5 | FALSE | FALSE | FALSE | 34000 | 22000 | 2 | 23100 | 1.99
210739935 | 09/16/2024 | Live | Lennox Industries | ARMSTRONG AIR | Singlezone Ducted, Centrally Ducted | 210739935 |  | HRCU-A-CB | 4SHP18LX136P | Ducted Indoor Units | BCE5V30M*4X |  |  |  | 12.3 | 18.5 | 8.5 | TRUE | FALSE | TRUE | 24000 | 15900 | 2.33 | 15900 | 2.33
208960635 | 09/16/2024 | Live | Midea Electric Trading | MRCOOL | Singlezone Ducted, Centrally Ducted | 208960635 |  | HRCU-A-CB | CENTRAL-18-HP-C-23025 |  | CENTRAL-18-HP-MUAH-23025 | 12.5 | 22 | 11 | 11.7 | 16.6 | 10.2 | TRUE | FALSE | FALSE | 18000 | 14800 | 2.89 | 20800 | 2.12
212361354 | 09/16/2024 | Live | Trane U.S. Inc. | TRANE | Singlezone Ducted, Centrally Ducted | 212361354 |  | HRCU-A-C | 4TXD2036A10NU** |  | 4RXCB036AS3HC** |  |  |  | 9.5 | 15.2 | 8.5 | FALSE | FALSE | FALSE | 34000 | 22000 | 2 | 23100 | 1.99
211234507 | 09/16/2024 | Live | LG | LG | Singlezone Ducted, Centrally Ducted | 211234507 |  | HRCU-A-CB | LUU240HV | Mini-Splits | LVN241HV4 |  |  |  | 11.7 | 17.6 | 9.7 | TRUE | TRUE | TRUE | 24000 | 18700 | 2.6 | 26000 | 2.54
210739939 | 09/16/2024 | Live | Lennox Industries | ARMSTRONG AIR | Singlezone Ducted, Centrally Ducted | 210739939 |  | HRCU-A-CB | 4SHP18LX136P | Ducted Indoor Units | BCE7E18M*4X |  |  |  | 12.3 | 18 | 8.5 | TRUE | FALSE | TRUE | 23400 | 15300 | 2.45 | 15300 | 2.45
210739932 | 10/08/2024 | Live | Lennox Industries | ARMSTRONG AIR | Singlezone Ducted, Centrally Ducted | 210739932 |  | HRCU-A-CB | 4SHP18LX136P | Ducted Indoor Units | BCE5V24M*4X |  |  |  | 12.3 | 18.5 | 8.5 | TRUE | FALSE | TRUE | 23800 | 16200 | 2.18 | 16200 | 2.18
210739928 | 09/16/2024 | Live | Lennox Industries | ARMSTRONG AIR | Singlezone Ducted, Centrally Ducted | 210739928 |  | HRCU-A-CB | 4SHP18LX136P | Ducted Indoor Units | BCE5V18M*4X |  |  |  | 12.3 | 18 | 8.5 | TRUE | FALSE | TRUE | 23600 | 15900 | 2.43 | 15900 | 2.43
207785322 | 10/08/2024 | Live | Midea Electric Trading | MDV | Singlezone Ducted, Centrally Ducted | 207785322 |  | HRCU-A-CB | MOX430-18HFN1-MT2Q1W |  | MVC-18HWFN1-MQ1W | 12.5 | 22 | 11 | 11.7 | 16.6 | 10.2 | TRUE | FALSE | FALSE | 18000 | 14800 | 2.89 | 20800 | 2.12
212361356 | 10/08/2024 | Live | Trane U.S. Inc. | TRANE | Singlezone Ducted, Centrally Ducted | 212361356 |  | HRCU-A-C | 4TXD2060A10NU** |  | 4RXCD060AS3HC** |  |  |  | 9.5 | 15.2 | 8.5 | FALSE | FALSE | FALSE | 53000 | 35200 | 2.1 | 36900 | 2.08
210739947 | 10/08/2024 | Live | Lennox Industries | ARMSTRONG AIR | Singlezone Ducted, Centrally Ducted | 210739947 |  | HRCU-A-CB | 4SHP18LX136P | Ducted Indoor Units | BCE7S24M*4X |  |  |  | 12.3 | 19 | 8.5 | TRUE | FALSE | TRUE | 24000 | 15200 | 2.62 | 15200 | 2.62
210739914 | 09/16/2024 | Live | Lennox Industries | ARMSTRONG AIR | Singlezone Ducted, Centrally Ducted | 210739914 |  | HRCU-A-CB | 4SHP18LX136P | Ducted Indoor Units | BCE5C18M*4X |  |  |  | 12.3 | 17.1 | 8.5 | TRUE | FALSE | TRUE | 22200 | 15400 | 2.3 | 15400 | 2.3
210739913 | 10/08/2024 | Live | Lennox Industries | ARMSTRONG AIR | Singlezone Ducted, Centrally Ducted | 210739913 |  | HRCU-A-CB | 4SHP18LX136P | Ducted Indoor Units | BCE5C18M*1P+TXV |  |  |  | 12.3 | 17.1 | 8.5 | TRUE | FALSE | TRUE | 22200 | 15400 | 2.3 | 15400 | 2.3
211234510 | 10/08/2024 | Live | LG | LG | Singlezone Ducted, Centrally Ducted | 211234510 |  | HRCU-A-CB | LUU360HV | Mini-Splits | LVN361HV4 |  |  |  | 11.9 | 16.25 | 8.95 | TRUE | TRUE | TRUE | 36000 | 23800 | 2.61 | 37350 | 2.19
208119831 | 10/08/2024 | Live | Midea Electric Trading | ELIOS | Singlezone Non-Ducted, Wall Placement | 208119831 |  | HRCU-A-CB-O | DEA24HOS28230E8 | Mini-Splits | DE24HIW23230E3 | 13 | 21 | 12 |  |  |  | TRUE | TRUE | TRUE | 26000 | 19400 | 2.95 | 27903 | 2.28
207801581 | 10/08/2024 | Live | Carrier | WEATHERMAKER | Singlezone Ducted, Compact Ducted | 207801581 |  | HMSV-A-CB | 38MARBQ18AA3 | Mini-Splits | 40MBDQ24---3 | 13.2 | 20 | 11.5 |  |  |  | TRUE | TRUE | TRUE | 19000 | 12600 | 2.78 | 21500 | 2.78
207339167 | 09/16/2024 | Live | Midea Electric Trading | AURORA | Singlezone Non-Ducted, Wall Placement | 207339167 |  | HRCU-A-CB-O | AU-A09HR-2B-O | Mini-Splits | AU-A09HR-2B-I | 12.6 | 21.5 | 10 |  |  |  | FALSE | FALSE | FALSE | 10000 | 6000 | 2.51 | 8065 | 2.17
206913036 | 09/16/2024 | Live | Midea Electric Trading | COMFORT-AIRE | Singlezone Non-Ducted, Wall Placement | 206913036 |  | HRCU-A-CB-O | A-VMH24SU-1A | Mini-Splits | B-VMH24SU-1 | 13 | 21 | 12 |  |  |  | TRUE | TRUE | TRUE | 26000 | 19400 | 2.95 | 27903 | 2.28
206400656 | 10/08/2024 | Live | Carrier | PAYNE | Singlezone Non-Ducted, Wall Placement | 206400656 |  | HRCU-A-CB-O | 38MARBQ18AA3 | Mini-Splits | DHMSHAQ18XA3 | 12.5 | 20.5 | 11 |  |  |  | TRUE | FALSE | FALSE | 18000 | 10800 | 2.8 | 17630 | 3.74
206400650 | 10/08/2024 | Live | Carrier | BRYANT | Singlezone Non-Ducted, Wall Placement | 206400650 |  | HRCU-A-CB-O | 38MARBQ18AA3 | Mini-Splits | 619PEQ018BBMA | 12.5 | 20.5 | 11 |  |  |  | TRUE | FALSE | FALSE | 18000 | 10800 | 2.8 | 17630 | 3.74
206221394 | 10/08/2024 | Live | Midea Electric Trading | COMFORT-AIRE | Singlezone Non-Ducted, Wall Placement | 206221394 |  | HRCU-A-CB-O | A-VMH24SU-1A | Mini-Splits | B-VMH24SU-1A | 13 | 21 | 12 |  |  |  | TRUE | TRUE | TRUE | 26000 | 19400 | 2.95 | 27903 | 2.28
204629357 | 10/08/2024 | Live | Mitsubishi Electric Trane | MITSUBISHI ELECTRIC | Singlezone Non-Ducted, Wall Placement | 204629357 |  | HRCU-A-CB-O | NAXSST24A112A* | Mini-Splits | MSZ-GL24NA*** | 12.5 | 20.5 | 10 |  |  |  | FALSE | FALSE | FALSE | 22500 | 16000 | 2.65 | 24600 | 2.19
202392228 | 09/16/2024 | Live | Mitsubishi Electric Trane | AMERICAN STANDARD / MITSUBISHI ELECTRIC | Singlezone Ducted, Compact Ducted | 202392228 |  | HRCU-A-CB | NAXSKS15A112AA | Mini-Splits | PEAD-A15AA | 13 | 19.2 | 11.6 |  |  |  | FALSE | FALSE | FALSE | 18000 | 11300 | 2.3 | 14000 | 2.85
202373701 | 10/08/2024 | Live | Mitsubishi Electric Trane | AMERICAN STANDARD / MITSUBISHI ELECTRIC | Singlezone Non-Ducted, Wall Placement | 202373701 |  | HRCU-A-CB-O | NAXSMT24A112AA | Mini-Splits | NAXWMT24A112AA | 8.6 | 18 | 10 |  |  |  | FALSE | FALSE | FALSE | 22500 | 18500 | 2.36 | 18500 | 2.42
202141049 | 09/16/2024 | Live | Rheem | RUUD | Singlezone Ducted, Centrally Ducted | 202141049 |  | HRCU-A-CB | UP2036BJV |  | RHMV6021SEAC | 14 | 20 | 11.5 |  |  |  | FALSE | FALSE | FALSE | 35000 | 37400 | 2.4 | 39000 | 2.51
201755029 | 09/16/2024 | Live | Mitsubishi Electric Trane | MITSUBISHI ELECTRIC | Singlezone Non-Ducted, Wall Placement | 201755029 |  | HRCU-A-CB-O | MUZ-GL24NAH*** | Mini-Splits | MSZ-GL24NA*** | 12.5 | 20.5 | 10 |  |  |  | FALSE | FALSE | FALSE | 22500 | 16000 | 2.48 | 24600 | 2.11
10595373 | 09/16/2024 | Live | Rheem | RHEEM | Singlezone Non-Ducted, Wall Placement | 10595373 |  | HRCU-A-CB-O | ROSH12AHHJ | Mini-Splits | RIWH12AHWJ | 15.2 | 29.3 | 13.8 |  |  |  | FALSE | FALSE | FALSE | 12010 | 9600 | 3.2 | 17500 | 2.32
208141196 | 09/16/2024 | Live | Midea Electric Trading | KERR | Singlezone Non-Ducted, Wall Placement | 208141196 |  | HRCU-A-CB-O | A-KMH24SV-1 | Mini-Splits | B-KMH24SU-1 | 13 | 21 | 12 |  |  |  | TRUE | TRUE | TRUE | 26000 | 19400 | 2.95 | 27903 | 2.28
208141184 | 09/16/2024 | Live | Midea Electric Trading | COMFORT-AIRE | Singlezone Non-Ducted, Wall Placement | 208141184 |  | HRCU-A-CB-O | A-KMH24SV-1 | Mini-Splits | B-KMH24SU-1 | 13 | 21 | 12 |  |  |  | TRUE | TRUE | TRUE | 26000 | 19400 | 2.95 | 27903 | 2.28
206913571 | 09/16/2024 | Live | Midea Electric Trading | COMFORT-AIRE | Singlezone Non-Ducted, Wall Placement | 206913571 |  | HRCU-A-CB-O | A-VMH24SU-1 | Mini-Splits | B-VMH24SU-1A | 13 | 21 | 12 |  |  |  | TRUE | TRUE | TRUE | 26000 | 19400 | 2.95 | 27903 | 2.28
206401448 | 09/16/2024 | Live | Midea Electric Trading | ELIOS | Singlezone Non-Ducted, Wall Placement | 206401448 |  | HRCU-A-CB-O | DE24HOS25230E3A | Mini-Splits | DE24HIW23230E3 | 13 | 21 | 12 |  |  |  | TRUE | TRUE | TRUE | 26000 | 19400 | 2.95 | 27903 | 2.28
206401442 | 09/16/2024 | Live | Midea Electric Trading | MOOVAIR | Singlezone Non-Ducted, Wall Placement | 206401442 |  | HRCU-A-CB-O | DM24HOS25230E3A | Mini-Splits | DM24HIW23230E3 | 13 | 21 | 12 |  |  |  | TRUE | TRUE | TRUE | 26000 | 19400 | 2.95 | 27903 | 2.28
206400662 | 09/16/2024 | Live | Carrier | MIDEA | Singlezone Non-Ducted, Wall Placement | 206400662 |  | HRCU-A-CB-O | 38MARBQ18AA3 | Mini-Splits | DHMSHAQ18XA3 | 12.5 | 20.5 | 11 |  |  |  | TRUE | FALSE | FALSE | 18000 | 10800 | 2.8 | 17630 | 3.74
205047854 | 09/16/2024 | Live | Panasonic | PANASONIC | Singlezone Non-Ducted, Wall Placement | 205047854 |  | HRCU-A-CB-O | CU-XE18WKUA | Mini-Splits | CS-XE18WKUAW | 13.2 | 21 | 12 |  |  |  | TRUE | TRUE | TRUE | 18000 | 14000 | 2.93 | 22300 | 2.48
204629556 | 09/16/2024 | Live | Mitsubishi Electric Trane | MITSUBISHI ELECTRIC | Singlezone Non-Ducted, Wall Placement | 204629556 |  | HRCU-A-CB-O | NAXSMT24A112A* | Mini-Splits | MSZ-HM24NA*** | 8.6 | 18 | 10 |  |  |  | FALSE | FALSE | FALSE | 22500 | 18500 | 2.36 | 18500 | 2.42
202373679 | 09/16/2024 | Live | Mitsubishi Electric Trane | AMERICAN STANDARD / MITSUBISHI ELECTRIC | Singlezone Non-Ducted, Floor Placement | 202373679 |  | HRCU-A-CB-O | NAXSPF18A112AA |  | NAXFKS18A112AA | 12.6 | 21 | 11.3 |  |  |  | FALSE | FALSE | FALSE | 18760 | 12800 | 2.62 | 23000 | 2.1
202373677 | 09/16/2024 | Live | Mitsubishi Electric Trane | AMERICAN STANDARD / MITSUBISHI ELECTRIC | Singlezone Non-Ducted, Floor Placement | 202373677 |  | HRCU-A-CB-O | NAXSPF12A112AA |  | NAXFKS12A112AA | 13.6 | 25.5 | 12 |  |  |  | FALSE | FALSE | FALSE | 13240 | 8800 | 2.77 | 14800 | 2.29
202140939 | 09/16/2024 | Live | Rheem | RHEEM | Singlezone Ducted, Centrally Ducted | 202140939 |  | HRCU-A-CB | RP2048BJV |  | RHMV6021SEAC | 12.5 | 19.5 | 11 |  |  |  | FALSE | FALSE | FALSE | 45500 | 41000 | 2.28 | 42718 | 2.38
201755019 | 09/16/2024 | Live | Mitsubishi Electric Trane | MITSUBISHI ELECTRIC | Multizone Mix of Ducted and Non-Ducted | 201755019 |  | HMSV-A-CB | MXZ-4C36NA2 | Mixed Ducted and Non-Ducted Indoor Units |  | 9.05 | 17.6 | 10.4 |  |  |  | FALSE | FALSE | FALSE | 34900 | 21200 | 2.75 | 26600 | 2.23
10340613 | 09/16/2024 | Live | Gree | KINGHOME | Multizone All Non-Ducted | 10340613 |  | HMSV-A-CB | KM42H4O | Non-Ducted Indoor Units |  | 10.4 | 21 | 10.2 |  |  |  | FALSE | FALSE | FALSE | 40060 | 29000 | 2.68 | 31100 | 2.5
9117139 | 09/16/2024 | Live | Daikin North America, LLC | DAIKIN | Singlezone Ducted, Centrally Ducted | 9117139 |  | HRCU-A-CB | DZ20VC0481B* |  | CSCF4860N6D*+MBVC2000**-1A*+TXV | 12.5 | 20 | 10 |  |  |  | FALSE | FALSE | FALSE | 45500 | 27400 | 2.84 | 34000 | 2.4
207768729 | 09/16/2024 | Live | Lennox Industries | LENNOX | Multizone Mix of Ducted and Non-Ducted | 207768729 |  | HMSV-A-CB | MLB018S4M-1P |  |  | 12 | 20.5 | 10 |  |  |  | TRUE | TRUE | TRUE | 18750 | 11000 | 2.6 | 20500 | 2.35
206913573 | 09/16/2024 | Live | Midea Electric Trading | KERR | Singlezone Non-Ducted, Wall Placement | 206913573 |  | HRCU-A-CB-O | A-KMH24SU-1 | Mini-Splits | B-KMH24SU-1A | 13 | 21 | 12 |  |  |  | TRUE | TRUE | TRUE | 26000 | 19400 | 2.95 | 27903 | 2.28
206913038 | 09/16/2024 | Live | Midea Electric Trading | KERR | Singlezone Non-Ducted, Wall Placement | 206913038 |  | HRCU-A-CB-O | A-KMH24SU-1A | Mini-Splits | B-KMH24SU-1 | 13 | 21 | 12 |  |  |  | TRUE | TRUE | TRUE | 26000 | 19400 | 2.95 | 27903 | 2.28
206597272 | 09/16/2024 | Live | Midea Electric Trading | NAPOLEON | Singlezone Non-Ducted, Wall Placement | 206597272 |  | HRCU-A-CB-O | NH25-18H-O | Mini-Splits | NH25-24F-I | 13 | 21 | 12 |  |  |  | TRUE | TRUE | TRUE | 26000 | 19400 | 2.95 | 27903 | 2.28
206422439 | 09/16/2024 | Live | Midea Electric Trading | CONVECTAIR | Singlezone Non-Ducted, Wall Placement | 206422439 |  | HRCU-A-CB-O | 8240-O | Mini-Splits | 8240-I | 13 | 21 | 12 |  |  |  | FALSE | FALSE | TRUE | 26000 | 19400 | 2.95 | 27903 | 2.28
206400668 | 09/16/2024 | Live | Carrier | WEATHERMAKER | Singlezone Non-Ducted, Wall Placement | 206400668 |  | HRCU-A-CB-O | 38MARBQ18AA3 | Mini-Splits | DHMSHAQ18XA3 | 12.5 | 20.5 | 11 |  |  |  | TRUE | FALSE | FALSE | 18000 | 10800 | 2.8 | 17630 | 3.74
206369505 | 09/16/2024 | Live | Midea Electric Trading | MDV | Singlezone Non-Ducted, Wall Placement | 206369505 |  | HRCU-A-CB-O | MOX230-09HFN1-MT0W | Mini-Splits | MSAEA-09HRDN1-MQ0W | 11.5 | 18.5 | 10 |  |  |  | TRUE | FALSE | FALSE | 10000 | 5800 | 2.24 | 7506 | 2.34
205816494 | 09/16/2024 | Live | Midea Electric Trading | CANAIR | Singlezone Non-Ducted, Wall Placement | 205816494 |  | HRCU-A-CB-O | C23SCH24H22 | Mini-Splits | C23SEH24H21 | 13 | 21 | 12 |  |  |  | TRUE | TRUE | TRUE | 26000 | 19400 | 2.95 | 27903 | 2.28
205746255 | 09/16/2024 | Live | Midea Electric Trading | MDV | Singlezone Non-Ducted, Wall Placement | 205746255 |  | HRCU-A-CB-O | MOD30-24HFN1-MU0W | Mini-Splits | CS11M-23HRFN1-MT0W | 13 | 21 | 12 |  |  |  | TRUE | TRUE | TRUE | 26000 | 19400 | 2.95 | 27903 | 2.28
202366325 | 09/16/2024 | Live | Mitsubishi Electric Trane | AMERICAN STANDARD / MITSUBISHI ELECTRIC | Multizone Mix of Ducted and Non-Ducted | 202366325 |  | HMSV-A-CB | NAXMMX36A142AA | Mixed Ducted and Non-Ducted Indoor Units |  | 9.05 | 17.6 | 10.4 |  |  |  | FALSE | FALSE | FALSE | 34900 | 21200 | 2.75 | 26600 | 2.23
201754487 | 09/16/2024 | Live | Mitsubishi Electric Trane | MITSUBISHI ELECTRIC | Singlezone Ducted, Centrally Ducted | 201754487 |  | HRCU-A-CB | PUZ-HA30NHA5 |  | PVA-A30AA* | 12.5 | 17 | 9.7 |  |  |  | FALSE | FALSE | FALSE | 28500 | 22600 | 2.42 | 32000 | 1.9
10595371 | 09/16/2024 | Live | Rheem | RHEEM | Singlezone Non-Ducted, Wall Placement | 10595371 |  | HRCU-A-CB-O | ROSH09AHHJ | Mini-Splits | RIWH09AHWJ | 18 | 33 | 14 |  |  |  | FALSE | FALSE | FALSE | 9007 | 7000 | 3.36 | 16000 | 2.12
8111356 | 09/16/2024 | Live | LG | LG | Multizone All Ducted | 8111356 |  | HMSV-A-CB | LMU30CHV | Ducted Indoor Units |  | 11 | 18.2 | 9.7 |  |  |  | FALSE | FALSE | FALSE | 26030 | 19000 | 2.49 | 24817 | 2.54
208141170 | 09/16/2024 | Live | Midea Electric Trading | COMFORT-AIRE | Singlezone Non-Ducted, Wall Placement | 208141170 |  | HRCU-A-CB-O | A-VMH24SV-1 | Mini-Splits | B-VMH24SU-1 | 13 | 21 | 12 |  |  |  | TRUE | TRUE | TRUE | 26000 | 19400 | 2.95 | 27903 | 2.28
208119827 | 09/16/2024 | Live | Midea Electric Trading | MOOVAIR | Singlezone Non-Ducted, Wall Placement | 208119827 |  | HRCU-A-CB-O | DMA24HOS28230E8 | Mini-Splits | DM24HIW23230E3 | 13 | 21 | 12 |  |  |  | TRUE | TRUE | TRUE | 26000 | 19400 | 2.95 | 27903 | 2.28
206764065 | 09/16/2024 | Live | Midea Electric Trading | FRANKLIN | Singlezone Non-Ducted, Wall Placement | 206764065 |  | HRCU-A-CB-O | MSH243E23MCAA | Mini-Splits | MSH243E23AXAA | 13 | 21 | 12 |  |  |  | TRUE | TRUE | TRUE | 26000 | 19400 | 2.95 | 27903 | 2.28
206598613 | 09/16/2024 | Live | Midea Electric Trading | NAPOLEON | Singlezone Non-Ducted, Wall Placement | 206598613 |  | HRCU-A-CB-O | NH25-24H-O | Mini-Splits | NH25-24F-I | 13 | 21 | 12 |  |  |  | TRUE | TRUE | TRUE | 26000 | 19400 | 2.95 | 27903 | 2.28
206400644 | 09/16/2024 | Live | Carrier | CARRIER | Singlezone Non-Ducted, Wall Placement | 206400644 |  | HRCU-A-CB-O | 38MARBQ18AA3 | Mini-Splits | 40MAQB18B--3 | 12.5 | 20.5 | 11 |  |  |  | TRUE | FALSE | FALSE | 18000 | 10800 | 2.8 | 17630 | 3.74
206221393 | 09/16/2024 | Live | Midea Electric Trading | KERR | Singlezone Non-Ducted, Wall Placement | 206221393 |  | HRCU-A-CB-O | A-KMH24SU-1A | Mini-Splits | B-KMH24SU-1A | 13 | 21 | 12 |  |  |  | TRUE | TRUE | TRUE | 26000 | 19400 | 2.95 | 27903 | 2.28
202373678 | 09/16/2024 | Live | Mitsubishi Electric Trane | AMERICAN STANDARD / MITSUBISHI ELECTRIC | Singlezone Non-Ducted, Floor Placement | 202373678 |  | HRCU-A-CB-O | NAXSPF15A112AA |  | NAXFKS15A112AA | 13.5 | 21.8 | 11.6 |  |  |  | FALSE | FALSE | FALSE | 16550 | 14400 | 3.55 | 20000 | 1.93
202366331 | 09/16/2024 | Live | Mitsubishi Electric Trane | TRANE / MITSUBISHI ELECTRIC | Multizone Mix of Ducted and Non-Ducted | 202366331 |  | HMSV-A-CB | NTXMMX36A142AA | Mixed Ducted and Non-Ducted Indoor Units |  | 9.05 | 17.6 | 10.4 |  |  |  | FALSE | FALSE | FALSE | 34900 | 21200 | 2.75 | 26600 | 2.23
10595386 | 09/16/2024 | Live | Rheem | RHEEM | Singlezone Non-Ducted, Floor Placement | 10595386 |  | HRCU-A-CB-O | ROSH12AFFHJ | Mini-Splits | RIFH12AVFJ | 13.1 | 22.7 | 11.3 |  |  |  | FALSE | FALSE | TRUE | 12010 | 10600 | 2.61 | 15000 | 1.89
10595375 | 09/16/2024 | Live | Rheem | RHEEM | Singlezone Non-Ducted, Wall Placement | 10595375 |  | HRCU-A-CB-O | ROSH15AHHJ | Mini-Splits | RIWH15AHWJ | 13.9 | 25.3 | 13.3 |  |  |  | FALSE | FALSE | FALSE | 14501 | 11200 | 3.07 | 21500 | 2.3
10338140 | 09/16/2024 | Live | Gree | KINGHOME | Singlezone Non-Ducted, Wall Placement | 10338140 |  | HRCU-A-CB-O | KW24HQ2B8DO | Mini-Splits | KW24HQ2B8DI | 12.5 | 20 | 10 |  |  |  | FALSE | FALSE | FALSE | 22389 | 14600 | 2.73 | 26263 | 2.28
8111359 | 09/16/2024 | Live | LG | LG | Multizone Mix of Ducted and Non-Ducted | 8111359 |  | HMSV-A-CB | LMU30CHV | Mixed Ducted and Non-Ducted Indoor Units |  | 12 | 20.1 | 9.85 |  |  |  | FALSE | FALSE | FALSE | 28020 | 19300 | 2.61 | 25778 | 2.8
210929582 | 09/16/2024 | Live | Trane U.S. Inc. | AMERICAN STANDARD | Singlezone Ducted, Centrally Ducted | 210929582 |  | HRCU-A-CB | 4A6V8X36A1 | Ducted Indoor Units | TAMXB0C36V31 | 12.5 | 18 | 9.6 | 12 | 18 | 8.5 | TRUE | FALSE | TRUE | 34600 | 25800 | 3.35 | 26100 | 2.26
210929569 | 10/08/2024 | Live | Trane U.S. Inc. | TRANE | Singlezone Ducted, Centrally Ducted | 210929569 |  | HRCU-A-CB | 4TWV8X36A1 | Ducted Indoor Units | TAMXB0C36V31 | 12.5 | 18 | 9.6 | 12 | 18 | 8.5 | TRUE | FALSE | TRUE | 34600 | 25800 | 3.35 | 26100 | 2.26
208443276 | 09/16/2024 | Live | Trane U.S. Inc. | AMERICAN STANDARD | Singlezone Ducted, Centrally Ducted | 208443276 |  | HRCU-A-CB | 4A6L9036A1 | Ducted Indoor Units | TAM9A0C48V41 | 12.5 | 17.5 | 11 | 12 | 17.5 | 8.7 | TRUE | FALSE | TRUE | 37000 | 23000 | 2.31 | 22800 | 2.92
207820991 | 10/08/2024 | Live | Trane U.S. Inc. | AMERICAN STANDARD | Singlezone Ducted, Centrally Ducted | 207820991 |  | HRCU-A-CB | 4A6V0X48A1 | Ducted Indoor Units | TEM8B0C60V51+TDR | 12.5 | 19.5 | 9.75 | 12 | 20 | 8.7 | TRUE | FALSE | TRUE | 46500 | 36000 | 4.51 | 36300 | 2.33
207820947 | 09/16/2024 | Live | Trane U.S. Inc. | TRANE | Singlezone Ducted, Centrally Ducted | 207820947 |  | HRCU-A-CB | 4TWV0X60A1 | Ducted Indoor Units | TEM8B0C60V51+TDR | 12.5 | 19.5 | 9.25 | 12 | 19.5 | 8.5 | TRUE | FALSE | TRUE | 54000 | 48500 | 4.33 | 49900 | 2.15
207820925 | 10/08/2024 | Live | Trane U.S. Inc. | TRANE | Singlezone Ducted, Centrally Ducted | 207820925 |  | HRCU-A-CB | 4TWL9048A1 | Ducted Indoor Units | TEM8B0C60V51+TDR | 12.5 | 19 | 11 | 12 | 19 | 9 | TRUE | FALSE | TRUE | 48500 | 31200 | 3.17 | 31200 | 2.88
207805712 | 10/08/2024 | Live | Trane U.S. Inc. | AMERICAN STANDARD | Singlezone Ducted, Centrally Ducted | 207805712 |  | HRCU-A-CB | 4A6V8X48A1 | Ducted Indoor Units | 4TXCC009DS3+P0V0C000M50SC+RP | 12.5 | 18 | 9.6 | 12 | 18 | 8.5 | TRUE | FALSE | TRUE | 47000 | 36600 | 4.66 | 36900 | 2.3
207805711 | 10/08/2024 | Live | Trane U.S. Inc. | AMERICAN STANDARD | Singlezone Ducted, Centrally Ducted | 207805711 |  | HRCU-A-CB | 4A6V8X48A1 | Ducted Indoor Units | 4TXCC007DS3+P0V0C000M50SC+RP | 12 | 18 | 10 | 12 | 18 | 8.5 | TRUE | FALSE | TRUE | 46000 | 37200 | 4.78 | 37500 | 2.28
207805708 | 10/08/2024 | Live | Trane U.S. Inc. | AMERICAN STANDARD | Singlezone Ducted, Centrally Ducted | 207805708 |  | HRCU-A-CB | 4A6V8X48A1 | Ducted Indoor Units | 4PX*DU60BS3+P0V0D000M50SC+RP | 12.5 | 18 | 10 | 12 | 18 | 8.5 | TRUE | FALSE | TRUE | 47000 | 36400 | 4.6 | 36700 | 2.32
207805668 | 10/08/2024 | Live | Trane U.S. Inc. | AMERICAN STANDARD | Singlezone Ducted, Centrally Ducted | 207805668 |  | HRCU-A-CB | 4A6V0X48A1 | Ducted Indoor Units | 4TXCD010DS3+P0V0C000M50SC+RP | 12.5 | 19.5 | 9 | 12 | 19.5 | 8.2 | TRUE | FALSE | TRUE | 45500 | 34800 | 4.68 | 35100 | 2.19
207805666 | 09/16/2024 | Live | Trane U.S. Inc. | AMERICAN STANDARD | Singlezone Ducted, Centrally Ducted | 207805666 |  | HRCU-A-CB | 4A6V0X48A1 | Ducted Indoor Units | 4TXCD008DS3+P0V0D000M50SC+RP | 12.2 | 19.5 | 9.5 | 12 | 19.5 | 8.5 | TRUE | FALSE | TRUE | 46000 | 36200 | 4.78 | 36500 | 2.21
207805624 | 09/16/2024 | Live | Trane U.S. Inc. | TRANE | Singlezone Ducted, Centrally Ducted | 207805624 |  | HRCU-A-CB | 4TWV8X48A1 | Ducted Indoor Units | 4TXCD008DS3+P0V0C000M50SC+RP | 12 | 18 | 9.5 | 12 | 18 | 8.5 | TRUE | FALSE | TRUE | 45000 | 36000 | 4.75 | 36300 | 2.22
207805620 | 10/08/2024 | Live | Trane U.S. Inc. | TRANE | Singlezone Ducted, Centrally Ducted | 207805620 |  | HRCU-A-CB | 4TWV8X48A1 | Ducted Indoor Units | 4TXCC005DS3+P0V0C000M50SC+RP | 12 | 18 | 9 | 11.5 | 18 | 8.5 | FALSE | FALSE | TRUE | 44000 | 37000 | 5.02 | 36800 | 2.17
207805619 | 10/08/2024 | Live | Trane U.S. Inc. | TRANE | Singlezone Ducted, Centrally Ducted | 207805619 |  | HRCU-A-CB | 4TWV8X48A1 | Ducted Indoor Units | 4PX*DU60BS3+P0V0C000M50SC+RP | 12.5 | 18 | 9.6 | 12 | 18 | 8.5 | TRUE | FALSE | TRUE | 45500 | 35400 | 4.63 | 35700 | 2.24
207805617 | 10/08/2024 | Live | Trane U.S. Inc. | TRANE | Singlezone Ducted, Centrally Ducted | 207805617 |  | HRCU-A-CB | 4TWV8X48A1 | Ducted Indoor Units | 4PX*DU48BS3+P0V0D000M50SC+RP | 12 | 18 | 10 | 12 | 18 | 8.5 | TRUE | FALSE | TRUE | 46000 | 37000 | 4.71 | 37300 | 2.3
207805607 | 10/08/2024 | Live | Trane U.S. Inc. | TRANE | Singlezone Ducted, Centrally Ducted | 207805607 |  | HRCU-A-CB | 4TWV8X48A1 | Ducted Indoor Units | 4PX*CU60BS3+P0V0C000M50SC+RP | 12.5 | 18 | 9.6 | 12 | 18 | 8.5 | TRUE | FALSE | TRUE | 47000 | 36600 | 4.66 | 36900 | 2.3
207805606 | 10/08/2024 | Live | Trane U.S. Inc. | TRANE | Singlezone Ducted, Centrally Ducted | 207805606 |  | HRCU-A-CB | 4TWV8X48A1 | Ducted Indoor Units | 4PX*CU48BS3+P0V0C000M50SC+RP | 12 | 18 | 10 | 12 | 18 | 8.5 | TRUE | FALSE | TRUE | 46000 | 37200 | 4.78 | 37500 | 2.28
207805605 | 10/08/2024 | Live | Trane U.S. Inc. | TRANE | Singlezone Ducted, Centrally Ducted | 207805605 |  | HRCU-A-CB | 4TWV8X48A1 | Ducted Indoor Units | 4PX*CU42BS3+P0V0C000M50SC+RP | 12.2 | 18 | 9.6 | 12 | 18 | 8.5 | TRUE | FALSE | TRUE | 46000 | 37400 | 4.89 | 37700 | 2.24
207805603 | 09/16/2024 | Live | Trane U.S. Inc. | TRANE | Singlezone Ducted, Centrally Ducted | 207805603 |  | HRCU-A-CB | 4TWV8X48A1 | Ducted Indoor Units | 4PX*CD60BS3+P0V0C000M50SC+RP | 12.5 | 18 | 9.5 | 12 | 18 | 8.5 | TRUE | FALSE | TRUE | 47000 | 36600 | 4.83 | 36900 | 2.22
207805572 | 09/16/2024 | Live | Trane U.S. Inc. | TRANE | Singlezone Ducted, Centrally Ducted | 207805572 |  | HRCU-A-CB | 4TWV0X48A1 | Ducted Indoor Units | 4PX*DU60BS3+P0V0C000M50SC+RP | 12.5 | 19.5 | 9 | 12 | 19.5 | 8.2 | TRUE | FALSE | TRUE | 45500 | 34800 | 4.68 | 35100 | 2.19
207805571 | 09/16/2024 | Live | Trane U.S. Inc. | TRANE | Singlezone Ducted, Centrally Ducted | 207805571 |  | HRCU-A-CB | 4TWV0X48A1 | Ducted Indoor Units | 4PX*DU60BS3+P0V0D000M50SC+RP | 12.5 | 19.5 | 9.5 | 12 | 20 | 8.5 | TRUE | FALSE | TRUE | 47000 | 35800 | 4.64 | 36100 | 2.27
207805566 | 09/16/2024 | Live | Trane U.S. Inc. | TRANE | Singlezone Ducted, Centrally Ducted | 207805566 |  | HRCU-A-CB | 4TWV0X48A1 | Ducted Indoor Units | 4PX*DD60BS3+P0V0D000M50SC+RP | 12.2 | 19.25 | 9.5 | 11.7 | 19.5 | 8.5 | TRUE | FALSE | TRUE | 46000 | 35800 | 4.73 | 36100 | 2.21
207805563 | 09/16/2024 | Live | Trane U.S. Inc. | TRANE | Singlezone Ducted, Centrally Ducted | 207805563 |  | HRCU-A-CB | 4TWV0X48A1 | Ducted Indoor Units | 4PX*CU48BS3+P0V0C000M50SC+RP | 12 | 19.5 | 9.5 | 11.7 | 19.5 | 8.5 | TRUE | FALSE | TRUE | 46000 | 36400 | 4.85 | 36700 | 2.2
207805245 | 09/16/2024 | Live | Trane U.S. Inc. | AMERICAN STANDARD | Singlezone Ducted, Centrally Ducted | 207805245 |  | HRCU-A-CB | 4A6L9060A1 | Ducted Indoor Units | 4TXCD010DS3+P0V0C000M50SC+RP | 11.2 | 19 | 10 | 10 | 19 | 8.5 | FALSE | FALSE | TRUE | 57000 | 37000 | 4.24 | 37000 | 2.56
207805243 | 09/16/2024 | Live | Trane U.S. Inc. | AMERICAN STANDARD | Singlezone Ducted, Centrally Ducted | 207805243 |  | HRCU-A-CB | 4A6L9060A1 | Ducted Indoor Units | 4TXCD008DS3+P0V0C000M50SC+RP | 11 | 18.5 | 10 | 10 | 19 | 8.5 | FALSE | FALSE | TRUE | 55500 | 37400 | 4.32 | 37400 | 2.54
207805241 | 09/16/2024 | Live | Trane U.S. Inc. | AMERICAN STANDARD | Singlezone Ducted, Centrally Ducted | 207805241 |  | HRCU-A-CB | 4A6L9060A1 | Ducted Indoor Units | 4TXCC009DS3+P0V0C000M50SC+RP | 11 | 18.5 | 9.5 | 10 | 19 | 8.7 | FALSE | FALSE | TRUE | 59000 | 38000 | 4.28 | 38100 | 2.61
207805240 | 09/16/2024 | Live | Trane U.S. Inc. | AMERICAN STANDARD | Singlezone Ducted, Centrally Ducted | 207805240 |  | HRCU-A-CB | 4A6L9060A1 | Ducted Indoor Units | 4TXCC007DS3+P0V0C000M50SC+RP | 11 | 18.5 | 10 | 10 | 19 | 8.7 | FALSE | FALSE | TRUE | 57000 | 38500 | 4.37 | 38600 | 2.58
207805234 | 09/16/2024 | Live | Trane U.S. Inc. | AMERICAN STANDARD | Singlezone Ducted, Centrally Ducted | 207805234 |  | HRCU-A-CB | 4A6L9060A1 | Ducted Indoor Units | 4PX*DD60BS3+P0V0D000M50SC+RP | 11 | 18.5 | 10 | 10 | 19 | 8.7 | FALSE | FALSE | TRUE | 57500 | 38000 | 4.28 | 38000 | 2.61
207805226 | 09/16/2024 | Live | Trane U.S. Inc. | AMERICAN STANDARD | Singlezone Ducted, Centrally Ducted | 207805226 |  | HRCU-A-CB | 4A6L9048A1 | Ducted Indoor Units | 4TXCC009DS3+P0V0C000M50SC+RP | 12.5 | 19.5 | 10 | 12 | 19 | 9 | TRUE | FALSE | TRUE | 49000 | 31600 | 3.28 | 31500 | 2.82
207805217 | 09/16/2024 | Live | Trane U.S. Inc. | AMERICAN STANDARD | Singlezone Ducted, Centrally Ducted | 207805217 |  | HRCU-A-CB | 4A6L9048A1 | Ducted Indoor Units | 4PX*DD60BS3+P0V0C000M50SC+RP | 12.5 | 19 | 10 | 12 | 19 | 8.7 | TRUE | FALSE | TRUE | 46500 | 30600 | 3.35 | 30500 | 2.68
207805198 | 09/16/2024 | Live | Trane U.S. Inc. | AMERICAN STANDARD | Singlezone Ducted, Centrally Ducted | 207805198 |  | HRCU-A-CB | 4A6L9036A1 | Ducted Indoor Units | 4PX*BU48BS3+P0V0A000M30SC+RP | 12 | 17 | 10 | 11.7 | 16.5 | 8.2 | TRUE | FALSE | TRUE | 33600 | 22000 | 2.54 | 22800 | 2.55
207805197 | 09/16/2024 | Live | Trane U.S. Inc. | AMERICAN STANDARD | Singlezone Ducted, Centrally Ducted | 207805197 |  | HRCU-A-CB | 4A6L9036A1 | Ducted Indoor Units | 4PX*BU42BS3+P0V0B000M40SC+RP | 12 | 17 | 10 | 12 | 16 | 8.7 | TRUE | FALSE | TRUE | 34800 | 23000 | 2.52 | 23900 | 2.68
207805184 | 09/16/2024 | Live | Trane U.S. Inc. | AMERICAN STANDARD | Singlezone Ducted, Centrally Ducted | 207805184 |  | HRCU-A-CB | 4A6L9024A1 | Ducted Indoor Units | 4TXCB003DS3+P0V0A000M30SC+RP | 12.5 | 18 | 10 | 12 | 15.5 | 8.1 | TRUE | FALSE | TRUE | 21800 | 13300 | 1.48 | 13700 | 2.64
207805182 | 09/16/2024 | Live | Trane U.S. Inc. | AMERICAN STANDARD | Singlezone Ducted, Centrally Ducted | 207805182 |  | HRCU-A-CB | 4A6L9024A1 | Ducted Indoor Units | 4PX*BU30BS3+P0V0A000M30SC+RP | 12.5 | 18 | 10 | 12 | 15.5 | 8.1 | TRUE | FALSE | TRUE | 21800 | 13300 | 1.48 | 13700 | 2.64
207804975 | 09/16/2024 | Live | Trane U.S. Inc. | TRANE | Singlezone Ducted, Centrally Ducted | 207804975 |  | HRCU-A-CB | 4TWL9060A1 | Ducted Indoor Units | 4TXCD008DS3+P0V0D000M50SC+RP | 11.1 | 18.5 | 10 | 10 | 19 | 8.7 | FALSE | FALSE | TRUE | 57500 | 38500 | 4.27 | 38500 | 2.64
207804963 | 09/16/2024 | Live | Trane U.S. Inc. | TRANE | Singlezone Ducted, Centrally Ducted | 207804963 |  | HRCU-A-CB | 4TWL9048A1 | Ducted Indoor Units | 4TXCD010DS3+P0V0D000M50SC+RP | 12.5 | 19.5 | 10 | 12 | 19 | 9 | TRUE | FALSE | TRUE | 49000 | 31400 | 3.24 | 31300 | 2.85
207804959 | 09/16/2024 | Live | Trane U.S. Inc. | TRANE | Singlezone Ducted, Centrally Ducted | 207804959 |  | HRCU-A-CB | 4TWL9048A1 | Ducted Indoor Units | 4TXCC009DS3+P0V0C000M50SC+RP | 12.5 | 19.5 | 10 | 12 | 19 | 9 | TRUE | FALSE | TRUE | 49000 | 31600 | 3.28 | 31500 | 2.82
207804949 | 09/16/2024 | Live | Trane U.S. Inc. | TRANE | Singlezone Ducted, Centrally Ducted | 207804949 |  | HRCU-A-CB | 4TWL9048A1 | Ducted Indoor Units | 4PX*DD60BS3+P0V0D000M50SC+RP | 12.5 | 19 | 10.5 | 12 | 19 | 9 | TRUE | FALSE | TRUE | 48000 | 31400 | 3.31 | 31300 | 2.78
207804931 | 09/16/2024 | Live | Trane U.S. Inc. | TRANE | Singlezone Ducted, Centrally Ducted | 207804931 |  | HRCU-A-CB | 4TWL9036A1 | Ducted Indoor Units | 4PX*BU48BS3+P0V0A000M30SC+RP | 12 | 17 | 10 | 11.7 | 16.5 | 8.2 | TRUE | FALSE | TRUE | 33600 | 22000 | 2.54 | 22800 | 2.55
207804928 | 09/16/2024 | Live | Trane U.S. Inc. | TRANE | Singlezone Ducted, Centrally Ducted | 207804928 |  | HRCU-A-CB | 4TWL9036A1 | Ducted Indoor Units | 4PX*BU36BS3+P0V0B000M40SC+RP | 12 | 17 | 10 | 11.7 | 16 | 8.5 | TRUE | FALSE | TRUE | 33800 | 22800 | 2.63 | 23700 | 2.54
207804913 | 09/16/2024 | Live | Trane U.S. Inc. | TRANE | Singlezone Ducted, Centrally Ducted | 207804913 |  | HRCU-A-CB | 4TWL9024A1 | Ducted Indoor Units | 4PX*BD30BS3+P0V0A000M30SC+RP | 12.5 | 18 | 10 | 12 | 16 | 8.1 | TRUE | FALSE | TRUE | 21600 | 13300 | 1.51 | 13700 | 2.59
207708973 | 09/16/2024 | Live | Trane U.S. Inc. | TRANE | Singlezone Ducted, Centrally Ducted | 207708973 |  | HRCU-A-CB | 4TWL9060A1 | Ducted Indoor Units | TEM8A0C48V41+TDR | 10.5 | 18 | 10.25 | 11 | 19 | 8.7 | FALSE | FALSE | TRUE | 58500 | 38000 | 4.16 | 38300 | 2.69
207690051 | 09/16/2024 | Live | Trane U.S. Inc. | AMERICAN STANDARD | Singlezone Ducted, Centrally Ducted | 207690051 |  | HRCU-A-CB | 4A6V0X48A1 | Ducted Indoor Units | TAMXA0C60V51 | 12.5 | 19.5 | 10 | 11.7 | 19.5 | 8.5 | FALSE | FALSE | TRUE | 46000 | 35200 | 4.73 | 35500 | 2.19
207690045 | 09/16/2024 | Live | Trane U.S. Inc. | TRANE | Singlezone Ducted, Centrally Ducted | 207690045 |  | HRCU-A-CB | 4TWV0X36A1 | Ducted Indoor Units | TAMXA0B30V31 | 13 | 20 | 10 | 12.5 | 20.5 | 8.7 | FALSE | FALSE | TRUE | 34400 | 26400 | 3.36 | 26600 | 2.3
207590718 | 09/16/2024 | Live | Trane U.S. Inc. | AMERICAN STANDARD | Singlezone Ducted, Centrally Ducted | 207590718 |  | HRCU-A-CB | 4A6V0X36A1 | Ducted Indoor Units | TAM9A0B30V31 | 13 | 20 | 10 | 12.5 | 20 | 8.7 | TRUE | FALSE | TRUE | 34400 | 26400 | 3.36 | 26600 | 2.3
207590077 | 09/16/2024 | Live | Trane U.S. Inc. | AMERICAN STANDARD | Singlezone Ducted, Centrally Ducted | 207590077 |  | HRCU-A-CB | 4A6V8X60A1 | Ducted Indoor Units | TEM8A0D60V51+TDR | 11.8 | 18 | 9.6 | 11.5 | 18 | 8.5 | FALSE | TRUE | TRUE | 51500 | 48000 | 4.66 | 49200 | 2.13
207590067 | 09/16/2024 | Live | Trane U.S. Inc. | AMERICAN STANDARD | Singlezone Ducted, Centrally Ducted | 207590067 |  | HRCU-A-CB | 4A6V8X36A1 | Ducted Indoor Units | TEM8A0C36V31+TDR | 12.5 | 18 | 10 | 12 | 18 | 8.5 | TRUE | FALSE | TRUE | 34800 | 26200 | 3.31 | 26400 | 2.32
207590061 | 09/16/2024 | Live | Trane U.S. Inc. | AMERICAN STANDARD | Singlezone Ducted, Centrally Ducted | 207590061 |  | HRCU-A-CB | 4A6V0X48A1 | Ducted Indoor Units | TEM8A0D60V51+TDR | 12.2 | 18.25 | 10 | 11.2 | 18.5 | 8.7 | FALSE | FALSE | TRUE | 44500 | 35800 | 4.48 | 35500 | 2.34
207590060 | 09/16/2024 | Live | Trane U.S. Inc. | AMERICAN STANDARD | Singlezone Ducted, Centrally Ducted | 207590060 |  | HRCU-A-CB | 4A6V0X48A1 | Ducted Indoor Units | TEM8A0D48V41+TDR | 12.25 | 18.25 | 10 | 11.5 | 18.5 | 8.7 | FALSE | FALSE | TRUE | 45000 | 36200 | 4.53 | 36300 | 2.34
207590058 | 09/16/2024 | Live | Trane U.S. Inc. | AMERICAN STANDARD | Singlezone Ducted, Centrally Ducted | 207590058 |  | HRCU-A-CB | 4A6V0X48A1 | Ducted Indoor Units | TEM8A0C48V41+TDR | 12.5 | 18 | 10 | 12 | 19.5 | 8.7 | TRUE | FALSE | TRUE | 47000 | 36000 | 4.51 | 36300 | 2.33
207590054 | 09/16/2024 | Live | Trane U.S. Inc. | AMERICAN STANDARD | Singlezone Ducted, Centrally Ducted | 207590054 |  | HRCU-A-CB | 4A6V0X36A1 | Ducted Indoor Units | TEM8A0C42V41+TDR | 13 | 20 | 10 | 12.5 | 20.5 | 8.7 | TRUE | FALSE | TRUE | 35200 | 26400 | 3.28 | 26600 | 2.37
207590053 | 09/16/2024 | Live | Trane U.S. Inc. | AMERICAN STANDARD | Singlezone Ducted, Centrally Ducted | 207590053 |  | HRCU-A-CB | 4A6V0X36A1 | Ducted Indoor Units | TEM8A0C36V31+TDR | 13 | 20 | 10 | 12.5 | 20.5 | 8.7 | TRUE | FALSE | TRUE | 35200 | 26400 | 3.25 | 26600 | 2.38
207590048 | 09/16/2024 | Live | Trane U.S. Inc. | AMERICAN STANDARD | Singlezone Ducted, Centrally Ducted | 207590048 |  | HRCU-A-CB | 4A6V8X48A1 | Ducted Indoor Units | TAM9A0C48V41 | 12.5 | 18 | 10 | 11.7 | 18 | 8.5 | TRUE | FALSE | TRUE | 45500 | 35600 | 4.62 | 35900 | 2.26
207590043 | 09/16/2024 | Live | Trane U.S. Inc. | AMERICAN STANDARD | Singlezone Ducted, Centrally Ducted | 207590043 |  | HRCU-A-CB | 4A6V0X48A1 | Ducted Indoor Units | TAM9A0C60V51 | 12.5 | 19.5 | 10 | 11.7 | 19.5 | 8.5 | TRUE | FALSE | TRUE | 46000 | 35200 | 4.73 | 35500 | 2.19
207526360 | 09/16/2024 | Live | Trane U.S. Inc. | TRANE | Singlezone Ducted, Centrally Ducted | 207526360 |  | HRCU-A-CB | 4TWV8X48A1 | Ducted Indoor Units | TEM8A0D48V41+TDR | 12.5 | 18 | 10 | 11.7 | 18 | 8.5 | FALSE | FALSE | TRUE | 45500 | 37000 | 4.56 | 37100 | 2.39
207526357 | 09/16/2024 | Live | Trane U.S. Inc. | TRANE | Singlezone Ducted, Centrally Ducted | 207526357 |  | HRCU-A-CB | 4TWV8X48A1 | Ducted Indoor Units | TEM8A0C42V41+TDR | 12.2 | 18 | 10 | 11.5 | 18 | 8.5 | FALSE | FALSE | TRUE | 44500 | 36600 | 4.62 | 36600 | 2.32
207526354 | 09/16/2024 | Live | Trane U.S. Inc. | TRANE | Singlezone Ducted, Centrally Ducted | 207526354 |  | HRCU-A-CB | 4TWV8X36A1 | Ducted Indoor Units | TEM8A0C42V41+TDR | 12.5 | 18 | 10 | 12 | 18 | 8.5 | TRUE | FALSE | TRUE | 34800 | 26200 | 3.31 | 26400 | 2.33
207526349 | 09/16/2024 | Live | Trane U.S. Inc. | TRANE | Singlezone Ducted, Centrally Ducted | 207526349 |  | HRCU-A-CB | 4TWV0X60A1 | Ducted Indoor Units | TEM8A0D48V41+TDR | 12.5 | 18.5 | 10 | 11.5 | 18.5 | 8.7 | FALSE | TRUE | TRUE | 52000 | 48500 | 4.92 | 49700 | 2.17
207526346 | 09/16/2024 | Live | Trane U.S. Inc. | TRANE | Singlezone Ducted, Centrally Ducted | 207526346 |  | HRCU-A-CB | 4TWV0X48A1 | Ducted Indoor Units | TEM8A0D48V41+TDR | 12.25 | 18.25 | 10 | 11.5 | 18.5 | 8.7 | FALSE | FALSE | TRUE | 45000 | 36200 | 4.53 | 36300 | 2.34
207526339 | 09/16/2024 | Live | Trane U.S. Inc. | TRANE | Singlezone Ducted, Centrally Ducted | 207526339 |  | HRCU-A-CB | 4TWV0X36A1 | Ducted Indoor Units | TEM8A0C36V31+TDR | 13 | 20 | 10 | 12.5 | 20.5 | 8.7 | TRUE | FALSE | TRUE | 35200 | 26400 | 3.25 | 26600 | 2.38
207526335 | 09/16/2024 | Live | Trane U.S. Inc. | TRANE | Singlezone Ducted, Centrally Ducted | 207526335 |  | HRCU-A-CB | 4TWV8X48A1 | Ducted Indoor Units | TAM9A0C60V51 | 12.5 | 18 | 10 | 12 | 18 | 8.5 | TRUE | FALSE | TRUE | 46000 | 35800 | 4.68 | 36100 | 2.23
207526326 | 09/16/2024 | Live | Trane U.S. Inc. | TRANE | Singlezone Ducted, Centrally Ducted | 207526326 |  | HRCU-A-CB | 4TWV0X48A1 | Ducted Indoor Units | TAM9A0C48V41 | 12.5 | 19.25 | 10 | 11.7 | 19.5 | 8.5 | TRUE | FALSE | TRUE | 45500 | 35200 | 4.65 | 35500 | 2.23
207526323 | 10/08/2024 | Live | Trane U.S. Inc. | TRANE | Singlezone Ducted, Centrally Ducted | 207526323 |  | HRCU-A-CB | 4TWV0X24A1 | Ducted Indoor Units | TAM9A0B30V31 | 13.75 | 19.25 | 10 | 12.7 | 19 | 8.7 | TRUE | FALSE | TRUE | 23800 | 17100 | 2.04 | 17100 | 2.46
201978189 | 09/16/2024 | Live | Trane U.S. Inc. | AMERICAN STANDARD | Singlezone Ducted, Centrally Ducted | 201978189 |  | HRCU-A-CB | 4A6L9024A1 | Ducted Indoor Units | TAM9A0A24V21 | 12.5 | 18.5 | 11 | 12 | 18 | 8.7 | TRUE | FALSE | TRUE | 23000 | 14100 | 1.52 | 13900 | 2.72
201923714 | 10/08/2024 | Live | Trane U.S. Inc. | TRANE | Singlezone Ducted, Centrally Ducted | 201923714 |  | HRCU-A-CB | 4TWL9060A1 | Ducted Indoor Units | TAM9A0C60V51 | 10.5 | 19 | 11 | 10 | 19 | 8.7 | FALSE | FALSE | TRUE | 57000 | 38000 | 4.45 | 38000 | 2.51
201923708 | 10/08/2024 | Live | Trane U.S. Inc. | TRANE | Singlezone Ducted, Centrally Ducted | 201923708 |  | HRCU-A-CB | 4TWL9048A1 | Ducted Indoor Units | TAM9A0C48V41 | 11.5 | 19 | 11.5 | 11.7 | 19 | 9 | TRUE | FALSE | FALSE | 47500 | 31600 | 3.33 | 31600 | 2.78
201922734 | 09/16/2024 | Live | Trane U.S. Inc. | AMERICAN STANDARD | Singlezone Ducted, Centrally Ducted | 201922734 |  | HRCU-A-CB | 4A6L9048A1 | Ducted Indoor Units | TAM9A0C42V41 | 11.5 | 18 | 11 | 12 | 19 | 8.7 | TRUE | FALSE | TRUE | 47000 | 31600 | 3.76 | 31900 | 2.46
201922157 | 10/08/2024 | Live | Trane U.S. Inc. | TRANE | Singlezone Ducted, Centrally Ducted | 201922157 |  | HRCU-A-CB | 4TWL9048A1 | Ducted Indoor Units | TEM8A0C48V41+TDR | 12.5 | 19 | 11 | 12 | 19 | 9 | TRUE | FALSE | TRUE | 48500 | 31400 | 3.17 | 31400 | 2.89
201922156 | 10/08/2024 | Live | Trane U.S. Inc. | TRANE | Singlezone Ducted, Centrally Ducted | 201922156 |  | HRCU-A-CB | 4TWL9048A1 | Ducted Indoor Units | TAM9A0C60V51 | 12 | 19 | 11 | 12 | 19 | 9 | TRUE | FALSE | TRUE | 48000 | 31600 | 3.36 | 31600 | 2.76
201922155 | 10/08/2024 | Live | Trane U.S. Inc. | TRANE | Singlezone Ducted, Centrally Ducted | 201922155 |  | HRCU-A-CB | 4TWL9048A1 | Ducted Indoor Units | TAM9A0C42V41 | 11.5 | 18 | 11 | 12 | 19 | 8.7 | TRUE | FALSE | TRUE | 47000 | 31600 | 3.76 | 31900 | 2.46
201921881 | 09/16/2024 | Live | Trane U.S. Inc. | TRANE | Singlezone Ducted, Centrally Ducted | 201921881 |  | HRCU-A-CB | 4TWL9036A1 | Ducted Indoor Units | TEM8A0C48V41+TDR | 12.5 | 18 | 11 | 12 | 18 | 9 | TRUE | FALSE | TRUE | 37800 | 23000 | 2.25 | 22800 | 3.01
213355283 | 10/08/2024 | Live | Lennox Industries | LENNOX | Singlezone Ducted, Centrally Ducted | 213355283 |  | HRCU-A-CB | VPC060H4M-3P |  | CBA25UHV-060-230-** |  |  |  | 8 | 15.2 | 7.8 | FALSE | FALSE | FALSE | 55000 | 42000 | 2.1 | 46622 | 2
213369557 | 10/08/2024 | Live | Hisense | HISENSE | Multizone All Non-Ducted | 213369557 |  | HMSR-A-CB-O | AVW-28H3FH2 | Non-Ducted Indoor Units | AVBC-07HJFKA |  |  |  | 11.5 | 18.7 | 8.65 | FALSE | FALSE | FALSE | 27200 | 17500 | 2.8 | 22700 | 2.8
213369556 | 09/16/2024 | Live | Hisense | HISENSE | Multizone All Ducted | 213369556 |  | HMSV-A-CB | AVW-28H3FH2 | Ducted Indoor Units | AVD-07HJFH |  |  |  | 11 | 15.8 | 7.9 | FALSE | FALSE | FALSE | 27200 | 18100 | 2.4 | 23500 | 2.4
207805180 | 10/08/2024 | Live | Trane U.S. Inc. | AMERICAN STANDARD | Singlezone Ducted, Centrally Ducted | 207805180 |  | HRCU-A-CB | 4A6L9024A1 | Ducted Indoor Units | 4PX*BD30BS3+P0V0A000M30SC+RP |  |  | 10 | 12 | 16 | 8.1 | TRUE | FALSE | TRUE | 21600 | 13300 | 1.51 | 13700 | 2.59
207804917 | 10/08/2024 | Live | Trane U.S. Inc. | TRANE | Singlezone Ducted, Centrally Ducted | 207804917 |  | HRCU-A-CB | 4TWL9024A1 | Ducted Indoor Units | 4TXCB003DS3+P0V0A000M30SC+RP |  |  | 10 | 12 | 15.5 | 8.1 | TRUE | FALSE | TRUE | 21800 | 13300 | 1.48 | 13700 | 2.64
207804915 | 10/08/2024 | Live | Trane U.S. Inc. | TRANE | Singlezone Ducted, Centrally Ducted | 207804915 |  | HRCU-A-CB | 4TWL9024A1 | Ducted Indoor Units | 4PX*BU30BS3+P0V0A000M30SC+RP |  |  | 10 | 12 | 15.5 | 8.1 | TRUE | FALSE | TRUE | 21800 | 13300 | 1.48 | 13700 | 2.64
211729605 | 10/08/2024 | Live | Lennox Industries | ARMSTRONG AIR | Singlezone Ducted, Centrally Ducted | 211729605 |  | HRCU-A-CB | 4SHP22LX124P-**A | Ducted Indoor Units | BCE5E24M |  |  |  | 13 | 17.5 | 8.8 | TRUE | FALSE | TRUE | 22800 | 14100 | 2.52 | 14100 | 2.52
207690059 | 10/08/2024 | Live | Trane U.S. Inc. | AMERICAN STANDARD | Singlezone Ducted, Centrally Ducted | 207690059 |  | HRCU-A-CB | 4A6V0X36A1 | Ducted Indoor Units | TAMXA0B30V31 |  |  | 10 | 12.5 | 20.5 | 8.7 | FALSE | FALSE | TRUE | 34400 | 26400 | 3.36 | 26600 | 2.3
211729603 | 09/16/2024 | Live | Lennox Industries | AIREASE | Singlezone Ducted, Centrally Ducted | 211729603 |  | HRCU-A-CB | 4SHP22LX124P-**A | Ducted Indoor Units | BCE5E24M |  |  |  | 13 | 17.5 | 8.8 | TRUE | FALSE | TRUE | 22800 | 14100 | 2.52 | 14100 | 2.52
211708560 | 09/16/2024 | Live | Lennox Industries | ADP | Singlezone Ducted, Centrally Ducted | 211708560 |  | HRCU-A-CB | HMH72B361 | Ducted Indoor Units | F,PE*E34936 |  |  |  | 8.5 | 17 | 8.4 | FALSE | FALSE | FALSE | 35600 | 23000 | 2.1 | 25000 | 2.42
211698448 | 09/16/2024 | Live | Gree | GREE | Multizone All Non-Ducted | 211698448 |  | HMSR-A-CB-O | GMV-V36WL/C-T(U) | Non-Ducted Indoor Units |  |  |  |  | 13 | 23 | 9 | FALSE | TRUE | FALSE | 36000 | 22000 | 2.5 | 36000 | 2.34
212925912 | 09/16/2024 | Live | ASPEN | GREE | Singlezone Ducted, Centrally Ducted | 212925912 |  | HRCU-A-CB | GUD36W/A-D(U) | Non-Ducted Indoor Units | D(A,C,E)25B34+TDR |  |  |  | 11 | 15.2 | 8.5 | FALSE | FALSE | TRUE | 23000 | 15000 | 2.34 | 22000 | 2.18
212925906 | 09/16/2024 | Live | ASPEN | GREE | Singlezone Ducted, Centrally Ducted | 212925906 |  | HRCU-A-CB | GUD60W/A-D(U) | Non-Ducted Indoor Units | C(A,C,D,E)60A44+TDR |  |  |  | 9.5 | 15.2 | 8.5 | FALSE | FALSE | FALSE | 50500 | 35200 | 2.19 | 36000 | 2.23
212925897 | 09/16/2024 | Live | ASPEN | TOSOT | Singlezone Ducted, Centrally Ducted | 212925897 |  | HRCU-A-CB | TU36-24WADU | Non-Ducted Indoor Units | D(A,C,E)25B34+TDR |  |  |  | 11 | 15.2 | 8.5 | FALSE | FALSE | TRUE | 23000 | 15000 | 2.34 | 22000 | 2.18
212925887 | 09/16/2024 | Live | ASPEN | TOSOT | Singlezone Ducted, Centrally Ducted | 212925887 |  | HRCU-A-CB | TU36-24WADU | Non-Ducted Indoor Units | D(A,C,E)24C34+TDR |  |  |  | 11 | 15.2 | 8.5 | FALSE | FALSE | TRUE | 23000 | 15000 | 2.34 | 22000 | 2.18
212394373 | 09/16/2024 | Live | Trane U.S. Inc. | AMERISTAR | Multizone All Ducted | 212394373 |  | HRCU-A-C | E4HL5036A1000A |  | 4TXCB004DS3 |  |  |  | 9 | 14.3 | 8.1 | FALSE | FALSE | FALSE | 28000 | 19100 | 2.01 | 21500 | 2.03
212394370 | 09/16/2024 | Live | Trane U.S. Inc. | RUNTRU | Multizone All Ducted | 212394370 |  | HRCU-A-C | E4HL5060A1000A |  | 4TXCC009DS3 |  |  |  | 9 | 14.3 | 8.1 | FALSE | FALSE | FALSE | 46000 | 30400 | 2 | 35500 | 2.34
212394367 | 09/16/2024 | Live | Trane U.S. Inc. | RUNTRU | Multizone All Ducted | 212394367 |  | HRCU-A-C | E4HL5030A1000A |  | 4TXCB003DS3 |  |  |  | 10 | 15.2 | 8.1 | FALSE | FALSE | TRUE | 24000 | 19100 | 1.85 | 20000 | 1.94
211749861 | 09/16/2024 | Live | Trane U.S. Inc. | AMERISTAR | Multizone All Ducted | 211749861 |  | HRCU-A-CB | E4HL5048A1000A | Ducted Indoor Units | E4AH5E48A1K30A |  |  |  | 8.2 | 15.2 | 8.1 | FALSE | FALSE | FALSE | 48000 | 38000 | 2.5 | 38000 | 2.5
211749855 | 09/16/2024 | Live | Trane U.S. Inc. | RUNTRU | Multizone All Ducted | 211749855 |  | HRCU-A-CB | E4HL5060A1000A | Ducted Indoor Units | E4AH5E48A1K30A |  |  |  | 8.6 | 15.2 | 8.1 | FALSE | FALSE | FALSE | 48000 | 38000 | 2.3 | 38000 | 2.3
211749854 | 09/16/2024 | Live | Trane U.S. Inc. | RUNTRU | Multizone All Ducted | 211749854 |  | HRCU-A-CB | E4HL5036A1000A | Ducted Indoor Units | E4AH5E24A1J30A |  |  |  | 11 | 15.2 | 8.5 | FALSE | FALSE | TRUE | 24000 | 19100 | 2.2 | 19100 | 2.2
211749853 | 09/16/2024 | Live | Trane U.S. Inc. | RUNTRU | Multizone All Ducted | 211749853 |  | HRCU-A-CB | E4HL5060A1000A | Ducted Indoor Units | E4AH5E60A1K30A |  |  |  | 8.2 | 15.2 | 8.1 | FALSE | FALSE | FALSE | 54000 | 39000 | 2.5 | 39000 | 2.5
211749852 | 09/16/2024 | Live | Trane U.S. Inc. | RUNTRU | Multizone All Ducted | 211749852 |  | HRCU-A-CB | E4HL5048A1000A | Ducted Indoor Units | E4AH5E48A1K30A |  |  |  | 8.2 | 15.2 | 8.1 | FALSE | FALSE | FALSE | 48000 | 38000 | 2.5 | 38000 | 2.5
211624983 | 09/16/2024 | Live | Sunrise Tradex Corp | FORESTAIR | Singlezone Non-Ducted, Wall Placement | 211624983 |  | HRCU-A-CB-O | FGH-09ES/E25-O | Mini-Splits | FGH-09ES/E25-I | 14.7 | 25.3 | 11.2 | 14.7 | 25 | 9.5 | TRUE | TRUE | TRUE | 9100 | 7300 | 2.61 | 10500 | 2.04
211624982 | 09/16/2024 | Live | Sunrise Tradex Corp | FORESTAIR | Singlezone Non-Ducted, Wall Placement | 211624982 |  | HRCU-A-CB-O | FGH-18ES/E25-O | Mini-Splits | FGH-18ES/E25-I | 13 | 23 | 11 | 13 | 23 | 8.5 | FALSE | FALSE | FALSE | 18000 | 11300 | 2.74 | 17100 | 2.08
211662226 | 09/16/2024 | Live | Johnson Controls Inc. (York International Norman) | CHAMPION HEATING AND COOLING | Singlezone Ducted, Centrally Ducted | 211662226 |  | HRCU-A-CB | HMH72B361 |  | XAUB30CXXN1+JMET12BS2N1+TXV |  |  |  | 8.5 | 18 | 8.1 | FALSE | FALSE | FALSE | 34000 | 24800 | 2.5 | 24800 | 2.5
211662225 | 09/16/2024 | Live | Johnson Controls Inc. (York International Norman) | FRASER-JOHNSTON | Singlezone Ducted, Centrally Ducted | 211662225 |  | HRCU-A-CB | HMH72B361 |  | XAUB30CXXN1+JMET12BS2N1+TXV |  |  |  | 8.5 | 18 | 8.1 | FALSE | FALSE | FALSE | 34000 | 24800 | 2.5 | 24800 | 2.5
211662222 | 09/16/2024 | Live | Johnson Controls Inc. (York International Norman) | JOHNSON CONTROLS | Singlezone Ducted, Centrally Ducted | 211662222 |  | HRCU-A-CB | HMH72B361 |  | XAFB30CXXN1+JMET12BS2N1+TXV |  |  |  | 8.5 | 18 | 8.1 | FALSE | FALSE | FALSE | 34000 | 24800 | 2.5 | 24800 | 2.5
211662221 | 09/16/2024 | Live | Johnson Controls Inc. (York International Norman) | CHAMPION HEATING AND COOLING | Singlezone Ducted, Centrally Ducted | 211662221 |  | HRCU-A-CB | HMH72B361 |  | XAFB30CXXN1+JMET12BS2N1+TXV |  |  |  | 8.5 | 18 | 8.1 | FALSE | FALSE | FALSE | 34000 | 24800 | 2.5 | 24800 | 2.5
211662219 | 09/16/2024 | Live | Johnson Controls Inc. (York International Norman) | LUXAIRE | Singlezone Ducted, Centrally Ducted | 211662219 |  | HRCU-A-CB | HMH72B361 |  | XAFB30CXXN1+JMET12BS2N1+TXV |  |  |  | 8.5 | 18 | 8.1 | FALSE | FALSE | FALSE | 34000 | 24800 | 2.5 | 24800 | 2.5
211662217 | 09/16/2024 | Live | Johnson Controls Inc. (York International Norman) | JOHNSON CONTROLS | Singlezone Ducted, Centrally Ducted | 211662217 |  | HRCU-A-CB | HMH72B361 |  | XAHB30CXXN1+JMET12BS2N1+TXV |  |  |  | 8.5 | 17.5 | 8.1 | FALSE | FALSE | FALSE | 33200 | 23800 | 2.44 | 23800 | 2.44
211662209 | 09/16/2024 | Live | Johnson Controls Inc. (York International Norman) | LUXAIRE | Singlezone Ducted, Centrally Ducted | 211662209 |  | HRCU-A-CB | HMH72B361 |  | XAUB30CXXN1+JMVT12BC2N1+TXV |  |  |  | 8.5 | 18 | 8.1 | FALSE | FALSE | FALSE | 33800 | 24600 | 2.5 | 24600 | 2.5
211660720 | 09/16/2024 | Live | Johnson Controls Inc. (York International Norman) | FRASER-JOHNSTON | Singlezone Ducted, Centrally Ducted | 211660720 |  | HRCU-A-CB | HMH72B241 |  | JHETB24CBAS2N1 |  |  |  | 9.5 | 17 | 7.8 | FALSE | FALSE | FALSE | 21200 | 15000 | 2.36 | 15000 | 2.36
211660718 | 09/16/2024 | Live | Johnson Controls Inc. (York International Norman) | COLEMAN | Singlezone Ducted, Centrally Ducted | 211660718 |  | HRCU-A-CB | HMH72B241 |  | JHETB24CBAS2N1 |  |  |  | 9.5 | 17 | 7.8 | FALSE | FALSE | FALSE | 21200 | 15000 | 2.36 | 15000 | 2.36
211660715 | 09/16/2024 | Live | Johnson Controls Inc. (York International Norman) | FRASER-JOHNSTON | Singlezone Ducted, Centrally Ducted | 211660715 |  | HRCU-A-CB | HMH72B241 |  | JHVTB24CBAC2N1 |  |  |  | 9.5 | 17 | 7.8 | FALSE | FALSE | FALSE | 21200 | 15000 | 2.36 | 15000 | 2.36
211660706 | 09/16/2024 | Live | Johnson Controls Inc. (York International Norman) | CHAMPION HEATING AND COOLING | Singlezone Ducted, Centrally Ducted | 211660706 |  | HRCU-A-CB | HMH72B241 |  | XAFB30CBAN1+JMET12BS2N1 |  |  |  | 9.5 | 17 | 7.8 | FALSE | FALSE | FALSE | 21400 | 15100 | 2.41 | 15100 | 2.41
211660684 | 09/16/2024 | Live | Johnson Controls Inc. (York International Norman) | LUXAIRE | Singlezone Ducted, Centrally Ducted | 211660684 |  | HRCU-A-CB | HMH72B241 |  | XAUB30CXXN1+JMVT12BC2N1+TXV |  |  |  | 9.5 | 17 | 7.8 | FALSE | FALSE | FALSE | 21200 | 14900 | 2.36 | 14900 | 2.36
211660682 | 09/16/2024 | Live | Johnson Controls Inc. (York International Norman) | JOHNSON CONTROLS | Singlezone Ducted, Centrally Ducted | 211660682 |  | HRCU-A-CB | HMH72B241 |  | XAFB30CBAN1+JMVT12BC2N1 |  |  |  | 9.5 | 17 | 7.8 | FALSE | FALSE | FALSE | 21200 | 14900 | 2.36 | 14900 | 2.36
211660679 | 09/16/2024 | Live | Johnson Controls Inc. (York International Norman) | LUXAIRE | Singlezone Ducted, Centrally Ducted | 211660679 |  | HRCU-A-CB | HMH72B241 |  | XAFB30CBAN1+JMVT12BC2N1 |  |  |  | 9.5 | 17 | 7.8 | FALSE | FALSE | FALSE | 21200 | 14900 | 2.36 | 14900 | 2.36
211660677 | 09/16/2024 | Live | Johnson Controls Inc. (York International Norman) | JOHNSON CONTROLS | Singlezone Ducted, Centrally Ducted | 211660677 |  | HRCU-A-CB | HMH72B241 |  | XAFB30CXXN1+JMVT12BC2N1+TXV |  |  |  | 9.5 | 17 | 7.8 | FALSE | FALSE | FALSE | 21200 | 14900 | 2.36 | 14900 | 2.36
211660672 | 09/16/2024 | Live | Johnson Controls Inc. (York International Norman) | JOHNSON CONTROLS | Singlezone Ducted, Centrally Ducted | 211660672 |  | HRCU-A-CB | HMH72B241 |  | XAHB30CBAN1+JMVT12BC2N1 |  |  |  | 9.5 | 16.5 | 7.8 | FALSE | FALSE | FALSE | 21000 | 14900 | 2.36 | 14900 | 2.36
211660671 | 09/16/2024 | Live | Johnson Controls Inc. (York International Norman) | CHAMPION HEATING AND COOLING | Singlezone Ducted, Centrally Ducted | 211660671 |  | HRCU-A-CB | HMH72B241 |  | XAHB30CBAN1+JMVT12BC2N1 |  |  |  | 9.5 | 16.5 | 7.8 | FALSE | FALSE | FALSE | 21000 | 14900 | 2.36 | 14900 | 2.36
211660668 | 09/16/2024 | Live | Johnson Controls Inc. (York International Norman) | COLEMAN | Singlezone Ducted, Centrally Ducted | 211660668 |  | HRCU-A-CB | HMH72B241 |  | XAHB30CBAN1+JMVT12BC2N1 |  |  |  | 9.5 | 16.5 | 7.8 | FALSE | FALSE | FALSE | 21000 | 14900 | 2.36 | 14900 | 2.36
211660667 | 09/16/2024 | Live | Johnson Controls Inc. (York International Norman) | JOHNSON CONTROLS | Singlezone Ducted, Centrally Ducted | 211660667 |  | HRCU-A-CB | HMH72B241 |  | XAHB30CXXN1+JMVT12BC2N1+TXV |  |  |  | 9.5 | 16.5 | 7.8 | FALSE | FALSE | FALSE | 21000 | 14900 | 2.36 | 14900 | 2.36
211659564 | 09/16/2024 | Live | Johnson Controls Inc. (York International Norman) | YORK | Singlezone Ducted, Centrally Ducted | 211659564 |  | HRCU-A-CB | HMH72B241 |  | XAHB30CXXN1+JMET12BS2N1+TXV |  |  |  | 9.5 | 17 | 7.8 | FALSE | FALSE | FALSE | 21000 | 14800 | 2.32 | 14800 | 2.32
211659390 | 09/16/2024 | Live | Johnson Controls Inc. (York International Norman) | YORK | Singlezone Ducted, Centrally Ducted | 211659390 |  | HRCU-A-CB | HMH72B361 |  | XAUB30CXXN1+JMVT12BC2N1+TXV |  |  |  | 8.5 | 18 | 8.1 | FALSE | FALSE | FALSE | 33800 | 24600 | 2.5 | 24600 | 2.5
211289593 | 09/16/2024 | Live | Lennox Industries | ADP | Singlezone Ducted, Centrally Ducted | 211289593 |  | HRCU-A-CB | AC024BXUPCH | Ducted Indoor Units | F,PE*BB9931 |  |  |  | 10.1 | 16.5 | 8.1 | FALSE | FALSE | TRUE | 24000 | 31200 | 2.1 | 34300 | 1.86
211393641 | 09/16/2024 | Live | Johnson Controls Inc. (York International Norman) | JOHNSON CONTROLS | Singlezone Ducted, Centrally Ducted | 211393641 |  | HRCU-A-CB | HMH72B341 |  | JHETB36DBCS2N1 |  |  |  | 10 | 18.5 | 8.5 | FALSE | TRUE | FALSE | 34000 | 25400 | 2.56 | 25400 | 2.56
211393638 | 09/16/2024 | Live | Johnson Controls Inc. (York International Norman) | CHAMPION HEATING AND COOLING | Singlezone Ducted, Centrally Ducted | 211393638 |  | HRCU-A-CB | HMH72B341 |  | JHETB36DBCS2N1 |  |  |  | 10 | 18.5 | 8.5 | FALSE | TRUE | FALSE | 34000 | 25400 | 2.56 | 25400 | 2.56
211393629 | 09/16/2024 | Live | Johnson Controls Inc. (York International Norman) | COLEMAN | Singlezone Ducted, Centrally Ducted | 211393629 |  | HRCU-A-CB | HMH72B341 |  | JHETB36DBCS2N1 |  |  |  | 10 | 18.5 | 8.5 | FALSE | TRUE | FALSE | 34000 | 25400 | 2.56 | 25400 | 2.56
211393619 | 09/16/2024 | Live | Johnson Controls Inc. (York International Norman) | LUXAIRE | Singlezone Ducted, Centrally Ducted | 211393619 |  | HRCU-A-CB | HMH72B341 |  | JHVTB36DBCC2N1 |  |  |  | 10 | 18.5 | 8.5 | FALSE | TRUE | FALSE | 34000 | 25200 | 2.54 | 25200 | 2.54
211393608 | 09/16/2024 | Live | Johnson Controls Inc. (York International Norman) | FRASER-JOHNSTON | Singlezone Ducted, Centrally Ducted | 211393608 |  | HRCU-A-CB | HMH72B341 |  | JHVTC36DBCC2N1 |  |  |  | 10.5 | 18.5 | 8.5 | FALSE | TRUE | FALSE | 34000 | 25400 | 2.64 | 25400 | 2.64
211386677 | 09/16/2024 | Live | Johnson Controls Inc. (York International Norman) | JOHNSON CONTROLS | Singlezone Ducted, Centrally Ducted | 211386677 |  | HRCU-A-CB | HMH72B341 |  | JHETC42FBCS2N1 |  |  |  | 9.5 | 17.5 | 8.5 | FALSE | TRUE | FALSE | 33800 | 25200 | 2.6 | 25200 | 2.6
211386674 | 10/08/2024 | Live | Johnson Controls Inc. (York International Norman) | CHAMPION HEATING AND COOLING | Singlezone Ducted, Centrally Ducted | 211386674 |  | HRCU-A-CB | HMH72B341 |  | JHETC42FBCS2N1 |  |  |  | 9.5 | 17.5 | 8.5 | FALSE | TRUE | FALSE | 33800 | 25200 | 2.6 | 25200 | 2.6
211386666 | 10/08/2024 | Live | Johnson Controls Inc. (York International Norman) | COLEMAN | Singlezone Ducted, Centrally Ducted | 211386666 |  | HRCU-A-CB | HMH72B341 |  | JHETC42FBCS2N1 |  |  |  | 9.5 | 17.5 | 8.5 | FALSE | TRUE | FALSE | 33800 | 25200 | 2.6 | 25200 | 2.6
211386645 | 10/08/2024 | Live | Johnson Controls Inc. (York International Norman) | FRASER-JOHNSTON | Singlezone Ducted, Centrally Ducted | 211386645 |  | HRCU-A-CB | HMH72B341 |  | XAUC48FXXN1+JMET12CS2N1+TXV |  |  |  | 9.5 | 17.5 | 8.5 | FALSE | FALSE | FALSE | 34000 | 25400 | 2.6 | 25400 | 2.6
211386641 | 09/16/2024 | Live | Johnson Controls Inc. (York International Norman) | COLEMAN | Singlezone Ducted, Centrally Ducted | 211386641 |  | HRCU-A-CB | HMH72B341 |  | XAUC48FXXN1+JMET12CS2N1+TXV |  |  |  | 9.5 | 17.5 | 8.5 | FALSE | FALSE | FALSE | 34000 | 25400 | 2.6 | 25400 | 2.6
211386629 | 10/08/2024 | Live | Johnson Controls Inc. (York International Norman) | LUXAIRE | Singlezone Ducted, Centrally Ducted | 211386629 |  | HRCU-A-CB | HMH72B341 |  | XAFC48FBCN1+JMET12CS2N1 |  |  |  | 9.5 | 17.5 | 8.5 | FALSE | FALSE | FALSE | 34000 | 25400 | 2.6 | 25400 | 2.6
211386615 | 10/08/2024 | Live | Johnson Controls Inc. (York International Norman) | COLEMAN | Singlezone Ducted, Centrally Ducted | 211386615 |  | HRCU-A-CB | HMH72B341 |  | XAFC48FXXN1+JMET12CS2N1+TXV |  |  |  | 9.5 | 17.5 | 8.5 | FALSE | FALSE | FALSE | 34000 | 25400 | 2.6 | 25400 | 2.6
211386595 | 10/08/2024 | Live | Johnson Controls Inc. (York International Norman) | CHAMPION HEATING AND COOLING | Singlezone Ducted, Centrally Ducted | 211386595 |  | HRCU-A-CB | HMH72B341 |  | XAHC48FXXN1+JMET12CS2N1+TXV |  |  |  | 9.5 | 17.5 | 8.5 | FALSE | FALSE | FALSE | 33800 | 24800 | 2.56 | 24800 | 2.56
211378932 | 09/16/2024 | Live | Johnson Controls Inc. (York International Norman) | YORK | Singlezone Ducted, Centrally Ducted | 211378932 |  | HRCU-A-CB | HMH72B341 |  | JHVTC36DBCC2N1 |  |  |  | 10.5 | 18.5 | 8.5 | FALSE | TRUE | FALSE | 34000 | 25400 | 2.64 | 25400 | 2.64
211164250 | 10/08/2024 | Live | Bathica | WABBAN | Singlezone Non-Ducted, Wall Placement | 211164250 |  | HRCU-A-CB-O | BB18HXCA5DO | Mini-Splits | BB18HXCA5DI | 10.05 | 17.5 | 9 | 10.05 | 17.5 | 8 | FALSE | FALSE | FALSE | 17600 | 11200 | 2.61 | 14400 | 2.05
211164249 | 10/08/2024 | Live | Bathica | WABBAN | Singlezone Non-Ducted, Wall Placement | 211164249 |  | HRCU-A-CB-O | BB12HXCA5AO | Mini-Splits | BB12HXCA5AI | 8.7 | 17.5 | 10 | 8.7 | 17.5 | 8.5 | FALSE | FALSE | FALSE | 12000 | 6800 | 2.73 | 11500 | 2.2
211164223 | 09/16/2024 | Live | Bathica | WABBAN | Singlezone Non-Ducted, Wall Placement | 211164223 |  | HRCU-A-CB-O | BB12HXCA5DO | Mini-Splits | BB12HXCA5DI | 8.7 | 17.5 | 10 | 8.7 | 17.5 | 8.5 | FALSE | FALSE | FALSE | 12000 | 6800 | 2.77 | 11500 | 2.2
211034563 | 10/08/2024 | Live | Lennox Industries | CONCORD | Singlezone Non-Ducted, Ceiling Placement | 211034563 |  | HRCU-A-CB-O | 4DHP2S36S-1P | Mini-Splits | D33C236S4-*P | 9 | 18.2 | 10.6 | 9.4 | 19.2 | 8.7 | FALSE | FALSE | FALSE | 36000 | 23000 | 1.9 | 25337 | 2.37
211034557 | 10/08/2024 | Live | Lennox Industries | CONCORD | Singlezone Ducted, Compact Ducted | 211034557 |  | HRCU-A-CB | 4DHP2S36S-1P | Mini-Splits | DMD236S4-*P | 9 | 16.7 | 11.5 | 8.8 | 15.8 | 8.8 | FALSE | FALSE | FALSE | 36000 | 25000 | 2.41 | 27019 | 2.31
211034531 | 10/08/2024 | Live | Lennox Industries | ARMSTRONG AIR | Singlezone Ducted, Compact Ducted | 211034531 |  | HRCU-A-CB | 4DHP2S36S-1P | Mini-Splits | DMD236S4-*P | 9 | 16.7 | 11.5 | 8.8 | 15.8 | 8.8 | FALSE | FALSE | FALSE | 36000 | 25000 | 2.41 | 27019 | 2.31
211034453 | 09/16/2024 | Live | Lennox Industries | LENNOX | Singlezone Non-Ducted, Floor Placement | 211034453 |  | HRCU-A-CB-O | MLB036S4S-2P | Mini-Splits | MCFA036S4-*P | 8.6 | 17.5 | 10 | 8.8 | 17.6 | 10 | FALSE | TRUE | FALSE | 36000 | 32000 | 3 | 44148 | 1.95
211034427 | 10/08/2024 | Live | Lennox Industries | LENNOX | Singlezone Ducted, Compact Ducted | 211034427 |  | HRCU-A-CB | MPC036S4S-1P | Mini-Splits | MMDB036S4-*P | 9 | 16.7 | 11.5 | 8.8 | 15.8 | 8.8 | FALSE | FALSE | FALSE | 36000 | 25000 | 2.41 | 27019 | 2.31
211016474 | 10/08/2024 | Live | Mitsubishi Electric Trane | TRANE / MITSUBISHI ELECTRIC | Multizone All Non-Ducted | 211016474 |  | HMSR-A-CB-O | NTXMSH48A182B* | Non-Ducted Indoor Units |  | 13.1 | 23 | 12 | 13.1 | 23 | 11.5 | FALSE | FALSE | TRUE | 48000 | 39000 | 2.7 | 54000 | 2.4
211016467 | 09/16/2024 | Live | Mitsubishi Electric Trane | TRANE / MITSUBISHI ELECTRIC | Multizone All Non-Ducted | 211016467 |  | HMSR-A-CB-O | NTXMSH36A142B* | Non-Ducted Indoor Units |  | 15 | 23 | 12.5 | 15 | 23 | 12 | FALSE | FALSE | TRUE | 36000 | 32600 | 2.79 | 42000 | 2.2
211016449 | 09/16/2024 | Live | Mitsubishi Electric Trane | MITSUBISHI ELECTRIC | Multizone All Non-Ducted | 211016449 |  | HMSR-A-CB-O | MXZ-SM36NAMHZ2 | Non-Ducted Indoor Units |  | 15 | 23 | 12.5 | 15 | 23 | 12 | FALSE | FALSE | TRUE | 36000 | 32600 | 2.79 | 42000 | 2.2
210929584 | 09/16/2024 | Live | Trane U.S. Inc. | AMERICAN STANDARD | Singlezone Ducted, Centrally Ducted | 210929584 |  | HRCU-A-CB | 4A6V8X48A1 | Ducted Indoor Units | TAMXB0C48V41 |  |  | 9.6 | 11.7 | 18 | 8.5 | TRUE | FALSE | TRUE | 45500 | 35600 | 4.62 | 35900 | 2.26
210929581 | 09/16/2024 | Live | Trane U.S. Inc. | AMERICAN STANDARD | Singlezone Ducted, Centrally Ducted | 210929581 |  | HRCU-A-CB | 4A6V8X36A1 | Ducted Indoor Units | TAMXB0B30V31 |  |  | 9.6 | 12 | 18 | 8.5 | TRUE | FALSE | TRUE | 34000 | 26200 | 3.37 | 26400 | 2.28
210929579 | 09/16/2024 | Live | Trane U.S. Inc. | AMERICAN STANDARD | Singlezone Ducted, Centrally Ducted | 210929579 |  | HRCU-A-CB | 4A6V0X48A1 | Ducted Indoor Units | TAMXB0C60V51 |  |  | 9 | 11.7 | 19.5 | 8.5 | TRUE | FALSE | TRUE | 46000 | 35200 | 4.73 | 35500 | 2.19
210929576 | 09/16/2024 | Live | Trane U.S. Inc. | AMERICAN STANDARD | Singlezone Ducted, Centrally Ducted | 210929576 |  | HRCU-A-CB | 4A6V0X36A1 | Ducted Indoor Units | TAMXB0C36V31 |  |  | 10 | 12.7 | 19.5 | 8.7 | TRUE | FALSE | TRUE | 35000 | 26000 | 3.34 | 26300 | 2.28
210929572 | 09/16/2024 | Live | Trane U.S. Inc. | TRANE | Singlezone Ducted, Centrally Ducted | 210929572 |  | HRCU-A-CB | 4TWV8X48A1 | Ducted Indoor Units | TAMXB0C60V51 |  |  | 9.6 | 12 | 18 | 8.5 | TRUE | FALSE | TRUE | 46000 | 35800 | 4.68 | 36100 | 2.23
210929563 | 09/16/2024 | Live | Trane U.S. Inc. | TRANE | Singlezone Ducted, Centrally Ducted | 210929563 |  | HRCU-A-CB | 4TWV0X36A1 | Ducted Indoor Units | TAMXB0C36V31 |  |  | 10 | 12.7 | 19.5 | 8.7 | TRUE | FALSE | TRUE | 35000 | 26000 | 3.34 | 26300 | 2.28
210929561 | 09/16/2024 | Live | Trane U.S. Inc. | TRANE | Singlezone Ducted, Centrally Ducted | 210929561 |  | HRCU-A-CB | 4TWV0X24A1 | Ducted Indoor Units | TAMXB0B30V31 |  |  | 9.6 | 12.7 | 19.5 | 8.7 | TRUE | FALSE | TRUE | 23800 | 17100 | 2.05 | 17100 | 2.44
210636944 | 09/16/2024 | Live | Trane U.S. Inc. | AMERICAN STANDARD | Singlezone Ducted, Centrally Ducted | 210636944 |  | HRCU-A-CB | 4A6V8X60A1 | Ducted Indoor Units | TEM8A0D48V41+TDR |  |  |  | 11.7 | 18 | 8.5 | FALSE | TRUE | TRUE | 52000 | 48500 | 4.61 | 49700 | 2.17
210636931 | 09/16/2024 | Live | Trane U.S. Inc. | AMERICAN STANDARD | Singlezone Ducted, Centrally Ducted | 210636931 |  | HRCU-A-CB | 4A6L9036A1 | Ducted Indoor Units | TEM8A0D60V51+TDR |  |  |  | 11.5 | 17 | 9 | FALSE | FALSE | TRUE | 36000 | 23400 | 2.32 | 23100 | 2.97
210636927 | 09/16/2024 | Live | Trane U.S. Inc. | TRANE | Singlezone Ducted, Centrally Ducted | 210636927 |  | HRCU-A-CB | 4TWV8X60A1 | Ducted Indoor Units | TEM8A0C48V41+TDR |  |  |  | 12 | 18 | 8.5 | TRUE | FALSE | TRUE | 54000 | 48500 | 4.41 | 49900 | 2.15
210636920 | 09/16/2024 | Live | Trane U.S. Inc. | TRANE | Singlezone Ducted, Centrally Ducted | 210636920 |  | HRCU-A-CB | 4TWV0X24A1 | Ducted Indoor Units | TEM8A0B24V21+TDR |  |  |  | 12.5 | 19 | 8.7 | TRUE | FALSE | TRUE | 23600 | 17600 | 2.06 | 17600 | 2.49
211238540 | 09/16/2024 | Live | Johnson Controls Inc. (York International Norman) | FRASER-JOHNSTON | Singlezone Ducted, Centrally Ducted | 211238540 |  | HRCU-A-CB | HMH72B341 |  | JHETC36DBCS2N1 |  |  |  | 10.5 | 18.5 | 8.7 | FALSE | FALSE | FALSE | 34000 | 24600 | 2.6 | 24600 | 2.6
211238539 | 09/16/2024 | Live | Johnson Controls Inc. (York International Norman) | CHAMPION HEATING AND COOLING | Singlezone Ducted, Centrally Ducted | 211238539 |  | HRCU-A-CB | HMH72B341 |  | JHETC36DBCS2N1 |  |  |  | 10.5 | 18.5 | 8.7 | FALSE | FALSE | FALSE | 34000 | 24600 | 2.6 | 24600 | 2.6
211238140 | 09/16/2024 | Live | Johnson Controls Inc. (York International Norman) | YORK | Singlezone Ducted, Centrally Ducted | 211238140 |  | HRCU-A-CB | HMH72B341 |  | JHETC36DBCS2N1 |  |  |  | 10.5 | 18.5 | 8.7 | FALSE | FALSE | FALSE | 34000 | 24600 | 2.6 | 24600 | 2.6
209482325 | 09/16/2024 | Live | Gree | GREE | Singlezone Non-Ducted, Wall Placement | 209482325 |  | HRCU-A-CB-O | GWH12QCXB-A3DND4C/O | Mini-Splits | GWH12QCXB-A3DN***/I | 11.3 | 20 | 10 | 11.3 | 20 | 8.5 | FALSE | FALSE | FALSE | 12000 | 7000 | 2.74 | 10500 | 2.11
208480481 | 09/16/2024 | Live | Trane U.S. Inc. | TRANE | Singlezone Ducted, Centrally Ducted | 208480481 |  | HRCU-A-CB | 4TWL9036A1 | Ducted Indoor Units | TAM9A0C48V41 |  |  | 11 | 12 | 17.5 | 8.7 | TRUE | FALSE | TRUE | 37000 | 23000 | 2.31 | 22800 | 2.92
208106819 | 09/16/2024 | Live | Lennox Industries | ARMSTRONG AIR | Multizone All Ducted | 208106819 |  | HMSV-A-CB | 4DHP2S30M-1P | Ducted Indoor Units | Ducted Indoor Units | 11.2 | 19.5 | 10.2 | 11.7 | 20.7 | 9.2 | TRUE | FALSE | TRUE | 28000 | 22000 | 3.5 | 18500 | 2.05
208106806 | 09/16/2024 | Live | Lennox Industries | AIREASE | Multizone All Non-Ducted | 208106806 |  | HMSV-A-CB | 4DHP2S36M-1P | Non-Ducted Indoor Units |  | 11.5 | 23 | 11.3 | 11.7 | 23.9 | 9.5 | TRUE | FALSE | TRUE | 36000 | 26800 | 3.14 | 29700 | 2.08
208106804 | 09/16/2024 | Live | Lennox Industries | AIREASE | Multizone All Ducted | 208106804 |  | HMSV-A-CB | 4DHP2S30M-1P | Ducted Indoor Units |  | 11.2 | 19.5 | 10.2 | 11.7 | 20.7 | 9.2 | TRUE | FALSE | TRUE | 28000 | 22000 | 3.5 | 18500 | 2.05
208106788 | 09/16/2024 | Live | Lennox Industries | ALLIED | Multizone All Non-Ducted | 208106788 |  | HMSV-A-CB | 4DHP2S30M-1P | Non-Ducted Indoor Units |  | 12.5 | 23.8 | 10.5 | 12.7 | 24.6 | 9.3 | TRUE | FALSE | FALSE | 28000 | 21000 | 3.42 | 22987 | 2
207820957 | 09/16/2024 | Live | Trane U.S. Inc. | TRANE | Singlezone Ducted, Centrally Ducted | 207820957 |  | HRCU-A-CB | 4TWV8X60A1 | Ducted Indoor Units | TEM8B0C60V51+TDR |  |  | 9.25 | 12 | 18 | 8.5 | TRUE | FALSE | TRUE | 54000 | 48500 | 4.63 | 49900 | 2.15
207820945 | 09/16/2024 | Live | Trane U.S. Inc. | TRANE | Singlezone Ducted, Centrally Ducted | 207820945 |  | HRCU-A-CB | 4TWV0X48A1 | Ducted Indoor Units | TEM8B0C60V51+TDR |  |  | 9.75 | 12 | 20 | 8.7 | TRUE | FALSE | TRUE | 46500 | 36000 | 4.51 | 36300 | 2.33
207820927 | 09/16/2024 | Live | Trane U.S. Inc. | TRANE | Singlezone Ducted, Centrally Ducted | 207820927 |  | HRCU-A-CB | 4TWL9060A1 | Ducted Indoor Units | TEM8B0C60V51+TDR |  |  | 10.5 | 11 | 19 | 8.7 | FALSE | FALSE | TRUE | 58500 | 37800 | 4.13 | 38100 | 2.68
207805715 | 09/16/2024 | Live | Trane U.S. Inc. | AMERICAN STANDARD | Singlezone Ducted, Centrally Ducted | 207805715 |  | HRCU-A-CB | 4A6V8X48A1 | Ducted Indoor Units | 4TXCD010DS3+P0V0C000M50SC+RP |  |  | 9.5 | 12 | 18 | 8.5 | TRUE | FALSE | TRUE | 45500 | 35400 | 4.63 | 35700 | 2.24
207805714 | 09/16/2024 | Live | Trane U.S. Inc. | AMERICAN STANDARD | Singlezone Ducted, Centrally Ducted | 207805714 |  | HRCU-A-CB | 4A6V8X48A1 | Ducted Indoor Units | 4TXCD008DS3+P0V0C000M50SC+RP |  |  | 9.5 | 12 | 18 | 8.5 | TRUE | FALSE | TRUE | 45000 | 36000 | 4.75 | 36300 | 2.22
207805703 | 09/16/2024 | Live | Trane U.S. Inc. | AMERICAN STANDARD | Singlezone Ducted, Centrally Ducted | 207805703 |  | HRCU-A-CB | 4A6V8X48A1 | Ducted Indoor Units | 4PX*DD60BS3+P0V0C000M50SC+RP |  |  | 9 | 12 | 18 | 8.5 | TRUE | FALSE | TRUE | 44500 | 35400 | 4.67 | 35200 | 2.21
207805695 | 09/16/2024 | Live | Trane U.S. Inc. | AMERICAN STANDARD | Singlezone Ducted, Centrally Ducted | 207805695 |  | HRCU-A-CB | 4A6V8X48A1 | Ducted Indoor Units | 4PX*CU42BS3+P0V0C000M50SC+RP |  |  | 9.6 | 12 | 18 | 8.5 | TRUE | FALSE | TRUE | 46000 | 37400 | 4.89 | 37700 | 2.24
207805656 | 09/16/2024 | Live | Trane U.S. Inc. | AMERICAN STANDARD | Singlezone Ducted, Centrally Ducted | 207805656 |  | HRCU-A-CB | 4A6V0X48A1 | Ducted Indoor Units | 4PX*DD60BS3+P0V0D000M50SC+RP |  |  | 9.5 | 11.7 | 19.5 | 8.5 | TRUE | FALSE | TRUE | 46000 | 35800 | 4.73 | 36100 | 2.21
207805654 | 09/16/2024 | Live | Trane U.S. Inc. | AMERICAN STANDARD | Singlezone Ducted, Centrally Ducted | 207805654 |  | HRCU-A-CB | 4A6V0X48A1 | Ducted Indoor Units | 4PX*CU60BS3+P0V0C000M50SC+RP |  |  | 9.6 | 12 | 20 | 8.5 | TRUE | FALSE | TRUE | 47000 | 36000 | 4.71 | 36300 | 2.25
207805626 | 09/16/2024 | Live | Trane U.S. Inc. | TRANE | Singlezone Ducted, Centrally Ducted | 207805626 |  | HRCU-A-CB | 4TWV8X48A1 | Ducted Indoor Units | 4TXCD010DS3+P0V0D000M50SC+RP |  |  | 10 | 12 | 18 | 8.5 | TRUE | FALSE | TRUE | 47000 | 36400 | 4.6 | 36700 | 2.32
207805623 | 09/16/2024 | Live | Trane U.S. Inc. | TRANE | Singlezone Ducted, Centrally Ducted | 207805623 |  | HRCU-A-CB | 4TWV8X48A1 | Ducted Indoor Units | 4TXCD008DS3+P0V0D000M50SC+RP |  |  | 10 | 12 | 18 | 8.5 | TRUE | FALSE | TRUE | 46000 | 37000 | 4.71 | 37300 | 2.3
207805622 | 09/16/2024 | Live | Trane U.S. Inc. | TRANE | Singlezone Ducted, Centrally Ducted | 207805622 |  | HRCU-A-CB | 4TWV8X48A1 | Ducted Indoor Units | 4TXCC009DS3+P0V0C000M50SC+RP |  |  | 9.6 | 12 | 18 | 8.5 | TRUE | FALSE | TRUE | 47000 | 36600 | 4.66 | 36900 | 2.3
207805618 | 09/16/2024 | Live | Trane U.S. Inc. | TRANE | Singlezone Ducted, Centrally Ducted | 207805618 |  | HRCU-A-CB | 4TWV8X48A1 | Ducted Indoor Units | 4PX*DU60BS3+P0V0D000M50SC+RP |  |  | 10 | 12 | 18 | 8.5 | TRUE | FALSE | TRUE | 47000 | 36400 | 4.6 | 36700 | 2.32
207805579 | 09/16/2024 | Live | Trane U.S. Inc. | TRANE | Singlezone Ducted, Centrally Ducted | 207805579 |  | HRCU-A-CB | 4TWV0X48A1 | Ducted Indoor Units | 4TXCD010DS3+P0V0D000M50SC+RP |  |  | 9.5 | 12 | 20 | 8.5 | TRUE | FALSE | TRUE | 47000 | 35800 | 4.64 | 36100 | 2.27
207805578 | 09/16/2024 | Live | Trane U.S. Inc. | TRANE | Singlezone Ducted, Centrally Ducted | 207805578 |  | HRCU-A-CB | 4TWV0X48A1 | Ducted Indoor Units | 4TXCD010DS3+P0V0C000M50SC+RP |  |  | 9 | 12 | 19.5 | 8.2 | TRUE | FALSE | TRUE | 45500 | 34800 | 4.68 | 35100 | 2.19
207805574 | 09/16/2024 | Live | Trane U.S. Inc. | TRANE | Singlezone Ducted, Centrally Ducted | 207805574 |  | HRCU-A-CB | 4TWV0X48A1 | Ducted Indoor Units | 4TXCC007DS3+P0V0C000M50SC+RP |  |  | 9.5 | 11.7 | 19.5 | 8.5 | TRUE | FALSE | TRUE | 46000 | 36400 | 4.85 | 36700 | 2.2
207805569 | 09/16/2024 | Live | Trane U.S. Inc. | TRANE | Singlezone Ducted, Centrally Ducted | 207805569 |  | HRCU-A-CB | 4TWV0X48A1 | Ducted Indoor Units | 4PX*DU48BS3+P0V0D000M50SC+RP |  |  | 9.5 | 12 | 19.5 | 8.5 | TRUE | FALSE | TRUE | 46000 | 36200 | 4.78 | 36500 | 2.21
207805564 | 09/16/2024 | Live | Trane U.S. Inc. | TRANE | Singlezone Ducted, Centrally Ducted | 207805564 |  | HRCU-A-CB | 4TWV0X48A1 | Ducted Indoor Units | 4PX*CU60BS3+P0V0C000M50SC+RP |  |  | 9.6 | 12 | 20 | 8.5 | TRUE | FALSE | TRUE | 47000 | 36000 | 4.71 | 36300 | 2.25
207805244 | 09/16/2024 | Live | Trane U.S. Inc. | AMERICAN STANDARD | Singlezone Ducted, Centrally Ducted | 207805244 |  | HRCU-A-CB | 4A6L9060A1 | Ducted Indoor Units | 4TXCD010DS3+P0V0D000M50SC+RP |  |  | 10 | 11 | 19 | 8.7 | FALSE | FALSE | TRUE | 59000 | 38000 | 4.19 | 38000 | 2.66
207805242 | 09/16/2024 | Live | Trane U.S. Inc. | AMERICAN STANDARD | Singlezone Ducted, Centrally Ducted | 207805242 |  | HRCU-A-CB | 4A6L9060A1 | Ducted Indoor Units | 4TXCD008DS3+P0V0D000M50SC+RP |  |  | 10 | 10 | 19 | 8.7 | FALSE | FALSE | TRUE | 57500 | 38500 | 4.27 | 38500 | 2.64
207805238 | 09/16/2024 | Live | Trane U.S. Inc. | AMERICAN STANDARD | Singlezone Ducted, Centrally Ducted | 207805238 |  | HRCU-A-CB | 4A6L9060A1 | Ducted Indoor Units | 4PX*DU60BS3+P0V0C000M50SC+RP |  |  | 10 | 10 | 19 | 8.5 | FALSE | FALSE | TRUE | 57000 | 37000 | 4.24 | 37000 | 2.56
207805235 | 10/08/2024 | Live | Trane U.S. Inc. | AMERICAN STANDARD | Singlezone Ducted, Centrally Ducted | 207805235 |  | HRCU-A-CB | 4A6L9060A1 | Ducted Indoor Units | 4PX*DD60BS3+P0V0C000M50SC+RP |  |  | 10 | 10 | 19 | 8.5 | FALSE | FALSE | TRUE | 55500 | 37000 | 4.34 | 37000 | 2.5
207805233 | 09/16/2024 | Live | Trane U.S. Inc. | AMERICAN STANDARD | Singlezone Ducted, Centrally Ducted | 207805233 |  | HRCU-A-CB | 4A6L9060A1 | Ducted Indoor Units | 4PX*CU60BS3+P0V0C000M50SC+RP |  |  | 10 | 10 | 19 | 8.7 | FALSE | FALSE | TRUE | 59000 | 38000 | 4.28 | 38100 | 2.61
207805230 | 10/08/2024 | Live | Trane U.S. Inc. | AMERICAN STANDARD | Singlezone Ducted, Centrally Ducted | 207805230 |  | HRCU-A-CB | 4A6L9048A1 | Ducted Indoor Units | 4TXCD010DS3+P0V0D000M50SC+RP |  |  | 10 | 12 | 19 | 9 | TRUE | FALSE | TRUE | 49000 | 31400 | 3.24 | 31300 | 2.85
207805229 | 10/08/2024 | Live | Trane U.S. Inc. | AMERICAN STANDARD | Singlezone Ducted, Centrally Ducted | 207805229 |  | HRCU-A-CB | 4A6L9048A1 | Ducted Indoor Units | 4TXCD010DS3+P0V0C000M50SC+RP |  |  | 10 | 12 | 19 | 8.7 | TRUE | FALSE | TRUE | 47500 | 30600 | 3.27 | 30500 | 2.75
207805228 | 09/16/2024 | Live | Trane U.S. Inc. | AMERICAN STANDARD | Singlezone Ducted, Centrally Ducted | 207805228 |  | HRCU-A-CB | 4A6L9048A1 | Ducted Indoor Units | 4TXCD008DS3+P0V0D000M50SC+RP |  |  | 10 | 12 | 19 | 9 | TRUE | FALSE | TRUE | 48000 | 32000 | 3.33 | 31900 | 2.82
207805223 | 10/08/2024 | Live | Trane U.S. Inc. | AMERICAN STANDARD | Singlezone Ducted, Centrally Ducted | 207805223 |  | HRCU-A-CB | 4A6L9048A1 | Ducted Indoor Units | 4PX*DU60BS3+P0V0D000M50SC+RP |  |  | 11 | 12 | 19 | 9 | TRUE | FALSE | TRUE | 49000 | 31400 | 3.24 | 31300 | 2.85
207805211 | 10/08/2024 | Live | Trane U.S. Inc. | AMERICAN STANDARD | Singlezone Ducted, Centrally Ducted | 207805211 |  | HRCU-A-CB | 4A6L9048A1 | Ducted Indoor Units | 4PX*CU60BS3+P0V0C000M50SC+RP |  |  | 11 | 12 | 19 | 9 | TRUE | FALSE | TRUE | 49000 | 31600 | 3.28 | 31500 | 2.82
207805210 | 10/08/2024 | Live | Trane U.S. Inc. | AMERICAN STANDARD | Singlezone Ducted, Centrally Ducted | 207805210 |  | HRCU-A-CB | 4A6L9048A1 | Ducted Indoor Units | 4PX*CU48BS3+P0V0C000M50SC+RP |  |  | 10 | 11.7 | 19 | 9 | TRUE | FALSE | TRUE | 48000 | 32000 | 3.35 | 31900 | 2.8
207805195 | 10/08/2024 | Live | Trane U.S. Inc. | AMERICAN STANDARD | Singlezone Ducted, Centrally Ducted | 207805195 |  | HRCU-A-CB | 4A6L9036A1 | Ducted Indoor Units | 4PX*BU36BS3+P0V0B000M40SC+RP |  |  | 10 | 11.7 | 16 | 8.5 | TRUE | FALSE | TRUE | 33800 | 22800 | 2.63 | 23700 | 2.54
207805188 | 10/08/2024 | Live | Trane U.S. Inc. | AMERICAN STANDARD | Singlezone Ducted, Centrally Ducted | 207805188 |  | HRCU-A-CB | 4A6L9036A1 | Ducted Indoor Units | 4PX*BD42BS3+P0V0A000M30SC+RP |  |  | 9.6 | 11.7 | 16.5 | 7.8 | FALSE | FALSE | FALSE | 34000 | 22200 | 2.76 | 23000 | 2.37
207805185 | 09/16/2024 | Live | Trane U.S. Inc. | AMERICAN STANDARD | Singlezone Ducted, Centrally Ducted | 207805185 |  | HRCU-A-CB | 4A6L9036A1 | Ducted Indoor Units | 4PX*BD36BS3+P0V0A000M30SC+RP |  |  | 9.6 | 11.5 | 16.5 | 7.8 | FALSE | FALSE | FALSE | 32800 | 22600 | 2.78 | 22900 | 2.38
207804978 | 09/16/2024 | Live | Trane U.S. Inc. | TRANE | Singlezone Ducted, Centrally Ducted | 207804978 |  | HRCU-A-CB | 4TWL9060A1 | Ducted Indoor Units | 4TXCD010DS3+P0V0C000M50SC+RP |  |  | 10 | 10 | 19 | 8.5 | FALSE | FALSE | TRUE | 57000 | 37000 | 4.24 | 37000 | 2.56
207804967 | 10/08/2024 | Live | Trane U.S. Inc. | TRANE | Singlezone Ducted, Centrally Ducted | 207804967 |  | HRCU-A-CB | 4TWL9060A1 | Ducted Indoor Units | 4PX*DD60BS3+P0V0D000M50SC+RP |  |  | 10 | 10 | 19 | 8.7 | FALSE | FALSE | TRUE | 57500 | 38000 | 4.28 | 38000 | 2.61
207804964 | 10/08/2024 | Live | Trane U.S. Inc. | TRANE | Singlezone Ducted, Centrally Ducted | 207804964 |  | HRCU-A-CB | 4TWL9060A1 | Ducted Indoor Units | 4PX*CD60BS3+P0V0C000M50SC+RP |  |  | 10 | 10 | 19 | 8.5 | FALSE | FALSE | TRUE | 59000 | 38000 | 4.38 | 38100 | 2.53
207804958 | 10/08/2024 | Live | Trane U.S. Inc. | TRANE | Singlezone Ducted, Centrally Ducted | 207804958 |  | HRCU-A-CB | 4TWL9048A1 | Ducted Indoor Units | 4TXCC007DS3+P0V0C000M50SC+RP |  |  | 10 | 11.7 | 19 | 9 | TRUE | FALSE | TRUE | 48000 | 31800 | 3.33 | 31700 | 2.81
207804956 | 10/08/2024 | Live | Trane U.S. Inc. | TRANE | Singlezone Ducted, Centrally Ducted | 207804956 |  | HRCU-A-CB | 4TWL9048A1 | Ducted Indoor Units | 4PX*DU60BS3+P0V0D000M50SC+RP |  |  | 11 | 12 | 19 | 9 | TRUE | FALSE | TRUE | 49000 | 31400 | 3.24 | 31300 | 2.85
207804953 | 10/08/2024 | Live | Trane U.S. Inc. | TRANE | Singlezone Ducted, Centrally Ducted | 207804953 |  | HRCU-A-CB | 4TWL9048A1 | Ducted Indoor Units | 4PX*DU48BS3+P0V0C000M50SC+RP |  |  | 10 | 12 | 19 | 8.7 | TRUE | FALSE | TRUE | 46500 | 31200 | 3.34 | 31100 | 2.74
207804936 | 09/16/2024 | Live | Trane U.S. Inc. | TRANE | Singlezone Ducted, Centrally Ducted | 207804936 |  | HRCU-A-CB | 4TWL9036A1 | Ducted Indoor Units | 4TXCB006DS3+P0V0B000M40SC+RP |  |  | 10.5 | 12 | 16.5 | 8.5 | TRUE | FALSE | TRUE | 34800 | 22400 | 2.45 | 23300 | 2.68
207804934 | 09/16/2024 | Live | Trane U.S. Inc. | TRANE | Singlezone Ducted, Centrally Ducted | 207804934 |  | HRCU-A-CB | 4TWL9036A1 | Ducted Indoor Units | 4TXCB004DS3+P0V0B000M40SC+RP |  |  | 10 | 11.7 | 16 | 8.5 | TRUE | FALSE | TRUE | 33800 | 22800 | 2.63 | 23700 | 2.54
207804927 | 09/16/2024 | Live | Trane U.S. Inc. | TRANE | Singlezone Ducted, Centrally Ducted | 207804927 |  | HRCU-A-CB | 4TWL9036A1 | Ducted Indoor Units | 4PX*BU36BS3+P0V0A000M30SC+RP |  |  | 10 | 11.5 | 16 | 8.1 | FALSE | FALSE | TRUE | 32800 | 22200 | 2.58 | 22500 | 2.53
207804919 | 09/16/2024 | Live | Trane U.S. Inc. | TRANE | Singlezone Ducted, Centrally Ducted | 207804919 |  | HRCU-A-CB | 4TWL9036A1 | Ducted Indoor Units | 4PX*BD36BS3+P0V0B000M40SC+RP |  |  | 9.6 | 11.7 | 16.5 | 8.1 | TRUE | FALSE | TRUE | 33800 | 23000 | 2.81 | 23900 | 2.41
207804918 | 09/16/2024 | Live | Trane U.S. Inc. | TRANE | Singlezone Ducted, Centrally Ducted | 207804918 |  | HRCU-A-CB | 4TWL9036A1 | Ducted Indoor Units | 4PX*BD36BS3+P0V0A000M30SC+RP |  |  | 9.6 | 11.5 | 16.5 | 7.8 | FALSE | FALSE | FALSE | 32800 | 22600 | 2.78 | 22900 | 2.38
207804060 | 09/16/2024 | Live | Trane U.S. Inc. | AMERICAN STANDARD | Singlezone Ducted, Centrally Ducted | 207804060 |  | HRCU-A-CB | 4A6L9048A1 | Ducted Indoor Units | TEM8A0C42V41+TDR |  |  | 9.6 | 11.7 | 19 | 9 | FALSE | FALSE | TRUE | 46000 | 32000 | 3.42 | 32500 | 2.74
207709026 | 10/08/2024 | Live | Trane U.S. Inc. | AMERICAN STANDARD | Singlezone Ducted, Centrally Ducted | 207709026 |  | HRCU-A-CB | 4A6V0X60A1 | Ducted Indoor Units | TEM8A0C48V41+TDR |  |  | 9 | 12 | 19.5 | 8.5 | TRUE | FALSE | TRUE | 54000 | 48500 | 4.59 | 49900 | 2.15
207699145 | 10/08/2024 | Live | Mitsubishi Electric Trane | TRANE / MITSUBISHI ELECTRIC | Singlezone Non-Ducted, Ceiling Placement | 207699145 | 202392209 | HRCU-A-CB-O | NTXSKS09A112** | Mini-Splits | NTXUKS09A112** | 12.6 | 19.5 | 13.3 | 12.6 | 20.2 | 11.9 | TRUE | FALSE | TRUE | 9000 | 7700 | 3.22 | 7700 | 3.22
207690061 | 10/08/2024 | Live | Trane U.S. Inc. | AMERICAN STANDARD | Singlezone Ducted, Centrally Ducted | 207690061 |  | HRCU-A-CB | 4A6V8X36A1 | Ducted Indoor Units | TAMXA0B30V31 |  |  | 10 | 12 | 18 | 8.5 | FALSE | FALSE | TRUE | 34000 | 26200 | 3.37 | 26400 | 2.28
207690038 | 10/08/2024 | Live | Trane U.S. Inc. | TRANE | Singlezone Ducted, Centrally Ducted | 207690038 |  | HRCU-A-CB | 4TWV8X36A1 | Ducted Indoor Units | TAMXA0B30V31 |  |  | 10 | 12 | 18 | 8.5 | FALSE | FALSE | TRUE | 34000 | 26200 | 3.37 | 26400 | 2.28
207690035 | 09/16/2024 | Live | Trane U.S. Inc. | TRANE | Singlezone Ducted, Centrally Ducted | 207690035 |  | HRCU-A-CB | 4TWV0X48A1 | Ducted Indoor Units | TAMXA0C60V51 |  |  | 10 | 11.7 | 19.5 | 8.5 | FALSE | FALSE | TRUE | 46000 | 35200 | 4.73 | 35500 | 2.19
211212532 | 09/16/2024 | Live | Johnson Controls Inc. (York International Norman) | JOHNSON CONTROLS | Singlezone Ducted, Centrally Ducted | 211212532 |  | HRCU-A-CB | HL20B6021 |  | JHVVC60HE4C2N1+CC |  |  |  | 12 | 19 | 8.5 | FALSE | FALSE | FALSE | 52000 | 48000 | 2.38 | 48000 | 2.38
211212531 | 10/08/2024 | Live | Johnson Controls Inc. (York International Norman) | COLEMAN | Singlezone Ducted, Centrally Ducted | 211212531 |  | HRCU-A-CB | HC20B6021 |  | JHVVC60HE4C2N1+CC |  |  |  | 12 | 19 | 8.5 | FALSE | FALSE | FALSE | 52000 | 48000 | 2.38 | 48000 | 2.38
211212527 | 09/16/2024 | Live | Johnson Controls Inc. (York International Norman) | CHAMPION HEATING AND COOLING | Singlezone Ducted, Centrally Ducted | 211212527 |  | HRCU-A-CB | HL20B6021 |  | JHVVC60HE4C2N1+CC |  |  |  | 12 | 19 | 8.5 | FALSE | FALSE | FALSE | 52000 | 48000 | 2.38 | 48000 | 2.38
211212440 | 09/16/2024 | Live | Johnson Controls Inc. (York International Norman) | YORK | Singlezone Ducted, Centrally Ducted | 211212440 |  | HRCU-A-CB | YZV60B21 |  | JHVVC60HE4C2N1+CC |  |  |  | 12 | 19 | 8.5 | FALSE | FALSE | FALSE | 52000 | 48000 | 2.38 | 48000 | 2.38
207590834 | 09/16/2024 | Live | Trane U.S. Inc. | AMERICAN STANDARD | Singlezone Ducted, Centrally Ducted | 207590834 |  | HRCU-A-CB | 4A6V8X36A1 | Ducted Indoor Units | TAM9A0B30V31 |  |  | 10 | 12 | 18 | 8.5 | TRUE | FALSE | TRUE | 34000 | 26200 | 3.37 | 26400 | 2.28
207590071 | 09/16/2024 | Live | Trane U.S. Inc. | AMERICAN STANDARD | Singlezone Ducted, Centrally Ducted | 207590071 |  | HRCU-A-CB | 4A6V8X48A1 | Ducted Indoor Units | TEM8A0C42V41+TDR |  |  | 10 | 11.5 | 18 | 8.5 | FALSE | FALSE | TRUE | 44500 | 36600 | 4.62 | 36600 | 2.32
207590064 | 10/08/2024 | Live | Trane U.S. Inc. | AMERICAN STANDARD | Singlezone Ducted, Centrally Ducted | 207590064 |  | HRCU-A-CB | 4A6V0X60A1 | Ducted Indoor Units | TEM8A0D60V51+TDR |  |  | 10 | 11.5 | 18.5 | 8.7 | FALSE | TRUE | TRUE | 51500 | 48000 | 4.85 | 49200 | 2.13
207590051 | 10/08/2024 | Live | Trane U.S. Inc. | AMERICAN STANDARD | Singlezone Ducted, Centrally Ducted | 207590051 |  | HRCU-A-CB | 4A6V0X24A1 | Ducted Indoor Units | TEM8A0B30V31+TDR |  |  | 9.6 | 12.5 | 19 | 8.7 | TRUE | FALSE | TRUE | 23800 | 17600 | 2.08 | 17500 | 2.49
207590049 | 10/08/2024 | Live | Trane U.S. Inc. | AMERICAN STANDARD | Singlezone Ducted, Centrally Ducted | 207590049 |  | HRCU-A-CB | 4A6V8X48A1 | Ducted Indoor Units | TAM9A0C60V51 |  |  | 10 | 12 | 18 | 8.5 | TRUE | FALSE | TRUE | 46000 | 35800 | 4.68 | 36100 | 2.23
207590039 | 10/08/2024 | Live | Trane U.S. Inc. | AMERICAN STANDARD | Singlezone Ducted, Centrally Ducted | 207590039 |  | HRCU-A-CB | 4A6V0X24A1 | Ducted Indoor Units | TAM9A0B30V31 |  |  | 10 | 12.7 | 19 | 8.7 | TRUE | FALSE | TRUE | 23800 | 17100 | 2.04 | 17100 | 2.46
207526358 | 09/16/2024 | Live | Trane U.S. Inc. | TRANE | Singlezone Ducted, Centrally Ducted | 207526358 |  | HRCU-A-CB | 4TWV8X48A1 | Ducted Indoor Units | TEM8A0C48V41+TDR |  |  | 10 | 12 | 18 | 8.5 | TRUE | FALSE | TRUE | 47000 | 36600 | 4.55 | 36900 | 2.37
207526352 | 09/16/2024 | Live | Trane U.S. Inc. | TRANE | Singlezone Ducted, Centrally Ducted | 207526352 |  | HRCU-A-CB | 4TWV8X36A1 | Ducted Indoor Units | TEM8A0B30V31+TDR |  |  | 9.6 | 11.5 | 18 | 8.5 | FALSE | FALSE | TRUE | 33600 | 26600 | 3.45 | 26800 | 2.26
207526343 | 09/16/2024 | Live | Trane U.S. Inc. | TRANE | Singlezone Ducted, Centrally Ducted | 207526343 |  | HRCU-A-CB | 4TWV0X48A1 | Ducted Indoor Units | TEM8A0C42V41+TDR |  |  | 9.6 | 11.2 | 19.5 | 8.7 | FALSE | FALSE | TRUE | 44500 | 36000 | 4.63 | 36000 | 2.28
207526338 | 10/08/2024 | Live | Trane U.S. Inc. | TRANE | Singlezone Ducted, Centrally Ducted | 207526338 |  | HRCU-A-CB | 4TWV0X36A1 | Ducted Indoor Units | TEM8A0B30V31+TDR |  |  | 9.6 | 12 | 19.5 | 8.7 | TRUE | FALSE | TRUE | 34000 | 27000 | 3.44 | 27200 | 2.3
207526334 | 09/16/2024 | Live | Trane U.S. Inc. | TRANE | Singlezone Ducted, Centrally Ducted | 207526334 |  | HRCU-A-CB | 4TWV8X48A1 | Ducted Indoor Units | TAM9A0C48V41 |  |  | 10 | 11.7 | 18 | 8.5 | TRUE | FALSE | TRUE | 45500 | 35600 | 4.62 | 35900 | 2.26
207526331 | 09/16/2024 | Live | Trane U.S. Inc. | TRANE | Singlezone Ducted, Centrally Ducted | 207526331 |  | HRCU-A-CB | 4TWV8X36A1 | Ducted Indoor Units | TAM9A0C36V31 |  |  | 10 | 12 | 18 | 8.5 | TRUE | FALSE | TRUE | 34600 | 25800 | 3.35 | 26100 | 2.26
207526329 | 09/16/2024 | Live | Trane U.S. Inc. | TRANE | Singlezone Ducted, Centrally Ducted | 207526329 |  | HRCU-A-CB | 4TWV8X24A1 | Ducted Indoor Units | TAM9A0B30V31 |  |  | 10 | 12.5 | 18 | 8.5 | TRUE | FALSE | TRUE | 23800 | 17100 | 2.04 | 17100 | 2.46
207526324 | 10/08/2024 | Live | Trane U.S. Inc. | TRANE | Singlezone Ducted, Centrally Ducted | 207526324 |  | HRCU-A-CB | 4TWV0X36A1 | Ducted Indoor Units | TAM9A0C36V31 |  |  | 10 | 12.7 | 19.5 | 8.7 | TRUE | FALSE | TRUE | 35000 | 26000 | 3.34 | 26300 | 2.28
207525864 | 10/08/2024 | Live | Mitsubishi Electric Trane | TRANE / MITSUBISHI ELECTRIC | Multizone Mix of Ducted and Non-Ducted | 207525864 |  | HMSV-A-CB | NTXMSH48A182A* | Mixed Ducted and Non-Ducted Indoor Units |  | 12.2 | 19.75 | 11.5 | 11.8 | 19.5 | 10.5 | TRUE | FALSE | TRUE | 48000 | 40000 | 2.5 | 54000 | 2.04
207525860 | 09/16/2024 | Live | Mitsubishi Electric Trane | TRANE / MITSUBISHI ELECTRIC | Multizone Mix of Ducted and Non-Ducted | 207525860 |  | HMSV-A-CB | NTXMSM36A142A* | Mixed Ducted and Non-Ducted Indoor Units |  | 13.8 | 20.65 | 11.85 | 13.5 | 20.75 | 10.5 | TRUE | FALSE | TRUE | 36000 | 26400 | 2.73 | 29400 | 2.15
207525858 | 10/08/2024 | Live | Mitsubishi Electric Trane | MITSUBISHI ELECTRIC | Multizone Mix of Ducted and Non-Ducted | 207525858 |  | HMSV-A-CB | MXZ-SM48NAMHZ | Mixed Ducted and Non-Ducted Indoor Units |  | 12.2 | 19.75 | 11.5 | 11.8 | 19.5 | 10.5 | TRUE | FALSE | TRUE | 48000 | 40500 | 2.54 | 54000 | 2.04
207525857 | 10/08/2024 | Live | Mitsubishi Electric Trane | MITSUBISHI ELECTRIC | Multizone Mix of Ducted and Non-Ducted | 207525857 |  | HMSV-A-CB | MXZ-SM48NAM | Mixed Ducted and Non-Ducted Indoor Units |  | 12.2 | 19.75 | 11.5 | 11.8 | 19.5 | 9.65 | TRUE | FALSE | FALSE | 48000 | 33200 | 2.53 | 37800 | 1.96
207518839 | 10/08/2024 | Live | Mitsubishi Electric Trane | TRANE / MITSUBISHI ELECTRIC | Multizone All Non-Ducted | 207518839 |  | HMSR-A-CB-O | NTXMSM48A182A* | Non-Ducted Indoor Units |  | 13.1 | 23 | 12 | 13.1 | 23 | 10.4 | TRUE | FALSE | TRUE | 48000 | 31400 | 2.7 | 37800 | 2.13
207517170 | 09/16/2024 | Live | Mitsubishi Electric Trane | TRANE / MITSUBISHI ELECTRIC | Multizone All Ducted | 207517170 |  | HMSV-A-CB | NTXMSM60A182A* | Ducted Indoor Units |  | 11.1 | 17.8 | 10.7 | 10.6 | 17 | 9 | FALSE | FALSE | TRUE | 60000 | 40500 | 2.6 | 65000 | 1.94
207517169 | 09/16/2024 | Live | Mitsubishi Electric Trane | TRANE / MITSUBISHI ELECTRIC | Multizone All Non-Ducted | 207517169 |  | HMSR-A-CB-O | NTXMSM60A182A* | Non-Ducted Indoor Units |  | 13.3 | 20 | 12 | 13.3 | 20 | 10.5 | TRUE | FALSE | TRUE | 60000 | 41500 | 2.9 | 65000 | 2.3
207517165 | 09/16/2024 | Live | Mitsubishi Electric Trane | TRANE / MITSUBISHI ELECTRIC | Multizone All Ducted | 207517165 |  | HMSV-A-CB | NTXMSH42A152A* | Ducted Indoor Units |  | 11 | 18 | 11 | 10.6 | 18 | 10 | FALSE | FALSE | TRUE | 42000 | 32000 | 2.5 | 48000 | 1.94
207517163 | 09/16/2024 | Live | Mitsubishi Electric Trane | TRANE / MITSUBISHI ELECTRIC | Multizone All Non-Ducted | 207517163 |  | HMSR-A-CB-O | NTXMSH36A142A* | Non-Ducted Indoor Units |  | 15 | 23 | 12.5 | 15 | 23 | 12 | TRUE | FALSE | TRUE | 36000 | 32600 | 2.8 | 42000 | 2.15
207517160 | 09/16/2024 | Live | Mitsubishi Electric Trane | MITSUBISHI ELECTRIC | Multizone All Non-Ducted | 207517160 |  | HMSR-A-CB-O | MXZ-SM60NAM | Non-Ducted Indoor Units |  | 13.3 | 20 | 12 | 13.3 | 20 | 10.5 | FALSE | FALSE | TRUE | 60000 | 41500 | 2.9 | 65000 | 2.3
207517155 | 09/16/2024 | Live | Mitsubishi Electric Trane | MITSUBISHI ELECTRIC | Multizone All Ducted | 207517155 |  | HMSV-A-CB | MXZ-SM42NAMHZ | Ducted Indoor Units |  | 11 | 18 | 11 | 10.6 | 18 | 10 | FALSE | FALSE | TRUE | 42000 | 32000 | 2.5 | 48000 | 1.94
211010189 | 10/08/2024 | Live | Johnson Controls Inc. (York International Norman) | JOHNSON CONTROLS | Singlezone Ducted, Centrally Ducted | 211010189 |  | HRCU-A-CB | HL20B2421 |  | JHVVB24DE1C2N1+CC |  |  |  | 12.4 | 19 | 8.5 | TRUE | FALSE | FALSE | 23000 | 22800 | 2.16 | 22800 | 2.16
211010188 | 10/08/2024 | Live | Johnson Controls Inc. (York International Norman) | CHAMPION HEATING AND COOLING | Singlezone Ducted, Centrally Ducted | 211010188 |  | HRCU-A-CB | HL20B4821 |  | JHVVC48HE3C2N1+CC |  |  |  | 12.4 | 19.5 | 8.5 | FALSE | FALSE | FALSE | 44500 | 43500 | 2.36 | 43500 | 2.36
211010186 | 10/08/2024 | Live | Johnson Controls Inc. (York International Norman) | LUXAIRE | Singlezone Ducted, Centrally Ducted | 211010186 |  | HRCU-A-CB | HL20B3621 |  | JHVVB36DE2C2N1+CC |  |  |  | 12.4 | 19.5 | 8.5 | TRUE | FALSE | FALSE | 32000 | 35800 | 2.16 | 35800 | 2.16
211010184 | 09/16/2024 | Live | Johnson Controls Inc. (York International Norman) | CHAMPION HEATING AND COOLING | Singlezone Ducted, Centrally Ducted | 211010184 |  | HRCU-A-CB | HL20B6021 |  | JHVVD60HE4C2N1+CC |  |  |  | 12 | 19 | 8.5 | FALSE | FALSE | FALSE | 52500 | 46500 | 2.34 | 46500 | 2.34
211010177 | 09/16/2024 | Live | Johnson Controls Inc. (York International Norman) | JOHNSON CONTROLS | Singlezone Ducted, Centrally Ducted | 211010177 |  | HRCU-A-CB | HL20B3621 |  | JHVVB36DE2C2N1+CC |  |  |  | 12.4 | 19.5 | 8.5 | TRUE | FALSE | FALSE | 32000 | 35800 | 2.16 | 35800 | 2.16
211010176 | 09/16/2024 | Live | Johnson Controls Inc. (York International Norman) | YORK | Singlezone Ducted, Centrally Ducted | 211010176 |  | HRCU-A-CB | YZV24B21 |  | JHVVB24DE1C2N1+CC |  |  |  | 12.4 | 19 | 8.5 | TRUE | FALSE | FALSE | 23000 | 22800 | 2.16 | 22800 | 2.16
211010175 | 09/16/2024 | Live | Johnson Controls Inc. (York International Norman) | YORK | Singlezone Ducted, Centrally Ducted | 211010175 |  | HRCU-A-CB | YZV48B21 |  | JHVVC48HE3C2N1+CC |  |  |  | 12.4 | 19.5 | 8.5 | FALSE | FALSE | FALSE | 44500 | 43500 | 2.36 | 43500 | 2.36
210859403 | 10/08/2024 | Live | Johnson Controls Inc. (York International Norman) | JOHNSON CONTROLS | Singlezone Ducted, Centrally Ducted | 210859403 |  | HRCU-A-CB | HMH72B361 |  | JHETC36DBCS2N1 | 9.25 | 17.25 | 10 | 9 | 18 | 8.1 | FALSE | FALSE | FALSE | 36000 | 25000 | 2.62 | 25000 | 2.62
210851928 | 09/16/2024 | Live | Johnson Controls Inc. (York International Norman) | JOHNSON CONTROLS | Singlezone Ducted, Centrally Ducted | 210851928 |  | HRCU-A-CB | HMH72B481 |  | XAFD60HBCN1+JMET18DS2N1 |  |  |  | 10 | 18 | 7.8 | FALSE | FALSE | FALSE | 48000 | 29800 | 2.46 | 29800 | 2.46
210850971 | 09/16/2024 | Live | Johnson Controls Inc. (York International Norman) | JOHNSON CONTROLS | Singlezone Ducted, Centrally Ducted | 210850971 |  | HRCU-A-CB | HMH72B361 |  | XAUB36DXXN1+JMET12BS2N1+TXV |  |  |  | 9 | 18 | 8.1 | FALSE | FALSE | FALSE | 36000 | 25200 | 2.6 | 25200 | 2.6
210848418 | 09/16/2024 | Live | Johnson Controls Inc. (York International Norman) | JOHNSON CONTROLS | Singlezone Ducted, Centrally Ducted | 210848418 |  | HRCU-A-CB | HMH72B481 |  | XAFC60HXXN1+JMVT17CC2N1+TXV |  |  |  | 10 | 18.5 | 7.8 | FALSE | FALSE | FALSE | 48000 | 30000 | 2.46 | 30000 | 2.46
210846006 | 10/08/2024 | Live | Johnson Controls Inc. (York International Norman) | JOHNSON CONTROLS | Singlezone Ducted, Centrally Ducted | 210846006 |  | HRCU-A-CB | HMH72B601 |  | XAHD60JBCN1+JMVT20DC2N1 |  |  |  | 8.5 | 17 | 7.8 | FALSE | FALSE | FALSE | 57000 | 35600 | 2.42 | 35600 | 2.42
207350089 | 10/08/2024 | Live | Samsung Electronics | SAMSUNG | Multizone Mix of Ducted and Non-Ducted | 207350089 |  | HMSV-A-CB | AJ024BXJ3CH | Mixed Ducted and Non-Ducted Indoor Units |  | 11.4 | 18 | 9.5 | 11.4 | 18.5 | 8.5 | FALSE | FALSE | TRUE | 22000 | 14600 | 2.55 | 19500 | 1.94
207350087 | 10/08/2024 | Live | Samsung Electronics | SAMSUNG | Multizone Mix of Ducted and Non-Ducted | 207350087 |  | HMSV-A-CB | AJ020BXJ2CH | Mixed Ducted and Non-Ducted Indoor Units |  | 11.9 | 18.75 | 9.75 | 11.9 | 18.75 | 8.4 | FALSE | FALSE | TRUE | 18000 | 12800 | 2.55 | 19000 | 2.01
210815065 | 10/08/2024 | Live | Johnson Controls Inc. (York International Norman) | JOHNSON CONTROLS | Singlezone Ducted, Centrally Ducted | 210815065 |  | HRCU-A-CB | HMH72B361 |  | XAUB36DXXN1+JMVT12BC2N1+TXV | 9.25 | 17 | 10 | 9 | 18 | 8.1 | FALSE | FALSE | FALSE | 36000 | 25400 | 2.6 | 25400 | 2.6
207335060 | 11/10/2025 | Live | Trane U.S. Inc. | TRANE | Singlezone Ducted, Centrally Ducted | 207335060 |  | HRCU-A-CB | 4TWL9048A1 | Ducted Indoor Units | TEM8A0D60V51+TDR |  |  | 10.5 | 11.5 | 19 | 9 | FALSE | FALSE | TRUE | 46500 | 32000 | 3.3 | 31900 | 2.84
207335059 | 11/10/2025 | Live | Trane U.S. Inc. | AMERICAN STANDARD | Singlezone Ducted, Centrally Ducted | 207335059 |  | HRCU-A-CB | 4A6L9048A1 | Ducted Indoor Units | TEM8A0D60V51+TDR |  |  | 10.5 | 11.5 | 19 | 9 | FALSE | FALSE | TRUE | 46500 | 32000 | 3.3 | 31900 | 2.84
210801287 | 11/10/2025 | Live | Johnson Controls Inc. (York International Norman) | JOHNSON CONTROLS | Singlezone Ducted, Centrally Ducted | 210801287 |  | HRCU-A-CB | HMH72B481 |  | JHETD60JBCS2N1 |  |  |  | 10 | 18.5 | 8.25 | FALSE | FALSE | FALSE | 48000 | 30200 | 2.48 | 30200 | 2.48
210627684 | 11/10/2025 | Live | Johnson Controls Inc. (York International Norman) | FRASER-JOHNSTON | Singlezone Ducted, Centrally Ducted | 210627684 |  | HRCU-A-CB | HMH72B361 |  | XAFB36DBCN1+JMET12BS2N1 |  |  |  | 9 | 18 | 8.1 | FALSE | FALSE | FALSE | 36000 | 25200 | 2.6 | 25200 | 2.6
210622632 | 11/10/2025 | Live | Johnson Controls Inc. (York International Norman) | CHAMPION HEATING AND COOLING | Singlezone Ducted, Centrally Ducted | 210622632 |  | HRCU-A-CB | HMH72B481 |  | JHVTC60HBCC2N1 |  |  |  | 10 | 18 | 7.8 | FALSE | FALSE | FALSE | 48000 | 29800 | 2.44 | 29800 | 2.44
210622629 | 11/10/2025 | Live | Johnson Controls Inc. (York International Norman) | LUXAIRE | Singlezone Ducted, Centrally Ducted | 210622629 |  | HRCU-A-CB | HMH72B481 |  | JHVTC60HBCC2N1 |  |  |  | 10 | 18 | 7.8 | FALSE | FALSE | FALSE | 48000 | 29800 | 2.44 | 29800 | 2.44
210621486 | 11/10/2025 | Live | Johnson Controls Inc. (York International Norman) | CHAMPION HEATING AND COOLING | Singlezone Ducted, Centrally Ducted | 210621486 |  | HRCU-A-CB | HMH72B481 |  | JHETD60HBCS2N1 |  |  |  | 10 | 18.5 | 7.8 | FALSE | FALSE | FALSE | 48000 | 29800 | 2.46 | 29800 | 2.46
210621472 | 11/10/2025 | Live | Johnson Controls Inc. (York International Norman) | LUXAIRE | Singlezone Ducted, Centrally Ducted | 210621472 |  | HRCU-A-CB | HMH72B361 |  | XAUB36DXXN1+JMET12BS2N1+TXV |  |  |  | 9 | 18 | 8.1 | FALSE | FALSE | FALSE | 36000 | 25200 | 2.6 | 25200 | 2.6
210621465 | 11/10/2025 | Live | Johnson Controls Inc. (York International Norman) | FRASER-JOHNSTON | Singlezone Ducted, Centrally Ducted | 210621465 |  | HRCU-A-CB | HMH72B361 |  | XAFB36DXXN1+JMET12BS2N1+TXV |  |  |  | 9 | 18 | 8.1 | FALSE | FALSE | FALSE | 36000 | 25200 | 2.6 | 25200 | 2.6
210619728 | 11/10/2025 | Live | Johnson Controls Inc. (York International Norman) | COLEMAN | Singlezone Ducted, Centrally Ducted | 210619728 |  | HRCU-A-CB | HMH72B481 |  | JHVTD60HBCC2N1 |  |  |  | 10 | 18 | 7.8 | FALSE | FALSE | FALSE | 48000 | 29400 | 2.48 | 29400 | 2.48
206709488 | 11/10/2025 | Live | Mitsubishi Electric Trane | MITSUBISHI ELECTRIC | Singlezone Non-Ducted, Floor Placement | 206709488 | 204629262 | HRCU-A-CB-O | NTXSPF09A112A* | Mini-Splits | MFZ-KJ09NA*** | 15.8 | 28.2 | 13 | 15.8 | 28.7 | 11.3 | TRUE | FALSE | TRUE | 9000 | 7500 | 2.75 | 13400 | 2.11
205049534 | 11/10/2025 | Live | Gree | TOSOT | Multizone All Ducted | 205049534 |  | HMSV-A-CB | TMVRF-OC24KHP | Ducted Indoor Units |  | 11 | 18 | 10 | 11 | 18 | 8 | FALSE | FALSE | FALSE | 24000 | 16500 | 2 | 19440 | 2.23
204629179 | 11/10/2025 | Live | Mitsubishi Electric Trane | MITSUBISHI ELECTRIC | Singlezone Non-Ducted, Floor Placement | 204629179 |  | HRCU-A-CB-O | MUFZ-KJ15NAHZ*** | Mini-Splits | NTXFKS15A112A* | 13.5 | 21.8 | 11.6 | 13.5 | 22.2 | 10.7 | TRUE | FALSE | TRUE | 15000 | 12000 | 2.96 | 20000 | 1.93
204629178 | 11/10/2025 | Live | Mitsubishi Electric Trane | MITSUBISHI ELECTRIC | Singlezone Non-Ducted, Floor Placement | 204629178 |  | HRCU-A-CB-O | MUFZ-KJ12NAHZ*** | Mini-Splits | NTXFKS12A112A* | 13.6 | 25.5 | 12 | 13.6 | 26.7 | 10.6 | TRUE | FALSE | TRUE | 12000 | 8800 | 2.77 | 14800 | 2.29
202538581 | 11/10/2025 | Live | Trane U.S. Inc. | AMERICAN STANDARD | Singlezone Ducted, Centrally Ducted | 202538581 |  | HRCU-A-CB | 4A6L9036A1 | Ducted Indoor Units | TEM8A0B30V31+TDR |  |  | 9.5 | 10 | 17 | 9 | FALSE | FALSE | TRUE | 35200 | 24200 | 2.5 | 24000 | 2.85
202373718 | 11/10/2025 | Live | Mitsubishi Electric Trane | TRANE / MITSUBISHI ELECTRIC | Singlezone Non-Ducted, Floor Placement | 202373718 |  | HRCU-A-CB-O | NTXSPF15A112A* | Mini-Splits | NTXFKS15A112A* | 13.5 | 21.8 | 11.6 | 13.5 | 22.2 | 10.7 | TRUE | FALSE | TRUE | 15000 | 12000 | 2.96 | 20000 | 1.93
201923686 | 11/10/2025 | Live | Trane U.S. Inc. | AMERICAN STANDARD | Singlezone Ducted, Centrally Ducted | 201923686 |  | HRCU-A-CB | 4A6L9060A1 | Ducted Indoor Units | TAM9A0C60V51 |  |  | 11 | 10 | 19 | 8.7 | FALSE | FALSE | TRUE | 57000 | 38000 | 4.45 | 38000 | 2.51
201923003 | 11/10/2025 | Live | Trane U.S. Inc. | TRANE | Singlezone Ducted, Centrally Ducted | 201923003 |  | HRCU-A-CB | 4TWL9024A1 | Ducted Indoor Units | TEM8A0B30V31+TDR |  |  | 11 | 12 | 18 | 9 | TRUE | FALSE | TRUE | 23600 | 14200 | 1.39 | 14000 | 2.99
201922925 | 11/10/2025 | Live | Trane U.S. Inc. | AMERICAN STANDARD | Singlezone Ducted, Centrally Ducted | 201922925 |  | HRCU-A-CB | 4A6L9024A1 | Ducted Indoor Units | TEM8A0B30V31+TDR |  |  | 11 | 12 | 18 | 9 | TRUE | FALSE | TRUE | 23600 | 14200 | 1.39 | 14000 | 2.99
201922735 | 11/10/2025 | Live | Trane U.S. Inc. | AMERICAN STANDARD | Singlezone Ducted, Centrally Ducted | 201922735 |  | HRCU-A-CB | 4A6L9048A1 | Ducted Indoor Units | TAM9A0C60V51 |  |  | 11 | 12 | 19 | 9 | TRUE | FALSE | TRUE | 48000 | 31600 | 3.36 | 31600 | 2.76
201922496 | 11/10/2025 | Live | Trane U.S. Inc. | AMERICAN STANDARD | Singlezone Ducted, Centrally Ducted | 201922496 |  | HRCU-A-CB | 4A6L9036A1 | Ducted Indoor Units | TEM8A0D48V41+TDR |  |  | 11 | 11.7 | 17.5 | 9 | FALSE | FALSE | TRUE | 36400 | 23600 | 2.31 | 23300 | 3.01
201922493 | 11/10/2025 | Live | Trane U.S. Inc. | AMERICAN STANDARD | Singlezone Ducted, Centrally Ducted | 201922493 |  | HRCU-A-CB | 4A6L9036A1 | Ducted Indoor Units | TEM8A0C36V31+TDR |  |  | 11 | 11.5 | 17.5 | 9 | FALSE | FALSE | TRUE | 36400 | 23200 | 2.33 | 23000 | 2.93
201922492 | 11/10/2025 | Live | Trane U.S. Inc. | AMERICAN STANDARD | Singlezone Ducted, Centrally Ducted | 201922492 |  | HRCU-A-CB | 4A6L9036A1 | Ducted Indoor Units | TAM9A0C42V41 |  |  | 11 | 11.7 | 17.5 | 8.7 | TRUE | FALSE | TRUE | 37000 | 22800 | 2.47 | 22600 | 2.69
201922491 | 11/10/2025 | Live | Trane U.S. Inc. | AMERICAN STANDARD | Singlezone Ducted, Centrally Ducted | 201922491 |  | HRCU-A-CB | 4A6L9036A1 | Ducted Indoor Units | TAM9A0B30V31 |  |  | 11 | 11.5 | 17 | 9 | FALSE | FALSE | TRUE | 35800 | 24000 | 2.49 | 23800 | 2.82
201922269 | 11/10/2025 | Live | Trane U.S. Inc. | TRANE | Singlezone Ducted, Centrally Ducted | 201922269 |  | HRCU-A-CB | 4TWL9060A1 | Ducted Indoor Units | TEM8A0D60V51+TDR |  |  | 10.5 | 10 | 18.5 | 9 | FALSE | FALSE | TRUE | 55500 | 38000 | 4.25 | 38300 | 2.63
201922159 | 11/10/2025 | Live | Trane U.S. Inc. | TRANE | Singlezone Ducted, Centrally Ducted | 201922159 |  | HRCU-A-CB | 4TWL9048A1 | Ducted Indoor Units | TEM8A0D48V41+TDR |  |  | 11 | 11.7 | 19 | 9 | TRUE | FALSE | TRUE | 47000 | 32200 | 3.3 | 32100 | 2.87
201921877 | 11/10/2025 | Live | Trane U.S. Inc. | TRANE | Singlezone Ducted, Centrally Ducted | 201921877 |  | HRCU-A-CB | 4TWL9036A1 | Ducted Indoor Units | TAM9A0B30V31 |  |  | 11 | 11.5 | 17 | 9 | FALSE | FALSE | TRUE | 35800 | 24000 | 2.49 | 23800 | 2.82
210440200 | 11/10/2025 | Live | Johnson Controls Inc. (York International Norman) | CHAMPION HEATING AND COOLING | Singlezone Ducted, Centrally Ducted | 210440200 |  | HRCU-A-CB | HMH72B481 |  | XAUD60HXXN1+JMVT20DC2N1+TXV | 10.5 | 18.5 | 9.5 | 10 | 18.5 | 7.8 | FALSE | FALSE | FALSE | 48000 | 29600 | 2.48 | 29600 | 2.48
210440180 | 11/10/2025 | Live | Johnson Controls Inc. (York International Norman) | FRASER-JOHNSTON | Singlezone Ducted, Centrally Ducted | 210440180 |  | HRCU-A-CB | HMH72B481 |  | XAFD60HBCN1+JMVT20DC2N1 | 10.5 | 18.5 | 9.5 | 10 | 18.5 | 7.8 | FALSE | FALSE | FALSE | 48000 | 29600 | 2.48 | 29600 | 2.48
210440160 | 11/10/2025 | Live | Johnson Controls Inc. (York International Norman) | CHAMPION HEATING AND COOLING | Singlezone Ducted, Centrally Ducted | 210440160 |  | HRCU-A-CB | HMH72B481 |  | XAFD60HBCN1+JMVT20DC2N1 | 10.5 | 18.5 | 9.5 | 10 | 18.5 | 7.8 | FALSE | FALSE | FALSE | 48000 | 29600 | 2.48 | 29600 | 2.48
210440139 | 11/10/2025 | Live | Johnson Controls Inc. (York International Norman) | FRASER-JOHNSTON | Singlezone Ducted, Centrally Ducted | 210440139 |  | HRCU-A-CB | HMH72B481 |  | XAFD60HXXN1+JMVT20DC2N1+TXV | 10.5 | 18.5 | 9.5 | 10 | 18.5 | 7.8 | FALSE | FALSE | FALSE | 48000 | 29600 | 2.48 | 29600 | 2.48
210440119 | 11/10/2025 | Live | Johnson Controls Inc. (York International Norman) | CHAMPION HEATING AND COOLING | Singlezone Ducted, Centrally Ducted | 210440119 |  | HRCU-A-CB | HMH72B481 |  | XAFD60HXXN1+JMVT20DC2N1+TXV | 10.5 | 18.5 | 9.5 | 10 | 18.5 | 7.8 | FALSE | FALSE | FALSE | 48000 | 29600 | 2.48 | 29600 | 2.48
209403044 | 11/10/2025 | Live | Johnson Controls Inc. (York International Norman) | CHAMPION HEATING AND COOLING | Singlezone Ducted, Centrally Ducted | 209403044 |  | HRCU-A-CB | HMH72B601 |  | XAHD60JBCN1+JMVT20DC2N1 | 8.25 | 16.75 | 9.3 | 8.5 | 17 | 7.8 | FALSE | FALSE | FALSE | 57000 | 35600 | 2.42 | 35600 | 2.42
209403029 | 11/10/2025 | Live | Johnson Controls Inc. (York International Norman) | COLEMAN | Singlezone Ducted, Centrally Ducted | 209403029 |  | HRCU-A-CB | HMH72B361 |  | XAHB36DBCN1+JMVT12BC2N1 | 9 | 16.5 | 9.5 | 9 | 16.5 | 7.8 | FALSE | FALSE | FALSE | 35000 | 24400 | 2.52 | 24400 | 2.52
208614072 | 11/10/2025 | Live | Johnson Controls Inc. (York International Norman) | COLEMAN | Singlezone Ducted, Centrally Ducted | 208614072 |  | HRCU-A-CB | HMH72B481 |  | JHETD60JBCS2N1 | 10.25 | 18.5 | 9.5 | 10 | 18.5 | 8.25 | FALSE | FALSE | FALSE | 48000 | 30200 | 2.48 | 30200 | 2.48
208614059 | 11/10/2025 | Live | Johnson Controls Inc. (York International Norman) | FRASER-JOHNSTON | Singlezone Ducted, Centrally Ducted | 208614059 |  | HRCU-A-CB | HMH72B361 |  | XAFB36DBCN1+JMVT12BC2N1 | 9.25 | 17 | 10 | 9 | 18 | 8.1 | FALSE | FALSE | FALSE | 36000 | 25400 | 2.6 | 25400 | 2.6
208614047 | 11/10/2025 | Live | Johnson Controls Inc. (York International Norman) | COLEMAN | Singlezone Ducted, Centrally Ducted | 208614047 |  | HRCU-A-CB | HMH72B361 |  | JHVTC36DBCC2N1 | 9.5 | 17.75 | 10.5 | 9 | 18 | 8.1 | FALSE | FALSE | FALSE | 36000 | 25000 | 2.66 | 25000 | 2.66
208614046 | 11/10/2025 | Live | Johnson Controls Inc. (York International Norman) | COLEMAN | Singlezone Ducted, Centrally Ducted | 208614046 |  | HRCU-A-CB | HMH72B361 |  | JHVTB36DBCC2N1 | 9.25 | 17.5 | 9.5 | 9 | 18 | 8.1 | FALSE | FALSE | FALSE | 35800 | 25200 | 2.58 | 25200 | 2.58
208613219 | 11/10/2025 | Live | Johnson Controls Inc. (York International Norman) | YORK | Singlezone Ducted, Centrally Ducted | 208613219 |  | HRCU-A-CB | HMH72B601 |  | XAFD60JBCN1+JMET18DS2N1 | 8.5 | 17 | 9.5 | 8.5 | 17 | 7.8 | FALSE | FALSE | FALSE | 58500 | 36400 | 2.46 | 36400 | 2.46
208613217 | 11/10/2025 | Live | Johnson Controls Inc. (York International Norman) | YORK | Singlezone Ducted, Centrally Ducted | 208613217 |  | HRCU-A-CB | HMH72B361 |  | JHETC36DBCS2N1 | 9.25 | 17.25 | 10 | 9 | 18 | 8.1 | FALSE | FALSE | FALSE | 36000 | 25000 | 2.62 | 25000 | 2.62
208613159 | 11/10/2025 | Live | Johnson Controls Inc. (York International Norman) | YORK | Singlezone Ducted, Centrally Ducted | 208613159 |  | HRCU-A-CB | HMH72B361 |  | JHVTB36DBCC2N1 | 9.25 | 17.5 | 9.5 | 9 | 18 | 8.1 | FALSE | FALSE | FALSE | 35800 | 25200 | 2.58 | 25200 | 2.58
208613100 | 11/10/2025 | Live | Johnson Controls Inc. (York International Norman) | YORK | Singlezone Ducted, Centrally Ducted | 208613100 |  | HRCU-A-CB | HMH72B601 |  | JHETD60JBCS2N1 | 8.5 | 17 | 9.5 | 8.5 | 17.5 | 8.3 | FALSE | FALSE | FALSE | 58000 | 36600 | 2.48 | 36600 | 2.48
208613099 | 11/10/2025 | Live | Johnson Controls Inc. (York International Norman) | YORK | Singlezone Ducted, Centrally Ducted | 208613099 |  | HRCU-A-CB | HMH72B361 |  | JHVTC36DBCC2N1 | 9.5 | 17.75 | 10.5 | 9 | 18 | 8.1 | FALSE | FALSE | FALSE | 36000 | 25000 | 2.66 | 25000 | 2.66
208503295 | 11/10/2025 | Live | Johnson Controls Inc. (York International Norman) | COLEMAN | Singlezone Ducted, Centrally Ducted | 208503295 |  | HRCU-A-CB | HMH72B361 |  | XAHB36DXXN1+JMVT12BC2N1+TXV | 9 | 16.5 | 9.5 | 9 | 16.5 | 7.8 | FALSE | FALSE | FALSE | 35000 | 24400 | 2.52 | 24400 | 2.52
208502172 | 11/10/2025 | Live | Johnson Controls Inc. (York International Norman) | CHAMPION HEATING AND COOLING | Singlezone Ducted, Centrally Ducted | 208502172 |  | HRCU-A-CB | HMH72B361 |  | XAUB36DXXN1+JMVT12BC2N1+TXV | 9.25 | 17 | 10 | 9 | 18 | 8.1 | FALSE | FALSE | FALSE | 36000 | 25400 | 2.6 | 25400 | 2.6
208502168 | 11/10/2025 | Live | Johnson Controls Inc. (York International Norman) | LUXAIRE | Singlezone Ducted, Centrally Ducted | 208502168 |  | HRCU-A-CB | HMH72B361 |  | XAUB36DXXN1+JMVT12BC2N1+TXV | 9.25 | 17 | 10 | 9 | 18 | 8.1 | FALSE | FALSE | FALSE | 36000 | 25400 | 2.6 | 25400 | 2.6
208502166 | 11/10/2025 | Live | Johnson Controls Inc. (York International Norman) | COLEMAN | Singlezone Ducted, Centrally Ducted | 208502166 |  | HRCU-A-CB | HMH72B361 |  | XAUB36DXXN1+JMVT12BC2N1+TXV | 9.25 | 17 | 10 | 9 | 18 | 8.1 | FALSE | FALSE | FALSE | 36000 | 25400 | 2.6 | 25400 | 2.6
208502161 | 11/10/2025 | Live | Johnson Controls Inc. (York International Norman) | LUXAIRE | Singlezone Ducted, Centrally Ducted | 208502161 |  | HRCU-A-CB | HMH72B361 |  | XAFB36DXXN1+JMVT12BC2N1+TXV | 9.25 | 17 | 10 | 9 | 18 | 8.1 | FALSE | FALSE | FALSE | 36000 | 25400 | 2.6 | 25400 | 2.6
208502159 | 11/10/2025 | Live | Johnson Controls Inc. (York International Norman) | COLEMAN | Singlezone Ducted, Centrally Ducted | 208502159 |  | HRCU-A-CB | HMH72B361 |  | XAFB36DXXN1+JMVT12BC2N1+TXV | 9.25 | 17 | 10 | 9 | 18 | 8.1 | FALSE | FALSE | FALSE | 36000 | 25400 | 2.6 | 25400 | 2.6
208501115 | 11/10/2025 | Live | Johnson Controls Inc. (York International Norman) | CHAMPION HEATING AND COOLING | Singlezone Ducted, Centrally Ducted | 208501115 |  | HRCU-A-CB | HMH72B601 |  | XAHD60JXXN1+JMVT20DC2N1+TXV | 8.25 | 16.75 | 9.3 | 8.5 | 17 | 7.8 | FALSE | FALSE | FALSE | 57000 | 35600 | 2.42 | 35600 | 2.42
208501113 | 11/10/2025 | Live | Johnson Controls Inc. (York International Norman) | FRASER-JOHNSTON | Singlezone Ducted, Centrally Ducted | 208501113 |  | HRCU-A-CB | HMH72B601 |  | XAHD60JXXN1+JMVT20DC2N1+TXV | 8.25 | 16.75 | 9.3 | 8.5 | 17 | 7.8 | FALSE | FALSE | FALSE | 57000 | 35600 | 2.42 | 35600 | 2.42
208501111 | 11/10/2025 | Live | Johnson Controls Inc. (York International Norman) | LUXAIRE | Singlezone Ducted, Centrally Ducted | 208501111 |  | HRCU-A-CB | HMH72B601 |  | XAHD60JXXN1+JMVT20DC2N1+TXV | 8.25 | 16.75 | 9.3 | 8.5 | 17 | 7.8 | FALSE | FALSE | FALSE | 57000 | 35600 | 2.42 | 35600 | 2.42
208500574 | 11/10/2025 | Live | Johnson Controls Inc. (York International Norman) | YORK | Singlezone Ducted, Centrally Ducted | 208500574 |  | HRCU-A-CB | HMH72B601 |  | XAFD60JXXN1+JMET18DS2N1+TXV | 8.5 | 17 | 9.5 | 8.5 | 17 | 7.8 | FALSE | FALSE | FALSE | 58500 | 36400 | 2.46 | 36400 | 2.46
208500548 | 11/10/2025 | Live | Johnson Controls Inc. (York International Norman) | CHAMPION HEATING AND COOLING | Singlezone Ducted, Centrally Ducted | 208500548 |  | HRCU-A-CB | HMH72B601 |  | XAFD60JXXN1+JMET18DS2N1+TXV | 8.5 | 17 | 9.5 | 8.5 | 17 | 7.8 | FALSE | FALSE | FALSE | 58500 | 36400 | 2.46 | 36400 | 2.46
208500542 | 11/10/2025 | Live | Johnson Controls Inc. (York International Norman) | LUXAIRE | Singlezone Ducted, Centrally Ducted | 208500542 |  | HRCU-A-CB | HMH72B601 |  | XAFD60JXXN1+JMET18DS2N1+TXV | 8.5 | 17 | 9.5 | 8.5 | 17 | 7.8 | FALSE | FALSE | FALSE | 58500 | 36400 | 2.46 | 36400 | 2.46
213499807 | 11/10/2025 | Live | Mitsubishi Electric Trane | AMERICAN STANDARD / MITSUBISHI ELECTRIC | Multizone All Non-Ducted | 213499807 |  | HMSR-A-CB-O | NTXMMX20A122C** | Non-Ducted Indoor Units |  |  |  |  | 12.7 | 20 | 9.7 | TRUE | FALSE | TRUE | 18000 | 13500 | 2.91 | 15500 | 2.6
207658527 | 11/10/2025 | Live | Bosch | BOSCH | Singlezone Ducted, Centrally Ducted | 207658527 |  | HRCU-A-C | BOVB-36HDN1-M20G |  | BMA*2430BNTD | 11.8 | 16 | 9.5 | 12 | 15.2 | 9 | TRUE | TRUE | TRUE | 23400 | 19400 | 2.2 | 19400 | 2.2
207350834 | 11/10/2025 | Live | Samsung Electronics | SAMSUNG | Multizone Mix of Ducted and Non-Ducted | 207350834 |  | HMSV-A-CB | AJ036BXS4CH | Mixed Ducted and Non-Ducted Indoor Units |  | 11.75 | 19 | 9.8 | 11.75 | 20 | 8.8 | FALSE | FALSE | TRUE | 34000 | 21000 | 2.72 | 35600 | 1.77
205013599 | 11/10/2025 | Live | Hisense | HISENSE | Multizone Mix of Ducted and Non-Ducted | 205013599 |  | HMSV-A-CB | AVW-48H3FH | Mixed Ducted and Non-Ducted Indoor Units |  | 11.4 | 18 | 10 | 11.4 | 17.5 | 9.28 | FALSE | FALSE | TRUE | 48000 | 32000 | 2.54 | 44000 | 2.74
203377011 | 11/10/2025 | Live | Bosch | BOSCH | Singlezone Ducted, Centrally Ducted | 203377011 |  | HRCU-A-C | BOVA-36HDN1-M20G |  | BMA*2430BNTD | 11.8 | 16 | 9.5 | 12 | 15.2 | 9 | TRUE | TRUE | TRUE | 23400 | 19400 | 2.2 | 19400 | 2.2
212925494 | 11/10/2025 | Live | Mitsubishi Electric Trane | TRANE / MITSUBISHI ELECTRIC | Multizone All Non-Ducted | 212925494 |  | HMSR-A-CB-O | NTXMMX30A132C** | Non-Ducted Indoor Units |  |  |  |  | 10.6 | 19 | 10 | FALSE | FALSE | TRUE | 28400 | 18600 | 3 | 21000 | 2.15
212925913 | 11/10/2025 | Live | ASPEN | GREE | Singlezone Ducted, Centrally Ducted | 212925913 |  | HRCU-A-CB | GUD60W/A-D(U) | Non-Ducted Indoor Units | D(A,C,E)61C44+TDR |  |  |  | 10 | 15.2 | 8.5 | FALSE | FALSE | TRUE | 47000 | 31200 | 2.25 | 32000 | 1.75
212925910 | 11/10/2025 | Live | ASPEN | GREE | Singlezone Ducted, Centrally Ducted | 212925910 |  | HRCU-A-CB | GUD36W/A-D(U) | Non-Ducted Indoor Units | D(A,C,E)36B34+TDR |  |  |  | 9.5 | 15.2 | 8.5 | FALSE | FALSE | FALSE | 32000 | 22000 | 2.05 | 23000 | 2.24
212925908 | 11/10/2025 | Live | ASPEN | GREE | Singlezone Ducted, Centrally Ducted | 212925908 |  | HRCU-A-CB | GUD60W/A-D(U) | Non-Ducted Indoor Units | C(A,C,D,E)60C44+TDR |  |  |  | 9.5 | 15.2 | 8.5 | FALSE | FALSE | FALSE | 50500 | 35200 | 2.19 | 36000 | 1.96
212925904 | 11/10/2025 | Live | ASPEN | GREE | Singlezone Ducted, Centrally Ducted | 212925904 |  | HRCU-A-CB | GUD60W/A-D(U) | Non-Ducted Indoor Units | C(A,C,D,E)48C44+TDR |  |  |  | 10 | 15.2 | 8.5 | FALSE | FALSE | TRUE | 47000 | 31200 | 2.25 | 32000 | 1.98
212925902 | 11/10/2025 | Live | ASPEN | GREE | Singlezone Ducted, Centrally Ducted | 212925902 |  | HRCU-A-CB | GUD36W/A-D(U) | Non-Ducted Indoor Units | D(A,C,E)24C34+TDR |  |  |  | 11 | 15.2 | 8.5 | FALSE | FALSE | TRUE | 23000 | 15000 | 2.34 | 22000 | 2.18
212925898 | 11/10/2025 | Live | ASPEN | TOSOT | Singlezone Ducted, Centrally Ducted | 212925898 |  | HRCU-A-CB | TU60-48WADU | Non-Ducted Indoor Units | D(A,C,E)61C44+TDR |  |  |  | 10 | 15.2 | 8.5 | FALSE | FALSE | TRUE | 47000 | 31200 | 2.25 | 32000 | 1.75
212925896 | 11/10/2025 | Live | ASPEN | TOSOT | Singlezone Ducted, Centrally Ducted | 212925896 |  | HRCU-A-CB | TU36-24WADU | Non-Ducted Indoor Units | C(A,C,E)37C24+TDR |  |  |  | 9.5 | 15.2 | 8.5 | FALSE | FALSE | FALSE | 32000 | 22000 | 2.05 | 23000 | 2.24
212925886 | 11/10/2025 | Live | ASPEN | TOSOT | Singlezone Ducted, Centrally Ducted | 212925886 |  | HRCU-A-CB | TU36-24WADU | Non-Ducted Indoor Units | D(A,C,E)24A44+TDR |  |  |  | 11 | 15.2 | 8.5 | FALSE | FALSE | TRUE | 23000 | 15000 | 2.34 | 22000 | 2.18
212925885 | 11/10/2025 | Live | ASPEN | TOSOT | Singlezone Ducted, Centrally Ducted | 212925885 |  | HRCU-A-CB | TU60-48WADU | Non-Ducted Indoor Units | D(A,C,E)60D44+TDR |  |  |  | 9.5 | 15.2 | 8.5 | FALSE | FALSE | FALSE | 50500 | 35200 | 2.19 | 36000 | 1.96
212617026 | 11/10/2025 | Live | Trane U.S. Inc. | AMERISTAR | Multizone All Ducted | 212617026 |  | HRCU-A-CB | E4HL5042A1000A | Ducted Indoor Units | E4AH5E36A1J30A |  |  |  | 10 | 15.2 | 8.5 | FALSE | FALSE | TRUE | 36000 | 30000 | 1.91 | 30000 | 1.91
212617023 | 11/10/2025 | Live | Trane U.S. Inc. | RUNTRU | Multizone All Ducted | 212617023 |  | HRCU-A-CB | E4HL5048A1000A | Ducted Indoor Units | E4AH5E36A1J30A |  |  |  | 10 | 15.2 | 8.5 | FALSE | FALSE | TRUE | 36000 | 30000 | 1.91 | 30000 | 1.91
212394374 | 11/10/2025 | Live | Trane U.S. Inc. | AMERISTAR | Multizone All Ducted | 212394374 |  | HRCU-A-C | E4HL5036A1000A |  | 4TXCB006DS3 |  |  |  | 9.5 | 14.3 | 8.1 | FALSE | FALSE | FALSE | 30000 | 20000 | 2.2 | 21900 | 2.06
211749863 | 11/10/2025 | Live | Trane U.S. Inc. | AMERISTAR | Multizone All Ducted | 211749863 |  | HRCU-A-CB | E4HL5036A1000A | Ducted Indoor Units | E4AH5E24A1J30A |  |  |  | 11 | 15.2 | 8.5 | FALSE | FALSE | TRUE | 24000 | 19100 | 2.2 | 19100 | 2.2
211749860 | 11/10/2025 | Live | Trane U.S. Inc. | AMERISTAR | Multizone All Ducted | 211749860 |  | HRCU-A-CB | E4HL5042A1000A | Ducted Indoor Units | E4AH5E48A1K30A |  |  |  | 9 | 15.2 | 8.1 | FALSE | FALSE | FALSE | 42000 | 33000 | 2.5 | 35000 | 2.65
211729606 | 11/10/2025 | Live | Lennox Industries | ARMSTRONG AIR | Singlezone Ducted, Centrally Ducted | 211729606 |  | HRCU-A-CB | 4SHP22LX124P-**A | Ducted Indoor Units | BCE5E30M |  |  |  | 13.5 | 20 | 8.8 | TRUE | FALSE | TRUE | 23600 | 14300 | 2.7 | 14300 | 2.7
211729604 | 11/10/2025 | Live | Lennox Industries | AIREASE | Singlezone Ducted, Centrally Ducted | 211729604 |  | HRCU-A-CB | 4SHP22LX124P-**A | Ducted Indoor Units | BCE5E30M |  |  |  | 13.5 | 20 | 8.8 | TRUE | FALSE | TRUE | 23600 | 14300 | 2.7 | 14300 | 2.7
211662223 | 11/10/2025 | Live | Johnson Controls Inc. (York International Norman) | COLEMAN | Singlezone Ducted, Centrally Ducted | 211662223 |  | HRCU-A-CB | HMH72B361 |  | XAUB30CXXN1+JMET12BS2N1+TXV |  |  |  | 8.5 | 18 | 8.1 | FALSE | FALSE | FALSE | 34000 | 24800 | 2.5 | 24800 | 2.5
211662212 | 11/10/2025 | Live | Johnson Controls Inc. (York International Norman) | JOHNSON CONTROLS | Singlezone Ducted, Centrally Ducted | 211662212 |  | HRCU-A-CB | HMH72B361 |  | XAUB30CXXN1+JMVT12BC2N1+TXV |  |  |  | 8.5 | 18 | 8.1 | FALSE | FALSE | FALSE | 33800 | 24600 | 2.5 | 24600 | 2.5
211662211 | 11/10/2025 | Live | Johnson Controls Inc. (York International Norman) | CHAMPION HEATING AND COOLING | Singlezone Ducted, Centrally Ducted | 211662211 |  | HRCU-A-CB | HMH72B361 |  | XAUB30CXXN1+JMVT12BC2N1+TXV |  |  |  | 8.5 | 18 | 8.1 | FALSE | FALSE | FALSE | 33800 | 24600 | 2.5 | 24600 | 2.5
211662208 | 11/10/2025 | Live | Johnson Controls Inc. (York International Norman) | COLEMAN | Singlezone Ducted, Centrally Ducted | 211662208 |  | HRCU-A-CB | HMH72B361 |  | XAUB30CXXN1+JMVT12BC2N1+TXV |  |  |  | 8.5 | 18 | 8.1 | FALSE | FALSE | FALSE | 33800 | 24600 | 2.5 | 24600 | 2.5
211662207 | 11/10/2025 | Live | Johnson Controls Inc. (York International Norman) | JOHNSON CONTROLS | Singlezone Ducted, Centrally Ducted | 211662207 |  | HRCU-A-CB | HMH72B361 |  | XAFB30CXXN1+JMVT12BC2N1+TXV |  |  |  | 8.5 | 18 | 8.1 | FALSE | FALSE | FALSE | 33800 | 24600 | 2.5 | 24600 | 2.5
211662205 | 11/10/2025 | Live | Johnson Controls Inc. (York International Norman) | FRASER-JOHNSTON | Singlezone Ducted, Centrally Ducted | 211662205 |  | HRCU-A-CB | HMH72B361 |  | XAFB30CXXN1+JMVT12BC2N1+TXV |  |  |  | 8.5 | 18 | 8.1 | FALSE | FALSE | FALSE | 33800 | 24600 | 2.5 | 24600 | 2.5
211662204 | 11/10/2025 | Live | Johnson Controls Inc. (York International Norman) | LUXAIRE | Singlezone Ducted, Centrally Ducted | 211662204 |  | HRCU-A-CB | HMH72B361 |  | XAFB30CXXN1+JMVT12BC2N1+TXV |  |  |  | 8.5 | 18 | 8.1 | FALSE | FALSE | FALSE | 33800 | 24600 | 2.5 | 24600 | 2.5
211662201 | 11/10/2025 | Live | Johnson Controls Inc. (York International Norman) | CHAMPION HEATING AND COOLING | Singlezone Ducted, Centrally Ducted | 211662201 |  | HRCU-A-CB | HMH72B361 |  | XAHB30CXXN1+JMVT12BC2N1+TXV |  |  |  | 8 | 17.5 | 8.1 | FALSE | FALSE | FALSE | 33400 | 24200 | 2.44 | 24200 | 2.44
211662198 | 08/22/2024 | Live | Johnson Controls Inc. (York International Norman) | COLEMAN | Singlezone Ducted, Centrally Ducted | 211662198 |  | HRCU-A-CB | HMH72B361 |  | XAHB30CXXN1+JMVT12BC2N1+TXV |  |  |  | 8 | 17.5 | 8.1 | FALSE | FALSE | FALSE | 33400 | 24200 | 2.44 | 24200 | 2.44
211660713 | 11/07/2025 | Live | Johnson Controls Inc. (York International Norman) | COLEMAN | Singlezone Ducted, Centrally Ducted | 211660713 |  | HRCU-A-CB | HMH72B241 |  | JHVTB24CBAC2N1 |  |  |  | 9.5 | 17 | 7.8 | FALSE | FALSE | FALSE | 21200 | 15000 | 2.36 | 15000 | 2.36
211660707 | 11/07/2025 | Live | Johnson Controls Inc. (York International Norman) | JOHNSON CONTROLS | Singlezone Ducted, Centrally Ducted | 211660707 |  | HRCU-A-CB | HMH72B241 |  | XAFB30CBAN1+JMET12BS2N1 |  |  |  | 9.5 | 17 | 7.8 | FALSE | FALSE | FALSE | 21400 | 15100 | 2.41 | 15100 | 2.41
211660705 | 11/07/2025 | Live | Johnson Controls Inc. (York International Norman) | FRASER-JOHNSTON | Singlezone Ducted, Centrally Ducted | 211660705 |  | HRCU-A-CB | HMH72B241 |  | XAFB30CBAN1+JMET12BS2N1 |  |  |  | 9.5 | 17 | 7.8 | FALSE | FALSE | FALSE | 21400 | 15100 | 2.41 | 15100 | 2.41
211660704 | 11/07/2025 | Live | Johnson Controls Inc. (York International Norman) | LUXAIRE | Singlezone Ducted, Centrally Ducted | 211660704 |  | HRCU-A-CB | HMH72B241 |  | XAFB30CBAN1+JMET12BS2N1 |  |  |  | 9.5 | 17 | 7.8 | FALSE | FALSE | FALSE | 21400 | 15100 | 2.41 | 15100 | 2.41
211660701 | 11/07/2025 | Live | Johnson Controls Inc. (York International Norman) | CHAMPION HEATING AND COOLING | Singlezone Ducted, Centrally Ducted | 211660701 |  | HRCU-A-CB | HMH72B241 |  | XAFB30CXXN1+JMET12BS2N1+TXV |  |  |  | 9.5 | 17 | 7.8 | FALSE | FALSE | FALSE | 21400 | 15100 | 2.41 | 15100 | 2.41
211660700 | 11/07/2025 | Live | Johnson Controls Inc. (York International Norman) | FRASER-JOHNSTON | Singlezone Ducted, Centrally Ducted | 211660700 |  | HRCU-A-CB | HMH72B241 |  | XAFB30CXXN1+JMET12BS2N1+TXV |  |  |  | 9.5 | 17 | 7.8 | FALSE | FALSE | FALSE | 21400 | 15100 | 2.41 | 15100 | 2.41
211660699 | 11/07/2025 | Live | Johnson Controls Inc. (York International Norman) | LUXAIRE | Singlezone Ducted, Centrally Ducted | 211660699 |  | HRCU-A-CB | HMH72B241 |  | XAFB30CXXN1+JMET12BS2N1+TXV |  |  |  | 9.5 | 17 | 7.8 | FALSE | FALSE | FALSE | 21400 | 15100 | 2.41 | 15100 | 2.41
211660695 | 11/07/2025 | Live | Johnson Controls Inc. (York International Norman) | FRASER-JOHNSTON | Singlezone Ducted, Centrally Ducted | 211660695 |  | HRCU-A-CB | HMH72B241 |  | XAHB30CBAN1+JMET12BS2N1 |  |  |  | 9.5 | 17 | 7.8 | FALSE | FALSE | FALSE | 21000 | 14800 | 2.32 | 14800 | 2.32
211660693 | 11/07/2025 | Live | Johnson Controls Inc. (York International Norman) | COLEMAN | Singlezone Ducted, Centrally Ducted | 211660693 |  | HRCU-A-CB | HMH72B241 |  | XAHB30CBAN1+JMET12BS2N1 |  |  |  | 9.5 | 17 | 7.8 | FALSE | FALSE | FALSE | 21000 | 14800 | 2.32 | 14800 | 2.32
211660689 | 11/07/2025 | Live | Johnson Controls Inc. (York International Norman) | LUXAIRE | Singlezone Ducted, Centrally Ducted | 211660689 |  | HRCU-A-CB | HMH72B241 |  | XAHB30CXXN1+JMET12BS2N1+TXV |  |  |  | 9.5 | 17 | 7.8 | FALSE | FALSE | FALSE | 21000 | 14800 | 2.32 | 14800 | 2.32
211660687 | 11/07/2025 | Live | Johnson Controls Inc. (York International Norman) | JOHNSON CONTROLS | Singlezone Ducted, Centrally Ducted | 211660687 |  | HRCU-A-CB | HMH72B241 |  | XAUB30CXXN1+JMVT12BC2N1+TXV |  |  |  | 9.5 | 17 | 7.8 | FALSE | FALSE | FALSE | 21200 | 14900 | 2.36 | 14900 | 2.36
211660680 | 11/07/2025 | Live | Johnson Controls Inc. (York International Norman) | FRASER-JOHNSTON | Singlezone Ducted, Centrally Ducted | 211660680 |  | HRCU-A-CB | HMH72B241 |  | XAFB30CBAN1+JMVT12BC2N1 |  |  |  | 9.5 | 17 | 7.8 | FALSE | FALSE | FALSE | 21200 | 14900 | 2.36 | 14900 | 2.36
211660670 | 11/07/2025 | Live | Johnson Controls Inc. (York International Norman) | FRASER-JOHNSTON | Singlezone Ducted, Centrally Ducted | 211660670 |  | HRCU-A-CB | HMH72B241 |  | XAHB30CBAN1+JMVT12BC2N1 |  |  |  | 9.5 | 16.5 | 7.8 | FALSE | FALSE | FALSE | 21000 | 14900 | 2.36 | 14900 | 2.36
211660669 | 11/07/2025 | Live | Johnson Controls Inc. (York International Norman) | LUXAIRE | Singlezone Ducted, Centrally Ducted | 211660669 |  | HRCU-A-CB | HMH72B241 |  | XAHB30CBAN1+JMVT12BC2N1 |  |  |  | 9.5 | 16.5 | 7.8 | FALSE | FALSE | FALSE | 21000 | 14900 | 2.36 | 14900 | 2.36
211660666 | 11/07/2025 | Live | Johnson Controls Inc. (York International Norman) | CHAMPION HEATING AND COOLING | Singlezone Ducted, Centrally Ducted | 211660666 |  | HRCU-A-CB | HMH72B241 |  | XAHB30CXXN1+JMVT12BC2N1+TXV |  |  |  | 9.5 | 16.5 | 7.8 | FALSE | FALSE | FALSE | 21000 | 14900 | 2.36 | 14900 | 2.36
211660665 | 11/07/2025 | Live | Johnson Controls Inc. (York International Norman) | FRASER-JOHNSTON | Singlezone Ducted, Centrally Ducted | 211660665 |  | HRCU-A-CB | HMH72B241 |  | XAHB30CXXN1+JMVT12BC2N1+TXV |  |  |  | 9.5 | 16.5 | 7.8 | FALSE | FALSE | FALSE | 21000 | 14900 | 2.36 | 14900 | 2.36
211659570 | 11/07/2025 | Live | Johnson Controls Inc. (York International Norman) | YORK | Singlezone Ducted, Centrally Ducted | 211659570 |  | HRCU-A-CB | HMH72B241 |  | JHETB24CBAS2N1 |  |  |  | 9.5 | 17 | 7.8 | FALSE | FALSE | FALSE | 21200 | 15000 | 2.36 | 15000 | 2.36
211659568 | 11/07/2025 | Live | Johnson Controls Inc. (York International Norman) | YORK | Singlezone Ducted, Centrally Ducted | 211659568 |  | HRCU-A-CB | HMH72B241 |  | XAUB30CXXN1+JMET12BS2N1+TXV |  |  |  | 9.5 | 17 | 7.8 | FALSE | FALSE | FALSE | 21400 | 15100 | 2.41 | 15100 | 2.41
211659561 | 11/07/2025 | Live | Johnson Controls Inc. (York International Norman) | YORK | Singlezone Ducted, Centrally Ducted | 211659561 |  | HRCU-A-CB | HMH72B241 |  | XAFB30CXXN1+JMVT12BC2N1+TXV |  |  |  | 9.5 | 17 | 7.8 | FALSE | FALSE | FALSE | 21200 | 14900 | 2.36 | 14900 | 2.36
211659393 | 11/07/2025 | Live | Johnson Controls Inc. (York International Norman) | YORK | Singlezone Ducted, Centrally Ducted | 211659393 |  | HRCU-A-CB | HMH72B361 |  | XAUB30CXXN1+JMET12BS2N1+TXV |  |  |  | 8.5 | 18 | 8.1 | FALSE | FALSE | FALSE | 34000 | 24800 | 2.5 | 24800 | 2.5
211641659 | 11/07/2025 | Live | Daikin Comfort Technologies | DAIKIN | Multizone All Non-Ducted | 211641659 |  | HMSR-A-CB-O | RXTQ36TBVJU* | Non-Ducted Indoor Units |  |  |  |  | 12 | 23 | 9.6 | FALSE | FALSE | TRUE | 34200 | 23600 | 2.99 | 26000 | 2.8
211302341 | 11/07/2025 | Live | Hisense | HISENSE | Singlezone Non-Ducted, Wall Placement | 211302341 |  | HRCU-A-CB-O | AUW-24U3SA | Mini-Splits | AST-24UW3SDBDL01 |  |  |  | 12.45 | 20.5 | 9.3 | TRUE | TRUE | FALSE | 23400 | 19000 | 2.28 | 18405 | 2.17
211302339 | 11/07/2025 | Live | Hisense | HISENSE | Singlezone Non-Ducted, Wall Placement | 211302339 |  | HRCU-A-CB-O | AUW-12U3SS | Mini-Splits | AST-12UW3SXEDL01 |  |  |  | 13.1 | 21.5 | 9 | TRUE | TRUE | FALSE | 12000 | 8000 | 2.42 | 10086 | 2.31
211393616 | 11/07/2025 | Live | Johnson Controls Inc. (York International Norman) | COLEMAN | Singlezone Ducted, Centrally Ducted | 211393616 |  | HRCU-A-CB | HMH72B341 |  | JHVTB36DBCC2N1 |  |  |  | 10 | 18.5 | 8.5 | FALSE | TRUE | FALSE | 34000 | 25200 | 2.54 | 25200 | 2.54
211393610 | 11/07/2025 | Live | Johnson Controls Inc. (York International Norman) | CHAMPION HEATING AND COOLING | Singlezone Ducted, Centrally Ducted | 211393610 |  | HRCU-A-CB | HMH72B341 |  | JHVTC36DBCC2N1 |  |  |  | 10.5 | 18.5 | 8.5 | FALSE | TRUE | FALSE | 34000 | 25400 | 2.64 | 25400 | 2.64
211386669 | 11/07/2025 | Live | Johnson Controls Inc. (York International Norman) | LUXAIRE | Singlezone Ducted, Centrally Ducted | 211386669 |  | HRCU-A-CB | HMH72B341 |  | JHETC42FBCS2N1 |  |  |  | 9.5 | 17.5 | 8.5 | FALSE | TRUE | FALSE | 33800 | 25200 | 2.6 | 25200 | 2.6
211386658 | 11/07/2025 | Live | Johnson Controls Inc. (York International Norman) | FRASER-JOHNSTON | Singlezone Ducted, Centrally Ducted | 211386658 |  | HRCU-A-CB | HMH72B341 |  | JHVTC42FBCC2N1 |  |  |  | 10 | 17.5 | 8.5 | FALSE | TRUE | FALSE | 34000 | 25000 | 2.62 | 25000 | 2.62
211386635 | 11/07/2025 | Live | Johnson Controls Inc. (York International Norman) | CHAMPION HEATING AND COOLING | Singlezone Ducted, Centrally Ducted | 211386635 |  | HRCU-A-CB | HMH72B341 |  | XAFC48FBCN1+JMET12CS2N1 |  |  |  | 9.5 | 17.5 | 8.5 | FALSE | FALSE | FALSE | 34000 | 25400 | 2.6 | 25400 | 2.6
211386632 | 11/07/2025 | Live | Johnson Controls Inc. (York International Norman) | FRASER-JOHNSTON | Singlezone Ducted, Centrally Ducted | 211386632 |  | HRCU-A-CB | HMH72B341 |  | XAFC48FBCN1+JMET12CS2N1 |  |  |  | 9.5 | 17.5 | 8.5 | FALSE | FALSE | FALSE | 34000 | 25400 | 2.6 | 25400 | 2.6
211386627 | 11/07/2025 | Live | Johnson Controls Inc. (York International Norman) | COLEMAN | Singlezone Ducted, Centrally Ducted | 211386627 |  | HRCU-A-CB | HMH72B341 |  | XAFC48FBCN1+JMET12CS2N1 |  |  |  | 9.5 | 17.5 | 8.5 | FALSE | FALSE | FALSE | 34000 | 25400 | 2.6 | 25400 | 2.6
211386623 | 11/07/2025 | Live | Johnson Controls Inc. (York International Norman) | CHAMPION HEATING AND COOLING | Singlezone Ducted, Centrally Ducted | 211386623 |  | HRCU-A-CB | HMH72B341 |  | XAFC48FXXN1+JMET12CS2N1+TXV |  |  |  | 9.5 | 17.5 | 8.5 | FALSE | FALSE | FALSE | 34000 | 25400 | 2.6 | 25400 | 2.6
211386621 | 11/07/2025 | Live | Johnson Controls Inc. (York International Norman) | FRASER-JOHNSTON | Singlezone Ducted, Centrally Ducted | 211386621 |  | HRCU-A-CB | HMH72B341 |  | XAFC48FXXN1+JMET12CS2N1+TXV |  |  |  | 9.5 | 17.5 | 8.5 | FALSE | FALSE | FALSE | 34000 | 25400 | 2.6 | 25400 | 2.6
211386618 | 11/07/2025 | Live | Johnson Controls Inc. (York International Norman) | LUXAIRE | Singlezone Ducted, Centrally Ducted | 211386618 |  | HRCU-A-CB | HMH72B341 |  | XAFC48FXXN1+JMET12CS2N1+TXV |  |  |  | 9.5 | 17.5 | 8.5 | FALSE | FALSE | FALSE | 34000 | 25400 | 2.6 | 25400 | 2.6
211386601 | 11/07/2025 | Live | Johnson Controls Inc. (York International Norman) | COLEMAN | Singlezone Ducted, Centrally Ducted | 211386601 |  | HRCU-A-CB | HMH72B341 |  | XAHC48FBCN1+JMET12CS2N1 |  |  |  | 9.5 | 17.5 | 8.5 | FALSE | FALSE | FALSE | 33800 | 24800 | 2.56 | 24800 | 2.56
211380222 | 11/07/2025 | Live | Johnson Controls Inc. (York International Norman) | YORK | Singlezone Ducted, Centrally Ducted | 211380222 |  | HRCU-A-CB | HMH72B341 |  | JHVTC42FBCC2N1 |  |  |  | 10 | 17.5 | 8.5 | FALSE | TRUE | FALSE | 34000 | 25000 | 2.62 | 25000 | 2.62
211380216 | 11/07/2025 | Live | Johnson Controls Inc. (York International Norman) | YORK | Singlezone Ducted, Centrally Ducted | 211380216 |  | HRCU-A-CB | HMH72B341 |  | XAFC48FBCN1+JMET12CS2N1 |  |  |  | 9.5 | 17.5 | 8.5 | FALSE | FALSE | FALSE | 34000 | 25400 | 2.6 | 25400 | 2.6
211380214 | 11/07/2025 | Live | Johnson Controls Inc. (York International Norman) | YORK | Singlezone Ducted, Centrally Ducted | 211380214 |  | HRCU-A-CB | HMH72B341 |  | XAFC48FXXN1+JMET12CS2N1+TXV |  |  |  | 9.5 | 17.5 | 8.5 | FALSE | FALSE | FALSE | 34000 | 25400 | 2.6 | 25400 | 2.6
211380211 | 11/07/2025 | Live | Johnson Controls Inc. (York International Norman) | YORK | Singlezone Ducted, Centrally Ducted | 211380211 |  | HRCU-A-CB | HMH72B341 |  | XAHC48FBCN1+JMET12CS2N1 |  |  |  | 9.5 | 17.5 | 8.5 | FALSE | FALSE | FALSE | 33800 | 24800 | 2.56 | 24800 | 2.56
211034583 | 07/24/2025 | Live | Lennox Industries | DUCANE | Singlezone Ducted, Compact Ducted | 211034583 |  | HRCU-A-CB | 4DHP2S36S-1P | Mini-Splits | DMD236S4-*P | 9 | 16.7 | 11.5 | 8.8 | 15.8 | 8.8 | FALSE | FALSE | FALSE | 36000 | 25000 | 2.41 | 27019 | 2.31
211016477 | 07/24/2025 | Live | Mitsubishi Electric Trane | TRANE / MITSUBISHI ELECTRIC | Multizone All Non-Ducted | 211016477 |  | HMSR-A-CB-O | NTXMSM60A182B* | Non-Ducted Indoor Units |  | 13.3 | 20 | 12 | 13.3 | 20 | 10.5 | FALSE | FALSE | TRUE | 60000 | 41500 | 2.9 | 65000 | 2.3
211016470 | 07/24/2025 | Live | Mitsubishi Electric Trane | TRANE / MITSUBISHI ELECTRIC | Multizone All Non-Ducted | 211016470 |  | HMSR-A-CB-O | NTXMSH42A152B* | Non-Ducted Indoor Units |  | 13.4 | 22 | 12 | 13.4 | 21.5 | 11.1 | FALSE | FALSE | TRUE | 42000 | 32000 | 2.8 | 48000 | 2.14
211016461 | 07/24/2025 | Live | Mitsubishi Electric Trane | MITSUBISHI ELECTRIC | Multizone All Non-Ducted | 211016461 |  | HMSR-A-CB-O | MXZ-SM60NAM2 | Non-Ducted Indoor Units |  | 13.3 | 20 | 12 | 13.3 | 20 | 10.5 | FALSE | FALSE | TRUE | 60000 | 41500 | 2.9 | 65000 | 2.3
211015538 | 07/24/2025 | Live | Trane U.S. Inc. | TRANE | Singlezone Ducted, Centrally Ducted | 211015538 |  | HRCU-A-CB | 4TWV8X24A1 | Ducted Indoor Units | TAMXB0B30V31 |  |  | 9.6 | 12.5 | 18 | 8.5 | TRUE | FALSE | TRUE | 23800 | 17100 | 2.05 | 17100 | 2.44
210929574 | 07/24/2025 | Live | Trane U.S. Inc. | AMERICAN STANDARD | Singlezone Ducted, Centrally Ducted | 210929574 |  | HRCU-A-CB | 4A6V0X24A1 | Ducted Indoor Units | TAMXB0B30V31 |  |  | 9.6 | 12.7 | 19.5 | 8.7 | TRUE | FALSE | TRUE | 23800 | 17100 | 2.05 | 17100 | 2.44
210929566 | 07/24/2025 | Live | Trane U.S. Inc. | TRANE | Singlezone Ducted, Centrally Ducted | 210929566 |  | HRCU-A-CB | 4TWV0X48A1 | Ducted Indoor Units | TAMXB0C60V51 |  |  | 9 | 11.7 | 19.5 | 8.5 | TRUE | FALSE | TRUE | 46000 | 35200 | 4.73 | 35500 | 2.19
210819459 | 07/24/2025 | Live | Mitsubishi Electric Trane | MITSUBISHI ELECTRIC | Singlezone Non-Ducted, Floor Placement | 210819459 |  | HRCU-A-CB-O | MUFZ-KJ09NAHZ*** | Mini-Splits | MFZ-KJ09NA*** | 15.8 | 28.2 | 13 | 15.8 | 28.7 | 11.3 | TRUE | FALSE | TRUE | 9000 | 7500 | 2.75 | 13400 | 2.11
210819447 | 07/24/2025 | Live | Mitsubishi Electric Trane | MITSUBISHI ELECTRIC | Singlezone Non-Ducted, Floor Placement | 210819447 |  | HRCU-A-CB-O | MUFZ-KJ15NAHZ*** | Mini-Splits | MFZ-KJ15NA*** | 13.5 | 21.8 | 11.6 | 13.5 | 22.2 | 10.7 | TRUE | FALSE | TRUE | 15000 | 12000 | 2.96 | 20000 | 1.93
210636934 | 07/24/2025 | Live | Trane U.S. Inc. | AMERICAN STANDARD | Singlezone Ducted, Centrally Ducted | 210636934 |  | HRCU-A-CB | 4A6V0X24A1 | Ducted Indoor Units | TEM8A0B24V21+TDR |  |  |  | 12.5 | 19 | 8.7 | TRUE | FALSE | TRUE | 23600 | 17600 | 2.06 | 17600 | 2.49
210636916 | 07/24/2025 | Live | Trane U.S. Inc. | TRANE | Singlezone Ducted, Centrally Ducted | 210636916 |  | HRCU-A-CB | 4TWL9036A1 | Ducted Indoor Units | TEM8A0D60V51+TDR |  |  |  | 11.5 | 17 | 9 | FALSE | FALSE | TRUE | 36000 | 23400 | 2.32 | 23100 | 2.97
211239259 | 07/24/2025 | Live | Johnson Controls Inc. (York International Norman) | YORK | Singlezone Ducted, Centrally Ducted | 211239259 |  | HRCU-A-CB | YZV36B21 |  | JHVVC36DE2C2N1+CC |  |  |  | 12 | 19.5 | 8.5 | TRUE | FALSE | FALSE | 33200 | 34000 | 2.08 | 34000 | 2.08
211238542 | 04/18/2025 | Live | Johnson Controls Inc. (York International Norman) | LUXAIRE | Singlezone Ducted, Centrally Ducted | 211238542 |  | HRCU-A-CB | HMH72B341 |  | JHETC36DBCS2N1 |  |  |  | 10.5 | 18.5 | 8.7 | FALSE | FALSE | FALSE | 34000 | 24600 | 2.6 | 24600 | 2.6
209482324 | 12/30/2024 | Live | Gree | GREE | Singlezone Non-Ducted, Wall Placement | 209482324 |  | HRCU-A-CB-O | GWH12QCXB-D3DND4C/O | Mini-Splits | GWH12QCXB-D3DN***/I | 11.3 | 20 | 10 | 11.3 | 20 | 8.5 | FALSE | FALSE | FALSE | 12000 | 7000 | 2.74 | 10500 | 2.11
211212530 | 12/30/2024 | Live | Johnson Controls Inc. (York International Norman) | LUXAIRE | Singlezone Ducted, Centrally Ducted | 211212530 |  | HRCU-A-CB | HL20B6021 |  | JHVVC60HE4C2N1+CC |  |  |  | 12 | 19 | 8.5 | FALSE | FALSE | FALSE | 52000 | 48000 | 2.38 | 48000 | 2.38
211010196 | 12/30/2024 | Live | Johnson Controls Inc. (York International Norman) | FRASER-JOHNSTON | Singlezone Ducted, Centrally Ducted | 211010196 |  | HRCU-A-CB | HL20B2421 |  | JHVVB24DE1C2N1+CC |  |  |  | 12.4 | 19 | 8.5 | TRUE | FALSE | FALSE | 23000 | 22800 | 2.16 | 22800 | 2.16
211010195 | 12/30/2024 | Live | Johnson Controls Inc. (York International Norman) | LUXAIRE | Singlezone Ducted, Centrally Ducted | 211010195 |  | HRCU-A-CB | HL20B4821 |  | JHVVC48HE3C2N1+CC |  |  |  | 12.4 | 19.5 | 8.5 | FALSE | FALSE | FALSE | 44500 | 43500 | 2.36 | 43500 | 2.36
211010194 | 12/30/2024 | Live | Johnson Controls Inc. (York International Norman) | COLEMAN | Singlezone Ducted, Centrally Ducted | 211010194 |  | HRCU-A-CB | HC20B6021 |  | JHVVD60HE4C2N1+CC |  |  |  | 12 | 19 | 8.5 | FALSE | FALSE | FALSE | 52500 | 46500 | 2.34 | 46500 | 2.34
211010193 | 12/30/2024 | Live | Johnson Controls Inc. (York International Norman) | CHAMPION HEATING AND COOLING | Singlezone Ducted, Centrally Ducted | 211010193 |  | HRCU-A-CB | HL20B2421 |  | JHVVB24DE1C2N1+CC |  |  |  | 12.4 | 19 | 8.5 | TRUE | FALSE | FALSE | 23000 | 22800 | 2.16 | 22800 | 2.16
211010180 | 12/30/2024 | Live | Johnson Controls Inc. (York International Norman) | CHAMPION HEATING AND COOLING | Singlezone Ducted, Centrally Ducted | 211010180 |  | HRCU-A-CB | HL20B3621 |  | JHVVB36DE2C2N1+CC |  |  |  | 12.4 | 19.5 | 8.5 | TRUE | FALSE | FALSE | 32000 | 35800 | 2.16 | 35800 | 2.16
210859424 | 12/30/2024 | Live | Johnson Controls Inc. (York International Norman) | JOHNSON CONTROLS | Singlezone Ducted, Centrally Ducted | 210859424 |  | HRCU-A-CB | HMH72B481 |  | JHETD60HBCS2N1 |  |  |  | 10 | 18.5 | 7.8 | FALSE | FALSE | FALSE | 48000 | 29800 | 2.46 | 29800 | 2.46
210859398 | 11/22/2024 | Live | Johnson Controls Inc. (York International Norman) | JOHNSON CONTROLS | Singlezone Ducted, Centrally Ducted | 210859398 |  | HRCU-A-CB | HMH72B481 |  | JHVTD60HBCC2N1 |  |  |  | 10 | 18 | 7.8 | FALSE | FALSE | FALSE | 48000 | 29400 | 2.48 | 29400 | 2.48
210852010 | 08/29/2024 | Live | Johnson Controls Inc. (York International Norman) | JOHNSON CONTROLS | Singlezone Ducted, Centrally Ducted | 210852010 |  | HRCU-A-CB | HMH72B361 |  | XAFB36DBCN1+JMET12BS2N1 |  |  |  | 9 | 18 | 8.1 | FALSE | FALSE | FALSE | 36000 | 25200 | 2.6 | 25200 | 2.6
210851848 | 08/29/2024 | Live | Johnson Controls Inc. (York International Norman) | JOHNSON CONTROLS | Singlezone Ducted, Centrally Ducted | 210851848 |  | HRCU-A-CB | HMH72B481 |  | XAFD60JBCN1+JMVT20DC2N1 |  |  |  | 10 | 18 | 7.8 | FALSE | FALSE | FALSE | 47500 | 29800 | 2.48 | 29800 | 2.48
210847316 | 08/29/2024 | Live | Johnson Controls Inc. (York International Norman) | JOHNSON CONTROLS | Singlezone Ducted, Centrally Ducted | 210847316 |  | HRCU-A-CB | HMH72B601 |  | XAHD60JXXN1+JMVT20DC2N1+TXV |  |  |  | 8.5 | 17 | 7.8 | FALSE | FALSE | FALSE | 57000 | 35600 | 2.42 | 35600 | 2.42
210846069 | 08/29/2024 | Live | Johnson Controls Inc. (York International Norman) | JOHNSON CONTROLS | Singlezone Ducted, Centrally Ducted | 210846069 |  | HRCU-A-CB | HMH72B481 |  | XAFD60HXXN1+JMET18DS2N1+TXV |  |  |  | 10 | 18 | 7.8 | FALSE | FALSE | FALSE | 48000 | 29800 | 2.46 | 29800 | 2.46
210846038 | 08/29/2024 | Live | Johnson Controls Inc. (York International Norman) | JOHNSON CONTROLS | Singlezone Ducted, Centrally Ducted | 210846038 |  | HRCU-A-CB | HMH72B601 |  | XAFD60JXXN1+JMET18DS2N1+TXV |  |  |  | 8.5 | 17 | 7.8 | FALSE | FALSE | FALSE | 58500 | 36400 | 2.46 | 36400 | 2.46
210839585 | 08/29/2024 | Live | Johnson Controls Inc. (York International Norman) | JOHNSON CONTROLS | Singlezone Ducted, Centrally Ducted | 210839585 |  | HRCU-A-CB | HMH72B361 |  | JHVTC36DBCC2N1 | 9.5 | 17.75 | 10.5 | 9 | 18 | 8.1 | FALSE | FALSE | FALSE | 36000 | 25000 | 2.66 | 25000 | 2.66
208106851 | 08/22/2024 | Live | Lennox Industries | DUCANE | Multizone All Non-Ducted | 208106851 |  | HMSV-A-CB | 4DHP2S36M-1P | Non-Ducted Indoor Units |  | 11.5 | 23 | 11.3 | 11.7 | 23.9 | 9.5 | TRUE | FALSE | TRUE | 36000 | 26800 | 3.14 | 29700 | 2.08
208106848 | 07/24/2024 | Live | Lennox Industries | DUCANE | Multizone All Non-Ducted | 208106848 |  | HMSV-A-CB | 4DHP2S30M-1P | Non-Ducted Indoor Units |  | 12.5 | 23.8 | 10.5 | 12.7 | 24.6 | 9.3 | TRUE | FALSE | FALSE | 28000 | 21000 | 3.42 | 22987 | 2
208106834 | 07/24/2024 | Live | Lennox Industries | CONCORD | Multizone All Ducted | 208106834 |  | HMSV-A-CB | 4DHP2S30M-1P | Ducted Indoor Units |  | 11.2 | 19.5 | 10.2 | 11.7 | 20.7 | 9.2 | TRUE | FALSE | TRUE | 28000 | 22000 | 3.5 | 18500 | 2.05
208106818 | 08/22/2024 | Live | Lennox Industries | ARMSTRONG AIR | Multizone All Non-Ducted | 208106818 |  | HMSV-A-CB | 4DHP2S30M-1P | Non-Ducted Indoor Units |  | 12.5 | 23.8 | 10.5 | 12.7 | 24.6 | 9.3 | TRUE | FALSE | FALSE | 28000 | 21000 | 3.42 | 22987 | 2
207820971 | 08/22/2024 | Live | Trane U.S. Inc. | AMERICAN STANDARD | Singlezone Ducted, Centrally Ducted | 207820971 |  | HRCU-A-CB | 4A6L9048A1 | Ducted Indoor Units | TEM8B0C60V51+TDR |  |  | 11 | 12 | 19 | 9 | TRUE | FALSE | TRUE | 48500 | 31200 | 3.17 | 31200 | 2.88
207820955 | 05/24/2024 | Live | Trane U.S. Inc. | TRANE | Singlezone Ducted, Centrally Ducted | 207820955 |  | HRCU-A-CB | 4TWV8X48A1 | Ducted Indoor Units | TEM8B0C60V51+TDR |  |  | 10 | 12 | 18 | 8.5 | TRUE | FALSE | TRUE | 47000 | 36600 | 4.55 | 36900 | 2.37
207805710 | 11/07/2025 | Live | Trane U.S. Inc. | AMERICAN STANDARD | Singlezone Ducted, Centrally Ducted | 207805710 |  | HRCU-A-CB | 4A6V8X48A1 | Ducted Indoor Units | 4TXCC005DS3+P0V0C000M50SC+RP |  |  | 9 | 11.5 | 18 | 8.5 | FALSE | FALSE | TRUE | 44000 | 37000 | 5.02 | 36800 | 2.17
207805709 | 11/07/2025 | Live | Trane U.S. Inc. | AMERICAN STANDARD | Singlezone Ducted, Centrally Ducted | 207805709 |  | HRCU-A-CB | 4A6V8X48A1 | Ducted Indoor Units | 4PX*DU60BS3+P0V0C000M50SC+RP |  |  | 9.6 | 12 | 18 | 8.5 | TRUE | FALSE | TRUE | 45500 | 35400 | 4.63 | 35700 | 2.24
207805707 | 11/07/2025 | Live | Trane U.S. Inc. | AMERICAN STANDARD | Singlezone Ducted, Centrally Ducted | 207805707 |  | HRCU-A-CB | 4A6V8X48A1 | Ducted Indoor Units | 4PX*DU48BS3+P0V0D000M50SC+RP |  |  | 10 | 12 | 18 | 8.5 | TRUE | FALSE | TRUE | 46000 | 37000 | 4.71 | 37300 | 2.3
207805702 | 11/07/2025 | Live | Trane U.S. Inc. | AMERICAN STANDARD | Singlezone Ducted, Centrally Ducted | 207805702 |  | HRCU-A-CB | 4A6V8X48A1 | Ducted Indoor Units | 4PX*DD60BS3+P0V0D000M50SC+RP |  |  | 10 | 12 | 18 | 8.5 | TRUE | FALSE | TRUE | 46000 | 36400 | 4.72 | 36700 | 2.26
207805665 | 11/07/2025 | Live | Trane U.S. Inc. | AMERICAN STANDARD | Singlezone Ducted, Centrally Ducted | 207805665 |  | HRCU-A-CB | 4A6V0X48A1 | Ducted Indoor Units | 4TXCC009DS3+P0V0C000M50SC+RP |  |  | 9.5 | 12 | 20 | 8.5 | TRUE | FALSE | TRUE | 47000 | 36000 | 4.71 | 36300 | 2.25
207805661 | 11/07/2025 | Live | Trane U.S. Inc. | AMERICAN STANDARD | Singlezone Ducted, Centrally Ducted | 207805661 |  | HRCU-A-CB | 4A6V0X48A1 | Ducted Indoor Units | 4PX*DU60BS3+P0V0D000M50SC+RP |  |  | 9.5 | 12 | 20 | 8.5 | TRUE | FALSE | TRUE | 47000 | 35800 | 4.64 | 36100 | 2.27
207805659 | 11/07/2025 | Live | Trane U.S. Inc. | AMERICAN STANDARD | Singlezone Ducted, Centrally Ducted | 207805659 |  | HRCU-A-CB | 4A6V0X48A1 | Ducted Indoor Units | 4PX*DU48BS3+P0V0D000M50SC+RP |  |  | 9.5 | 12 | 19.5 | 8.5 | TRUE | FALSE | TRUE | 46000 | 36200 | 4.78 | 36500 | 2.21
207805625 | 11/07/2025 | Live | Trane U.S. Inc. | TRANE | Singlezone Ducted, Centrally Ducted | 207805625 |  | HRCU-A-CB | 4TWV8X48A1 | Ducted Indoor Units | 4TXCD010DS3+P0V0C000M50SC+RP |  |  | 9.5 | 12 | 18 | 8.5 | TRUE | FALSE | TRUE | 45500 | 35400 | 4.63 | 35700 | 2.24
207805616 | 11/07/2025 | Live | Trane U.S. Inc. | TRANE | Singlezone Ducted, Centrally Ducted | 207805616 |  | HRCU-A-CB | 4TWV8X48A1 | Ducted Indoor Units | 4PX*DU48BS3+P0V0C000M50SC+RP |  |  | 9.5 | 12 | 18 | 8.5 | TRUE | FALSE | TRUE | 45000 | 36000 | 4.75 | 36300 | 2.22
207805231 | 11/07/2025 | Live | Trane U.S. Inc. | AMERICAN STANDARD | Singlezone Ducted, Centrally Ducted | 207805231 |  | HRCU-A-CB | 4A6L9060A1 | Ducted Indoor Units | 4PX*CD60BS3+P0V0C000M50SC+RP |  |  | 10 | 10 | 19 | 8.5 | FALSE | FALSE | TRUE | 59000 | 38000 | 4.38 | 38100 | 2.53
207805227 | 11/07/2025 | Live | Trane U.S. Inc. | AMERICAN STANDARD | Singlezone Ducted, Centrally Ducted | 207805227 |  | HRCU-A-CB | 4A6L9048A1 | Ducted Indoor Units | 4TXCD008DS3+P0V0C000M50SC+RP |  |  | 10 | 12 | 19 | 8.7 | TRUE | FALSE | TRUE | 46500 | 31000 | 3.34 | 30900 | 2.71
207805222 | 11/07/2025 | Live | Trane U.S. Inc. | AMERICAN STANDARD | Singlezone Ducted, Centrally Ducted | 207805222 |  | HRCU-A-CB | 4A6L9048A1 | Ducted Indoor Units | 4PX*DU60BS3+P0V0C000M50SC+RP |  |  | 10 | 12 | 19 | 8.7 | TRUE | FALSE | TRUE | 47500 | 30600 | 3.27 | 30500 | 2.75
207805221 | 11/07/2025 | Live | Trane U.S. Inc. | AMERICAN STANDARD | Singlezone Ducted, Centrally Ducted | 207805221 |  | HRCU-A-CB | 4A6L9048A1 | Ducted Indoor Units | 4PX*DU48BS3+P0V0D000M50SC+RP |  |  | 10.5 | 12 | 19 | 9 | TRUE | FALSE | TRUE | 48000 | 31800 | 3.3 | 31700 | 2.82
207805209 | 11/07/2025 | Live | Trane U.S. Inc. | AMERICAN STANDARD | Singlezone Ducted, Centrally Ducted | 207805209 |  | HRCU-A-CB | 4A6L9048A1 | Ducted Indoor Units | 4PX*CU42BS3+P0V0C000M50SC+RP |  |  | 10 | 11.7 | 19 | 9 | TRUE | FALSE | TRUE | 48000 | 32400 | 3.44 | 32300 | 2.75
207805203 | 11/07/2025 | Live | Trane U.S. Inc. | AMERICAN STANDARD | Singlezone Ducted, Centrally Ducted | 207805203 |  | HRCU-A-CB | 4A6L9036A1 | Ducted Indoor Units | 4TXCB006DS3+P0V0B000M40SC+RP |  |  | 10.5 | 12 | 16.5 | 8.5 | TRUE | FALSE | TRUE | 34800 | 22400 | 2.45 | 23300 | 2.68
207805200 | 11/07/2025 | Live | Trane U.S. Inc. | AMERICAN STANDARD | Singlezone Ducted, Centrally Ducted | 207805200 |  | HRCU-A-CB | 4A6L9036A1 | Ducted Indoor Units | 4TXCB004DS3+P0V0A000M30SC+RP |  |  | 10 | 11.5 | 16 | 8.1 | FALSE | FALSE | TRUE | 32800 | 22200 | 2.58 | 22500 | 2.53
207805196 | 11/07/2025 | Live | Trane U.S. Inc. | AMERICAN STANDARD | Singlezone Ducted, Centrally Ducted | 207805196 |  | HRCU-A-CB | 4A6L9036A1 | Ducted Indoor Units | 4PX*BU42BS3+P0V0A000M30SC+RP |  |  | 10 | 11.7 | 16 | 8.2 | TRUE | FALSE | TRUE | 33600 | 22200 | 2.54 | 23000 | 2.55
207805194 | 11/07/2025 | Live | Trane U.S. Inc. | AMERICAN STANDARD | Singlezone Ducted, Centrally Ducted | 207805194 |  | HRCU-A-CB | 4A6L9036A1 | Ducted Indoor Units | 4PX*BU36BS3+P0V0A000M30SC+RP |  |  | 10 | 11.5 | 16 | 8.1 | FALSE | FALSE | TRUE | 32800 | 22200 | 2.58 | 22500 | 2.53
207805189 | 11/07/2025 | Live | Trane U.S. Inc. | AMERICAN STANDARD | Singlezone Ducted, Centrally Ducted | 207805189 |  | HRCU-A-CB | 4A6L9036A1 | Ducted Indoor Units | 4PX*BD42BS3+P0V0B000M40SC+RP |  |  | 9.6 | 12 | 16.5 | 8.1 | TRUE | FALSE | TRUE | 35200 | 22800 | 2.72 | 23700 | 2.45
207805186 | 11/07/2025 | Live | Trane U.S. Inc. | AMERICAN STANDARD | Singlezone Ducted, Centrally Ducted | 207805186 |  | HRCU-A-CB | 4A6L9036A1 | Ducted Indoor Units | 4PX*BD36BS3+P0V0B000M40SC+RP |  |  | 9.6 | 11.7 | 16.5 | 8.1 | TRUE | FALSE | TRUE | 33800 | 23000 | 2.81 | 23900 | 2.41
207804977 | 11/07/2025 | Live | Trane U.S. Inc. | TRANE | Singlezone Ducted, Centrally Ducted | 207804977 |  | HRCU-A-CB | 4TWL9060A1 | Ducted Indoor Units | 4TXCD010DS3+P0V0D000M50SC+RP |  |  | 10 | 11 | 19 | 8.7 | FALSE | FALSE | TRUE | 59000 | 38000 | 4.19 | 38000 | 2.66
207804974 | 11/07/2025 | Live | Trane U.S. Inc. | TRANE | Singlezone Ducted, Centrally Ducted | 207804974 |  | HRCU-A-CB | 4TWL9060A1 | Ducted Indoor Units | 4TXCC009DS3+P0V0C000M50SC+RP |  |  | 9.5 | 10 | 19 | 8.7 | FALSE | FALSE | TRUE | 59000 | 38000 | 4.28 | 38100 | 2.61
207804972 | 11/07/2025 | Live | Trane U.S. Inc. | TRANE | Singlezone Ducted, Centrally Ducted | 207804972 |  | HRCU-A-CB | 4TWL9060A1 | Ducted Indoor Units | 4PX*DU60BS3+P0V0D000M50SC+RP |  |  | 10 | 11 | 19 | 8.7 | FALSE | FALSE | TRUE | 59000 | 38000 | 4.19 | 38000 | 2.66
207804968 | 11/07/2025 | Live | Trane U.S. Inc. | TRANE | Singlezone Ducted, Centrally Ducted | 207804968 |  | HRCU-A-CB | 4TWL9060A1 | Ducted Indoor Units | 4PX*DD60BS3+P0V0C000M50SC+RP |  |  | 10 | 10 | 19 | 8.5 | FALSE | FALSE | TRUE | 55500 | 37000 | 4.34 | 37000 | 2.5
207804966 | 11/07/2025 | Live | Trane U.S. Inc. | TRANE | Singlezone Ducted, Centrally Ducted | 207804966 |  | HRCU-A-CB | 4TWL9060A1 | Ducted Indoor Units | 4PX*CU60BS3+P0V0C000M50SC+RP |  |  | 10 | 10 | 19 | 8.7 | FALSE | FALSE | TRUE | 59000 | 38000 | 4.28 | 38100 | 2.61
207804962 | 11/07/2025 | Live | Trane U.S. Inc. | TRANE | Singlezone Ducted, Centrally Ducted | 207804962 |  | HRCU-A-CB | 4TWL9048A1 | Ducted Indoor Units | 4TXCD010DS3+P0V0C000M50SC+RP |  |  | 10 | 12 | 19 | 8.7 | TRUE | FALSE | TRUE | 47500 | 30600 | 3.27 | 30500 | 2.75
207804961 | 11/07/2025 | Live | Trane U.S. Inc. | TRANE | Singlezone Ducted, Centrally Ducted | 207804961 |  | HRCU-A-CB | 4TWL9048A1 | Ducted Indoor Units | 4TXCD008DS3+P0V0D000M50SC+RP |  |  | 10 | 12 | 19 | 9 | TRUE | FALSE | TRUE | 48000 | 32000 | 3.33 | 31900 | 2.82
207804955 | 11/07/2025 | Live | Trane U.S. Inc. | TRANE | Singlezone Ducted, Centrally Ducted | 207804955 |  | HRCU-A-CB | 4TWL9048A1 | Ducted Indoor Units | 4PX*DU60BS3+P0V0C000M50SC+RP |  |  | 10 | 12 | 19 | 8.7 | TRUE | FALSE | TRUE | 47500 | 30600 | 3.27 | 30500 | 2.75
207804954 | 11/07/2025 | Live | Trane U.S. Inc. | TRANE | Singlezone Ducted, Centrally Ducted | 207804954 |  | HRCU-A-CB | 4TWL9048A1 | Ducted Indoor Units | 4PX*DU48BS3+P0V0D000M50SC+RP |  |  | 10.5 | 12 | 19 | 9 | TRUE | FALSE | TRUE | 48000 | 31800 | 3.3 | 31700 | 2.82
207804943 | 11/07/2025 | Live | Trane U.S. Inc. | TRANE | Singlezone Ducted, Centrally Ducted | 207804943 |  | HRCU-A-CB | 4TWL9048A1 | Ducted Indoor Units | 4PX*CU48BS3+P0V0C000M50SC+RP |  |  | 10 | 11.7 | 19 | 9 | TRUE | FALSE | TRUE | 48000 | 32000 | 3.35 | 31900 | 2.8
207804932 | 11/07/2025 | Live | Trane U.S. Inc. | TRANE | Singlezone Ducted, Centrally Ducted | 207804932 |  | HRCU-A-CB | 4TWL9036A1 | Ducted Indoor Units | 4PX*BU48BS3+P0V0B000M40SC+RP |  |  | 10 | 12 | 16.5 | 8.7 | TRUE | FALSE | TRUE | 34800 | 22600 | 2.49 | 23500 | 2.67
207804930 | 11/07/2025 | Live | Trane U.S. Inc. | TRANE | Singlezone Ducted, Centrally Ducted | 207804930 |  | HRCU-A-CB | 4TWL9036A1 | Ducted Indoor Units | 4PX*BU42BS3+P0V0B000M40SC+RP |  |  | 10 | 12 | 16 | 8.7 | TRUE | FALSE | TRUE | 34800 | 23000 | 2.52 | 23900 | 2.68
207804929 | 11/07/2025 | Live | Trane U.S. Inc. | TRANE | Singlezone Ducted, Centrally Ducted | 207804929 |  | HRCU-A-CB | 4TWL9036A1 | Ducted Indoor Units | 4PX*BU42BS3+P0V0A000M30SC+RP |  |  | 10 | 11.7 | 16 | 8.2 | TRUE | FALSE | TRUE | 33600 | 22200 | 2.54 | 23000 | 2.55
207804921 | 11/07/2025 | Live | Trane U.S. Inc. | TRANE | Singlezone Ducted, Centrally Ducted | 207804921 |  | HRCU-A-CB | 4TWL9036A1 | Ducted Indoor Units | 4PX*BD42BS3+P0V0A000M30SC+RP |  |  | 9.6 | 11.7 | 16.5 | 7.8 | FALSE | FALSE | FALSE | 34000 | 22200 | 2.76 | 23000 | 2.37
207709012 | 11/07/2025 | Live | Trane U.S. Inc. | AMERICAN STANDARD | Singlezone Ducted, Centrally Ducted | 207709012 |  | HRCU-A-CB | 4A6L9060A1 | Ducted Indoor Units | TEM8A0C48V41+TDR |  |  | 10.25 | 11 | 19 | 8.7 | FALSE | FALSE | TRUE | 58500 | 38000 | 4.16 | 38300 | 2.69
207708987 | 11/07/2025 | Live | Trane U.S. Inc. | TRANE | Singlezone Ducted, Centrally Ducted | 207708987 |  | HRCU-A-CB | 4TWV0X60A1 | Ducted Indoor Units | TEM8A0C48V41+TDR |  |  | 9 | 12 | 19.5 | 8.5 | TRUE | FALSE | TRUE | 54000 | 48500 | 4.41 | 49900 | 2.15
207690043 | 11/07/2025 | Live | Trane U.S. Inc. | TRANE | Singlezone Ducted, Centrally Ducted | 207690043 |  | HRCU-A-CB | 4TWV8X48A1 | Ducted Indoor Units | TAMXA0C60V51 |  |  | 10 | 12 | 18 | 8.5 | FALSE | FALSE | TRUE | 46000 | 35800 | 4.68 | 36100 | 2.23
207590074 | 11/07/2025 | Live | Trane U.S. Inc. | AMERICAN STANDARD | Singlezone Ducted, Centrally Ducted | 207590074 |  | HRCU-A-CB | 4A6V8X48A1 | Ducted Indoor Units | TEM8A0D48V41+TDR |  |  | 10 | 11.7 | 18 | 8.5 | FALSE | FALSE | TRUE | 45500 | 37000 | 4.56 | 37100 | 2.39
207590068 | 11/07/2025 | Live | Trane U.S. Inc. | AMERICAN STANDARD | Singlezone Ducted, Centrally Ducted | 207590068 |  | HRCU-A-CB | 4A6V8X36A1 | Ducted Indoor Units | TEM8A0C42V41+TDR |  |  | 10 | 12 | 18 | 8.5 | TRUE | FALSE | TRUE | 34800 | 26200 | 3.31 | 26400 | 2.33
207590066 | 11/07/2025 | Live | Trane U.S. Inc. | AMERICAN STANDARD | Singlezone Ducted, Centrally Ducted | 207590066 |  | HRCU-A-CB | 4A6V8X36A1 | Ducted Indoor Units | TEM8A0B30V31+TDR |  |  | 9.6 | 11.5 | 18 | 8.5 | FALSE | FALSE | TRUE | 33600 | 26600 | 3.45 | 26800 | 2.26
207590063 | 11/07/2025 | Live | Trane U.S. Inc. | AMERICAN STANDARD | Singlezone Ducted, Centrally Ducted | 207590063 |  | HRCU-A-CB | 4A6V0X60A1 | Ducted Indoor Units | TEM8A0D48V41+TDR |  |  | 10 | 11.5 | 18.5 | 8.7 | FALSE | TRUE | TRUE | 52000 | 48500 | 4.99 | 49700 | 2.17
207590057 | 11/07/2025 | Live | Trane U.S. Inc. | AMERICAN STANDARD | Singlezone Ducted, Centrally Ducted | 207590057 |  | HRCU-A-CB | 4A6V0X48A1 | Ducted Indoor Units | TEM8A0C42V41+TDR |  |  | 9.6 | 11.2 | 19.5 | 8.7 | FALSE | FALSE | TRUE | 44500 | 36000 | 4.63 | 36000 | 2.28
207590045 | 11/07/2025 | Live | Trane U.S. Inc. | AMERICAN STANDARD | Singlezone Ducted, Centrally Ducted | 207590045 |  | HRCU-A-CB | 4A6V8X24A1 | Ducted Indoor Units | TAM9A0B30V31 |  |  | 10 | 12.5 | 18 | 8.5 | TRUE | FALSE | TRUE | 23800 | 17100 | 2.04 | 17100 | 2.46
207590042 | 11/07/2025 | Live | Trane U.S. Inc. | AMERICAN STANDARD | Singlezone Ducted, Centrally Ducted | 207590042 |  | HRCU-A-CB | 4A6V0X48A1 | Ducted Indoor Units | TAM9A0C48V41 |  |  | 10 | 11.7 | 19.5 | 8.5 | TRUE | FALSE | TRUE | 45500 | 35200 | 4.65 | 35500 | 2.23
207559046 | 11/07/2025 | Live | Trane U.S. Inc. | TRANE | Singlezone Ducted, Centrally Ducted | 207559046 |  | HRCU-A-CB | 4TWV0X36A1 | Ducted Indoor Units | TAM9A0B30V31 |  |  | 10 | 12.5 | 20 | 8.7 | TRUE | FALSE | TRUE | 34400 | 26400 | 3.36 | 26600 | 2.3
207526363 | 11/07/2025 | Live | Trane U.S. Inc. | TRANE | Singlezone Ducted, Centrally Ducted | 207526363 |  | HRCU-A-CB | 4TWV8X60A1 | Ducted Indoor Units | TEM8A0D60V51+TDR |  |  | 9.6 | 11.5 | 18 | 8.5 | FALSE | TRUE | TRUE | 51500 | 48000 | 4.77 | 49200 | 2.13
207526353 | 11/07/2025 | Live | Trane U.S. Inc. | TRANE | Singlezone Ducted, Centrally Ducted | 207526353 |  | HRCU-A-CB | 4TWV8X36A1 | Ducted Indoor Units | TEM8A0C36V31+TDR |  |  | 10 | 12 | 18 | 8.5 | TRUE | FALSE | TRUE | 34800 | 26200 | 3.31 | 26400 | 2.32
207526330 | 11/07/2025 | Live | Trane U.S. Inc. | TRANE | Singlezone Ducted, Centrally Ducted | 207526330 |  | HRCU-A-CB | 4TWV8X36A1 | Ducted Indoor Units | TAM9A0B30V31 |  |  | 10 | 12 | 18 | 8.5 | TRUE | FALSE | TRUE | 34000 | 26200 | 3.37 | 26400 | 2.28
207525863 | 11/07/2025 | Live | Mitsubishi Electric Trane | TRANE / MITSUBISHI ELECTRIC | Multizone Mix of Ducted and Non-Ducted | 207525863 |  | HMSV-A-CB | NTXMSM48A182A* | Mixed Ducted and Non-Ducted Indoor Units |  | 12.2 | 19.75 | 11.5 | 11.8 | 19.5 | 9.65 | TRUE | FALSE | TRUE | 48000 | 33200 | 2.53 | 37800 | 1.96
207525856 | 11/07/2025 | Live | Mitsubishi Electric Trane | MITSUBISHI ELECTRIC | Multizone Mix of Ducted and Non-Ducted | 207525856 |  | HMSV-A-CB | MXZ-SM42NAMHZ | Mixed Ducted and Non-Ducted Indoor Units |  | 12.2 | 20 | 11.5 | 12 | 19.75 | 10.55 | TRUE | FALSE | TRUE | 42000 | 32000 | 2.64 | 48000 | 2.04
207525854 | 11/07/2025 | Live | Mitsubishi Electric Trane | MITSUBISHI ELECTRIC | Multizone Mix of Ducted and Non-Ducted | 207525854 |  | HMSV-A-CB | MXZ-SM36NAM | Mixed Ducted and Non-Ducted Indoor Units |  | 13.8 | 20.65 | 11.85 | 13.5 | 20.75 | 10.5 | TRUE | FALSE | FALSE | 36000 | 26400 | 2.73 | 29400 | 2.15
207518835 | 11/07/2025 | Live | Mitsubishi Electric Trane | TRANE / MITSUBISHI ELECTRIC | Multizone All Ducted | 207518835 |  | HMSV-A-CB | NTXMSM36A142A* | Ducted Indoor Units |  | 12.6 | 18.3 | 11.2 | 12 | 18.5 | 10 | TRUE | FALSE | TRUE | 36000 | 26600 | 2.7 | 29400 | 2.1
207517164 | 11/07/2025 | Live | Mitsubishi Electric Trane | TRANE / MITSUBISHI ELECTRIC | Multizone All Non-Ducted | 207517164 |  | HMSR-A-CB-O | NTXMSH42A152A* | Non-Ducted Indoor Units |  | 13.4 | 22 | 12 | 13.4 | 21.5 | 11.1 | TRUE | FALSE | TRUE | 42000 | 32000 | 2.8 | 48000 | 2.3
207517158 | 11/07/2025 | Live | Mitsubishi Electric Trane | MITSUBISHI ELECTRIC | Multizone All Non-Ducted | 207517158 |  | HMSR-A-CB-O | MXZ-SM48NAMHZ | Non-Ducted Indoor Units |  | 13.1 | 23 | 12 | 13.1 | 23 | 11.5 | FALSE | FALSE | TRUE | 48000 | 39000 | 2.7 | 54000 | 2.5
207517152 | 11/07/2025 | Live | Mitsubishi Electric Trane | MITSUBISHI ELECTRIC | Multizone All Non-Ducted | 207517152 |  | HMSR-A-CB-O | MXZ-SM36NAMHZ | Non-Ducted Indoor Units |  | 15 | 23 | 12.5 | 15 | 23 | 12 | FALSE | FALSE | TRUE | 36000 | 32600 | 2.8 | 42000 | 2.15
207517151 | 11/07/2025 | Live | Mitsubishi Electric Trane | MITSUBISHI ELECTRIC | Multizone All Ducted | 207517151 |  | HMSV-A-CB | MXZ-SM36NAM | Ducted Indoor Units |  | 12.6 | 18.3 | 11.2 | 12 | 18.5 | 10 | TRUE | FALSE | TRUE | 36000 | 26600 | 2.7 | 29400 | 2.1
207465450 | 11/07/2025 | Live | Samsung Electronics | SAMSUNG | Singlezone Ducted, Centrally Ducted | 207465450 |  | HRCU-A-CB | AC018BXADCH | Mini-Splits | AC018BNLDCH | 12.1 | 19.8 | 9 | 11.5 | 18.5 | 7.5 | FALSE | FALSE | FALSE | 18000 | 12800 | 2.23 | 22200 | 1.82
210622628 | 11/07/2025 | Live | Johnson Controls Inc. (York International Norman) | COLEMAN | Singlezone Ducted, Centrally Ducted | 210622628 |  | HRCU-A-CB | HMH72B481 |  | JHVTC60HBCC2N1 |  |  |  | 10 | 18 | 7.8 | FALSE | FALSE | FALSE | 48000 | 29800 | 2.44 | 29800 | 2.44
210621473 | 11/07/2025 | Live | Johnson Controls Inc. (York International Norman) | FRASER-JOHNSTON | Singlezone Ducted, Centrally Ducted | 210621473 |  | HRCU-A-CB | HMH72B361 |  | XAUB36DXXN1+JMET12BS2N1+TXV |  |  |  | 9 | 18 | 8.1 | FALSE | FALSE | FALSE | 36000 | 25200 | 2.6 | 25200 | 2.6
210621463 | 11/07/2025 | Live | Johnson Controls Inc. (York International Norman) | COLEMAN | Singlezone Ducted, Centrally Ducted | 210621463 |  | HRCU-A-CB | HMH72B361 |  | XAFB36DXXN1+JMET12BS2N1+TXV |  |  |  | 9 | 18 | 8.1 | FALSE | FALSE | FALSE | 36000 | 25200 | 2.6 | 25200 | 2.6
210619731 | 11/07/2025 | Live | Johnson Controls Inc. (York International Norman) | CHAMPION HEATING AND COOLING | Singlezone Ducted, Centrally Ducted | 210619731 |  | HRCU-A-CB | HMH72B481 |  | JHVTD60HBCC2N1 |  |  |  | 10 | 18 | 7.8 | FALSE | FALSE | FALSE | 48000 | 29400 | 2.48 | 29400 | 2.48
210619108 | 11/07/2025 | Live | Johnson Controls Inc. (York International Norman) | YORK | Singlezone Ducted, Centrally Ducted | 210619108 |  | HRCU-A-CB | HMH72B361 |  | XAFB36DXXN1+JMET12BS2N1+TXV |  |  |  | 9 | 18 | 8.1 | FALSE | FALSE | FALSE | 36000 | 25200 | 2.6 | 25200 | 2.6
207350094 | 11/07/2025 | Live | Samsung Electronics | SAMSUNG | Multizone Mix of Ducted and Non-Ducted | 207350094 |  | HMSV-A-CB | AJ024BXS4CH | Mixed Ducted and Non-Ducted Indoor Units |  | 11.8 | 17.5 | 9.75 | 11.8 | 18.75 | 8.65 | FALSE | FALSE | TRUE | 25000 | 14800 | 2.51 | 25000 | 1.95
207349919 | 11/07/2025 | Live | Samsung Electronics | SAMSUNG | Multizone All Non-Ducted | 207349919 |  | HMSR-A-CB-O | AJ030BXS4CH | Non-Ducted Indoor Units |  | 12.5 | 19 | 11 | 12.5 | 20 | 9 | TRUE | TRUE | FALSE | 28400 | 17500 | 3.09 | 28600 | 2.1
210440222 | 11/07/2025 | Live | Johnson Controls Inc. (York International Norman) | YORK | Singlezone Ducted, Centrally Ducted | 210440222 |  | HRCU-A-CB | HMH72B481 |  | XAFD60HBCN1+JMVT20DC2N1 | 10.5 | 18.5 | 9.5 | 10 | 18.5 | 7.8 | FALSE | FALSE | FALSE | 48000 | 29600 | 2.48 | 29600 | 2.48
210440159 | 11/07/2025 | Live | Johnson Controls Inc. (York International Norman) | LUXAIRE | Singlezone Ducted, Centrally Ducted | 210440159 |  | HRCU-A-CB | HMH72B481 |  | XAFD60HXXN1+JMVT20DC2N1+TXV | 10.5 | 18.5 | 9.5 | 10 | 18.5 | 7.8 | FALSE | FALSE | FALSE | 48000 | 29600 | 2.48 | 29600 | 2.48
210440140 | 11/07/2025 | Live | Johnson Controls Inc. (York International Norman) | COLEMAN | Singlezone Ducted, Centrally Ducted | 210440140 |  | HRCU-A-CB | HMH72B481 |  | XAUD60HXXN1+JMVT20DC2N1+TXV | 10.5 | 18.5 | 9.5 | 10 | 18.5 | 7.8 | FALSE | FALSE | FALSE | 48000 | 29600 | 2.48 | 29600 | 2.48
210440120 | 11/07/2025 | Live | Johnson Controls Inc. (York International Norman) | LUXAIRE | Singlezone Ducted, Centrally Ducted | 210440120 |  | HRCU-A-CB | HMH72B481 |  | XAUD60HXXN1+JMVT20DC2N1+TXV | 10.5 | 18.5 | 9.5 | 10 | 18.5 | 7.8 | FALSE | FALSE | FALSE | 48000 | 29600 | 2.48 | 29600 | 2.48
209457664 | 11/07/2025 | Live | GENERALLUX | GENERALLUX | Singlezone Non-Ducted, Wall Placement | 209457664 |  | HRCU-A-CB-O | TSC-GL-12HA2/I3TO23 | Mini-Splits | TSC-GL-12HA2/I3TI23 | 13 | 23 | 10 | 13 | 23 | 9.5 | FALSE | FALSE | FALSE | 12000 | 7640 | 3.15 | 11100 | 2.48
209408051 | 11/07/2025 | Live | Johnson Controls Inc. (York International Norman) | YORK | Singlezone Ducted, Centrally Ducted | 209408051 |  | HRCU-A-CB | HMH72B361 |  | XAHB36DBCN1+JMVT12BC2N1 | 9 | 16.5 | 9.5 | 9 | 16.5 | 7.8 | FALSE | FALSE | FALSE | 35000 | 24400 | 2.52 | 24400 | 2.52
209403043 | 11/07/2025 | Live | Johnson Controls Inc. (York International Norman) | FRASER-JOHNSTON | Singlezone Ducted, Centrally Ducted | 209403043 |  | HRCU-A-CB | HMH72B601 |  | XAHD60JBCN1+JMVT20DC2N1 | 8.25 | 16.75 | 9.3 | 8.5 | 17 | 7.8 | FALSE | FALSE | FALSE | 57000 | 35600 | 2.42 | 35600 | 2.42
209403030 | 11/07/2025 | Live | Johnson Controls Inc. (York International Norman) | LUXAIRE | Singlezone Ducted, Centrally Ducted | 209403030 |  | HRCU-A-CB | HMH72B361 |  | XAHB36DBCN1+JMVT12BC2N1 | 9 | 16.5 | 9.5 | 9 | 16.5 | 7.8 | FALSE | FALSE | FALSE | 35000 | 24400 | 2.52 | 24400 | 2.52
204629573 | 11/07/2025 | Live | Mitsubishi Electric Trane | MITSUBISHI ELECTRIC | Singlezone Non-Ducted, Floor Placement | 204629573 |  | HRCU-A-CB-O | MUFZ-KJ12NAHZ*** | Mini-Splits | NAXFKS12A112A* | 13.6 | 25.5 | 12 | 13.6 | 26.7 | 10.6 | TRUE | FALSE | TRUE | 12000 | 8800 | 2.77 | 14800 | 2.29
208614101 | 11/07/2025 | Live | Johnson Controls Inc. (York International Norman) | CHAMPION HEATING AND COOLING | Singlezone Ducted, Centrally Ducted | 208614101 |  | HRCU-A-CB | HMH72B601 |  | XAFD60JBCN1+JMET18DS2N1 | 8.5 | 17 | 9.5 | 8.5 | 17 | 7.8 | FALSE | FALSE | FALSE | 58500 | 36400 | 2.46 | 36400 | 2.46
208614098 | 11/07/2025 | Live | Johnson Controls Inc. (York International Norman) | FRASER-JOHNSTON | Singlezone Ducted, Centrally Ducted | 208614098 |  | HRCU-A-CB | HMH72B601 |  | XAFD60JBCN1+JMET18DS2N1 | 8.5 | 17 | 9.5 | 8.5 | 17 | 7.8 | FALSE | FALSE | FALSE | 58500 | 36400 | 2.46 | 36400 | 2.46
208614093 | 11/07/2025 | Live | Johnson Controls Inc. (York International Norman) | LUXAIRE | Singlezone Ducted, Centrally Ducted | 208614093 |  | HRCU-A-CB | HMH72B601 |  | XAFD60JBCN1+JMET18DS2N1 | 8.5 | 17 | 9.5 | 8.5 | 17 | 7.8 | FALSE | FALSE | FALSE | 58500 | 36400 | 2.46 | 36400 | 2.46
208614087 | 11/07/2025 | Live | Johnson Controls Inc. (York International Norman) | CHAMPION HEATING AND COOLING | Singlezone Ducted, Centrally Ducted | 208614087 |  | HRCU-A-CB | HMH72B481 |  | JHETD60JBCS2N1 | 10.25 | 18.5 | 9.5 | 10 | 18.5 | 8.25 | FALSE | FALSE | FALSE | 48000 | 30200 | 2.48 | 30200 | 2.48
208614053 | 11/07/2025 | Live | Johnson Controls Inc. (York International Norman) | LUXAIRE | Singlezone Ducted, Centrally Ducted | 208614053 |  | HRCU-A-CB | HMH72B361 |  | JHETC36DBCS2N1 | 9.25 | 17.25 | 10 | 9 | 18 | 8.1 | FALSE | FALSE | FALSE | 36000 | 25000 | 2.62 | 25000 | 2.62
208614052 | 11/07/2025 | Live | Johnson Controls Inc. (York International Norman) | LUXAIRE | Singlezone Ducted, Centrally Ducted | 208614052 |  | HRCU-A-CB | HMH72B361 |  | XAFB36DBCN1+JMVT12BC2N1 | 9.25 | 17 | 10 | 9 | 18 | 8.1 | FALSE | FALSE | FALSE | 36000 | 25400 | 2.6 | 25400 | 2.6
208613133 | 11/07/2025 | Live | Johnson Controls Inc. (York International Norman) | YORK | Singlezone Ducted, Centrally Ducted | 208613133 |  | HRCU-A-CB | HMH72B361 |  | XAFB36DBCN1+JMVT12BC2N1 | 9.25 | 17 | 10 | 9 | 18 | 8.1 | FALSE | FALSE | FALSE | 36000 | 25400 | 2.6 | 25400 | 2.6
208552856 | 11/07/2025 | Live | Rheem | RHEEM | Singlezone Ducted, Centrally Ducted | 208552856 |  | HRCU-A-CB | RP18AZ24AJVC |  | RHMVZ2421HEACA |  |  |  | 12.5 | 20 | 8.5 | TRUE | TRUE | TRUE | 22800 | 24200 | 2.4 | 24200 | 2.4
208503327 | 11/07/2025 | Live | Johnson Controls Inc. (York International Norman) | CHAMPION HEATING AND COOLING | Singlezone Ducted, Centrally Ducted | 208503327 |  | HRCU-A-CB | HMH72B361 |  | XAHB36DXXN1+JMVT12BC2N1+TXV | 9 | 16.5 | 9.5 | 9 | 16.5 | 7.8 | FALSE | FALSE | FALSE | 35000 | 24400 | 2.52 | 24400 | 2.52
208503315 | 11/07/2025 | Live | Johnson Controls Inc. (York International Norman) | FRASER-JOHNSTON | Singlezone Ducted, Centrally Ducted | 208503315 |  | HRCU-A-CB | HMH72B361 |  | XAHB36DXXN1+JMVT12BC2N1+TXV | 9 | 16.5 | 9.5 | 9 | 16.5 | 7.8 | FALSE | FALSE | FALSE | 35000 | 24400 | 2.52 | 24400 | 2.52
208502170 | 11/07/2025 | Live | Johnson Controls Inc. (York International Norman) | FRASER-JOHNSTON | Singlezone Ducted, Centrally Ducted | 208502170 |  | HRCU-A-CB | HMH72B361 |  | XAUB36DXXN1+JMVT12BC2N1+TXV | 9.25 | 17 | 10 | 9 | 18 | 8.1 | FALSE | FALSE | FALSE | 36000 | 25400 | 2.6 | 25400 | 2.6
202538580 | 11/07/2025 | Live | Trane U.S. Inc. | TRANE | Singlezone Ducted, Centrally Ducted | 202538580 |  | HRCU-A-CB | 4TWL9036A1 | Ducted Indoor Units | TEM8A0B30V31+TDR |  |  | 9.5 | 10 | 17 | 9 | FALSE | FALSE | TRUE | 35200 | 24200 | 2.5 | 24000 | 2.85
208502164 | 11/07/2025 | Live | Johnson Controls Inc. (York International Norman) | CHAMPION HEATING AND COOLING | Singlezone Ducted, Centrally Ducted | 208502164 |  | HRCU-A-CB | HMH72B361 |  | XAFB36DXXN1+JMVT12BC2N1+TXV | 9.25 | 17 | 10 | 9 | 18 | 8.1 | FALSE | FALSE | FALSE | 36000 | 25400 | 2.6 | 25400 | 2.6
208500545 | 11/07/2025 | Live | Johnson Controls Inc. (York International Norman) | FRASER-JOHNSTON | Singlezone Ducted, Centrally Ducted | 208500545 |  | HRCU-A-CB | HMH72B601 |  | XAFD60JXXN1+JMET18DS2N1+TXV | 8.5 | 17 | 9.5 | 8.5 | 17 | 7.8 | FALSE | FALSE | FALSE | 58500 | 36400 | 2.46 | 36400 | 2.46
202373719 | 11/07/2025 | Live | Mitsubishi Electric Trane | TRANE / MITSUBISHI ELECTRIC | Singlezone Non-Ducted, Floor Placement | 202373719 |  | HRCU-A-CB-O | NTXSPF18A112A* | Mini-Splits | NTXFKS18A112A* | 12.6 | 21 | 11.3 | 12.6 | 22 | 10.3 | TRUE | FALSE | TRUE | 17000 | 12800 | 2.62 | 23000 | 2.1
202373717 | 11/07/2025 | Live | Mitsubishi Electric Trane | TRANE / MITSUBISHI ELECTRIC | Singlezone Non-Ducted, Floor Placement | 202373717 |  | HRCU-A-CB-O | NTXSPF12A112A* |  | NTXFKS12A112A* | 13.6 | 25.5 | 12 | 13.6 | 26.7 | 10.6 | TRUE | FALSE | TRUE | 12000 | 8800 | 2.77 | 14800 | 2.29
201923002 | 11/07/2025 | Live | Trane U.S. Inc. | TRANE | Singlezone Ducted, Centrally Ducted | 201923002 |  | HRCU-A-CB | 4TWL9024A1 | Ducted Indoor Units | TAM9A0C36V31 |  |  | 11.5 | 12.5 | 18.5 | 9 | TRUE | FALSE | TRUE | 23800 | 13600 | 1.35 | 13500 | 2.95
201922848 | 11/07/2025 | Live | Trane U.S. Inc. | AMERICAN STANDARD | Singlezone Ducted, Centrally Ducted | 201922848 |  | HRCU-A-CB | 4A6L9060A1 | Ducted Indoor Units | TEM8A0D60V51+TDR |  |  | 10.5 | 10 | 18.5 | 9 | FALSE | FALSE | TRUE | 55500 | 38000 | 4.25 | 38300 | 2.63
201922847 | 11/07/2025 | Live | Trane U.S. Inc. | AMERICAN STANDARD | Singlezone Ducted, Centrally Ducted | 201922847 |  | HRCU-A-CB | 4A6L9060A1 | Ducted Indoor Units | TEM8A0D48V41+TDR |  |  | 10.75 | 10 | 19 | 9 | FALSE | FALSE | TRUE | 56000 | 38500 | 4.24 | 38800 | 2.67
201922738 | 11/07/2025 | Live | Trane U.S. Inc. | AMERICAN STANDARD | Singlezone Ducted, Centrally Ducted | 201922738 |  | HRCU-A-CB | 4A6L9048A1 | Ducted Indoor Units | TEM8A0D48V41+TDR |  |  | 11 | 11.7 | 19 | 9 | FALSE | FALSE | TRUE | 47000 | 32200 | 3.3 | 32100 | 2.87
201922736 | 11/07/2025 | Live | Trane U.S. Inc. | AMERICAN STANDARD | Singlezone Ducted, Centrally Ducted | 201922736 |  | HRCU-A-CB | 4A6L9048A1 | Ducted Indoor Units | TEM8A0C48V41+TDR |  |  | 11 | 12 | 19 | 9 | TRUE | FALSE | TRUE | 48500 | 31400 | 3.17 | 31400 | 2.89
201922495 | 11/07/2025 | Live | Trane U.S. Inc. | AMERICAN STANDARD | Singlezone Ducted, Centrally Ducted | 201922495 |  | HRCU-A-CB | 4A6L9036A1 | Ducted Indoor Units | TEM8A0C48V41+TDR |  |  | 11 | 12 | 18 | 9 | TRUE | FALSE | TRUE | 37800 | 23000 | 2.25 | 22800 | 3.01
201922268 | 11/07/2025 | Live | Trane U.S. Inc. | TRANE | Singlezone Ducted, Centrally Ducted | 201922268 |  | HRCU-A-CB | 4TWL9060A1 | Ducted Indoor Units | TEM8A0D48V41+TDR |  |  | 10.75 | 10 | 19 | 9 | FALSE | FALSE | TRUE | 56000 | 38500 | 4.24 | 38800 | 2.67
201796632 | 11/07/2025 | Live | Lennox Industries | LENNOX | Singlezone Non-Ducted, Wall Placement | 201796632 |  | HRCU-A-CB-O | MLA009S4S-1P | Mini-Splits | MWMA009S4-3P | 14.5 | 24 | 10.5 | 14.5 | 23.1 | 9.9 | FALSE | FALSE | FALSE | 9000 | 6900 | 2.73 | 12115 | 1.95
10528567 | 11/07/2025 | Live | Lennox Industries | LENNOX | Singlezone Ducted, Compact Ducted | 10528567 |  | HRCU-A-CB | MPB036S4S-1P | Mini-Splits | MMDB036S4-1P | 9 | 16.5 | 11.5 | 8.5 | 15 | 8.8 | FALSE | FALSE | FALSE | 36000 | 25000 | 2.48 | 33127 | 2.31
9920041 | 11/07/2025 | Live | Lennox Industries | LENNOX | Singlezone Non-Ducted, Wall Placement | 9920041 |  | HRCU-A-CB-O | MLA012S4S-1P | Mini-Splits | MWMA012S4-2P | 12.5 | 22 | 10 | 12.5 | 19.9 | 9.1 | FALSE | FALSE | FALSE | 12000 | 7800 | 2.63 | 13159 | 1.84
207658526 | 11/07/2025 | Live | Bosch | BOSCH | Singlezone Ducted, Centrally Ducted | 207658526 |  | HRCU-A-C | BOVB-36HDN1-M20G |  | BMA*2430ANTD | 11.8 | 16 | 9.5 | 12 | 15.2 | 9 | TRUE | TRUE | TRUE | 23200 | 19400 | 2.2 | 19400 | 2.2
210929585 | 11/07/2025 | Live | Trane U.S. Inc. | AMERICAN STANDARD | Singlezone Ducted, Centrally Ducted | 210929585 |  | HRCU-A-CB | 4A6V8X48A1 | Ducted Indoor Units | TAMXB0C60V51 |  |  | 9.6 | 12 | 18 | 8.5 | TRUE | FALSE | TRUE | 46000 | 35800 | 4.68 | 36100 | 2.23
210636946 | 11/07/2025 | Live | Trane U.S. Inc. | AMERICAN STANDARD | Singlezone Ducted, Centrally Ducted | 210636946 |  | HRCU-A-CB | 4A6V8X60A1 | Ducted Indoor Units | TEM8B0C60V51+TDR |  |  |  | 12 | 18 | 8.5 | TRUE | FALSE | TRUE | 54000 | 48500 | 4.59 | 49900 | 2.15
207805216 | 11/07/2025 | Live | Trane U.S. Inc. | AMERICAN STANDARD | Singlezone Ducted, Centrally Ducted | 207805216 |  | HRCU-A-CB | 4A6L9048A1 | Ducted Indoor Units | 4PX*DD60BS3+P0V0D000M50SC+RP |  |  | 10.5 | 12 | 19 | 9 | TRUE | FALSE | TRUE | 48000 | 31400 | 3.31 | 31300 | 2.78
207804935 | 11/07/2025 | Live | Trane U.S. Inc. | TRANE | Singlezone Ducted, Centrally Ducted | 207804935 |  | HRCU-A-CB | 4TWL9036A1 | Ducted Indoor Units | 4TXCB006DS3+P0V0A000M30SC+RP |  |  | 10 | 11.7 | 16.5 | 8.2 | TRUE | FALSE | TRUE | 33600 | 22000 | 2.54 | 22800 | 2.54
207768724 | 11/07/2025 | Live | Lennox Industries | LENNOX | Multizone All Non-Ducted | 207768724 |  | HMSV-A-CB | MPC036S4M-1P | Non-Ducted Indoor Units |  | 11.5 | 23 | 11.3 | 11.7 | 23.9 | 9.5 | TRUE | FALSE | TRUE | 36000 | 26800 | 3.14 | 29700 | 2.08
207526350 | 11/07/2025 | Live | Trane U.S. Inc. | TRANE | Singlezone Ducted, Centrally Ducted | 207526350 |  | HRCU-A-CB | 4TWV0X60A1 | Ducted Indoor Units | TEM8A0D60V51+TDR |  |  | 10 | 11.5 | 18.5 | 8.7 | FALSE | TRUE | TRUE | 51500 | 48000 | 4.58 | 49200 | 2.13
9920047 | 11/07/2025 | Live | Lennox Industries | LENNOX | Singlezone Non-Ducted, Wall Placement | 9920047 |  | HRCU-A-CB-O | MLA024S4S-1P | Mini-Splits | MWMA024S4-2P | 12.5 | 20 | 10 | 12.5 | 20 | 9.5 | FALSE | FALSE | FALSE | 24000 | 15400 | 2.75 | 27155 | 1.84
205013600 | 11/07/2025 | Live | Hisense | HISENSE | Multizone Mix of Ducted and Non-Ducted | 205013600 |  | HMSV-A-CB | AVW-60H3FH | Mixed Ducted and Non-Ducted Indoor Units |  | 9.6 | 17.55 | 10.25 | 9.6 | 17 | 9.5 | FALSE | FALSE | FALSE | 57500 | 35000 | 2.19 | 49000 | 2.35
203377010 | 11/07/2025 | Live | Bosch | BOSCH | Singlezone Ducted, Centrally Ducted | 203377010 |  | HRCU-A-C | BOVA-36HDN1-M20G |  | BMA*2430ANTD | 11.8 | 16 | 9.5 | 12 | 15.2 | 9 | TRUE | TRUE | TRUE | 23200 | 19400 | 2.2 | 19400 | 2.2
212925892 | 11/07/2025 | Live | ASPEN | TOSOT | Singlezone Ducted, Centrally Ducted | 212925892 |  | HRCU-A-CB | TU60-48WADU | Non-Ducted Indoor Units | C(A,C,D,E)60B44+TDR |  |  |  | 9.5 | 15.2 | 8.5 | FALSE | FALSE | FALSE | 50500 | 35200 | 2.19 | 36000 | 1.96
211660692 | 11/07/2025 | Live | Johnson Controls Inc. (York International Norman) | JOHNSON CONTROLS | Singlezone Ducted, Centrally Ducted | 211660692 |  | HRCU-A-CB | HMH72B241 |  | XAHB30CXXN1+JMET12BS2N1+TXV |  |  |  | 9.5 | 17 | 7.8 | FALSE | FALSE | FALSE | 21000 | 14800 | 2.32 | 14800 | 2.32
211386672 | 11/07/2025 | Live | Johnson Controls Inc. (York International Norman) | FRASER-JOHNSTON | Singlezone Ducted, Centrally Ducted | 211386672 |  | HRCU-A-CB | HMH72B341 |  | JHETC42FBCS2N1 |  |  |  | 9.5 | 17.5 | 8.5 | FALSE | TRUE | FALSE | 33800 | 25200 | 2.6 | 25200 | 2.6
211386613 | 11/07/2025 | Live | Johnson Controls Inc. (York International Norman) | JOHNSON CONTROLS | Singlezone Ducted, Centrally Ducted | 211386613 |  | HRCU-A-CB | HMH72B341 |  | XAHC48FBCN1+JMET12CS2N1 |  |  |  | 9.5 | 17.5 | 8.5 | FALSE | FALSE | FALSE | 33800 | 24800 | 2.56 | 24800 | 2.56
210627682 | 11/07/2025 | Live | Johnson Controls Inc. (York International Norman) | COLEMAN | Singlezone Ducted, Centrally Ducted | 210627682 |  | HRCU-A-CB | HMH72B361 |  | XAFB36DBCN1+JMET12BS2N1 |  |  |  | 9 | 18 | 8.1 | FALSE | FALSE | FALSE | 36000 | 25200 | 2.6 | 25200 | 2.6
210440100 | 11/07/2025 | Live | Johnson Controls Inc. (York International Norman) | FRASER-JOHNSTON | Singlezone Ducted, Centrally Ducted | 210440100 |  | HRCU-A-CB | HMH72B481 |  | XAUD60HXXN1+JMVT20DC2N1+TXV | 10.5 | 18.5 | 9.5 | 10 | 18.5 | 7.8 | FALSE | FALSE | FALSE | 48000 | 29600 | 2.48 | 29600 | 2.48
208614100 | 11/07/2025 | Live | Johnson Controls Inc. (York International Norman) | CHAMPION HEATING AND COOLING | Singlezone Ducted, Centrally Ducted | 208614100 |  | HRCU-A-CB | HMH72B601 |  | JHETD60JBCS2N1 | 8.5 | 17 | 9.5 | 8.5 | 17.5 | 8.3 | FALSE | FALSE | FALSE | 58000 | 36600 | 2.48 | 36600 | 2.48
208614063 | 11/07/2025 | Live | Johnson Controls Inc. (York International Norman) | FRASER-JOHNSTON | Singlezone Ducted, Centrally Ducted | 208614063 |  | HRCU-A-CB | HMH72B361 |  | JHVTC36DBCC2N1 | 9.5 | 17.75 | 10.5 | 9 | 18 | 8.1 | FALSE | FALSE | FALSE | 36000 | 25000 | 2.66 | 25000 | 2.66
208614042 | 11/07/2025 | Live | Johnson Controls Inc. (York International Norman) | COLEMAN | Singlezone Ducted, Centrally Ducted | 208614042 |  | HRCU-A-CB | HMH72B361 |  | JHETC36DBCS2N1 | 9.25 | 17.25 | 10 | 9 | 18 | 8.1 | FALSE | FALSE | FALSE | 36000 | 25000 | 2.62 | 25000 | 2.62
208613134 | 11/07/2025 | Live | Johnson Controls Inc. (York International Norman) | YORK | Singlezone Ducted, Centrally Ducted | 208613134 |  | HRCU-A-CB | HMH72B361 |  | JHETB36DBCS2N1 | 9.25 | 17 | 9.5 | 9 | 18 | 8.1 | FALSE | FALSE | FALSE | 36000 | 25400 | 2.6 | 25400 | 2.6
208553288 | 11/07/2025 | Live | Rheem | RUUD | Singlezone Ducted, Centrally Ducted | 208553288 |  | HRCU-A-CB | UP18AZ24AJVC |  | RHMVZ2421HEACA |  |  |  | 12.5 | 20 | 8.5 | TRUE | TRUE | TRUE | 22800 | 24200 | 2.4 | 24200 | 2.4
212925497 | 11/07/2025 | Live | Mitsubishi Electric Trane | TRANE / MITSUBISHI ELECTRIC | Multizone All Non-Ducted | 212925497 |  | HMSR-A-CB-O | NTXMMX36A142C** | Non-Ducted Indoor Units |  |  |  |  | 9.4 | 19.2 | 9.8 | FALSE | FALSE | TRUE | 35400 | 22400 | 2.89 | 26600 | 2.27
212925493 | 11/07/2025 | Live | Mitsubishi Electric Trane | AMERICAN STANDARD / MITSUBISHI ELECTRIC | Multizone All Non-Ducted | 212925493 |  | HMSR-A-CB-O | NTXMMX30A132C** | Non-Ducted Indoor Units |  |  |  |  | 10.6 | 19 | 10 | FALSE | FALSE | TRUE | 28400 | 18600 | 3 | 21000 | 2.15
212925909 | 11/07/2025 | Live | ASPEN | GREE | Singlezone Ducted, Centrally Ducted | 212925909 |  | HRCU-A-CB | GUD36W/A-D(U) | Non-Ducted Indoor Units | C(A,C,D,E)24B34+TDR |  |  |  | 11 | 15.2 | 8.5 | FALSE | FALSE | TRUE | 23000 | 15000 | 2.34 | 22000 | 2.18
212925903 | 11/07/2025 | Live | ASPEN | GREE | Singlezone Ducted, Centrally Ducted | 212925903 |  | HRCU-A-CB | GUD36W/A-D(U) | Non-Ducted Indoor Units | D(A,C,E)24D34+TDR |  |  |  | 11 | 15.2 | 8.5 | FALSE | FALSE | TRUE | 23000 | 15000 | 2.34 | 22000 | 2.18
212925894 | 11/07/2025 | Live | ASPEN | TOSOT | Singlezone Ducted, Centrally Ducted | 212925894 |  | HRCU-A-CB | TU36-24WADU | Non-Ducted Indoor Units | C(A,C,D,E)24B34+TDR |  |  |  | 11 | 15.2 | 8.5 | FALSE | FALSE | TRUE | 23000 | 15000 | 2.34 | 22000 | 2.18
212925891 | 11/07/2025 | Live | ASPEN | TOSOT | Singlezone Ducted, Centrally Ducted | 212925891 |  | HRCU-A-CB | TU60-48WADU | Non-Ducted Indoor Units | C(A,C,D,E)60A44+TDR |  |  |  | 9.5 | 15.2 | 8.5 | FALSE | FALSE | FALSE | 50500 | 35200 | 2.19 | 36000 | 2.23
212925889 | 11/07/2025 | Live | ASPEN | TOSOT | Singlezone Ducted, Centrally Ducted | 212925889 |  | HRCU-A-CB | TU60-48WADU | Non-Ducted Indoor Units | C(A,C,D,E)48C44+TDR |  |  |  | 10 | 15.2 | 8.5 | FALSE | FALSE | TRUE | 47000 | 31200 | 2.25 | 32000 | 1.98
211698447 | 11/07/2025 | Live | Gree | GREE | Multizone All Non-Ducted | 211698447 |  | HMSR-A-CB-O | GMV-V48WL/C-T(U) | Non-Ducted Indoor Units |  |  |  |  | 11.5 | 22 | 9.2 | FALSE | TRUE | FALSE | 48000 | 30000 | 2.6 | 48000 | 2.33
212403761 | 11/07/2025 | Live | Lennox Industries | GE | Singlezone Ducted, Centrally Ducted | 212403761 |  | HRCU-A-CB | NS22H60MA4-**A | Ducted Indoor Units | NAM60E1AT |  |  |  | 11 | 17 | 8.1 | FALSE | FALSE | TRUE | 53500 | 36800 | 2.3 | 36800 | 2.3
212403760 | 11/07/2025 | Live | Lennox Industries | GE | Singlezone Ducted, Centrally Ducted | 212403760 |  | HRCU-A-CB | NS22H60MA4-**A | Ducted Indoor Units | NAM60V2TA4 |  |  |  | 12 | 19 | 8.7 | TRUE | FALSE | TRUE | 55000 | 37000 | 2.42 | 37000 | 2.42
212394380 | 11/07/2025 | Live | Trane U.S. Inc. | AMERISTAR | Multizone All Ducted | 212394380 |  | HRCU-A-C | E4HL5060A1000A |  | 4TXCD010DS3 |  |  |  | 9 | 14.3 | 8.1 | FALSE | FALSE | FALSE | 46000 | 30400 | 2 | 35500 | 2.34
212394378 | 11/07/2025 | Live | Trane U.S. Inc. | AMERISTAR | Multizone All Ducted | 212394378 |  | HRCU-A-C | E4HL5060A1000A |  | 4TXCC009DS3 |  |  |  | 9 | 14.3 | 8.1 | FALSE | FALSE | FALSE | 46000 | 30400 | 2 | 35500 | 2.34
212394372 | 11/07/2025 | Live | Trane U.S. Inc. | RUNTRU | Multizone All Ducted | 212394372 |  | HRCU-A-C | E4HL5060A1000A |  | 4TXCD010DS3 |  |  |  | 9 | 14.3 | 8.1 | FALSE | FALSE | FALSE | 46000 | 30400 | 2 | 35500 | 2.34
212394371 | 11/07/2025 | Live | Trane U.S. Inc. | RUNTRU | Multizone All Ducted | 212394371 |  | HRCU-A-C | E4HL5042A1000A | Ducted Indoor Units | 4TXCC009DS3 |  |  |  | 9 | 14.3 | 8.1 | FALSE | FALSE | FALSE | 42000 | 30000 | 2 | 30000 | 2
211694660 | 11/07/2025 | Live | Gree | GREE | Multizone All Non-Ducted | 211694660 |  | HMSR-A-CB-O | GMV-V60WL/C-T(U) | Non-Ducted Indoor Units |  |  |  |  | 11 | 21 | 9.2 | FALSE | TRUE | FALSE | 60000 | 42000 | 2.5 | 52000 | 2.31
211749864 | 11/07/2025 | Live | Trane U.S. Inc. | AMERISTAR | Multizone All Ducted | 211749864 |  | HRCU-A-CB | E4HL5060A1000A | Ducted Indoor Units | E4AH5E48A1K30A |  |  |  | 8.6 | 15.2 | 8.1 | FALSE | FALSE | FALSE | 48000 | 38000 | 2.3 | 38000 | 2.3
211749862 | 11/07/2025 | Live | Trane U.S. Inc. | AMERISTAR | Multizone All Ducted | 211749862 |  | HRCU-A-CB | E4HL5060A1000A | Ducted Indoor Units | E4AH5E60A1K30A |  |  |  | 8.2 | 15.2 | 8.1 | FALSE | FALSE | FALSE | 54000 | 39000 | 2.5 | 39000 | 2.5
211749858 | 11/07/2025 | Live | Trane U.S. Inc. | AMERISTAR | Multizone All Ducted | 211749858 |  | HRCU-A-CB | E4HL5030A1000A |  | E4AH5E36A1J30A |  |  |  | 11 | 15.2 | 8.5 | FALSE | FALSE | TRUE | 28000 | 21000 | 2.1 | 21500 | 2.15
211749850 | 11/07/2025 | Live | Trane U.S. Inc. | RUNTRU | Multizone All Ducted | 211749850 |  | HRCU-A-CB | E4HL5036A1000A | Ducted Indoor Units | E4AH5E36A1J30A |  |  |  | 9.2 | 15.2 | 8.1 | FALSE | FALSE | FALSE | 34000 | 24000 | 2.2 | 24000 | 2.2
211662227 | 11/07/2025 | Live | Johnson Controls Inc. (York International Norman) | JOHNSON CONTROLS | Singlezone Ducted, Centrally Ducted | 211662227 |  | HRCU-A-CB | HMH72B361 |  | XAUB30CXXN1+JMET12BS2N1+TXV |  |  |  | 8.5 | 18 | 8.1 | FALSE | FALSE | FALSE | 34000 | 24800 | 2.5 | 24800 | 2.5
211662224 | 11/07/2025 | Live | Johnson Controls Inc. (York International Norman) | LUXAIRE | Singlezone Ducted, Centrally Ducted | 211662224 |  | HRCU-A-CB | HMH72B361 |  | XAUB30CXXN1+JMET12BS2N1+TXV |  |  |  | 8.5 | 18 | 8.1 | FALSE | FALSE | FALSE | 34000 | 24800 | 2.5 | 24800 | 2.5
211662220 | 11/07/2025 | Live | Johnson Controls Inc. (York International Norman) | FRASER-JOHNSTON | Singlezone Ducted, Centrally Ducted | 211662220 |  | HRCU-A-CB | HMH72B361 |  | XAFB30CXXN1+JMET12BS2N1+TXV |  |  |  | 8.5 | 18 | 8.1 | FALSE | FALSE | FALSE | 34000 | 24800 | 2.5 | 24800 | 2.5
211662218 | 11/07/2025 | Live | Johnson Controls Inc. (York International Norman) | COLEMAN | Singlezone Ducted, Centrally Ducted | 211662218 |  | HRCU-A-CB | HMH72B361 |  | XAFB30CXXN1+JMET12BS2N1+TXV |  |  |  | 8.5 | 18 | 8.1 | FALSE | FALSE | FALSE | 34000 | 24800 | 2.5 | 24800 | 2.5
211662215 | 11/07/2025 | Live | Johnson Controls Inc. (York International Norman) | FRASER-JOHNSTON | Singlezone Ducted, Centrally Ducted | 211662215 |  | HRCU-A-CB | HMH72B361 |  | XAHB30CXXN1+JMET12BS2N1+TXV |  |  |  | 8.5 | 17.5 | 8.1 | FALSE | FALSE | FALSE | 33200 | 23800 | 2.44 | 23800 | 2.44
211662214 | 11/07/2025 | Live | Johnson Controls Inc. (York International Norman) | LUXAIRE | Singlezone Ducted, Centrally Ducted | 211662214 |  | HRCU-A-CB | HMH72B361 |  | XAHB30CXXN1+JMET12BS2N1+TXV |  |  |  | 8.5 | 17.5 | 8.1 | FALSE | FALSE | FALSE | 33200 | 23800 | 2.44 | 23800 | 2.44
211662213 | 11/07/2025 | Live | Johnson Controls Inc. (York International Norman) | COLEMAN | Singlezone Ducted, Centrally Ducted | 211662213 |  | HRCU-A-CB | HMH72B361 |  | XAHB30CXXN1+JMET12BS2N1+TXV |  |  |  | 8.5 | 17.5 | 8.1 | FALSE | FALSE | FALSE | 33200 | 23800 | 2.44 | 23800 | 2.44
211662210 | 11/07/2025 | Live | Johnson Controls Inc. (York International Norman) | FRASER-JOHNSTON | Singlezone Ducted, Centrally Ducted | 211662210 |  | HRCU-A-CB | HMH72B361 |  | XAUB30CXXN1+JMVT12BC2N1+TXV |  |  |  | 8.5 | 18 | 8.1 | FALSE | FALSE | FALSE | 33800 | 24600 | 2.5 | 24600 | 2.5
211662206 | 11/07/2025 | Live | Johnson Controls Inc. (York International Norman) | CHAMPION HEATING AND COOLING | Singlezone Ducted, Centrally Ducted | 211662206 |  | HRCU-A-CB | HMH72B361 |  | XAFB30CXXN1+JMVT12BC2N1+TXV |  |  |  | 8.5 | 18 | 8.1 | FALSE | FALSE | FALSE | 33800 | 24600 | 2.5 | 24600 | 2.5
211662203 | 11/07/2025 | Live | Johnson Controls Inc. (York International Norman) | COLEMAN | Singlezone Ducted, Centrally Ducted | 211662203 |  | HRCU-A-CB | HMH72B361 |  | XAFB30CXXN1+JMVT12BC2N1+TXV |  |  |  | 8.5 | 18 | 8.1 | FALSE | FALSE | FALSE | 33800 | 24600 | 2.5 | 24600 | 2.5
211662202 | 11/07/2025 | Live | Johnson Controls Inc. (York International Norman) | JOHNSON CONTROLS | Singlezone Ducted, Centrally Ducted | 211662202 |  | HRCU-A-CB | HMH72B361 |  | XAHB30CXXN1+JMVT12BC2N1+TXV |  |  |  | 8 | 17.5 | 8.1 | FALSE | FALSE | FALSE | 33400 | 24200 | 2.44 | 24200 | 2.44
211662200 | 11/07/2025 | Live | Johnson Controls Inc. (York International Norman) | FRASER-JOHNSTON | Singlezone Ducted, Centrally Ducted | 211662200 |  | HRCU-A-CB | HMH72B361 |  | XAHB30CXXN1+JMVT12BC2N1+TXV |  |  |  | 8 | 17.5 | 8.1 | FALSE | FALSE | FALSE | 33400 | 24200 | 2.44 | 24200 | 2.44
211662199 | 11/07/2025 | Live | Johnson Controls Inc. (York International Norman) | LUXAIRE | Singlezone Ducted, Centrally Ducted | 211662199 |  | HRCU-A-CB | HMH72B361 |  | XAHB30CXXN1+JMVT12BC2N1+TXV |  |  |  | 8 | 17.5 | 8.1 | FALSE | FALSE | FALSE | 33400 | 24200 | 2.44 | 24200 | 2.44
211660722 | 11/07/2025 | Live | Johnson Controls Inc. (York International Norman) | JOHNSON CONTROLS | Singlezone Ducted, Centrally Ducted | 211660722 |  | HRCU-A-CB | HMH72B241 |  | JHETB24CBAS2N1 |  |  |  | 9.5 | 17 | 7.8 | FALSE | FALSE | FALSE | 21200 | 15000 | 2.36 | 15000 | 2.36
211660721 | 11/07/2025 | Live | Johnson Controls Inc. (York International Norman) | CHAMPION HEATING AND COOLING | Singlezone Ducted, Centrally Ducted | 211660721 |  | HRCU-A-CB | HMH72B241 |  | JHETB24CBAS2N1 |  |  |  | 9.5 | 17 | 7.8 | FALSE | FALSE | FALSE | 21200 | 15000 | 2.36 | 15000 | 2.36
211660717 | 11/07/2025 | Live | Johnson Controls Inc. (York International Norman) | JOHNSON CONTROLS | Singlezone Ducted, Centrally Ducted | 211660717 |  | HRCU-A-CB | HMH72B241 |  | JHVTB24CBAC2N1 |  |  |  | 9.5 | 17 | 7.8 | FALSE | FALSE | FALSE | 21200 | 15000 | 2.36 | 15000 | 2.36
211660716 | 11/07/2025 | Live | Johnson Controls Inc. (York International Norman) | CHAMPION HEATING AND COOLING | Singlezone Ducted, Centrally Ducted | 211660716 |  | HRCU-A-CB | HMH72B241 |  | JHVTB24CBAC2N1 |  |  |  | 9.5 | 17 | 7.8 | FALSE | FALSE | FALSE | 21200 | 15000 | 2.36 | 15000 | 2.36
211660714 | 11/07/2025 | Live | Johnson Controls Inc. (York International Norman) | LUXAIRE | Singlezone Ducted, Centrally Ducted | 211660714 |  | HRCU-A-CB | HMH72B241 |  | JHVTB24CBAC2N1 |  |  |  | 9.5 | 17 | 7.8 | FALSE | FALSE | FALSE | 21200 | 15000 | 2.36 | 15000 | 2.36
211660712 | 11/07/2025 | Live | Johnson Controls Inc. (York International Norman) | JOHNSON CONTROLS | Singlezone Ducted, Centrally Ducted | 211660712 |  | HRCU-A-CB | HMH72B241 |  | XAUB30CXXN1+JMET12BS2N1+TXV |  |  |  | 9.5 | 17 | 7.8 | FALSE | FALSE | FALSE | 21400 | 15100 | 2.41 | 15100 | 2.41
211660710 | 11/07/2025 | Live | Johnson Controls Inc. (York International Norman) | FRASER-JOHNSTON | Singlezone Ducted, Centrally Ducted | 211660710 |  | HRCU-A-CB | HMH72B241 |  | XAUB30CXXN1+JMET12BS2N1+TXV |  |  |  | 9.5 | 17 | 7.8 | FALSE | FALSE | FALSE | 21400 | 15100 | 2.41 | 15100 | 2.41
211660709 | 11/07/2025 | Live | Johnson Controls Inc. (York International Norman) | LUXAIRE | Singlezone Ducted, Centrally Ducted | 211660709 |  | HRCU-A-CB | HMH72B241 |  | XAUB30CXXN1+JMET12BS2N1+TXV |  |  |  | 9.5 | 17 | 7.8 | FALSE | FALSE | FALSE | 21400 | 15100 | 2.41 | 15100 | 2.41
211660708 | 11/07/2025 | Live | Johnson Controls Inc. (York International Norman) | COLEMAN | Singlezone Ducted, Centrally Ducted | 211660708 |  | HRCU-A-CB | HMH72B241 |  | XAUB30CXXN1+JMET12BS2N1+TXV |  |  |  | 9.5 | 17 | 7.8 | FALSE | FALSE | FALSE | 21400 | 15100 | 2.41 | 15100 | 2.41
211660702 | 11/07/2025 | Live | Johnson Controls Inc. (York International Norman) | JOHNSON CONTROLS | Singlezone Ducted, Centrally Ducted | 211660702 |  | HRCU-A-CB | HMH72B241 |  | XAFB30CXXN1+JMET12BS2N1+TXV |  |  |  | 9.5 | 17 | 7.8 | FALSE | FALSE | FALSE | 21400 | 15100 | 2.41 | 15100 | 2.41
211660697 | 11/07/2025 | Live | Johnson Controls Inc. (York International Norman) | JOHNSON CONTROLS | Singlezone Ducted, Centrally Ducted | 211660697 |  | HRCU-A-CB | HMH72B241 |  | XAHB30CBAN1+JMET12BS2N1 |  |  |  | 9.5 | 17 | 7.8 | FALSE | FALSE | FALSE | 21000 | 14800 | 2.32 | 14800 | 2.32
211660696 | 11/07/2025 | Live | Johnson Controls Inc. (York International Norman) | CHAMPION HEATING AND COOLING | Singlezone Ducted, Centrally Ducted | 211660696 |  | HRCU-A-CB | HMH72B241 |  | XAHB30CBAN1+JMET12BS2N1 |  |  |  | 9.5 | 17 | 7.8 | FALSE | FALSE | FALSE | 21000 | 14800 | 2.32 | 14800 | 2.32
211660690 | 11/07/2025 | Live | Johnson Controls Inc. (York International Norman) | FRASER-JOHNSTON | Singlezone Ducted, Centrally Ducted | 211660690 |  | HRCU-A-CB | HMH72B241 |  | XAHB30CXXN1+JMET12BS2N1+TXV |  |  |  | 9.5 | 17 | 7.8 | FALSE | FALSE | FALSE | 21000 | 14800 | 2.32 | 14800 | 2.32
211660688 | 11/07/2025 | Live | Johnson Controls Inc. (York International Norman) | COLEMAN | Singlezone Ducted, Centrally Ducted | 211660688 |  | HRCU-A-CB | HMH72B241 |  | XAHB30CXXN1+JMET12BS2N1+TXV |  |  |  | 9.5 | 17 | 7.8 | FALSE | FALSE | FALSE | 21000 | 14800 | 2.32 | 14800 | 2.32
211660686 | 11/07/2025 | Live | Johnson Controls Inc. (York International Norman) | CHAMPION HEATING AND COOLING | Singlezone Ducted, Centrally Ducted | 211660686 |  | HRCU-A-CB | HMH72B241 |  | XAUB30CXXN1+JMVT12BC2N1+TXV |  |  |  | 9.5 | 17 | 7.8 | FALSE | FALSE | FALSE | 21200 | 14900 | 2.36 | 14900 | 2.36
211660681 | 11/07/2025 | Live | Johnson Controls Inc. (York International Norman) | CHAMPION HEATING AND COOLING | Singlezone Ducted, Centrally Ducted | 211660681 |  | HRCU-A-CB | HMH72B241 |  | XAFB30CBAN1+JMVT12BC2N1 |  |  |  | 9.5 | 17 | 7.8 | FALSE | FALSE | FALSE | 21200 | 14900 | 2.36 | 14900 | 2.36
211660675 | 11/07/2025 | Live | Johnson Controls Inc. (York International Norman) | FRASER-JOHNSTON | Singlezone Ducted, Centrally Ducted | 211660675 |  | HRCU-A-CB | HMH72B241 |  | XAFB30CXXN1+JMVT12BC2N1+TXV |  |  |  | 9.5 | 17 | 7.8 | FALSE | FALSE | FALSE | 21200 | 14900 | 2.36 | 14900 | 2.36
211659569 | 11/07/2025 | Live | Johnson Controls Inc. (York International Norman) | YORK | Singlezone Ducted, Centrally Ducted | 211659569 |  | HRCU-A-CB | HMH72B241 |  | JHVTB24CBAC2N1 |  |  |  | 9.5 | 17 | 7.8 | FALSE | FALSE | FALSE | 21200 | 15000 | 2.36 | 15000 | 2.36
211659565 | 11/06/2025 | Live | Johnson Controls Inc. (York International Norman) | YORK | Singlezone Ducted, Centrally Ducted | 211659565 |  | HRCU-A-CB | HMH72B241 |  | XAHB30CBAN1+JMET12BS2N1 |  |  |  | 9.5 | 17 | 7.8 | FALSE | FALSE | FALSE | 21000 | 14800 | 2.32 | 14800 | 2.32
211659560 | 11/06/2025 | Live | Johnson Controls Inc. (York International Norman) | YORK | Singlezone Ducted, Centrally Ducted | 211659560 |  | HRCU-A-CB | HMH72B241 |  | XAHB30CBAN1+JMVT12BC2N1 |  |  |  | 9.5 | 16.5 | 7.8 | FALSE | FALSE | FALSE | 21000 | 14900 | 2.36 | 14900 | 2.36
211659559 | 11/06/2025 | Live | Johnson Controls Inc. (York International Norman) | YORK | Singlezone Ducted, Centrally Ducted | 211659559 |  | HRCU-A-CB | HMH72B241 |  | XAHB30CXXN1+JMVT12BC2N1+TXV |  |  |  | 9.5 | 16.5 | 7.8 | FALSE | FALSE | FALSE | 21000 | 14900 | 2.36 | 14900 | 2.36
211659392 | 11/06/2025 | Live | Johnson Controls Inc. (York International Norman) | YORK | Singlezone Ducted, Centrally Ducted | 211659392 |  | HRCU-A-CB | HMH72B361 |  | XAFB30CXXN1+JMET12BS2N1+TXV |  |  |  | 8.5 | 18 | 8.1 | FALSE | FALSE | FALSE | 34000 | 24800 | 2.5 | 24800 | 2.5
211624984 | 11/06/2025 | Live | Sunrise Tradex Corp | FORESTAIR | Singlezone Non-Ducted, Wall Placement | 211624984 |  | HRCU-A-CB-O | FGH-24ES/E25-O | Mini-Splits | FGH-24ES/E25-I | 13 | 23 | 11 | 13 | 24 | 9.5 | FALSE | TRUE | TRUE | 22000 | 15500 | 2.84 | 22000 | 2.11
211624981 | 11/06/2025 | Live | Sunrise Tradex Corp | FORESTAIR | Singlezone Non-Ducted, Wall Placement | 211624981 |  | HRCU-A-CB-O | FGH-12ES/E25-O | Mini-Splits | FGH-12ES/E25-I | 13 | 25 | 11.5 | 12.5 | 25 | 9 | FALSE | TRUE | FALSE | 12000 | 7700 | 2.59 | 10500 | 2.46
211597770 | 11/06/2025 | Live | Trane U.S. Inc. | AMERICAN STANDARD | Singlezone Ducted, Centrally Ducted | 211597770 |  | HRCU-A-CB | 4A6V8X24A1 | Ducted Indoor Units | TEM8A0B24V21+TDR |  |  |  | 12.5 | 18 | 8.5 | TRUE | FALSE | TRUE | 23600 | 17600 | 2.06 | 17600 | 2.49
211455293 | 11/06/2025 | Live | Trane U.S. Inc. | TRANE | Singlezone Ducted, Centrally Ducted | 211455293 |  | HRCU-A-CB | 4TWV0024A1 | Ducted Indoor Units | TEM8A0B24V21+TDR |  |  |  | 12.5 | 19 | 8.7 | FALSE | FALSE | TRUE | 23600 | 17600 | 2.06 | 17600 | 2.49
211289594 | 11/06/2025 | Live | Lennox Industries | ADP | Singlezone Ducted, Centrally Ducted | 211289594 |  | HRCU-A-CB | AC036BXUDCH | Ducted Indoor Units | F,PE*CC3937 |  |  |  | 9 | 17 | 8.1 | FALSE | FALSE | FALSE | 36000 | 36000 | 2.1 | 41700 | 2
211289102 | 11/06/2025 | Live | Trane U.S. Inc. | TRANE | Singlezone Ducted, Centrally Ducted | 211289102 |  | HRCU-A-CB | 4TWL9048A1 | Ducted Indoor Units | 4PX*BU48BS3+P0V0B000M40SC+RP |  |  |  | 12 | 17.5 | 8.7 | TRUE | FALSE | TRUE | 45500 | 31400 | 3.54 | 32600 | 2.61
211286027 | 11/06/2025 | Live | Trane U.S. Inc. | AMERICAN STANDARD | Singlezone Ducted, Centrally Ducted | 211286027 |  | HRCU-A-CB | 4A6L9060A1 | Ducted Indoor Units | 4PX*CU48BS3+P0V0C000M50SC+RP |  |  |  | 10 | 19 | 8.7 | FALSE | FALSE | TRUE | 57000 | 38500 | 4.37 | 38600 | 2.59
211393626 | 11/06/2025 | Live | Johnson Controls Inc. (York International Norman) | JOHNSON CONTROLS | Singlezone Ducted, Centrally Ducted | 211393626 |  | HRCU-A-CB | HMH72B341 |  | JHVTB36DBCC2N1 |  |  |  | 10 | 18.5 | 8.5 | FALSE | TRUE | FALSE | 34000 | 25200 | 2.54 | 25200 | 2.54
211393624 | 11/06/2025 | Live | Johnson Controls Inc. (York International Norman) | CHAMPION HEATING AND COOLING | Singlezone Ducted, Centrally Ducted | 211393624 |  | HRCU-A-CB | HMH72B341 |  | JHVTB36DBCC2N1 |  |  |  | 10 | 18.5 | 8.5 | FALSE | TRUE | FALSE | 34000 | 25200 | 2.54 | 25200 | 2.54
211393602 | 11/06/2025 | Live | Johnson Controls Inc. (York International Norman) | COLEMAN | Singlezone Ducted, Centrally Ducted | 211393602 |  | HRCU-A-CB | HMH72B341 |  | JHVTC36DBCC2N1 |  |  |  | 10.5 | 18.5 | 8.5 | FALSE | TRUE | FALSE | 34000 | 25400 | 2.64 | 25400 | 2.64
211386663 | 11/06/2025 | Live | Johnson Controls Inc. (York International Norman) | JOHNSON CONTROLS | Singlezone Ducted, Centrally Ducted | 211386663 |  | HRCU-A-CB | HMH72B341 |  | JHVTC42FBCC2N1 |  |  |  | 10 | 17.5 | 8.5 | FALSE | TRUE | FALSE | 34000 | 25000 | 2.62 | 25000 | 2.62
211386653 | 11/06/2025 | Live | Johnson Controls Inc. (York International Norman) | COLEMAN | Singlezone Ducted, Centrally Ducted | 211386653 |  | HRCU-A-CB | HMH72B341 |  | JHVTC42FBCC2N1 |  |  |  | 10 | 17.5 | 8.5 | FALSE | TRUE | FALSE | 34000 | 25000 | 2.62 | 25000 | 2.62
211386648 | 11/06/2025 | Live | Johnson Controls Inc. (York International Norman) | CHAMPION HEATING AND COOLING | Singlezone Ducted, Centrally Ducted | 211386648 |  | HRCU-A-CB | HMH72B341 |  | XAUC48FXXN1+JMET12CS2N1+TXV |  |  |  | 9.5 | 17.5 | 8.5 | FALSE | FALSE | FALSE | 34000 | 25400 | 2.6 | 25400 | 2.6
211386625 | 11/06/2025 | Live | Johnson Controls Inc. (York International Norman) | JOHNSON CONTROLS | Singlezone Ducted, Centrally Ducted | 211386625 |  | HRCU-A-CB | HMH72B341 |  | XAFC48FXXN1+JMET12CS2N1+TXV |  |  |  | 9.5 | 17.5 | 8.5 | FALSE | FALSE | FALSE | 34000 | 25400 | 2.6 | 25400 | 2.6
211386607 | 11/06/2025 | Live | Johnson Controls Inc. (York International Norman) | FRASER-JOHNSTON | Singlezone Ducted, Centrally Ducted | 211386607 |  | HRCU-A-CB | HMH72B341 |  | XAHC48FBCN1+JMET12CS2N1 |  |  |  | 9.5 | 17.5 | 8.5 | FALSE | FALSE | FALSE | 33800 | 24800 | 2.56 | 24800 | 2.56
211386604 | 11/06/2025 | Live | Johnson Controls Inc. (York International Norman) | LUXAIRE | Singlezone Ducted, Centrally Ducted | 211386604 |  | HRCU-A-CB | HMH72B341 |  | XAHC48FBCN1+JMET12CS2N1 |  |  |  | 9.5 | 17.5 | 8.5 | FALSE | FALSE | FALSE | 33800 | 24800 | 2.56 | 24800 | 2.56
211380219 | 11/06/2025 | Live | Johnson Controls Inc. (York International Norman) | YORK | Singlezone Ducted, Centrally Ducted | 211380219 |  | HRCU-A-CB | HMH72B341 |  | XAUC48FXXN1+JMET12CS2N1+TXV |  |  |  | 9.5 | 17.5 | 8.5 | FALSE | FALSE | FALSE | 34000 | 25400 | 2.6 | 25400 | 2.6
211380208 | 11/06/2025 | Live | Johnson Controls Inc. (York International Norman) | YORK | Singlezone Ducted, Centrally Ducted | 211380208 |  | HRCU-A-CB | HMH72B341 |  | XAHC48FXXN1+JMET12CS2N1+TXV |  |  |  | 9.5 | 17.5 | 8.5 | FALSE | FALSE | FALSE | 33800 | 24800 | 2.56 | 24800 | 2.56
211378939 | 11/06/2025 | Live | Johnson Controls Inc. (York International Norman) | YORK | Singlezone Ducted, Centrally Ducted | 211378939 |  | HRCU-A-CB | HMH72B341 |  | JHETB36DBCS2N1 |  |  |  | 10 | 18.5 | 8.5 | FALSE | TRUE | FALSE | 34000 | 25400 | 2.56 | 25400 | 2.56
211034511 | 11/06/2025 | Live | Lennox Industries | ALLIED | Singlezone Non-Ducted, Ceiling Placement | 211034511 |  | HRCU-A-CB-O | 4DHP2S36S-1P | Mini-Splits | D33C236S4-*P | 9 | 18.2 | 10.6 | 9.4 | 19.2 | 8.7 | FALSE | FALSE | FALSE | 36000 | 23000 | 1.9 | 25337 | 2.37
211034505 | 11/06/2025 | Live | Lennox Industries | ALLIED | Singlezone Ducted, Compact Ducted | 211034505 |  | HRCU-A-CB | 4DHP2S36S-1P | Mini-Splits | DMD236S4-*P | 9 | 16.7 | 11.5 | 8.8 | 15.8 | 8.8 | FALSE | FALSE | FALSE | 36000 | 25000 | 2.41 | 27019 | 2.31
211034479 | 11/04/2025 | Live | Lennox Industries | AIREASE | Singlezone Ducted, Compact Ducted | 211034479 |  | HRCU-A-CB | 4DHP2S36S-1P | Mini-Splits | DMD236S4-*P | 9 | 16.7 | 11.5 | 8.8 | 15.8 | 8.8 | FALSE | FALSE | FALSE | 36000 | 25000 | 2.41 | 27019 | 2.31
211034438 | 11/04/2025 | Live | Lennox Industries | LENNOX | Singlezone Non-Ducted, Ceiling Placement | 211034438 |  | HRCU-A-CB-O | MPC036S4S-1P | Mini-Splits | M33C036S4-*P | 9 | 18.2 | 10.6 | 9.4 | 19.2 | 8.7 | FALSE | FALSE | FALSE | 36000 | 23000 | 1.9 | 25337 | 2.37
211016452 | 11/04/2025 | Live | Mitsubishi Electric Trane | MITSUBISHI ELECTRIC | Multizone All Non-Ducted | 211016452 |  | HMSR-A-CB-O | MXZ-SM42NAMHZ2 | Non-Ducted Indoor Units |  | 13.4 | 22 | 12 | 13.4 | 21.5 | 11.1 | FALSE | FALSE | TRUE | 42000 | 32000 | 2.8 | 48000 | 2.14
211015541 | 11/04/2025 | Live | Trane U.S. Inc. | AMERICAN STANDARD | Singlezone Ducted, Centrally Ducted | 211015541 |  | HRCU-A-CB | 4A6V8X24A1 | Ducted Indoor Units | TAMXB0B30V31 |  |  | 9.6 | 12.5 | 18 | 8.5 | TRUE | FALSE | TRUE | 23800 | 17100 | 2.05 | 17100 | 2.44
211012874 | 11/04/2025 | Live | Gree | GREE | Singlezone Non-Ducted, Wall Placement | 211012874 |  | HRCU-A-CB-O | GWH09QCXB-A3DND4B/O | Mini-Splits | GWH09AFXB-A3DN***/I | 12.5 | 20 | 9.8 | 12.5 | 20 | 8.6 | FALSE | FALSE | FALSE | 9100 | 6300 | 2.72 | 10000 | 2.02
210929578 | 11/04/2025 | Live | Trane U.S. Inc. | AMERICAN STANDARD | Singlezone Ducted, Centrally Ducted | 210929578 |  | HRCU-A-CB | 4A6V0X48A1 | Ducted Indoor Units | TAMXB0C48V41 |  |  | 9 | 11.7 | 19.5 | 8.5 | TRUE | FALSE | TRUE | 45500 | 35200 | 4.65 | 35500 | 2.23
210929575 | 11/04/2025 | Live | Trane U.S. Inc. | AMERICAN STANDARD | Singlezone Ducted, Centrally Ducted | 210929575 |  | HRCU-A-CB | 4A6V0X36A1 | Ducted Indoor Units | TAMXB0B30V31 |  |  | 9.6 | 12.5 | 20 | 8.7 | TRUE | FALSE | TRUE | 34400 | 26400 | 3.36 | 26600 | 2.3
210929571 | 11/04/2025 | Live | Trane U.S. Inc. | TRANE | Singlezone Ducted, Centrally Ducted | 210929571 |  | HRCU-A-CB | 4TWV8X48A1 | Ducted Indoor Units | TAMXB0C48V41 |  |  | 9.6 | 11.7 | 18 | 8.5 | TRUE | FALSE | TRUE | 45500 | 35600 | 4.62 | 35900 | 2.26
210929568 | 11/04/2025 | Live | Trane U.S. Inc. | TRANE | Singlezone Ducted, Centrally Ducted | 210929568 |  | HRCU-A-CB | 4TWV8X36A1 | Ducted Indoor Units | TAMXB0B30V31 |  |  | 9.6 | 12 | 18 | 8.5 | TRUE | FALSE | TRUE | 34000 | 26200 | 3.37 | 26400 | 2.28
210929565 | 11/04/2025 | Live | Trane U.S. Inc. | TRANE | Singlezone Ducted, Centrally Ducted | 210929565 |  | HRCU-A-CB | 4TWV0X48A1 | Ducted Indoor Units | TAMXB0C48V41 |  |  | 9 | 11.7 | 19.5 | 8.5 | TRUE | FALSE | TRUE | 45500 | 35200 | 4.65 | 35500 | 2.23
210929562 | 11/04/2025 | Live | Trane U.S. Inc. | TRANE | Singlezone Ducted, Centrally Ducted | 210929562 |  | HRCU-A-CB | 4TWV0X36A1 | Ducted Indoor Units | TAMXB0B30V31 |  |  | 9.6 | 12.5 | 20 | 8.7 | TRUE | FALSE | TRUE | 34400 | 26400 | 3.36 | 26600 | 2.3
211238543 | 11/04/2025 | Live | Johnson Controls Inc. (York International Norman) | COLEMAN | Singlezone Ducted, Centrally Ducted | 211238543 |  | HRCU-A-CB | HMH72B341 |  | JHETC36DBCS2N1 |  |  |  | 10.5 | 18.5 | 8.7 | FALSE | FALSE | FALSE | 34000 | 24600 | 2.6 | 24600 | 2.6
211238537 | 11/04/2025 | Live | Johnson Controls Inc. (York International Norman) | JOHNSON CONTROLS | Singlezone Ducted, Centrally Ducted | 211238537 |  | HRCU-A-CB | HMH72B341 |  | JHETC36DBCS2N1 |  |  |  | 10.5 | 18.5 | 8.7 | FALSE | FALSE | FALSE | 34000 | 24600 | 2.6 | 24600 | 2.6
210636942 | 11/04/2025 | Live | Trane U.S. Inc. | AMERICAN STANDARD | Singlezone Ducted, Centrally Ducted | 210636942 |  | HRCU-A-CB | 4A6V8X60A1 | Ducted Indoor Units | TEM8A0C48V41+TDR |  |  |  | 12 | 18 | 8.5 | TRUE | FALSE | TRUE | 54000 | 48500 | 4.07 | 49900 | 2.15
210636929 | 11/04/2025 | Live | Trane U.S. Inc. | TRANE | Singlezone Ducted, Centrally Ducted | 210636929 |  | HRCU-A-CB | 4TWV8X60A1 | Ducted Indoor Units | TEM8A0D48V41+TDR |  |  |  | 11.7 | 18 | 8.5 | FALSE | TRUE | TRUE | 52000 | 48500 | 4.88 | 49700 | 2.17
211212528 | 11/04/2025 | Live | Johnson Controls Inc. (York International Norman) | FRASER-JOHNSTON | Singlezone Ducted, Centrally Ducted | 211212528 |  | HRCU-A-CB | HL20B6021 |  | JHVVC60HE4C2N1+CC |  |  |  | 12 | 19 | 8.5 | FALSE | FALSE | FALSE | 52000 | 48000 | 2.38 | 48000 | 2.38
211010192 | 11/03/2025 | Live | Johnson Controls Inc. (York International Norman) | FRASER-JOHNSTON | Singlezone Ducted, Centrally Ducted | 211010192 |  | HRCU-A-CB | HL20B4821 |  | JHVVC48HE3C2N1+CC |  |  |  | 12.4 | 19.5 | 8.5 | FALSE | FALSE | FALSE | 44500 | 43500 | 2.36 | 43500 | 2.36
211010191 | 11/03/2025 | Live | Johnson Controls Inc. (York International Norman) | LUXAIRE | Singlezone Ducted, Centrally Ducted | 211010191 |  | HRCU-A-CB | HL20B6021 |  | JHVVD60HE4C2N1+CC |  |  |  | 12 | 19 | 8.5 | FALSE | FALSE | FALSE | 52500 | 46500 | 2.34 | 46500 | 2.34
211010185 | 11/03/2025 | Live | Johnson Controls Inc. (York International Norman) | JOHNSON CONTROLS | Singlezone Ducted, Centrally Ducted | 211010185 |  | HRCU-A-CB | HL20B4821 |  | JHVVC48HE3C2N1+CC |  |  |  | 12.4 | 19.5 | 8.5 | FALSE | FALSE | FALSE | 44500 | 43500 | 2.36 | 43500 | 2.36
211010183 | 11/03/2025 | Live | Johnson Controls Inc. (York International Norman) | FRASER-JOHNSTON | Singlezone Ducted, Centrally Ducted | 211010183 |  | HRCU-A-CB | HL20B3621 |  | JHVVB36DE2C2N1+CC |  |  |  | 12.4 | 19.5 | 8.5 | TRUE | FALSE | FALSE | 32000 | 35800 | 2.16 | 35800 | 2.16
211010182 | 11/03/2025 | Live | Johnson Controls Inc. (York International Norman) | COLEMAN | Singlezone Ducted, Centrally Ducted | 211010182 |  | HRCU-A-CB | HC20B2421 |  | JHVVB24DE1C2N1+CC |  |  |  | 12.4 | 19 | 8.5 | TRUE | FALSE | FALSE | 23000 | 22800 | 2.16 | 22800 | 2.16
211010181 | 11/03/2025 | Live | Johnson Controls Inc. (York International Norman) | JOHNSON CONTROLS | Singlezone Ducted, Centrally Ducted | 211010181 |  | HRCU-A-CB | HL20B6021 |  | JHVVD60HE4C2N1+CC |  |  |  | 12 | 19 | 8.5 | FALSE | FALSE | FALSE | 52500 | 46500 | 2.34 | 46500 | 2.34
211010178 | 11/03/2025 | Live | Johnson Controls Inc. (York International Norman) | COLEMAN | Singlezone Ducted, Centrally Ducted | 211010178 |  | HRCU-A-CB | HC20B4821 |  | JHVVC48HE3C2N1+CC |  |  |  | 12.4 | 19.5 | 8.5 | FALSE | FALSE | FALSE | 44500 | 43500 | 2.36 | 43500 | 2.36
211010173 | 11/03/2025 | Live | Johnson Controls Inc. (York International Norman) | YORK | Singlezone Ducted, Centrally Ducted | 211010173 |  | HRCU-A-CB | YZV36B21 |  | JHVVB36DE2C2N1+CC |  |  |  | 12.4 | 19.5 | 8.5 | TRUE | FALSE | FALSE | 32000 | 35800 | 2.16 | 35800 | 2.16
210850889 | 11/03/2025 | Live | Johnson Controls Inc. (York International Norman) | JOHNSON CONTROLS | Singlezone Ducted, Centrally Ducted | 210850889 |  | HRCU-A-CB | HMH72B481 |  | XAUD60HXXN1+JMET18DS2N1+TXV |  |  |  | 10 | 18 | 7.8 | FALSE | FALSE | FALSE | 48000 | 29800 | 2.46 | 29800 | 2.46
210850854 | 11/03/2025 | Live | Johnson Controls Inc. (York International Norman) | JOHNSON CONTROLS | Singlezone Ducted, Centrally Ducted | 210850854 |  | HRCU-A-CB | HMH72B481 |  | XAFD60HBCN1+JMVT20DC2N1 |  |  |  | 10 | 18.5 | 7.8 | FALSE | FALSE | FALSE | 48000 | 29600 | 2.48 | 29600 | 2.48
210848511 | 11/03/2025 | Live | Johnson Controls Inc. (York International Norman) | JOHNSON CONTROLS | Singlezone Ducted, Centrally Ducted | 210848511 |  | HRCU-A-CB | HMH72B361 |  | XAHB36DXXN1+JMVT12BC2N1+TXV |  |  |  | 9 | 16.5 | 7.8 | FALSE | FALSE | FALSE | 35000 | 24400 | 2.52 | 24400 | 2.52
210845988 | 11/03/2025 | Live | Johnson Controls Inc. (York International Norman) | JOHNSON CONTROLS | Singlezone Ducted, Centrally Ducted | 210845988 |  | HRCU-A-CB | HMH72B481 |  | XAFD60JXXN1+JMVT20DC2N1+TXV |  |  |  | 10 | 18 | 7.8 | FALSE | FALSE | FALSE | 47500 | 29800 | 2.48 | 29800 | 2.48
210840437 | 11/03/2025 | Live | Johnson Controls Inc. (York International Norman) | JOHNSON CONTROLS | Singlezone Ducted, Centrally Ducted | 210840437 |  | HRCU-A-CB | HMH72B361 |  | JHVTB36DBCC2N1 | 9.25 | 17.5 | 9.5 | 9 | 18 | 8.1 | FALSE | FALSE | FALSE | 35800 | 25200 | 2.58 | 25200 | 2.58
210410120 | 11/03/2025 | Live | MRCOOL, LLC | MRCOOL | Singlezone Ducted, Centrally Ducted | 210410120 |  | HRCU-A-CB | MDUO18048060 |  | MDUI18060E | 10.5 | 17 | 10 | 10 | 15.8 | 9 | FALSE | TRUE | TRUE | 54000 | 36000 | 2.4 | 36000 | 2.4
210808435 | 11/03/2025 | Live | Johnson Controls Inc. (York International Norman) | JOHNSON CONTROLS | Singlezone Ducted, Centrally Ducted | 210808435 |  | HRCU-A-CB | HMH72B361 |  | XAFB36DXXN1+JMVT12BC2N1+TXV | 9.25 | 17 | 10 | 9 | 18 | 8.1 | FALSE | FALSE | FALSE | 36000 | 25400 | 2.6 | 25400 | 2.6
210627700 | 11/03/2025 | Live | Johnson Controls Inc. (York International Norman) | YORK | Singlezone Ducted, Centrally Ducted | 210627700 |  | HRCU-A-CB | HMH72B361 |  | XAFB36DBCN1+JMET12BS2N1 |  |  |  | 9 | 18 | 8.1 | FALSE | FALSE | FALSE | 36000 | 25200 | 2.6 | 25200 | 2.6
210621485 | 11/03/2025 | Live | Johnson Controls Inc. (York International Norman) | FRASER-JOHNSTON | Singlezone Ducted, Centrally Ducted | 210621485 |  | HRCU-A-CB | HMH72B481 |  | JHETD60HBCS2N1 |  |  |  | 10 | 18.5 | 7.8 | FALSE | FALSE | FALSE | 48000 | 29800 | 2.46 | 29800 | 2.46
210621484 | 11/03/2025 | Live | Johnson Controls Inc. (York International Norman) | LUXAIRE | Singlezone Ducted, Centrally Ducted | 210621484 |  | HRCU-A-CB | HMH72B481 |  | JHETD60HBCS2N1 |  |  |  | 10 | 18.5 | 7.8 | FALSE | FALSE | FALSE | 48000 | 29800 | 2.46 | 29800 | 2.46
210621471 | 11/03/2025 | Live | Johnson Controls Inc. (York International Norman) | COLEMAN | Singlezone Ducted, Centrally Ducted | 210621471 |  | HRCU-A-CB | HMH72B361 |  | XAUB36DXXN1+JMET12BS2N1+TXV |  |  |  | 9 | 18 | 8.1 | FALSE | FALSE | FALSE | 36000 | 25200 | 2.6 | 25200 | 2.6
210619730 | 11/03/2025 | Live | Johnson Controls Inc. (York International Norman) | FRASER-JOHNSTON | Singlezone Ducted, Centrally Ducted | 210619730 |  | HRCU-A-CB | HMH72B481 |  | JHVTD60HBCC2N1 |  |  |  | 10 | 18 | 7.8 | FALSE | FALSE | FALSE | 48000 | 29400 | 2.48 | 29400 | 2.48
210619729 | 11/03/2025 | Live | Johnson Controls Inc. (York International Norman) | LUXAIRE | Singlezone Ducted, Centrally Ducted | 210619729 |  | HRCU-A-CB | HMH72B481 |  | JHVTD60HBCC2N1 |  |  |  | 10 | 18 | 7.8 | FALSE | FALSE | FALSE | 48000 | 29400 | 2.48 | 29400 | 2.48
208185441 | 10/31/2025 | Live | Trane U.S. Inc. | TRANE | Singlezone Ducted, Centrally Ducted | 208185441 |  | HRCU-A-CB | 4TWL9048A1 | Ducted Indoor Units | 4TXCB006DS3+P0V0B000M40SC+RP |  |  | 10 | 12 | 17.5 | 8.7 | TRUE | FALSE | TRUE | 45500 | 31600 | 3.56 | 32800 | 2.59
208185440 | 10/31/2025 | Live | Trane U.S. Inc. | AMERICAN STANDARD | Singlezone Ducted, Centrally Ducted | 208185440 |  | HRCU-A-CB | 4A6L9048A1 | Ducted Indoor Units | 4TXCB006DS3+P0V0B000M40SC+RP |  |  | 10 | 12 | 17.5 | 8.7 | TRUE | FALSE | TRUE | 45500 | 31600 | 3.56 | 32800 | 2.59
208106849 | 10/31/2025 | Live | Lennox Industries | DUCANE | Multizone All Ducted | 208106849 |  | HMSV-A-CB | 4DHP2S30M-1P | Ducted Indoor Units |  | 11.2 | 19.5 | 10.2 | 11.7 | 20.7 | 9.2 | TRUE | FALSE | TRUE | 28000 | 22000 | 3.5 | 18500 | 2.05
208106836 | 10/31/2025 | Live | Lennox Industries | CONCORD | Multizone All Non-Ducted | 208106836 |  | HMSV-A-CB | 4DHP2S36M-1P | Non-Ducted Indoor Units |  | 11.5 | 23 | 11.3 | 11.7 | 23.9 | 9.5 | TRUE | FALSE | TRUE | 36000 | 26800 | 3.14 | 29700 | 2.08
208106821 | 10/31/2025 | Live | Lennox Industries | ARMSTRONG AIR | Multizone All Non-Ducted | 208106821 |  | HMSV-A-CB | 4DHP2S36M-1P | Non-Ducted Indoor Units |  | 11.5 | 23 | 11.3 | 11.7 | 23.9 | 9.5 | TRUE | FALSE | TRUE | 36000 | 26800 | 3.14 | 29700 | 2.08
208106791 | 10/31/2025 | Live | Lennox Industries | ALLIED | Multizone All Non-Ducted | 208106791 |  | HMSV-A-CB | 4DHP2S36M-1P | Non-Ducted Indoor Units |  | 11.5 | 23 | 11.3 | 11.7 | 23.9 | 9.5 | TRUE | FALSE | TRUE | 36000 | 26800 | 3.14 | 29700 | 2.08
208106789 | 10/31/2025 | Live | Lennox Industries | ALLIED | Multizone All Ducted | 208106789 |  | HMSV-A-CB | 4DHP2S30M-1P | Ducted Indoor Units |  | 11.2 | 19.5 | 10.2 | 11.7 | 20.7 | 9.2 | TRUE | FALSE | TRUE | 28000 | 22000 | 3.5 | 18500 | 2.05
207820993 | 10/31/2025 | Live | Trane U.S. Inc. | AMERICAN STANDARD | Singlezone Ducted, Centrally Ducted | 207820993 |  | HRCU-A-CB | 4A6V0X60A1 | Ducted Indoor Units | TEM8B0C60V51+TDR |  |  | 9.25 | 12 | 19.5 | 8.5 | TRUE | FALSE | TRUE | 54000 | 48500 | 4.65 | 49900 | 2.15
207820973 | 10/31/2025 | Live | Trane U.S. Inc. | AMERICAN STANDARD | Singlezone Ducted, Centrally Ducted | 207820973 |  | HRCU-A-CB | 4A6L9060A1 | Ducted Indoor Units | TEM8B0C60V51+TDR |  |  | 10.5 | 11 | 19 | 8.7 | FALSE | FALSE | TRUE | 58500 | 37800 | 4.13 | 38100 | 2.68
207805716 | 10/31/2025 | Live | Trane U.S. Inc. | AMERICAN STANDARD | Singlezone Ducted, Centrally Ducted | 207805716 |  | HRCU-A-CB | 4A6V8X48A1 | Ducted Indoor Units | 4TXCD010DS3+P0V0D000M50SC+RP |  |  | 10 | 12 | 18 | 8.5 | TRUE | FALSE | TRUE | 47000 | 36400 | 4.6 | 36700 | 2.32
207805713 | 10/31/2025 | Live | Trane U.S. Inc. | AMERICAN STANDARD | Singlezone Ducted, Centrally Ducted | 207805713 |  | HRCU-A-CB | 4A6V8X48A1 | Ducted Indoor Units | 4TXCD008DS3+P0V0D000M50SC+RP |  |  | 10 | 12 | 18 | 8.5 | TRUE | FALSE | TRUE | 46000 | 37000 | 4.71 | 37300 | 2.3
207805706 | 10/31/2025 | Live | Trane U.S. Inc. | AMERICAN STANDARD | Singlezone Ducted, Centrally Ducted | 207805706 |  | HRCU-A-CB | 4A6V8X48A1 | Ducted Indoor Units | 4PX*DU48BS3+P0V0C000M50SC+RP |  |  | 9.5 | 12 | 18 | 8.5 | TRUE | FALSE | TRUE | 45000 | 36000 | 4.75 | 36300 | 2.22
207805697 | 10/31/2025 | Live | Trane U.S. Inc. | AMERICAN STANDARD | Singlezone Ducted, Centrally Ducted | 207805697 |  | HRCU-A-CB | 4A6V8X48A1 | Ducted Indoor Units | 4PX*CU60BS3+P0V0C000M50SC+RP |  |  | 9.6 | 12 | 18 | 8.5 | TRUE | FALSE | TRUE | 47000 | 36600 | 4.66 | 36900 | 2.3
207805696 | 10/31/2025 | Live | Trane U.S. Inc. | AMERICAN STANDARD | Singlezone Ducted, Centrally Ducted | 207805696 |  | HRCU-A-CB | 4A6V8X48A1 | Ducted Indoor Units | 4PX*CU48BS3+P0V0C000M50SC+RP |  |  | 10 | 12 | 18 | 8.5 | TRUE | FALSE | TRUE | 46000 | 37200 | 4.78 | 37500 | 2.28
207805693 | 10/29/2025 | Live | Trane U.S. Inc. | AMERICAN STANDARD | Singlezone Ducted, Centrally Ducted | 207805693 |  | HRCU-A-CB | 4A6V8X48A1 | Ducted Indoor Units | 4PX*CD60BS3+P0V0C000M50SC+RP |  |  | 9.5 | 12 | 18 | 8.5 | TRUE | FALSE | TRUE | 47000 | 36600 | 4.83 | 36900 | 2.22
207805669 | 10/29/2025 | Live | Trane U.S. Inc. | AMERICAN STANDARD | Singlezone Ducted, Centrally Ducted | 207805669 |  | HRCU-A-CB | 4A6V0X48A1 | Ducted Indoor Units | 4TXCD010DS3+P0V0D000M50SC+RP |  |  | 9.5 | 12 | 20 | 8.5 | TRUE | FALSE | TRUE | 47000 | 35800 | 4.64 | 36100 | 2.27
207805664 | 10/29/2025 | Live | Trane U.S. Inc. | AMERICAN STANDARD | Singlezone Ducted, Centrally Ducted | 207805664 |  | HRCU-A-CB | 4A6V0X48A1 | Ducted Indoor Units | 4TXCC007DS3+P0V0C000M50SC+RP |  |  | 9.5 | 11.7 | 19.5 | 8.5 | TRUE | FALSE | TRUE | 46000 | 36400 | 4.85 | 36700 | 2.2
207805662 | 10/29/2025 | Live | Trane U.S. Inc. | AMERICAN STANDARD | Singlezone Ducted, Centrally Ducted | 207805662 |  | HRCU-A-CB | 4A6V0X48A1 | Ducted Indoor Units | 4PX*DU60BS3+P0V0C000M50SC+RP |  |  | 9 | 12 | 19.5 | 8.2 | TRUE | FALSE | TRUE | 45500 | 34800 | 4.68 | 35100 | 2.19
207805653 | 10/29/2025 | Live | Trane U.S. Inc. | AMERICAN STANDARD | Singlezone Ducted, Centrally Ducted | 207805653 |  | HRCU-A-CB | 4A6V0X48A1 | Ducted Indoor Units | 4PX*CU48BS3+P0V0C000M50SC+RP |  |  | 9.5 | 11.7 | 19.5 | 8.5 | TRUE | FALSE | TRUE | 46000 | 36400 | 4.85 | 36700 | 2.2
207805621 | 10/29/2025 | Live | Trane U.S. Inc. | TRANE | Singlezone Ducted, Centrally Ducted | 207805621 |  | HRCU-A-CB | 4TWV8X48A1 | Ducted Indoor Units | 4TXCC007DS3+P0V0C000M50SC+RP |  |  | 10 | 12 | 18 | 8.5 | TRUE | FALSE | TRUE | 46000 | 37200 | 4.78 | 37500 | 2.28
207805613 | 10/29/2025 | Live | Trane U.S. Inc. | TRANE | Singlezone Ducted, Centrally Ducted | 207805613 |  | HRCU-A-CB | 4TWV8X48A1 | Ducted Indoor Units | 4PX*DD60BS3+P0V0C000M50SC+RP |  |  | 9 | 12 | 18 | 8.5 | TRUE | FALSE | TRUE | 44500 | 35400 | 4.67 | 35200 | 2.21
207805612 | 10/29/2025 | Live | Trane U.S. Inc. | TRANE | Singlezone Ducted, Centrally Ducted | 207805612 |  | HRCU-A-CB | 4TWV8X48A1 | Ducted Indoor Units | 4PX*DD60BS3+P0V0D000M50SC+RP |  |  | 10 | 12 | 18 | 8.5 | TRUE | FALSE | TRUE | 46000 | 36400 | 4.72 | 36700 | 2.26
207805576 | 10/29/2025 | Live | Trane U.S. Inc. | TRANE | Singlezone Ducted, Centrally Ducted | 207805576 |  | HRCU-A-CB | 4TWV0X48A1 | Ducted Indoor Units | 4TXCD008DS3+P0V0D000M50SC+RP |  |  | 9.5 | 12 | 19.5 | 8.5 | TRUE | FALSE | TRUE | 46000 | 36200 | 4.78 | 36500 | 2.21
207805575 | 10/29/2025 | Live | Trane U.S. Inc. | TRANE | Singlezone Ducted, Centrally Ducted | 207805575 |  | HRCU-A-CB | 4TWV0X48A1 | Ducted Indoor Units | 4TXCC009DS3+P0V0C000M50SC+RP |  |  | 9.5 | 12 | 20 | 8.5 | TRUE | FALSE | TRUE | 47000 | 36000 | 4.71 | 36300 | 2.25
207805239 | 10/29/2025 | Live | Trane U.S. Inc. | AMERICAN STANDARD | Singlezone Ducted, Centrally Ducted | 207805239 |  | HRCU-A-CB | 4A6L9060A1 | Ducted Indoor Units | 4PX*DU60BS3+P0V0D000M50SC+RP |  |  | 10 | 11 | 19 | 8.7 | FALSE | FALSE | TRUE | 59000 | 38000 | 4.19 | 38000 | 2.66
207805225 | 10/29/2025 | Live | Trane U.S. Inc. | AMERICAN STANDARD | Singlezone Ducted, Centrally Ducted | 207805225 |  | HRCU-A-CB | 4A6L9048A1 | Ducted Indoor Units | 4TXCC007DS3+P0V0C000M50SC+RP |  |  | 10 | 11.7 | 19 | 9 | TRUE | FALSE | TRUE | 48000 | 31800 | 3.33 | 31700 | 2.81
207805220 | 10/29/2025 | Live | Trane U.S. Inc. | AMERICAN STANDARD | Singlezone Ducted, Centrally Ducted | 207805220 |  | HRCU-A-CB | 4A6L9048A1 | Ducted Indoor Units | 4PX*DU48BS3+P0V0C000M50SC+RP |  |  | 10 | 12 | 19 | 8.7 | TRUE | FALSE | TRUE | 46500 | 31200 | 3.34 | 31100 | 2.74
207805207 | 10/29/2025 | Live | Trane U.S. Inc. | AMERICAN STANDARD | Singlezone Ducted, Centrally Ducted | 207805207 |  | HRCU-A-CB | 4A6L9048A1 | Ducted Indoor Units | 4PX*CD60BS3+P0V0C000M50SC+RP |  |  | 10.5 | 12 | 19 | 8.7 | TRUE | FALSE | TRUE | 49000 | 31400 | 3.36 | 31300 | 2.74
207805202 | 10/29/2025 | Live | Trane U.S. Inc. | AMERICAN STANDARD | Singlezone Ducted, Centrally Ducted | 207805202 |  | HRCU-A-CB | 4A6L9036A1 | Ducted Indoor Units | 4TXCB006DS3+P0V0A000M30SC+RP |  |  | 10 | 11.7 | 16.5 | 8.2 | TRUE | FALSE | TRUE | 33600 | 22000 | 2.54 | 22800 | 2.54
207805201 | 10/29/2025 | Live | Trane U.S. Inc. | AMERICAN STANDARD | Singlezone Ducted, Centrally Ducted | 207805201 |  | HRCU-A-CB | 4A6L9036A1 | Ducted Indoor Units | 4TXCB004DS3+P0V0B000M40SC+RP |  |  | 10 | 11.7 | 16 | 8.5 | TRUE | FALSE | TRUE | 33800 | 22800 | 2.63 | 23700 | 2.54
207805199 | 10/29/2025 | Live | Trane U.S. Inc. | AMERICAN STANDARD | Singlezone Ducted, Centrally Ducted | 207805199 |  | HRCU-A-CB | 4A6L9036A1 | Ducted Indoor Units | 4PX*BU48BS3+P0V0B000M40SC+RP |  |  | 10 | 12 | 16.5 | 8.7 | TRUE | FALSE | TRUE | 34800 | 22600 | 2.49 | 23500 | 2.67
207804976 | 10/29/2025 | Live | Trane U.S. Inc. | TRANE | Singlezone Ducted, Centrally Ducted | 207804976 |  | HRCU-A-CB | 4TWL9060A1 | Ducted Indoor Units | 4TXCD008DS3+P0V0C000M50SC+RP |  |  | 10 | 10 | 19 | 8.5 | FALSE | FALSE | TRUE | 55500 | 37400 | 4.32 | 37400 | 2.54
207804973 | 10/29/2025 | Live | Trane U.S. Inc. | TRANE | Singlezone Ducted, Centrally Ducted | 207804973 |  | HRCU-A-CB | 4TWL9060A1 | Ducted Indoor Units | 4TXCC007DS3+P0V0C000M50SC+RP |  |  | 10 | 10 | 19 | 8.7 | FALSE | FALSE | TRUE | 57000 | 38500 | 4.37 | 38600 | 2.58
207804971 | 10/29/2025 | Live | Trane U.S. Inc. | TRANE | Singlezone Ducted, Centrally Ducted | 207804971 |  | HRCU-A-CB | 4TWL9060A1 | Ducted Indoor Units | 4PX*DU60BS3+P0V0C000M50SC+RP |  |  | 10 | 10 | 19 | 8.5 | FALSE | FALSE | TRUE | 57000 | 37000 | 4.24 | 37000 | 2.56
207804960 | 10/29/2025 | Live | Trane U.S. Inc. | TRANE | Singlezone Ducted, Centrally Ducted | 207804960 |  | HRCU-A-CB | 4TWL9048A1 | Ducted Indoor Units | 4TXCD008DS3+P0V0C000M50SC+RP |  |  | 10 | 12 | 19 | 8.7 | TRUE | FALSE | TRUE | 46500 | 31000 | 3.34 | 30900 | 2.71
207804950 | 10/29/2025 | Live | Trane U.S. Inc. | TRANE | Singlezone Ducted, Centrally Ducted | 207804950 |  | HRCU-A-CB | 4TWL9048A1 | Ducted Indoor Units | 4PX*DD60BS3+P0V0C000M50SC+RP |  |  | 10 | 12 | 19 | 8.7 | TRUE | FALSE | TRUE | 46500 | 30600 | 3.35 | 30500 | 2.68
207804944 | 10/29/2025 | Live | Trane U.S. Inc. | TRANE | Singlezone Ducted, Centrally Ducted | 207804944 |  | HRCU-A-CB | 4TWL9048A1 | Ducted Indoor Units | 4PX*CU60BS3+P0V0C000M50SC+RP |  |  | 11 | 12 | 19 | 9 | TRUE | FALSE | TRUE | 49000 | 31600 | 3.28 | 31500 | 2.82
207804942 | 10/29/2025 | Live | Trane U.S. Inc. | TRANE | Singlezone Ducted, Centrally Ducted | 207804942 |  | HRCU-A-CB | 4TWL9048A1 | Ducted Indoor Units | 4PX*CU42BS3+P0V0C000M50SC+RP |  |  | 10 | 11.7 | 19 | 9 | TRUE | FALSE | TRUE | 48000 | 32400 | 3.44 | 32300 | 2.75
207804940 | 10/29/2025 | Live | Trane U.S. Inc. | TRANE | Singlezone Ducted, Centrally Ducted | 207804940 |  | HRCU-A-CB | 4TWL9048A1 | Ducted Indoor Units | 4PX*CD60BS3+P0V0C000M50SC+RP |  |  | 10.5 | 12 | 19 | 8.7 | TRUE | FALSE | TRUE | 49000 | 31400 | 3.36 | 31300 | 2.74
207804933 | 10/29/2025 | Live | Trane U.S. Inc. | TRANE | Singlezone Ducted, Centrally Ducted | 207804933 |  | HRCU-A-CB | 4TWL9036A1 | Ducted Indoor Units | 4TXCB004DS3+P0V0A000M30SC+RP |  |  | 10 | 11.5 | 16 | 8.1 | FALSE | FALSE | TRUE | 32800 | 22200 | 2.58 | 22500 | 2.53
207804922 | 10/29/2025 | Live | Trane U.S. Inc. | TRANE | Singlezone Ducted, Centrally Ducted | 207804922 |  | HRCU-A-CB | 4TWL9036A1 | Ducted Indoor Units | 4PX*BD42BS3+P0V0B000M40SC+RP |  |  | 9.6 | 12 | 16.5 | 8.1 | TRUE | FALSE | TRUE | 35200 | 22800 | 2.72 | 23700 | 2.45
207804061 | 10/29/2025 | Live | Trane U.S. Inc. | TRANE | Singlezone Ducted, Centrally Ducted | 207804061 |  | HRCU-A-CB | 4TWL9048A1 | Ducted Indoor Units | TEM8A0C42V41+TDR |  |  | 10.5 | 11.7 | 19 | 9 | TRUE | FALSE | TRUE | 46000 | 32000 | 3.42 | 32500 | 2.74
207699111 | 10/29/2025 | Live | Lennox Industries | LENNOX | Multizone All Ducted | 207699111 |  | HMSV-A-CB | MPC030S4M-1P | Ducted Indoor Units |  | 11.2 | 19.5 | 10.2 | 11.7 | 20.7 | 9.2 | TRUE | FALSE | TRUE | 28000 | 22000 | 3.5 | 18500 | 2.05
207699110 | 10/29/2025 | Live | Lennox Industries | LENNOX | Multizone All Non-Ducted | 207699110 |  | HMSV-A-CB | MPC030S4M-1P | Non-Ducted Indoor Units |  | 12.5 | 23.8 | 10.5 | 12.7 | 24.6 | 9.3 | TRUE | FALSE | FALSE | 28000 | 21000 | 3.42 | 22987 | 2
207690057 | 10/29/2025 | Live | Trane U.S. Inc. | AMERICAN STANDARD | Singlezone Ducted, Centrally Ducted | 207690057 |  | HRCU-A-CB | 4A6V8X48A1 | Ducted Indoor Units | TAMXA0C60V51 |  |  | 10 | 12 | 18 | 8.5 | FALSE | FALSE | TRUE | 46000 | 35800 | 4.68 | 36100 | 2.23
207590075 | 10/29/2025 | Live | Trane U.S. Inc. | AMERICAN STANDARD | Singlezone Ducted, Centrally Ducted | 207590075 |  | HRCU-A-CB | 4A6V8X48A1 | Ducted Indoor Units | TEM8A0D60V51+TDR |  |  | 10 | 11.5 | 18 | 8.5 | FALSE | FALSE | TRUE | 44500 | 36400 | 4.48 | 36100 | 2.38
207590072 | 10/29/2025 | Live | Trane U.S. Inc. | AMERICAN STANDARD | Singlezone Ducted, Centrally Ducted | 207590072 |  | HRCU-A-CB | 4A6V8X48A1 | Ducted Indoor Units | TEM8A0C48V41+TDR |  |  | 10 | 12 | 18 | 8.5 | TRUE | FALSE | TRUE | 47000 | 36600 | 4.55 | 36900 | 2.37
207590052 | 10/29/2025 | Live | Trane U.S. Inc. | AMERICAN STANDARD | Singlezone Ducted, Centrally Ducted | 207590052 |  | HRCU-A-CB | 4A6V0X36A1 | Ducted Indoor Units | TEM8A0B30V31+TDR |  |  | 9.6 | 12 | 19.5 | 8.7 | TRUE | FALSE | TRUE | 34000 | 27000 | 3.44 | 27200 | 2.3
207590046 | 10/29/2025 | Live | Trane U.S. Inc. | AMERICAN STANDARD | Singlezone Ducted, Centrally Ducted | 207590046 |  | HRCU-A-CB | 4A6V8X36A1 | Ducted Indoor Units | TAM9A0C36V31 |  |  | 10 | 12 | 18 | 8.5 | TRUE | FALSE | TRUE | 34600 | 25800 | 3.35 | 26100 | 2.26
207590040 | 09/12/2025 | Live | Trane U.S. Inc. | AMERICAN STANDARD | Singlezone Ducted, Centrally Ducted | 207590040 |  | HRCU-A-CB | 4A6V0X36A1 | Ducted Indoor Units | TAM9A0C36V31 |  |  | 10 | 12.7 | 19.5 | 8.7 | TRUE | FALSE | TRUE | 35000 | 26000 | 3.34 | 26300 | 2.28
207526361 | 10/29/2025 | Live | Trane U.S. Inc. | TRANE | Singlezone Ducted, Centrally Ducted | 207526361 |  | HRCU-A-CB | 4TWV8X48A1 | Ducted Indoor Units | TEM8A0D60V51+TDR |  |  | 10 | 11.5 | 18 | 8.5 | FALSE | FALSE | TRUE | 44500 | 36400 | 4.48 | 36100 | 2.38
207526351 | 10/29/2025 | Live | Trane U.S. Inc. | TRANE | Singlezone Ducted, Centrally Ducted | 207526351 |  | HRCU-A-CB | 4TWV8X24A1 | Ducted Indoor Units | TEM8A0B30V31+TDR |  |  | 9.6 | 12.2 | 18 | 8.5 | TRUE | FALSE | TRUE | 23800 | 16700 | 2.07 | 16600 | 2.36
207526347 | 10/29/2025 | Live | Trane U.S. Inc. | TRANE | Singlezone Ducted, Centrally Ducted | 207526347 |  | HRCU-A-CB | 4TWV0X48A1 | Ducted Indoor Units | TEM8A0D60V51+TDR |  |  | 10 | 11.2 | 18.5 | 8.7 | FALSE | FALSE | TRUE | 44500 | 35800 | 4.48 | 35500 | 2.34
207526344 | 10/29/2025 | Live | Trane U.S. Inc. | TRANE | Singlezone Ducted, Centrally Ducted | 207526344 |  | HRCU-A-CB | 4TWV0X48A1 | Ducted Indoor Units | TEM8A0C48V41+TDR |  |  | 10 | 12 | 19.5 | 8.7 | TRUE | FALSE | TRUE | 47000 | 36000 | 4.51 | 36300 | 2.33
207526340 | 10/29/2025 | Live | Trane U.S. Inc. | TRANE | Singlezone Ducted, Centrally Ducted | 207526340 |  | HRCU-A-CB | 4TWV0X36A1 | Ducted Indoor Units | TEM8A0C42V41+TDR |  |  | 10 | 12.5 | 20.5 | 8.7 | TRUE | FALSE | TRUE | 35200 | 26400 | 3.28 | 26600 | 2.37
207526337 | 10/29/2025 | Live | Trane U.S. Inc. | TRANE | Singlezone Ducted, Centrally Ducted | 207526337 |  | HRCU-A-CB | 4TWV0X24A1 | Ducted Indoor Units | TEM8A0B30V31+TDR |  |  | 9.6 | 12.5 | 19 | 8.7 | TRUE | FALSE | TRUE | 23800 | 17600 | 2.08 | 17500 | 2.49
207526327 | 10/29/2025 | Live | Trane U.S. Inc. | TRANE | Singlezone Ducted, Centrally Ducted | 207526327 |  | HRCU-A-CB | 4TWV0X48A1 | Ducted Indoor Units | TAM9A0C60V51 |  |  | 10 | 11.7 | 19.5 | 8.5 | TRUE | FALSE | TRUE | 46000 | 35200 | 4.73 | 35500 | 2.19
207525861 | 10/29/2025 | Live | Mitsubishi Electric Trane | TRANE / MITSUBISHI ELECTRIC | Multizone Mix of Ducted and Non-Ducted | 207525861 |  | HMSV-A-CB | NTXMSH36A142A* | Mixed Ducted and Non-Ducted Indoor Units |  | 13.8 | 20.65 | 12.1 | 13.5 | 20.75 | 11.5 | TRUE | FALSE | TRUE | 36000 | 29600 | 2.75 | 42000 | 2.03
207525859 | 10/29/2025 | Live | Mitsubishi Electric Trane | MITSUBISHI ELECTRIC | Multizone Mix of Ducted and Non-Ducted | 207525859 |  | HMSV-A-CB | MXZ-SM60NAM | Mixed Ducted and Non-Ducted Indoor Units |  | 12.2 | 18.9 | 11.35 | 11.95 | 18.5 | 9.75 | TRUE | FALSE | TRUE | 60000 | 41000 | 2.74 | 65000 | 2.05
207525855 | 10/29/2025 | Live | Mitsubishi Electric Trane | MITSUBISHI ELECTRIC | Multizone Mix of Ducted and Non-Ducted | 207525855 |  | HMSV-A-CB | MXZ-SM36NAMHZ | Mixed Ducted and Non-Ducted Indoor Units |  | 13.8 | 20.65 | 12.1 | 13.5 | 20.75 | 11.5 | TRUE | FALSE | FALSE | 36000 | 29600 | 2.75 | 42000 | 2.03
207517167 | 10/29/2025 | Live | Mitsubishi Electric Trane | TRANE / MITSUBISHI ELECTRIC | Multizone All Non-Ducted | 207517167 |  | HMSR-A-CB-O | NTXMSH48A182A* | Non-Ducted Indoor Units |  | 13.1 | 23 | 12 | 13.1 | 23 | 11.5 | TRUE | FALSE | TRUE | 48000 | 39000 | 2.7 | 54000 | 2.5
207517162 | 10/29/2025 | Live | Mitsubishi Electric Trane | TRANE / MITSUBISHI ELECTRIC | Multizone All Non-Ducted | 207517162 |  | HMSR-A-CB-O | NTXMSM36A142A* | Non-Ducted Indoor Units |  | 15 | 23 | 12.5 | 15 | 23 | 11 | TRUE | FALSE | TRUE | 36000 | 26400 | 2.8 | 29400 | 2.2
207517159 | 10/29/2025 | Live | Mitsubishi Electric Trane | MITSUBISHI ELECTRIC | Multizone All Ducted | 207517159 |  | HMSV-A-CB | MXZ-SM48NAMHZ | Ducted Indoor Units |  | 11.3 | 16.5 | 11 | 10.5 | 16 | 9.5 | FALSE | FALSE | TRUE | 48000 | 42000 | 2.4 | 54000 | 1.84
207350092 | 10/29/2025 | Live | Samsung Electronics | SAMSUNG | Multizone Mix of Ducted and Non-Ducted | 207350092 |  | HMSV-A-CB | AJ020BXS3CH | Mixed Ducted and Non-Ducted Indoor Units |  | 12.45 | 16.75 | 9.75 | 12.45 | 18.25 | 8.65 | FALSE | FALSE | TRUE | 21000 | 13000 | 2.86 | 22000 | 2.05
207350090 | 10/29/2025 | Live | Samsung Electronics | SAMSUNG | Multizone Mix of Ducted and Non-Ducted | 207350090 |  | HMSV-A-CB | AJ036BXJ4CH | Mixed Ducted and Non-Ducted Indoor Units |  | 10.9 | 18 | 9.5 | 10.9 | 19.25 | 8.65 | FALSE | FALSE | TRUE | 33000 | 21200 | 2.39 | 29050 | 2.02
210440221 | 10/29/2025 | Live | Johnson Controls Inc. (York International Norman) | YORK | Singlezone Ducted, Centrally Ducted | 210440221 |  | HRCU-A-CB | HMH72B481 |  | XAFD60HXXN1+JMVT20DC2N1+TXV | 10.5 | 18.5 | 9.5 | 10 | 18.5 | 7.8 | FALSE | FALSE | FALSE | 48000 | 29600 | 2.48 | 29600 | 2.48
210440179 | 10/29/2025 | Live | Johnson Controls Inc. (York International Norman) | COLEMAN | Singlezone Ducted, Centrally Ducted | 210440179 |  | HRCU-A-CB | HMH72B481 |  | XAFD60HXXN1+JMVT20DC2N1+TXV | 10.5 | 18.5 | 9.5 | 10 | 18.5 | 7.8 | FALSE | FALSE | FALSE | 48000 | 29600 | 2.48 | 29600 | 2.48
209457665 | 10/29/2025 | Live | GENERALLUX | GENERALLUX | Singlezone Non-Ducted, Wall Placement | 209457665 |  | HRCU-A-CB-O | TSC-GL-18HA2/I3TO21 | Mini-Splits | TSC-GL-18HA2/I3TI21 | 13 | 21.5 | 10 | 13 | 22 | 9 | FALSE | FALSE | FALSE | 18000 | 10020 | 2.85 | 15600 | 2.64
209403042 | 10/29/2025 | Live | Johnson Controls Inc. (York International Norman) | LUXAIRE | Singlezone Ducted, Centrally Ducted | 209403042 |  | HRCU-A-CB | HMH72B601 |  | XAHD60JBCN1+JMVT20DC2N1 | 8.25 | 16.75 | 9.3 | 8.5 | 17 | 7.8 | FALSE | FALSE | FALSE | 57000 | 35600 | 2.42 | 35600 | 2.42
209403032 | 10/29/2025 | Live | Johnson Controls Inc. (York International Norman) | CHAMPION HEATING AND COOLING | Singlezone Ducted, Centrally Ducted | 209403032 |  | HRCU-A-CB | HMH72B361 |  | XAHB36DBCN1+JMVT12BC2N1 | 9 | 16.5 | 9.5 | 9 | 16.5 | 7.8 | FALSE | FALSE | FALSE | 35000 | 24400 | 2.52 | 24400 | 2.52
208614099 | 10/29/2025 | Live | Johnson Controls Inc. (York International Norman) | FRASER-JOHNSTON | Singlezone Ducted, Centrally Ducted | 208614099 |  | HRCU-A-CB | HMH72B601 |  | JHETD60JBCS2N1 | 8.5 | 17 | 9.5 | 8.5 | 17.5 | 8.3 | FALSE | FALSE | FALSE | 58000 | 36600 | 2.48 | 36600 | 2.48
208614092 | 10/29/2025 | Live | Johnson Controls Inc. (York International Norman) | LUXAIRE | Singlezone Ducted, Centrally Ducted | 208614092 |  | HRCU-A-CB | HMH72B601 |  | JHETD60JBCS2N1 | 8.5 | 17 | 9.5 | 8.5 | 17.5 | 8.3 | FALSE | FALSE | FALSE | 58000 | 36600 | 2.48 | 36600 | 2.48
208614080 | 10/29/2025 | Live | Johnson Controls Inc. (York International Norman) | FRASER-JOHNSTON | Singlezone Ducted, Centrally Ducted | 208614080 |  | HRCU-A-CB | HMH72B481 |  | JHETD60JBCS2N1 | 10.25 | 18.5 | 9.5 | 10 | 18.5 | 8.25 | FALSE | FALSE | FALSE | 48000 | 30200 | 2.48 | 30200 | 2.48
208614079 | 10/29/2025 | Live | Johnson Controls Inc. (York International Norman) | LUXAIRE | Singlezone Ducted, Centrally Ducted | 208614079 |  | HRCU-A-CB | HMH72B481 |  | JHETD60JBCS2N1 | 10.25 | 18.5 | 9.5 | 10 | 18.5 | 8.25 | FALSE | FALSE | FALSE | 48000 | 30200 | 2.48 | 30200 | 2.48
208614068 | 10/29/2025 | Live | Johnson Controls Inc. (York International Norman) | CHAMPION HEATING AND COOLING | Singlezone Ducted, Centrally Ducted | 208614068 |  | HRCU-A-CB | HMH72B361 |  | XAFB36DBCN1+JMVT12BC2N1 | 9.25 | 17 | 10 | 9 | 18 | 8.1 | FALSE | FALSE | FALSE | 36000 | 25400 | 2.6 | 25400 | 2.6
208614067 | 10/29/2025 | Live | Johnson Controls Inc. (York International Norman) | CHAMPION HEATING AND COOLING | Singlezone Ducted, Centrally Ducted | 208614067 |  | HRCU-A-CB | HMH72B361 |  | JHETB36DBCS2N1 | 9.25 | 17 | 9.5 | 9 | 18 | 8.1 | FALSE | FALSE | FALSE | 36000 | 25400 | 2.6 | 25400 | 2.6
208614065 | 10/29/2025 | Live | Johnson Controls Inc. (York International Norman) | CHAMPION HEATING AND COOLING | Singlezone Ducted, Centrally Ducted | 208614065 |  | HRCU-A-CB | HMH72B361 |  | JHVTB36DBCC2N1 | 9.25 | 17.5 | 9.5 | 9 | 18 | 8.1 | FALSE | FALSE | FALSE | 35800 | 25200 | 2.58 | 25200 | 2.58
208614062 | 10/29/2025 | Live | Johnson Controls Inc. (York International Norman) | FRASER-JOHNSTON | Singlezone Ducted, Centrally Ducted | 208614062 |  | HRCU-A-CB | HMH72B361 |  | JHVTB36DBCC2N1 | 9.25 | 17.5 | 9.5 | 9 | 18 | 8.1 | FALSE | FALSE | FALSE | 35800 | 25200 | 2.58 | 25200 | 2.58
208614060 | 10/29/2025 | Live | Johnson Controls Inc. (York International Norman) | FRASER-JOHNSTON | Singlezone Ducted, Centrally Ducted | 208614060 |  | HRCU-A-CB | HMH72B361 |  | JHETB36DBCS2N1 | 9.25 | 17 | 9.5 | 9 | 18 | 8.1 | FALSE | FALSE | FALSE | 36000 | 25400 | 2.6 | 25400 | 2.6
208614049 | 10/29/2025 | Live | Johnson Controls Inc. (York International Norman) | LUXAIRE | Singlezone Ducted, Centrally Ducted | 208614049 |  | HRCU-A-CB | HMH72B361 |  | JHVTB36DBCC2N1 | 9.25 | 17.5 | 9.5 | 9 | 18 | 8.1 | FALSE | FALSE | FALSE | 35800 | 25200 | 2.58 | 25200 | 2.58
208614044 | 10/29/2025 | Live | Johnson Controls Inc. (York International Norman) | COLEMAN | Singlezone Ducted, Centrally Ducted | 208614044 |  | HRCU-A-CB | HMH72B361 |  | JHETB36DBCS2N1 | 9.25 | 17 | 9.5 | 9 | 18 | 8.1 | FALSE | FALSE | FALSE | 36000 | 25400 | 2.6 | 25400 | 2.6
208614043 | 10/29/2025 | Live | Johnson Controls Inc. (York International Norman) | COLEMAN | Singlezone Ducted, Centrally Ducted | 208614043 |  | HRCU-A-CB | HMH72B361 |  | XAFB36DBCN1+JMVT12BC2N1 | 9.25 | 17 | 10 | 9 | 18 | 8.1 | FALSE | FALSE | FALSE | 36000 | 25400 | 2.6 | 25400 | 2.6
208613194 | 10/29/2025 | Live | Johnson Controls Inc. (York International Norman) | YORK | Singlezone Ducted, Centrally Ducted | 208613194 |  | HRCU-A-CB | HMH72B481 |  | JHETD60JBCS2N1 | 10.25 | 18.5 | 9.5 | 10 | 18.5 | 8.25 | FALSE | FALSE | FALSE | 48000 | 30200 | 2.48 | 30200 | 2.48
208503309 | 10/29/2025 | Live | Johnson Controls Inc. (York International Norman) | LUXAIRE | Singlezone Ducted, Centrally Ducted | 208503309 |  | HRCU-A-CB | HMH72B361 |  | XAHB36DXXN1+JMVT12BC2N1+TXV | 9 | 16.5 | 9.5 | 9 | 16.5 | 7.8 | FALSE | FALSE | FALSE | 35000 | 24400 | 2.52 | 24400 | 2.52
208502163 | 10/29/2025 | Live | Johnson Controls Inc. (York International Norman) | FRASER-JOHNSTON | Singlezone Ducted, Centrally Ducted | 208502163 |  | HRCU-A-CB | HMH72B361 |  | XAFB36DXXN1+JMVT12BC2N1+TXV | 9.25 | 17 | 10 | 9 | 18 | 8.1 | FALSE | FALSE | FALSE | 36000 | 25400 | 2.6 | 25400 | 2.6
208500438 | 10/29/2025 | Live | Johnson Controls Inc. (York International Norman) | YORK | Singlezone Ducted, Centrally Ducted | 208500438 |  | HRCU-A-CB | HMH72B361 |  | XAHB36DXXN1+JMVT12BC2N1+TXV | 9 | 16.5 | 9.5 | 9 | 16.5 | 7.8 | FALSE | FALSE | FALSE | 35000 | 24400 | 2.52 | 24400 | 2.52
208500190 | 10/29/2025 | Live | Johnson Controls Inc. (York International Norman) | YORK | Singlezone Ducted, Centrally Ducted | 208500190 |  | HRCU-A-CB | HMH72B361 |  | XAFB36DXXN1+JMVT12BC2N1+TXV | 9.25 | 17 | 10 | 9 | 18 | 8.1 | FALSE | FALSE | FALSE | 36000 | 25400 | 2.6 | 25400 | 2.6
206709491 | 10/29/2025 | Live | Mitsubishi Electric Trane | MITSUBISHI ELECTRIC | Singlezone Non-Ducted, Floor Placement | 206709491 | 204629265 | HRCU-A-CB-O | NTXSPF18A112A* | Mini-Splits | MFZ-KJ18NA*** | 12.6 | 21 | 11.3 | 12.6 | 22 | 10.3 | TRUE | FALSE | TRUE | 17000 | 12800 | 2.62 | 23000 | 2.1
204629572 | 10/29/2025 | Live | Mitsubishi Electric Trane | MITSUBISHI ELECTRIC | Singlezone Non-Ducted, Floor Placement | 204629572 |  | HRCU-A-CB-O | MUFZ-KJ09NAHZ*** | Mini-Splits | NAXFKS09A112A* | 15.8 | 28.2 | 13 | 15.8 | 28.7 | 11.3 | TRUE | FALSE | TRUE | 9000 | 7500 | 2.75 | 13400 | 2.11
204629180 | 10/29/2025 | Live | Mitsubishi Electric Trane | MITSUBISHI ELECTRIC | Singlezone Non-Ducted, Floor Placement | 204629180 |  | HRCU-A-CB-O | MUFZ-KJ18NAHZ*** | Mini-Splits | NTXFKS18A112A* | 12.6 | 21 | 11.3 | 12.6 | 22 | 10.3 | TRUE | FALSE | TRUE | 17000 | 12800 | 2.62 | 23000 | 2.1
202373716 | 10/29/2025 | Live | Mitsubishi Electric Trane | TRANE / MITSUBISHI ELECTRIC | Singlezone Non-Ducted, Floor Placement | 202373716 |  | HRCU-A-CB-O | NTXSPF09A112A* |  | NTXFKS09A112A* | 15.8 | 28.2 | 13 | 15.8 | 28.7 | 11.3 | TRUE | FALSE | TRUE | 9000 | 7500 | 2.75 | 13400 | 2.11
201978188 | 10/29/2025 | Live | Trane U.S. Inc. | TRANE | Singlezone Ducted, Centrally Ducted | 201978188 |  | HRCU-A-CB | 4TWL9024A1 | Ducted Indoor Units | TAM9A0A24V21 |  |  | 11 | 12 | 18 | 8.7 | TRUE | FALSE | TRUE | 23000 | 14100 | 1.52 | 13900 | 2.72
201923684 | 10/29/2025 | Live | Trane U.S. Inc. | AMERICAN STANDARD | Singlezone Ducted, Centrally Ducted | 201923684 |  | HRCU-A-CB | 4A6L9048A1 | Ducted Indoor Units | TAM9A0C48V41 |  |  | 11.5 | 11.7 | 19 | 9 | TRUE | FALSE | FALSE | 47500 | 31600 | 3.33 | 31600 | 2.78
201923158 | 10/29/2025 | Live | Trane U.S. Inc. | TRANE | Singlezone Ducted, Centrally Ducted | 201923158 |  | HRCU-A-CB | 4TWL9024A1 | Ducted Indoor Units | TEM8A0B24V21+TDR |  |  | 11 | 12 | 18 | 9 | TRUE | FALSE | TRUE | 23400 | 14100 | 1.39 | 14000 | 2.97
201923080 | 10/29/2025 | Live | Trane U.S. Inc. | AMERICAN STANDARD | Singlezone Ducted, Centrally Ducted | 201923080 |  | HRCU-A-CB | 4A6L9024A1 | Ducted Indoor Units | TEM8A0B24V21+TDR |  |  | 11 | 12 | 18 | 9 | TRUE | FALSE | TRUE | 23400 | 14100 | 1.39 | 14000 | 2.97
201922924 | 10/29/2025 | Live | Trane U.S. Inc. | AMERICAN STANDARD | Singlezone Ducted, Centrally Ducted | 201922924 |  | HRCU-A-CB | 4A6L9024A1 | Ducted Indoor Units | TAM9A0C36V31 |  |  | 11.5 | 12.5 | 18.5 | 9 | TRUE | FALSE | TRUE | 23800 | 13600 | 1.35 | 13500 | 2.95
201922494 | 10/29/2025 | Live | Trane U.S. Inc. | AMERICAN STANDARD | Singlezone Ducted, Centrally Ducted | 201922494 |  | HRCU-A-CB | 4A6L9036A1 | Ducted Indoor Units | TEM8A0C42V41+TDR |  |  | 10.5 | 11.5 | 17.5 | 9 | FALSE | FALSE | TRUE | 36400 | 23400 | 2.35 | 23200 | 2.93
201921882 | 10/29/2025 | Live | Trane U.S. Inc. | TRANE | Singlezone Ducted, Centrally Ducted | 201921882 |  | HRCU-A-CB | 4TWL9036A1 | Ducted Indoor Units | TEM8A0D48V41+TDR |  |  | 11 | 11.7 | 17.5 | 9 | FALSE | FALSE | TRUE | 36400 | 23600 | 2.31 | 23300 | 3.01
201921880 | 10/29/2025 | Live | Trane U.S. Inc. | TRANE | Singlezone Ducted, Centrally Ducted | 201921880 |  | HRCU-A-CB | 4TWL9036A1 | Ducted Indoor Units | TEM8A0C42V41+TDR |  |  | 10.5 | 11.5 | 17.5 | 9 | FALSE | FALSE | TRUE | 36400 | 23400 | 2.35 | 23200 | 2.93
201921879 | 10/29/2025 | Live | Trane U.S. Inc. | TRANE | Singlezone Ducted, Centrally Ducted | 201921879 |  | HRCU-A-CB | 4TWL9036A1 | Ducted Indoor Units | TEM8A0C36V31+TDR |  |  | 11 | 11.5 | 17.5 | 9 | FALSE | FALSE | TRUE | 36400 | 23200 | 2.33 | 23000 | 2.93
201921878 | 10/29/2025 | Live | Trane U.S. Inc. | TRANE | Singlezone Ducted, Centrally Ducted | 201921878 |  | HRCU-A-CB | 4TWL9036A1 | Ducted Indoor Units | TAM9A0C42V41 |  |  | 11 | 11.7 | 17.5 | 8.7 | TRUE | FALSE | TRUE | 37000 | 22800 | 2.47 | 22600 | 2.69
205013598 | 10/29/2025 | Live | Hisense | HISENSE | Multizone Mix of Ducted and Non-Ducted | 205013598 |  | HMSV-A-CB | AVW-36H3FH | Mixed Ducted and Non-Ducted Indoor Units |  | 13.4 | 18.5 | 10.75 | 13.4 | 18 | 10.2 | FALSE | FALSE | TRUE | 36000 | 26000 | 3.05 | 34000 | 3.08
204344217 | 10/29/2025 | Live | Hisense | HISENSE | Multizone All Non-Ducted | 204344217 |  | HMSR-A-CB-O | AVW-60H3FH | Non-Ducted Indoor Units | AVC-15HJFA1 | 10 | 18.6 | 10.5 | 10 | 18 | 10 | FALSE | FALSE | FALSE | 57500 | 35000 | 2.3 | 49000 | 2.46
204344214 | 10/29/2025 | Live | Hisense | HISENSE | Multizone All Ducted | 204344214 |  | HMSV-A-CB | AVW-60H3FH | Ducted Indoor Units | AVD-15HCFCH1 | 9.2 | 16.5 | 10 | 9.2 | 16 | 9 | FALSE | FALSE | FALSE | 57500 | 35000 | 2.1 | 49000 | 2.25
204344213 | 10/29/2025 | Live | Hisense | HISENSE | Multizone All Ducted | 204344213 |  | HMSV-A-CB | AVW-48H3FH | Ducted Indoor Units | AVD-12HCFCH1 | 10.2 | 17 | 9.5 | 10.2 | 16.5 | 8.55 | FALSE | FALSE | TRUE | 48000 | 32000 | 2.4 | 44000 | 2.5
213894047 | 10/29/2025 | Live | Trane U.S. Inc. | AMERISTAR | Multizone All Ducted | 213894047 |  | HRCU-A-CB | E4HL5030A1000A | Ducted Indoor Units | A4AH5V30A1B3 + DF |  |  |  | 9.8 | 15.2 | 8.5 | FALSE | FALSE | FALSE | 28000 | 18000 | 2.4 | 18000 | 2.4
213894041 | 10/29/2025 | Live | Trane U.S. Inc. | RUNTRU | Multizone All Ducted | 213894041 |  | HRCU-A-CB | E4HL5030A1000A | Ducted Indoor Units | A4AH5V30A1B3 + DF |  |  |  | 9.8 | 15.2 | 8.5 | FALSE | FALSE | FALSE | 28000 | 18000 | 2.4 | 18000 | 2.4
212925911 | 10/29/2025 | Live | ASPEN | GREE | Singlezone Ducted, Centrally Ducted | 212925911 |  | HRCU-A-CB | GUD36W/A-D(U) | Non-Ducted Indoor Units | C(A,C,E)37C24+TDR |  |  |  | 9.5 | 15.2 | 8.5 | FALSE | FALSE | FALSE | 32000 | 22000 | 2.05 | 23000 | 2.24
212925907 | 10/29/2025 | Live | ASPEN | GREE | Singlezone Ducted, Centrally Ducted | 212925907 |  | HRCU-A-CB | GUD60W/A-D(U) | Non-Ducted Indoor Units | C(A,C,D,E)60B44+TDR |  |  |  | 9.5 | 15.2 | 8.5 | FALSE | FALSE | FALSE | 50500 | 35200 | 2.19 | 36000 | 1.96
212925905 | 10/29/2025 | Live | ASPEN | GREE | Singlezone Ducted, Centrally Ducted | 212925905 |  | HRCU-A-CB | GUD60W/A-D(U) | Non-Ducted Indoor Units | C(A,C,D,E)48D44+TDR |  |  |  | 10 | 15.2 | 8.5 | FALSE | FALSE | TRUE | 47000 | 31200 | 2.25 | 32000 | 1.98
212925901 | 08/06/2025 | Live | ASPEN | GREE | Singlezone Ducted, Centrally Ducted | 212925901 |  | HRCU-A-CB | GUD36W/A-D(U) | Non-Ducted Indoor Units | D(A,C,E)24A44+TDR |  |  |  | 11 | 15.2 | 8.5 | FALSE | FALSE | TRUE | 23000 | 15000 | 2.34 | 22000 | 2.18
212925900 | 07/24/2025 | Live | ASPEN | GREE | Singlezone Ducted, Centrally Ducted | 212925900 |  | HRCU-A-CB | GUD60W/A-D(U) | Non-Ducted Indoor Units | D(A,C,E)60D44+TDR |  |  |  | 9.5 | 15.2 | 8.5 | FALSE | FALSE | FALSE | 50500 | 35200 | 2.19 | 36000 | 1.96
212925899 | 07/24/2025 | Live | ASPEN | GREE | Singlezone Ducted, Centrally Ducted | 212925899 |  | HRCU-A-CB | GUD60W/A-D(U) | Non-Ducted Indoor Units | D(A,C,E)60C44+TDR |  |  |  | 9.5 | 15.2 | 8.5 | FALSE | FALSE | FALSE | 50500 | 35200 | 2.19 | 36000 | 1.96
212925895 | 07/24/2025 | Live | ASPEN | TOSOT | Singlezone Ducted, Centrally Ducted | 212925895 |  | HRCU-A-CB | TU36-24WADU | Non-Ducted Indoor Units | D(A,C,E)36B34+TDR |  |  |  | 9.5 | 15.2 | 8.5 | FALSE | FALSE | FALSE | 32000 | 22000 | 2.05 | 23000 | 2.24
212925893 | 07/24/2025 | Live | ASPEN | TOSOT | Singlezone Ducted, Centrally Ducted | 212925893 |  | HRCU-A-CB | TU60-48WADU | Non-Ducted Indoor Units | C(A,C,D,E)60C44+TDR |  |  |  | 9.5 | 15.2 | 8.5 | FALSE | FALSE | FALSE | 50500 | 35200 | 2.19 | 36000 | 1.96
212925890 | 07/24/2025 | Live | ASPEN | TOSOT | Singlezone Ducted, Centrally Ducted | 212925890 |  | HRCU-A-CB | TU60-48WADU | Non-Ducted Indoor Units | C(A,C,D,E)48D44+TDR |  |  |  | 10 | 15.2 | 8.5 | FALSE | FALSE | TRUE | 47000 | 31200 | 2.25 | 32000 | 1.98
212925888 | 03/18/2025 | Live | ASPEN | TOSOT | Singlezone Ducted, Centrally Ducted | 212925888 |  | HRCU-A-CB | TU36-24WADU | Non-Ducted Indoor Units | D(A,C,E)24D34+TDR |  |  |  | 11 | 15.2 | 8.5 | FALSE | FALSE | TRUE | 23000 | 15000 | 2.34 | 22000 | 2.18
212925884 | 03/18/2025 | Live | ASPEN | TOSOT | Singlezone Ducted, Centrally Ducted | 212925884 |  | HRCU-A-CB | TU60-48WADU | Non-Ducted Indoor Units | D(A,C,E)60C44+TDR |  |  |  | 9.5 | 15.2 | 8.5 | FALSE | FALSE | FALSE | 50500 | 35200 | 2.19 | 36000 | 1.96
212925496 | 03/18/2025 | Live | Mitsubishi Electric Trane | AMERICAN STANDARD / MITSUBISHI ELECTRIC | Multizone All Non-Ducted | 212925496 |  | HMSR-A-CB-O | NTXMMX36A142C** | Non-Ducted Indoor Units |  |  |  |  | 9.4 | 19.2 | 9.8 | FALSE | FALSE | TRUE | 35400 | 22400 | 2.89 | 26600 | 2.27
212925488 | 03/18/2025 | Live | Mitsubishi Electric Trane | TRANE / MITSUBISHI ELECTRIC | Multizone All Non-Ducted | 212925488 |  | HMSR-A-CB-O | NTXMMX20A122C** | Non-Ducted Indoor Units |  |  |  |  | 12.7 | 20 | 9.7 | TRUE | FALSE | TRUE | 18000 | 13500 | 2.91 | 15500 | 2.6
212617025 | 03/18/2025 | Live | Trane U.S. Inc. | AMERISTAR | Multizone All Ducted | 212617025 |  | HRCU-A-CB | E4HL5048A1000A | Ducted Indoor Units | E4AH5E36A1J30A |  |  |  | 10 | 15.2 | 8.5 | FALSE | FALSE | TRUE | 36000 | 30000 | 1.91 | 30000 | 1.91
212617024 | 03/18/2025 | Live | Trane U.S. Inc. | RUNTRU | Multizone All Ducted | 212617024 |  | HRCU-A-CB | E4HL5042A1000A | Ducted Indoor Units | E4AH5E36A1J30A |  |  |  | 10 | 15.2 | 8.5 | FALSE | FALSE | TRUE | 36000 | 30000 | 1.91 | 30000 | 1.91
212403841 | 03/18/2025 | Live | Lennox Industries | GE | Singlezone Ducted, Centrally Ducted | 212403841 |  | HRCU-A-CB | NS22H36MA4-**A | Ducted Indoor Units | NAM42V2TA4 |  |  |  | 11.7 | 20 | 9 | TRUE | FALSE | TRUE | 35400 | 22600 | 2.62 | 22600 | 2.62
212403839 | 01/23/2025 | Live | Lennox Industries | GE | Singlezone Ducted, Centrally Ducted | 212403839 |  | HRCU-A-CB | NS22H36MA4-**A | Ducted Indoor Units | NAM36E1AT |  |  |  | 11.7 | 17.5 | 8.8 | TRUE | FALSE | TRUE | 34000 | 21800 | 2.5 | 21800 | 2.5
212403799 | 01/23/2025 | Live | Lennox Industries | GE | Singlezone Ducted, Centrally Ducted | 212403799 |  | HRCU-A-CB | NS22H48MA4-**A | Ducted Indoor Units | NAM48V2TA4 |  |  |  | 12 | 19 | 8 | TRUE | FALSE | FALSE | 46000 | 28000 | 2.1 | 28000 | 2.1
212394379 | 01/23/2025 | Live | Trane U.S. Inc. | AMERISTAR | Multizone All Ducted | 212394379 |  | HRCU-A-C | E4HL5042A1000A | Ducted Indoor Units | 4TXCC009DS3 |  |  |  | 9 | 14.3 | 8.1 | FALSE | FALSE | FALSE | 42000 | 30000 | 2 | 30000 | 2
212394375 | 01/23/2025 | Live | Trane U.S. Inc. | AMERISTAR | Multizone All Ducted | 212394375 |  | HRCU-A-C | E4HL5030A1000A |  | 4TXCB003DS3 |  |  |  | 10 | 15.2 | 8.1 | FALSE | FALSE | TRUE | 24000 | 19100 | 1.85 | 21500 | 2.03
212394366 | 01/23/2025 | Live | Trane U.S. Inc. | RUNTRU | Multizone All Ducted | 212394366 |  | HRCU-A-C | E4HL5036A1000A |  | 4TXCB006DS3 |  |  |  | 9.5 | 14.3 | 8.1 | FALSE | FALSE | FALSE | 30000 | 20000 | 2.2 | 21500 | 2.37
212394365 | 01/23/2025 | Live | Trane U.S. Inc. | RUNTRU | Multizone All Ducted | 212394365 |  | HRCU-A-C | E4HL5036A1000A |  | 4TXCB004DS3 |  |  |  | 9 | 14.3 | 8.1 | FALSE | FALSE | FALSE | 28000 | 19100 | 2.01 | 19100 | 2.01
211749859 | 01/23/2025 | Live | Trane U.S. Inc. | AMERISTAR | Multizone All Ducted | 211749859 |  | HRCU-A-CB | E4HL5036A1000A | Ducted Indoor Units | E4AH5E36A1J30A |  |  |  | 9.2 | 15.2 | 8.1 | FALSE | FALSE | FALSE | 34000 | 24000 | 2.2 | 24000 | 2.2
211749851 | 12/30/2024 | Live | Trane U.S. Inc. | RUNTRU | Multizone All Ducted | 211749851 |  | HRCU-A-CB | E4HL5042A1000A | Ducted Indoor Units | E4AH5E48A1K30A |  |  |  | 9 | 15.2 | 8.1 | FALSE | FALSE | FALSE | 42000 | 33000 | 2.5 | 35000 | 2.65
211749849 | 12/30/2024 | Live | Trane U.S. Inc. | RUNTRU | Multizone All Ducted | 211749849 |  | HRCU-A-CB | E4HL5030A1000A |  | E4AH5E36A1J30A |  |  |  | 11 | 15.2 | 8.5 | FALSE | FALSE | TRUE | 28000 | 21000 | 2.1 | 21500 | 2.15
211662216 | 08/16/2024 | Live | Johnson Controls Inc. (York International Norman) | CHAMPION HEATING AND COOLING | Singlezone Ducted, Centrally Ducted | 211662216 |  | HRCU-A-CB | HMH72B361 |  | XAHB30CXXN1+JMET12BS2N1+TXV |  |  |  | 8.5 | 17.5 | 8.1 | FALSE | FALSE | FALSE | 33200 | 23800 | 2.44 | 23800 | 2.44
211660719 | 08/16/2024 | Live | Johnson Controls Inc. (York International Norman) | LUXAIRE | Singlezone Ducted, Centrally Ducted | 211660719 |  | HRCU-A-CB | HMH72B241 |  | JHETB24CBAS2N1 |  |  |  | 9.5 | 17 | 7.8 | FALSE | FALSE | FALSE | 21200 | 15000 | 2.36 | 15000 | 2.36
211660711 | 08/08/2024 | Live | Johnson Controls Inc. (York International Norman) | CHAMPION HEATING AND COOLING | Singlezone Ducted, Centrally Ducted | 211660711 |  | HRCU-A-CB | HMH72B241 |  | XAUB30CXXN1+JMET12BS2N1+TXV |  |  |  | 9.5 | 17 | 7.8 | FALSE | FALSE | FALSE | 21400 | 15100 | 2.41 | 15100 | 2.41
211660703 | 08/08/2024 | Live | Johnson Controls Inc. (York International Norman) | COLEMAN | Singlezone Ducted, Centrally Ducted | 211660703 |  | HRCU-A-CB | HMH72B241 |  | XAFB30CBAN1+JMET12BS2N1 |  |  |  | 9.5 | 17 | 7.8 | FALSE | FALSE | FALSE | 21400 | 15100 | 2.41 | 15100 | 2.41
211660698 | 08/08/2024 | Live | Johnson Controls Inc. (York International Norman) | COLEMAN | Singlezone Ducted, Centrally Ducted | 211660698 |  | HRCU-A-CB | HMH72B241 |  | XAFB30CXXN1+JMET12BS2N1+TXV |  |  |  | 9.5 | 17 | 7.8 | FALSE | FALSE | FALSE | 21400 | 15100 | 2.41 | 15100 | 2.41
211660694 | 10/21/2025 | Live | Johnson Controls Inc. (York International Norman) | LUXAIRE | Singlezone Ducted, Centrally Ducted | 211660694 |  | HRCU-A-CB | HMH72B241 |  | XAHB30CBAN1+JMET12BS2N1 |  |  |  | 9.5 | 17 | 7.8 | FALSE | FALSE | FALSE | 21000 | 14800 | 2.32 | 14800 | 2.32
211660691 | 10/21/2025 | Live | Johnson Controls Inc. (York International Norman) | CHAMPION HEATING AND COOLING | Singlezone Ducted, Centrally Ducted | 211660691 |  | HRCU-A-CB | HMH72B241 |  | XAHB30CXXN1+JMET12BS2N1+TXV |  |  |  | 9.5 | 17 | 7.8 | FALSE | FALSE | FALSE | 21000 | 14800 | 2.32 | 14800 | 2.32
211660685 | 10/21/2025 | Live | Johnson Controls Inc. (York International Norman) | FRASER-JOHNSTON | Singlezone Ducted, Centrally Ducted | 211660685 |  | HRCU-A-CB | HMH72B241 |  | XAUB30CXXN1+JMVT12BC2N1+TXV |  |  |  | 9.5 | 17 | 7.8 | FALSE | FALSE | FALSE | 21200 | 14900 | 2.36 | 14900 | 2.36
211660683 | 08/18/2025 | Live | Johnson Controls Inc. (York International Norman) | COLEMAN | Singlezone Ducted, Centrally Ducted | 211660683 |  | HRCU-A-CB | HMH72B241 |  | XAUB30CXXN1+JMVT12BC2N1+TXV |  |  |  | 9.5 | 17 | 7.8 | FALSE | FALSE | FALSE | 21200 | 14900 | 2.36 | 14900 | 2.36
211660678 | 08/18/2025 | Live | Johnson Controls Inc. (York International Norman) | COLEMAN | Singlezone Ducted, Centrally Ducted | 211660678 |  | HRCU-A-CB | HMH72B241 |  | XAFB30CBAN1+JMVT12BC2N1 |  |  |  | 9.5 | 17 | 7.8 | FALSE | FALSE | FALSE | 21200 | 14900 | 2.36 | 14900 | 2.36
211660676 | 10/21/2025 | Live | Johnson Controls Inc. (York International Norman) | CHAMPION HEATING AND COOLING | Singlezone Ducted, Centrally Ducted | 211660676 |  | HRCU-A-CB | HMH72B241 |  | XAFB30CXXN1+JMVT12BC2N1+TXV |  |  |  | 9.5 | 17 | 7.8 | FALSE | FALSE | FALSE | 21200 | 14900 | 2.36 | 14900 | 2.36
211660674 | 10/21/2025 | Live | Johnson Controls Inc. (York International Norman) | LUXAIRE | Singlezone Ducted, Centrally Ducted | 211660674 |  | HRCU-A-CB | HMH72B241 |  | XAFB30CXXN1+JMVT12BC2N1+TXV |  |  |  | 9.5 | 17 | 7.8 | FALSE | FALSE | FALSE | 21200 | 14900 | 2.36 | 14900 | 2.36
211660673 | 03/20/2025 | Live | Johnson Controls Inc. (York International Norman) | COLEMAN | Singlezone Ducted, Centrally Ducted | 211660673 |  | HRCU-A-CB | HMH72B241 |  | XAFB30CXXN1+JMVT12BC2N1+TXV |  |  |  | 9.5 | 17 | 7.8 | FALSE | FALSE | FALSE | 21200 | 14900 | 2.36 | 14900 | 2.36
211660664 | 03/18/2025 | Live | Johnson Controls Inc. (York International Norman) | LUXAIRE | Singlezone Ducted, Centrally Ducted | 211660664 |  | HRCU-A-CB | HMH72B241 |  | XAHB30CXXN1+JMVT12BC2N1+TXV |  |  |  | 9.5 | 16.5 | 7.8 | FALSE | FALSE | FALSE | 21000 | 14900 | 2.36 | 14900 | 2.36
211660663 | 03/18/2025 | Live | Johnson Controls Inc. (York International Norman) | COLEMAN | Singlezone Ducted, Centrally Ducted | 211660663 |  | HRCU-A-CB | HMH72B241 |  | XAHB30CXXN1+JMVT12BC2N1+TXV |  |  |  | 9.5 | 16.5 | 7.8 | FALSE | FALSE | FALSE | 21000 | 14900 | 2.36 | 14900 | 2.36
211659567 | 03/18/2025 | Live | Johnson Controls Inc. (York International Norman) | YORK | Singlezone Ducted, Centrally Ducted | 211659567 |  | HRCU-A-CB | HMH72B241 |  | XAFB30CBAN1+JMET12BS2N1 |  |  |  | 9.5 | 17 | 7.8 | FALSE | FALSE | FALSE | 21400 | 15100 | 2.41 | 15100 | 2.41
211659566 | 03/18/2025 | Live | Johnson Controls Inc. (York International Norman) | YORK | Singlezone Ducted, Centrally Ducted | 211659566 |  | HRCU-A-CB | HMH72B241 |  | XAFB30CXXN1+JMET12BS2N1+TXV |  |  |  | 9.5 | 17 | 7.8 | FALSE | FALSE | FALSE | 21400 | 15100 | 2.41 | 15100 | 2.41
211659563 | 01/23/2025 | Live | Johnson Controls Inc. (York International Norman) | YORK | Singlezone Ducted, Centrally Ducted | 211659563 |  | HRCU-A-CB | HMH72B241 |  | XAUB30CXXN1+JMVT12BC2N1+TXV |  |  |  | 9.5 | 17 | 7.8 | FALSE | FALSE | FALSE | 21200 | 14900 | 2.36 | 14900 | 2.36
211659562 | 01/23/2025 | Live | Johnson Controls Inc. (York International Norman) | YORK | Singlezone Ducted, Centrally Ducted | 211659562 |  | HRCU-A-CB | HMH72B241 |  | XAFB30CBAN1+JMVT12BC2N1 |  |  |  | 9.5 | 17 | 7.8 | FALSE | FALSE | FALSE | 21200 | 14900 | 2.36 | 14900 | 2.36
211659391 | 01/23/2025 | Live | Johnson Controls Inc. (York International Norman) | YORK | Singlezone Ducted, Centrally Ducted | 211659391 |  | HRCU-A-CB | HMH72B361 |  | XAHB30CXXN1+JMET12BS2N1+TXV |  |  |  | 8.5 | 17.5 | 8.1 | FALSE | FALSE | FALSE | 33200 | 23800 | 2.44 | 23800 | 2.44
211659389 | 01/23/2025 | Live | Johnson Controls Inc. (York International Norman) | YORK | Singlezone Ducted, Centrally Ducted | 211659389 |  | HRCU-A-CB | HMH72B361 |  | XAFB30CXXN1+JMVT12BC2N1+TXV |  |  |  | 8.5 | 18 | 8.1 | FALSE | FALSE | FALSE | 33800 | 24600 | 2.5 | 24600 | 2.5
211659388 | 01/23/2025 | Live | Johnson Controls Inc. (York International Norman) | YORK | Singlezone Ducted, Centrally Ducted | 211659388 |  | HRCU-A-CB | HMH72B361 |  | XAHB30CXXN1+JMVT12BC2N1+TXV |  |  |  | 8 | 17.5 | 8.1 | FALSE | FALSE | FALSE | 33400 | 24200 | 2.44 | 24200 | 2.44
211596920 | 01/23/2025 | Live | Trane U.S. Inc. | TRANE | Singlezone Ducted, Centrally Ducted | 211596920 |  | HRCU-A-CB | 4TWV8X24A1 | Ducted Indoor Units | TEM8A0B24V21+TDR |  |  |  | 12.5 | 18 | 8.5 | TRUE | FALSE | TRUE | 23600 | 17600 | 2.06 | 17600 | 2.49
211583737 | 01/23/2025 | Live | Midea Electric Trading | PIONEER | Singlezone Non-Ducted, Wall Placement | 211583737 |  | HRCU-A-CB-O | YN024GHFI25RPH | Mini-Splits | WF024GHFI25HLH | 12.5 | 21 | 11.5 | 12.5 | 21 | 10 | TRUE | TRUE | TRUE | 24000 | 15500 | 1.31 | 21000 | 1.62
211455294 | 01/23/2025 | Live | Trane U.S. Inc. | AMERICAN STANDARD | Singlezone Ducted, Centrally Ducted | 211455294 |  | HRCU-A-CB | 4A6V0024A1 | Ducted Indoor Units | TEM8A0B24V21+TDR |  |  |  | 12.5 | 19 | 8.7 | FALSE | FALSE | TRUE | 23600 | 17600 | 2.06 | 17600 | 2.49
211393635 | 12/30/2024 | Live | Johnson Controls Inc. (York International Norman) | FRASER-JOHNSTON | Singlezone Ducted, Centrally Ducted | 211393635 |  | HRCU-A-CB | HMH72B341 |  | JHETB36DBCS2N1 |  |  |  | 10 | 18.5 | 8.5 | FALSE | TRUE | FALSE | 34000 | 25400 | 2.56 | 25400 | 2.56
211393632 | 12/30/2024 | Live | Johnson Controls Inc. (York International Norman) | LUXAIRE | Singlezone Ducted, Centrally Ducted | 211393632 |  | HRCU-A-CB | HMH72B341 |  | JHETB36DBCS2N1 |  |  |  | 10 | 18.5 | 8.5 | FALSE | TRUE | FALSE | 34000 | 25400 | 2.56 | 25400 | 2.56
211393621 | 12/30/2024 | Live | Johnson Controls Inc. (York International Norman) | FRASER-JOHNSTON | Singlezone Ducted, Centrally Ducted | 211393621 |  | HRCU-A-CB | HMH72B341 |  | JHVTB36DBCC2N1 |  |  |  | 10 | 18.5 | 8.5 | FALSE | TRUE | FALSE | 34000 | 25200 | 2.54 | 25200 | 2.54
211393613 | 12/30/2024 | Live | Johnson Controls Inc. (York International Norman) | JOHNSON CONTROLS | Singlezone Ducted, Centrally Ducted | 211393613 |  | HRCU-A-CB | HMH72B341 |  | JHVTC36DBCC2N1 |  |  |  | 10.5 | 18.5 | 8.5 | FALSE | TRUE | FALSE | 34000 | 25400 | 2.64 | 25400 | 2.64
211393605 | 12/30/2024 | Live | Johnson Controls Inc. (York International Norman) | LUXAIRE | Singlezone Ducted, Centrally Ducted | 211393605 |  | HRCU-A-CB | HMH72B341 |  | JHVTC36DBCC2N1 |  |  |  | 10.5 | 18.5 | 8.5 | FALSE | TRUE | FALSE | 34000 | 25400 | 2.64 | 25400 | 2.64
211386660 | 12/12/2024 | Live | Johnson Controls Inc. (York International Norman) | CHAMPION HEATING AND COOLING | Singlezone Ducted, Centrally Ducted | 211386660 |  | HRCU-A-CB | HMH72B341 |  | JHVTC42FBCC2N1 |  |  |  | 10 | 17.5 | 8.5 | FALSE | TRUE | FALSE | 34000 | 25000 | 2.62 | 25000 | 2.62
211386655 | 11/22/2024 | Live | Johnson Controls Inc. (York International Norman) | LUXAIRE | Singlezone Ducted, Centrally Ducted | 211386655 |  | HRCU-A-CB | HMH72B341 |  | JHVTC42FBCC2N1 |  |  |  | 10 | 17.5 | 8.5 | FALSE | TRUE | FALSE | 34000 | 25000 | 2.62 | 25000 | 2.62
211386650 | 10/30/2024 | Live | Johnson Controls Inc. (York International Norman) | JOHNSON CONTROLS | Singlezone Ducted, Centrally Ducted | 211386650 |  | HRCU-A-CB | HMH72B341 |  | XAUC48FXXN1+JMET12CS2N1+TXV |  |  |  | 9.5 | 17.5 | 8.5 | FALSE | FALSE | FALSE | 34000 | 25400 | 2.6 | 25400 | 2.6
211386643 | 10/30/2024 | Live | Johnson Controls Inc. (York International Norman) | LUXAIRE | Singlezone Ducted, Centrally Ducted | 211386643 |  | HRCU-A-CB | HMH72B341 |  | XAUC48FXXN1+JMET12CS2N1+TXV |  |  |  | 9.5 | 17.5 | 8.5 | FALSE | FALSE | FALSE | 34000 | 25400 | 2.6 | 25400 | 2.6
211386638 | 09/16/2024 | Live | Johnson Controls Inc. (York International Norman) | JOHNSON CONTROLS | Singlezone Ducted, Centrally Ducted | 211386638 |  | HRCU-A-CB | HMH72B341 |  | XAFC48FBCN1+JMET12CS2N1 |  |  |  | 9.5 | 17.5 | 8.5 | FALSE | FALSE | FALSE | 34000 | 25400 | 2.6 | 25400 | 2.6
211386610 | 08/22/2024 | Live | Johnson Controls Inc. (York International Norman) | CHAMPION HEATING AND COOLING | Singlezone Ducted, Centrally Ducted | 211386610 |  | HRCU-A-CB | HMH72B341 |  | XAHC48FBCN1+JMET12CS2N1 |  |  |  | 9.5 | 17.5 | 8.5 | FALSE | FALSE | FALSE | 33800 | 24800 | 2.56 | 24800 | 2.56
211386598 | 08/22/2024 | Live | Johnson Controls Inc. (York International Norman) | JOHNSON CONTROLS | Singlezone Ducted, Centrally Ducted | 211386598 |  | HRCU-A-CB | HMH72B341 |  | XAHC48FXXN1+JMET12CS2N1+TXV |  |  |  | 9.5 | 17.5 | 8.5 | FALSE | FALSE | FALSE | 33800 | 24800 | 2.56 | 24800 | 2.56
211386592 | 08/28/2024 | Live | Johnson Controls Inc. (York International Norman) | FRASER-JOHNSTON | Singlezone Ducted, Centrally Ducted | 211386592 |  | HRCU-A-CB | HMH72B341 |  | XAHC48FXXN1+JMET12CS2N1+TXV |  |  |  | 9.5 | 17.5 | 8.5 | FALSE | FALSE | FALSE | 33800 | 24800 | 2.56 | 24800 | 2.56
211386589 | 07/16/2024 | Live | Johnson Controls Inc. (York International Norman) | LUXAIRE | Singlezone Ducted, Centrally Ducted | 211386589 |  | HRCU-A-CB | HMH72B341 |  | XAHC48FXXN1+JMET12CS2N1+TXV |  |  |  | 9.5 | 17.5 | 8.5 | FALSE | FALSE | FALSE | 33800 | 24800 | 2.56 | 24800 | 2.56
211386587 | 05/24/2024 | Live | Johnson Controls Inc. (York International Norman) | COLEMAN | Singlezone Ducted, Centrally Ducted | 211386587 |  | HRCU-A-CB | HMH72B341 |  | XAHC48FXXN1+JMET12CS2N1+TXV |  |  |  | 9.5 | 17.5 | 8.5 | FALSE | FALSE | FALSE | 33800 | 24800 | 2.56 | 24800 | 2.56
211380224 | 05/24/2024 | Live | Johnson Controls Inc. (York International Norman) | YORK | Singlezone Ducted, Centrally Ducted | 211380224 |  | HRCU-A-CB | HMH72B341 |  | JHETC42FBCS2N1 |  |  |  | 9.5 | 17.5 | 8.5 | FALSE | TRUE | FALSE | 33800 | 25200 | 2.6 | 25200 | 2.6
211378935 | 05/24/2024 | Live | Johnson Controls Inc. (York International Norman) | YORK | Singlezone Ducted, Centrally Ducted | 211378935 |  | HRCU-A-CB | HMH72B341 |  | JHVTB36DBCC2N1 |  |  |  | 10 | 18.5 | 8.5 | FALSE | TRUE | FALSE | 34000 | 25200 | 2.54 | 25200 | 2.54
211302338 | 10/30/2025 | Live | Hisense | HISENSE | Singlezone Non-Ducted, Wall Placement | 211302338 |  | HRCU-A-CB-O | AUW-09U3SS | Mini-Splits | AST-09UW3SVEDL01 |  |  |  | 14 | 20 | 9.3 | TRUE | TRUE | FALSE | 9000 | 5800 | 2.7 | 9187 | 2.45
211295703 | 06/25/2025 | Live | Hisense | HISENSE | Singlezone Non-Ducted, Wall Placement | 211295703 |  | HRCU-A-CB-O | AUW-36U3ST1 | Mini-Splits | AS-36UW3SDHVT00 |  |  |  | 10.5 | 18 | 9 | FALSE | FALSE | FALSE | 36000 | 26600 | 2.56 | 23186 | 2.4
211289109 | 09/12/2025 | Live | Trane U.S. Inc. | AMERICAN STANDARD | Singlezone Ducted, Centrally Ducted | 211289109 |  | HRCU-A-CB | 4A6L9048A1 | Ducted Indoor Units | 4PX*BU48BS3+P0V0B000M40SC+RP |  |  |  | 12 | 17.5 | 8.7 | TRUE | FALSE | TRUE | 45500 | 31400 | 3.54 | 32600 | 2.61
211286026 | 09/12/2025 | Live | Trane U.S. Inc. | TRANE | Singlezone Ducted, Centrally Ducted | 211286026 |  | HRCU-A-CB | 4TWL9060A1 | Ducted Indoor Units | 4PX*CU48BS3+P0V0C000M50SC+RP |  |  |  | 10 | 19 | 8.7 | FALSE | FALSE | TRUE | 57000 | 38500 | 4.37 | 38600 | 2.59
211239258 | 09/12/2025 | Live | Johnson Controls Inc. (York International Norman) | YORK | Singlezone Ducted, Centrally Ducted | 211239258 |  | HRCU-A-CB | YZV48B21 |  | JHVVD48HE3C2N1+CC |  |  |  | 12 | 19.5 | 9 | FALSE | FALSE | FALSE | 43500 | 41000 | 2.3 | 41000 | 2.3
211034589 | 09/12/2025 | Live | Lennox Industries | DUCANE | Singlezone Non-Ducted, Ceiling Placement | 211034589 |  | HRCU-A-CB-O | 4DHP2S36S-1P | Mini-Splits | D33C236S4-*P | 9 | 18.2 | 10.6 | 9.4 | 19.2 | 8.7 | FALSE | FALSE | FALSE | 36000 | 23000 | 1.9 | 25337 | 2.37
211034537 | 02/06/2025 | Live | Lennox Industries | ARMSTRONG AIR | Singlezone Non-Ducted, Ceiling Placement | 211034537 |  | HRCU-A-CB-O | 4DHP2S36S-1P | Mini-Splits | D33C236S4-*P | 9 | 18.2 | 10.6 | 9.4 | 19.2 | 8.7 | FALSE | FALSE | FALSE | 36000 | 23000 | 1.9 | 25337 | 2.37
211034485 | 02/06/2025 | Live | Lennox Industries | AIREASE | Singlezone Non-Ducted, Ceiling Placement | 211034485 |  | HRCU-A-CB-O | 4DHP2S36S-1P | Mini-Splits | D33C236S4-*P | 9 | 18.2 | 10.6 | 9.4 | 19.2 | 8.7 | FALSE | FALSE | FALSE | 36000 | 23000 | 1.9 | 25337 | 2.37
211016458 | 02/06/2025 | Live | Mitsubishi Electric Trane | MITSUBISHI ELECTRIC | Multizone All Non-Ducted | 211016458 |  | HMSR-A-CB-O | MXZ-SM48NAMHZ2 | Non-Ducted Indoor Units |  | 13.1 | 23 | 12 | 13.1 | 23 | 11.5 | FALSE | FALSE | TRUE | 48000 | 39000 | 2.7 | 54000 | 2.4
211010190 | 12/17/2024 | Live | Johnson Controls Inc. (York International Norman) | COLEMAN | Singlezone Ducted, Centrally Ducted | 211010190 |  | HRCU-A-CB | HC20B3621 |  | JHVVB36DE2C2N1+CC |  |  |  | 12.4 | 19.5 | 8.5 | TRUE | FALSE | FALSE | 32000 | 35800 | 2.16 | 35800 | 2.16
211010187 | 12/17/2024 | Live | Johnson Controls Inc. (York International Norman) | FRASER-JOHNSTON | Singlezone Ducted, Centrally Ducted | 211010187 |  | HRCU-A-CB | HL20B6021 |  | JHVVD60HE4C2N1+CC |  |  |  | 12 | 19 | 8.5 | FALSE | FALSE | FALSE | 52500 | 46500 | 2.34 | 46500 | 2.34
211010179 | 12/17/2024 | Live | Johnson Controls Inc. (York International Norman) | LUXAIRE | Singlezone Ducted, Centrally Ducted | 211010179 |  | HRCU-A-CB | HL20B2421 |  | JHVVB24DE1C2N1+CC |  |  |  | 12.4 | 19 | 8.5 | TRUE | FALSE | FALSE | 23000 | 22800 | 2.16 | 22800 | 2.16
211010174 | 12/17/2024 | Live | Johnson Controls Inc. (York International Norman) | YORK | Singlezone Ducted, Centrally Ducted | 211010174 |  | HRCU-A-CB | YZV60B21 |  | JHVVD60HE4C2N1+CC |  |  |  | 12 | 19 | 8.5 | FALSE | FALSE | FALSE | 52500 | 46500 | 2.34 | 46500 | 2.34
210859425 | 12/17/2024 | Live | Johnson Controls Inc. (York International Norman) | JOHNSON CONTROLS | Singlezone Ducted, Centrally Ducted | 210859425 |  | HRCU-A-CB | HMH72B481 |  | JHVTC60HBCC2N1 |  |  |  | 10 | 18 | 7.8 | FALSE | FALSE | FALSE | 48000 | 29800 | 2.44 | 29800 | 2.44
210851898 | 12/17/2024 | Live | Johnson Controls Inc. (York International Norman) | JOHNSON CONTROLS | Singlezone Ducted, Centrally Ducted | 210851898 |  | HRCU-A-CB | HMH72B601 |  | XAFD60JBCN1+JMET18DS2N1 |  |  |  | 8.5 | 17 | 7.8 | FALSE | FALSE | FALSE | 58500 | 36400 | 2.46 | 36400 | 2.46
210851896 | 12/17/2024 | Live | Johnson Controls Inc. (York International Norman) | JOHNSON CONTROLS | Singlezone Ducted, Centrally Ducted | 210851896 |  | HRCU-A-CB | HMH72B481 |  | XAFD60HXXN1+JMVT20DC2N1+TXV |  |  |  | 10 | 18.5 | 7.8 | FALSE | FALSE | FALSE | 48000 | 29600 | 2.48 | 29600 | 2.48
210849561 | 12/17/2024 | Live | Johnson Controls Inc. (York International Norman) | JOHNSON CONTROLS | Singlezone Ducted, Centrally Ducted | 210849561 |  | HRCU-A-CB | HMH72B481 |  | XAUD60HXXN1+JMVT20DC2N1+TXV |  |  |  | 10 | 18.5 | 7.8 | FALSE | FALSE | FALSE | 48000 | 29600 | 2.48 | 29600 | 2.48
210847470 | 12/17/2024 | Live | Johnson Controls Inc. (York International Norman) | JOHNSON CONTROLS | Singlezone Ducted, Centrally Ducted | 210847470 |  | HRCU-A-CB | HMH72B361 |  | XAHB36DBCN1+JMVT12BC2N1 |  |  |  | 9 | 16.5 | 7.8 | FALSE | FALSE | FALSE | 35000 | 24400 | 2.52 | 24400 | 2.52
210847380 | 10/21/2025 | Live | Johnson Controls Inc. (York International Norman) | JOHNSON CONTROLS | Singlezone Ducted, Centrally Ducted | 210847380 |  | HRCU-A-CB | HMH72B481 |  | XAFC60HBCN1+JMVT17CC2N1 |  |  |  | 10 | 18.5 | 7.8 | FALSE | FALSE | FALSE | 48000 | 30000 | 2.46 | 30000 | 2.46
210846150 | 10/21/2025 | Live | Johnson Controls Inc. (York International Norman) | JOHNSON CONTROLS | Singlezone Ducted, Centrally Ducted | 210846150 |  | HRCU-A-CB | HMH72B361 |  | XAFB36DXXN1+JMET12BS2N1+TXV |  |  |  | 9 | 18 | 8.1 | FALSE | FALSE | FALSE | 36000 | 25200 | 2.6 | 25200 | 2.6
210841055 | 10/21/2025 | Live | Johnson Controls Inc. (York International Norman) | JOHNSON CONTROLS | Singlezone Ducted, Centrally Ducted | 210841055 |  | HRCU-A-CB | HMH72B361 |  | JHETB36DBCS2N1 | 9.25 | 17 | 9.5 | 9 | 18 | 8.1 | FALSE | FALSE | FALSE | 36000 | 25400 | 2.6 | 25400 | 2.6
210817731 | 10/15/2025 | Live | Johnson Controls Inc. (York International Norman) | JOHNSON CONTROLS | Singlezone Ducted, Centrally Ducted | 210817731 |  | HRCU-A-CB | HMH72B361 |  | XAFB36DBCN1+JMVT12BC2N1 | 9.25 | 17 | 10 | 9 | 18 | 8.1 | FALSE | FALSE | FALSE | 36000 | 25400 | 2.6 | 25400 | 2.6
210801284 | 10/15/2025 | Live | Johnson Controls Inc. (York International Norman) | JOHNSON CONTROLS | Singlezone Ducted, Centrally Ducted | 210801284 |  | HRCU-A-CB | HMH72B601 |  | JHETD60JBCS2N1 |  |  |  | 8.5 | 17.5 | 8.3 | FALSE | FALSE | FALSE | 58000 | 36600 | 2.48 | 36600 | 2.48
210636941 | 10/15/2025 | Live | Trane U.S. Inc. | AMERICAN STANDARD | Singlezone Ducted, Centrally Ducted | 210636941 |  | HRCU-A-CB | 4A6V8X48A1 | Ducted Indoor Units | TEM8B0C60V51+TDR |  |  |  | 12 | 18 | 8.5 | TRUE | FALSE | TRUE | 47000 | 36600 | 4.55 | 36900 | 2.37
210627685 | 10/14/2025 | Live | Johnson Controls Inc. (York International Norman) | CHAMPION HEATING AND COOLING | Singlezone Ducted, Centrally Ducted | 210627685 |  | HRCU-A-CB | HMH72B361 |  | XAFB36DBCN1+JMET12BS2N1 |  |  |  | 9 | 18 | 8.1 | FALSE | FALSE | FALSE | 36000 | 25200 | 2.6 | 25200 | 2.6
210627683 | 10/14/2025 | Live | Johnson Controls Inc. (York International Norman) | LUXAIRE | Singlezone Ducted, Centrally Ducted | 210627683 |  | HRCU-A-CB | HMH72B361 |  | XAFB36DBCN1+JMET12BS2N1 |  |  |  | 9 | 18 | 8.1 | FALSE | FALSE | FALSE | 36000 | 25200 | 2.6 | 25200 | 2.6
210622631 | 10/14/2025 | Live | Johnson Controls Inc. (York International Norman) | FRASER-JOHNSTON | Singlezone Ducted, Centrally Ducted | 210622631 |  | HRCU-A-CB | HMH72B481 |  | JHVTC60HBCC2N1 |  |  |  | 10 | 18 | 7.8 | FALSE | FALSE | FALSE | 48000 | 29800 | 2.44 | 29800 | 2.44
210621483 | 10/14/2025 | Live | Johnson Controls Inc. (York International Norman) | COLEMAN | Singlezone Ducted, Centrally Ducted | 210621483 |  | HRCU-A-CB | HMH72B481 |  | JHETD60HBCS2N1 |  |  |  | 10 | 18.5 | 7.8 | FALSE | FALSE | FALSE | 48000 | 29800 | 2.46 | 29800 | 2.46
210621474 | 10/14/2025 | Live | Johnson Controls Inc. (York International Norman) | CHAMPION HEATING AND COOLING | Singlezone Ducted, Centrally Ducted | 210621474 |  | HRCU-A-CB | HMH72B361 |  | XAUB36DXXN1+JMET12BS2N1+TXV |  |  |  | 9 | 18 | 8.1 | FALSE | FALSE | FALSE | 36000 | 25200 | 2.6 | 25200 | 2.6
210621466 | 10/14/2025 | Live | Johnson Controls Inc. (York International Norman) | CHAMPION HEATING AND COOLING | Singlezone Ducted, Centrally Ducted | 210621466 |  | HRCU-A-CB | HMH72B361 |  | XAFB36DXXN1+JMET12BS2N1+TXV |  |  |  | 9 | 18 | 8.1 | FALSE | FALSE | FALSE | 36000 | 25200 | 2.6 | 25200 | 2.6
210621464 | 10/14/2025 | Live | Johnson Controls Inc. (York International Norman) | LUXAIRE | Singlezone Ducted, Centrally Ducted | 210621464 |  | HRCU-A-CB | HMH72B361 |  | XAFB36DXXN1+JMET12BS2N1+TXV |  |  |  | 9 | 18 | 8.1 | FALSE | FALSE | FALSE | 36000 | 25200 | 2.6 | 25200 | 2.6
210619310 | 10/14/2025 | Live | Johnson Controls Inc. (York International Norman) | YORK | Singlezone Ducted, Centrally Ducted | 210619310 |  | HRCU-A-CB | HMH72B481 |  | JHVTD60HBCC2N1 |  |  |  | 10 | 18 | 7.8 | FALSE | FALSE | FALSE | 48000 | 29400 | 2.48 | 29400 | 2.48
210619113 | 10/14/2025 | Live | Johnson Controls Inc. (York International Norman) | YORK | Singlezone Ducted, Centrally Ducted | 210619113 |  | HRCU-A-CB | HMH72B481 |  | JHETD60HBCS2N1 |  |  |  | 10 | 18.5 | 7.8 | FALSE | FALSE | FALSE | 48000 | 29800 | 2.46 | 29800 | 2.46
210619110 | 10/14/2025 | Live | Johnson Controls Inc. (York International Norman) | YORK | Singlezone Ducted, Centrally Ducted | 210619110 |  | HRCU-A-CB | HMH72B361 |  | XAUB36DXXN1+JMET12BS2N1+TXV |  |  |  | 9 | 18 | 8.1 | FALSE | FALSE | FALSE | 36000 | 25200 | 2.6 | 25200 | 2.6
210440223 | 10/14/2025 | Live | Johnson Controls Inc. (York International Norman) | YORK | Singlezone Ducted, Centrally Ducted | 210440223 |  | HRCU-A-CB | HMH72B481 |  | XAUD60HXXN1+JMVT20DC2N1+TXV | 10.5 | 18.5 | 9.5 | 10 | 18.5 | 7.8 | FALSE | FALSE | FALSE | 48000 | 29600 | 2.48 | 29600 | 2.48
210440199 | 10/14/2025 | Live | Johnson Controls Inc. (York International Norman) | LUXAIRE | Singlezone Ducted, Centrally Ducted | 210440199 |  | HRCU-A-CB | HMH72B481 |  | XAFD60HBCN1+JMVT20DC2N1 | 10.5 | 18.5 | 9.5 | 10 | 18.5 | 7.8 | FALSE | FALSE | FALSE | 48000 | 29600 | 2.48 | 29600 | 2.48
210440099 | 05/06/2025 | Live | Johnson Controls Inc. (York International Norman) | COLEMAN | Singlezone Ducted, Centrally Ducted | 210440099 |  | HRCU-A-CB | HMH72B481 |  | XAFD60HBCN1+JMVT20DC2N1 | 10.5 | 18.5 | 9.5 | 10 | 18.5 | 7.8 | FALSE | FALSE | FALSE | 48000 | 29600 | 2.48 | 29600 | 2.48
209424925 | 05/06/2025 | Live | Mitsubishi Electric Trane | AMERICAN STANDARD / MITSUBISHI ELECTRIC | Multizone All Non-Ducted | 209424925 |  | HMSR-A-CB-O | NTXMMX20A122C* | Non-Ducted Indoor Units |  |  |  |  | 12.7 | 20 | 9.91 | FALSE | FALSE | FALSE | 18000 | 13500 | 2.91 | 15500 | 2.6
209424923 | 05/06/2025 | Live | Mitsubishi Electric Trane | TRANE / MITSUBISHI ELECTRIC | Multizone All Non-Ducted | 209424923 |  | HMSR-A-CB-O | NTXMMX20A122C* | Non-Ducted Indoor Units |  |  |  |  | 12.7 | 20 | 9.91 | FALSE | FALSE | FALSE | 18000 | 13500 | 2.91 | 15500 | 2.6
209408056 | 05/06/2025 | Live | Johnson Controls Inc. (York International Norman) | YORK | Singlezone Ducted, Centrally Ducted | 209408056 |  | HRCU-A-CB | HMH72B601 |  | XAHD60JBCN1+JMVT20DC2N1 | 8.25 | 16.75 | 9.3 | 8.5 | 17 | 7.8 | FALSE | FALSE | FALSE | 57000 | 35600 | 2.42 | 35600 | 2.42
209403041 | 05/06/2025 | Live | Johnson Controls Inc. (York International Norman) | COLEMAN | Singlezone Ducted, Centrally Ducted | 209403041 |  | HRCU-A-CB | HMH72B601 |  | XAHD60JBCN1+JMVT20DC2N1 | 8.25 | 16.75 | 9.3 | 8.5 | 17 | 7.8 | FALSE | FALSE | FALSE | 57000 | 35600 | 2.42 | 35600 | 2.42
209403031 | 10/14/2025 | Live | Johnson Controls Inc. (York International Norman) | FRASER-JOHNSTON | Singlezone Ducted, Centrally Ducted | 209403031 |  | HRCU-A-CB | HMH72B361 |  | XAHB36DBCN1+JMVT12BC2N1 | 9 | 16.5 | 9.5 | 9 | 16.5 | 7.8 | FALSE | FALSE | FALSE | 35000 | 24400 | 2.52 | 24400 | 2.52
208614091 | 10/14/2025 | Live | Johnson Controls Inc. (York International Norman) | COLEMAN | Singlezone Ducted, Centrally Ducted | 208614091 |  | HRCU-A-CB | HMH72B601 |  | JHETD60JBCS2N1 | 8.5 | 17 | 9.5 | 8.5 | 17.5 | 8.3 | FALSE | FALSE | FALSE | 58000 | 36600 | 2.48 | 36600 | 2.48
208614090 | 10/14/2025 | Live | Johnson Controls Inc. (York International Norman) | COLEMAN | Singlezone Ducted, Centrally Ducted | 208614090 |  | HRCU-A-CB | HMH72B601 |  | XAFD60JBCN1+JMET18DS2N1 | 8.5 | 17 | 9.5 | 8.5 | 17 | 7.8 | FALSE | FALSE | FALSE | 58500 | 36400 | 2.46 | 36400 | 2.46
208614069 | 10/14/2025 | Live | Johnson Controls Inc. (York International Norman) | CHAMPION HEATING AND COOLING | Singlezone Ducted, Centrally Ducted | 208614069 |  | HRCU-A-CB | HMH72B361 |  | JHETC36DBCS2N1 | 9.25 | 17.25 | 10 | 9 | 18 | 8.1 | FALSE | FALSE | FALSE | 36000 | 25000 | 2.62 | 25000 | 2.62
208614064 | 10/14/2025 | Live | Johnson Controls Inc. (York International Norman) | CHAMPION HEATING AND COOLING | Singlezone Ducted, Centrally Ducted | 208614064 |  | HRCU-A-CB | HMH72B361 |  | JHVTC36DBCC2N1 | 9.5 | 17.75 | 10.5 | 9 | 18 | 8.1 | FALSE | FALSE | FALSE | 36000 | 25000 | 2.66 | 25000 | 2.66
208614058 | 10/14/2025 | Live | Johnson Controls Inc. (York International Norman) | FRASER-JOHNSTON | Singlezone Ducted, Centrally Ducted | 208614058 |  | HRCU-A-CB | HMH72B361 |  | JHETC36DBCS2N1 | 9.25 | 17.25 | 10 | 9 | 18 | 8.1 | FALSE | FALSE | FALSE | 36000 | 25000 | 2.62 | 25000 | 2.62
208614051 | 10/14/2025 | Live | Johnson Controls Inc. (York International Norman) | LUXAIRE | Singlezone Ducted, Centrally Ducted | 208614051 |  | HRCU-A-CB | HMH72B361 |  | JHETB36DBCS2N1 | 9.25 | 17 | 9.5 | 9 | 18 | 8.1 | FALSE | FALSE | FALSE | 36000 | 25400 | 2.6 | 25400 | 2.6
208614048 | 10/14/2025 | Live | Johnson Controls Inc. (York International Norman) | LUXAIRE | Singlezone Ducted, Centrally Ducted | 208614048 |  | HRCU-A-CB | HMH72B361 |  | JHVTC36DBCC2N1 | 9.5 | 17.75 | 10.5 | 9 | 18 | 8.1 | FALSE | FALSE | FALSE | 36000 | 25000 | 2.66 | 25000 | 2.66
208553291 | 10/14/2025 | Live | Rheem | RUUD | Singlezone Ducted, Centrally Ducted | 208553291 |  | HRCU-A-CB | UP18AZ36AJVC |  | RHMVZ6021SEACA |  |  |  | 12.5 | 20 | 8.5 | TRUE | TRUE | TRUE | 34200 | 38000 | 2.5 | 38000 | 2.5
208552857 | 10/14/2025 | Live | Rheem | RHEEM | Singlezone Ducted, Centrally Ducted | 208552857 |  | HRCU-A-CB | RP18AZ36AJVC |  | RHMVZ6021SEACA |  |  |  | 12.5 | 20 | 8.5 | TRUE | TRUE | TRUE | 34200 | 38000 | 2.5 | 38000 | 2.5
208501110 | 10/14/2025 | Live | Johnson Controls Inc. (York International Norman) | COLEMAN | Singlezone Ducted, Centrally Ducted | 208501110 |  | HRCU-A-CB | HMH72B601 |  | XAHD60JXXN1+JMVT20DC2N1+TXV | 8.25 | 16.75 | 9.3 | 8.5 | 17 | 7.8 | FALSE | FALSE | FALSE | 57000 | 35600 | 2.42 | 35600 | 2.42
208500736 | 10/14/2025 | Live | Johnson Controls Inc. (York International Norman) | YORK | Singlezone Ducted, Centrally Ducted | 208500736 |  | HRCU-A-CB | HMH72B601 |  | XAHD60JXXN1+JMVT20DC2N1+TXV | 8.25 | 16.75 | 9.3 | 8.5 | 17 | 7.8 | FALSE | FALSE | FALSE | 57000 | 35600 | 2.42 | 35600 | 2.42
208500540 | 10/14/2025 | Live | Johnson Controls Inc. (York International Norman) | COLEMAN | Singlezone Ducted, Centrally Ducted | 208500540 |  | HRCU-A-CB | HMH72B601 |  | XAFD60JXXN1+JMET18DS2N1+TXV | 8.5 | 17 | 9.5 | 8.5 | 17 | 7.8 | FALSE | FALSE | FALSE | 58500 | 36400 | 2.46 | 36400 | 2.46
208500193 | 10/14/2025 | Live | Johnson Controls Inc. (York International Norman) | YORK | Singlezone Ducted, Centrally Ducted | 208500193 |  | HRCU-A-CB | HMH72B361 |  | XAUB36DXXN1+JMVT12BC2N1+TXV | 9.25 | 17 | 10 | 9 | 18 | 8.1 | FALSE | FALSE | FALSE | 36000 | 25400 | 2.6 | 25400 | 2.6
208106833 | 10/14/2025 | Live | Lennox Industries | CONCORD | Multizone All Non-Ducted | 208106833 |  | HMSV-A-CB | 4DHP2S30M-1P | Non-Ducted Indoor Units |  | 12.5 | 23.8 | 10.5 | 12.7 | 24.6 | 9.3 | TRUE | FALSE | FALSE | 28000 | 21000 | 3.42 | 22987 | 2
208106803 | 10/14/2025 | Live | Lennox Industries | AIREASE | Multizone All Non-Ducted | 208106803 |  | HMSV-A-CB | 4DHP2S30M-1P | Non-Ducted Indoor Units |  | 12.5 | 23.8 | 10.5 | 12.7 | 24.6 | 9.3 | TRUE | FALSE | FALSE | 28000 | 21000 | 3.42 | 22987 | 2
207702760 | 10/14/2025 | Live | Mitsubishi Electric Trane | TRANE / MITSUBISHI ELECTRIC | Singlezone Ducted, Compact Ducted | 207702760 | 202392215 | HRCU-A-CB | NTXSKS12A112** | Mini-Splits | TPEADA0121AA*** | 12.9 | 20.5 | 13 | 11.8 | 20 | 10.9 | TRUE | FALSE | TRUE | 12000 | 9700 | 2.66 | 9900 | 2.71
207702740 | 10/14/2025 | Live | Mitsubishi Electric Trane | TRANE / MITSUBISHI ELECTRIC | Singlezone Ducted, Compact Ducted | 207702740 | 204793349 | HRCU-A-CB | NTXSKH15A112** | Mini-Splits | TPEADA0151AA*** | 12.6 | 18.3 | 9.9 | 11.5 | 17.6 | 8.9 | FALSE | FALSE | FALSE | 15000 | 11700 | 2.29 | 18000 | 2.28
207699105 | 10/14/2025 | Live | Lennox Industries | LENNOX | Multizone All Ducted | 207699105 |  | HMSV-A-CB | MLB036S4M-1P | Ducted Indoor Units |  | 11.3 | 19 | 11 | 11.7 | 18.8 | 10 | TRUE | FALSE | FALSE | 36000 | 35000 | 3.96 | 33500 | 1.98
207699101 | 10/14/2025 | Live | Lennox Industries | LENNOX | Multizone All Non-Ducted | 207699101 |  | HRCU-A-CB | MPC048S4M-1P | Non-Ducted Indoor Units |  | 12.5 | 22.4 | 11 | 12.3 | 23.4 | 8.7 | TRUE | FALSE | FALSE | 48000 | 34000 | 3.1 | 33000 | 1.97
213685845 | 10/14/2025 | Live | Gree | KINGHOME | Multizone All Ducted | 213685845 |  | HSP-A | KRH03TCU | [5 empty] | 11 | 17.8 | 8.8 | FALSE | TRUE | TRUE | 34400 | 23400 | 2.46 | 23400 | 2.46
207525865 | 10/14/2025 | Live | Mitsubishi Electric Trane | TRANE / MITSUBISHI ELECTRIC | Multizone Mix of Ducted and Non-Ducted | 207525865 |  | HMSV-A-CB | NTXMSM60A182A* | Mixed Ducted and Non-Ducted Indoor Units |  | 12.2 | 18.9 | 11.35 | 11.95 | 18.5 | 9.75 | TRUE | FALSE | TRUE | 60000 | 41000 | 2.74 | 65000 | 2.05
207525862 | 10/14/2025 | Live | Mitsubishi Electric Trane | TRANE / MITSUBISHI ELECTRIC | Multizone Mix of Ducted and Non-Ducted | 207525862 |  | HMSV-A-CB | NTXMSH42A152A* | Mixed Ducted and Non-Ducted Indoor Units |  | 12.2 | 20 | 11.5 | 12 | 19.75 | 10.55 | TRUE | FALSE | TRUE | 42000 | 32000 | 2.64 | 48000 | 2.04
207518837 | 10/14/2025 | Live | Mitsubishi Electric Trane | TRANE / MITSUBISHI ELECTRIC | Multizone All Ducted | 207518837 |  | HMSV-A-CB | NTXMSH36A142A* | Ducted Indoor Units |  | 12.6 | 18.3 | 11.7 | 12 | 18.5 | 11 | TRUE | FALSE | TRUE | 36000 | 26600 | 2.7 | 42000 | 1.94
207517168 | 10/14/2025 | Live | Mitsubishi Electric Trane | TRANE / MITSUBISHI ELECTRIC | Multizone All Ducted | 207517168 |  | HMSV-A-CB | NTXMSH48A182A* | Ducted Indoor Units |  | 11.3 | 16.5 | 11 | 10.5 | 16 | 9.5 | FALSE | FALSE | TRUE | 48000 | 41000 | 2.34 | 54000 | 1.84
207517166 | 10/14/2025 | Live | Mitsubishi Electric Trane | TRANE / MITSUBISHI ELECTRIC | Multizone All Ducted | 207517166 |  | HMSV-A-CB | NTXMSM48A182A* | Ducted Indoor Units |  | 11.3 | 16.5 | 11 | 10.5 | 16 | 8.9 | FALSE | FALSE | TRUE | 48000 | 35000 | 2.4 | 37800 | 1.74
207517161 | 10/14/2025 | Live | Mitsubishi Electric Trane | MITSUBISHI ELECTRIC | Multizone All Ducted | 207517161 |  | HMSV-A-CB | MXZ-SM60NAM | Ducted Indoor Units |  | 11.1 | 17.8 | 10.7 | 10.6 | 17 | 9 | FALSE | FALSE | TRUE | 60000 | 40500 | 2.6 | 65000 | 1.94
207517157 | 10/14/2025 | Live | Mitsubishi Electric Trane | MITSUBISHI ELECTRIC | Multizone All Ducted | 207517157 |  | HMSV-A-CB | MXZ-SM48NAM | Ducted Indoor Units |  | 11.3 | 16.5 | 11 | 10.5 | 16 | 8.9 | FALSE | FALSE | TRUE | 48000 | 35000 | 2.4 | 37800 | 1.74
207517156 | 10/14/2025 | Live | Mitsubishi Electric Trane | MITSUBISHI ELECTRIC | Multizone All Non-Ducted | 207517156 |  | HMSR-A-CB-O | MXZ-SM48NAM | Non-Ducted Indoor Units |  | 13.1 | 23 | 12 | 13.1 | 23 | 10.4 | FALSE | FALSE | TRUE | 48000 | 31400 | 2.7 | 37800 | 2.13
207517154 | 10/14/2025 | Live | Mitsubishi Electric Trane | MITSUBISHI ELECTRIC | Multizone All Non-Ducted | 207517154 |  | HMSR-A-CB-O | MXZ-SM42NAMHZ | Non-Ducted Indoor Units |  | 13.4 | 22 | 12 | 13.4 | 21.5 | 11.1 | FALSE | FALSE | TRUE | 42000 | 32000 | 2.8 | 48000 | 2.3
207517153 | 10/14/2025 | Live | Mitsubishi Electric Trane | MITSUBISHI ELECTRIC | Multizone All Ducted | 207517153 |  | HMSV-A-CB | MXZ-SM36NAMHZ | Ducted Indoor Units |  | 12.6 | 18.3 | 11.7 | 12 | 18.5 | 11 | TRUE | FALSE | TRUE | 36000 | 26600 | 2.7 | 42000 | 1.94
207517150 | 10/14/2025 | Live | Mitsubishi Electric Trane | MITSUBISHI ELECTRIC | Multizone All Non-Ducted | 207517150 |  | HMSR-A-CB-O | MXZ-SM36NAM | Non-Ducted Indoor Units |  | 15 | 23 | 12.5 | 15 | 23 | 11 | FALSE | FALSE | TRUE | 36000 | 26400 | 2.8 | 29400 | 2.2
207506892 | 10/14/2025 | Live | Fujitsu General America, Inc. | WESTINGHOUSE | Singlezone Ducted, Centrally Ducted | 207506892 |  | HRCU-A-CB | WHM60SZA21S | Mini-Splits | WHM60DMA21S | 8.5 | 17.5 | 10 | 8.25 | 17 | 8.5 | FALSE | FALSE | FALSE | 56000 | 40000 | 2.34 | 42000 | 2.1
207350096 | 10/14/2025 | Live | Samsung Electronics | SAMSUNG | Multizone Mix of Ducted and Non-Ducted | 207350096 |  | HMSV-A-CB | AJ030BXS4CH | Mixed Ducted and Non-Ducted Indoor Units |  | 11.5 | 18 | 10.4 | 11.5 | 18.75 | 8.65 | FALSE | FALSE | TRUE | 28400 | 17100 | 2.8 | 28600 | 1.97
213369558 | 10/14/2025 | Live | Hisense | HISENSE | Multizone Mix of Ducted and Non-Ducted | 213369558 |  | HMSV-A-CB | AVW-28H3FH2 | Mixed Ducted and Non-Ducted Indoor Units | AVD-07HJFH+AVBC-07HJFKA |  |  |  | 11.3 | 17.3 | 8.2 | FALSE | FALSE | TRUE | 27200 | 17800 | 2.6 | 23100 | 2.59
206709490 | 10/14/2025 | Live | Mitsubishi Electric Trane | MITSUBISHI ELECTRIC | Singlezone Non-Ducted, Floor Placement | 206709490 | 204629264 | HRCU-A-CB-O | NTXSPF15A112A* | Mini-Splits | MFZ-KJ15NA*** | 13.5 | 21.8 | 11.6 | 13.5 | 22.2 | 10.7 | TRUE | FALSE | TRUE | 15000 | 12000 | 2.96 | 20000 | 1.93
204629575 |  | Live | Mitsubishi Electric Trane | MITSUBISHI ELECTRIC | Singlezone Non-Ducted, Floor Placement | 204629575 |  | HRCU-A-CB-O | MUFZ-KJ18NAHZ*** | Mini-Splits | NAXFKS18A112A* | 12.6 | 21 | 11.3 | 12.6 | 22 | 10.3 | TRUE | FALSE | TRUE | 17000 | 12800 | 2.62 | 23000 | 2.1
204629574 |  | Live | Mitsubishi Electric Trane | MITSUBISHI ELECTRIC | Singlezone Non-Ducted, Floor Placement | 204629574 |  | HRCU-A-CB-O | MUFZ-KJ15NAHZ*** | Mini-Splits | NAXFKS15A112A* | 13.5 | 21.8 | 11.6 | 13.5 | 22.2 | 10.7 | TRUE | FALSE | TRUE | 15000 | 12000 | 2.96 | 20000 | 1.93
204629177 |  | Live | Mitsubishi Electric Trane | MITSUBISHI ELECTRIC | Singlezone Non-Ducted, Floor Placement | 204629177 |  | HRCU-A-CB-O | MUFZ-KJ09NAHZ*** | Mini-Splits | NTXFKS09A112A* | 15.8 | 28.2 | 13 | 15.8 | 28.7 | 11.3 | TRUE | FALSE | TRUE | 9000 | 7500 | 2.75 | 13400 | 2.11
201796633 |  | Live | Lennox Industries | LENNOX | Singlezone Non-Ducted, Wall Placement | 201796633 |  | HRCU-A-CB-O | MLA012S4S-1P | Mini-Splits | MWMA012S4-3P | 12.5 | 22 | 10 | 12.5 | 19.9 | 9.1 | FALSE | FALSE | FALSE | 12000 | 7800 | 2.63 | 13159 | 1.84
212924870 |  | Live | ASPEN | GE | Singlezone Ducted, Centrally Ducted | 212924870 |  | HRCU-A-C | AUH2436ZGDA* | Ducted Indoor Units | C(A,C,D,E)24B34+TDR |  |  |  | 10 | 15.2 | 8.1 | FALSE | FALSE | TRUE | 22000 | 14000 | 2.31 | 18000 | 1.95
207590957 |  | Live | Lennox Industries | GE APPLIANCES | Singlezone Ducted, Centrally Ducted | 207590957 |  | HRCU-A-CB | AUH2436ZGDA* | Ducted Indoor Units | TUY36ZPDA | 10.5 | 16 | 10 | 9.8 | 15.6 | 8.8 | FALSE | FALSE | FALSE | 33200 | 24200 | 2.1 | 24200 | 2.1
208101906 |  | Live | Midea Electric Trading | MDV | Singlezone Ducted, Centrally Ducted | 208101906 |  | HRCU-A-C | MOX430U-24HFN1-MR0 |  | MAC-24HWDN1-MN0 | 10.3 | 15 | 10 | 10 | 15.7 | 9.8 | FALSE | TRUE | TRUE | 24000 | 22000 | 2.5 | 23600 | 2.14
208101916 |  | Live | Midea Electric Trading | MDV | Singlezone Ducted, Centrally Ducted | 208101916 |  | HRCU-A-C | MOX330U-18HFN1-MR0 |  | MAC-24HWDN1-MN0 | 10 | 14.3 | 9.3 | 10.2 | 15.2 | 8.6 | FALSE | FALSE | TRUE | 18000 | 13000 | 2.59 | 14000 | 2.21
207825918 |  | Live | Midea Electric Trading | MDV | Singlezone Ducted, Centrally Ducted | 207825918 |  | HRCU-A-CB | MOE30U-60HFN1-MR0 |  | MVC-60HWFN1-M | 10.3 | 18 | 9.2 | 8.8 | 14.9 | 8.5 | FALSE | FALSE | FALSE | 57000 | 37000 | 2.4 | 39000 | 2.2
212348052 |  | Live | Lennox Industries | LENNOX | Singlezone Ducted, Centrally Ducted | 212348052 |  | HRCU-A-CB | MLB048S4S-2P |  | MMA048S4-*P | 8.4 | 16.1 | 10 | 8 | 14.6 | 8.8 | FALSE | FALSE | FALSE | 47000 | 38000 | 1.85 | 50500 | 2.3
213265610 |  | Live | Midea Electric Trading | COOPER&HUNTER | Singlezone Ducted, Centrally Ducted | 213265610 |  | HRCU-A-CB | CH-NHPR48LCU-230VO |  | CH-48AHU-W | 8.4 | 16.1 | 10 | 8 | 14.6 | 8.8 | FALSE | FALSE | FALSE | 47000 | 38000 | 1.85 | 50500 | 2.3
212365448 |  | Live | Midea Electric Trading | CUSTOM COMFORT | Singlezone Ducted, Centrally Ducted | 212365448 |  | HRCU-A-CB | CCOXHASZ48CHP |  | CCOXHAAHUC48 | 8.4 | 16.1 | 10 | 8 | 14.6 | 8.8 | FALSE | FALSE | FALSE | 47000 | 38000 | 1.85 | 50500 | 2.3
211273238 |  | Live | Midea Electric Trading | BREEZE33 | Singlezone Ducted, Centrally Ducted | 211273238 |  | HRCU-A-CB | BZ33-HYP48OUT2-G2-P |  | BZ33-MSAHU48-G2-P | 8.4 | 16.1 | 10 | 8 | 14.6 | 8.8 | FALSE | FALSE | FALSE | 47000 | 38000 | 1.85 | 50500 | 2.3
208141208 |  | Live | Midea Electric Trading | COOPER&HUNTER | Singlezone Ducted, Centrally Ducted | 208141208 |  | HRCU-A-CB | CH-NHPR48LCU-230VO |  | CH-48AHU | 8.4 | 16.1 | 10 | 8 | 14.6 | 8.8 | FALSE | FALSE | FALSE | 47000 | 38000 | 1.85 | 50500 | 2.3
209948999 |  | Live | Mitsubishi Electric Trane | MITSUBISHI ELECTRIC | Multizone Mix of Ducted and Non-Ducted | 209948999 | 207348691 | HMSV-A-CB | MXZ-2C20NA3*** | Mixed Ducted and Non-Ducted Indoor Units |  | 11.35 | 18 | 9.65 |  |  |  | FALSE | FALSE | FALSE | 19000 | 13000 | 2.89 | 15000 | 2.47
209836181 |  | Live | Mitsubishi Electric Trane | MITSUBISHI ELECTRIC | Multizone All Ducted | 209836181 | 207342460 | HMSV-A-CB | MXZ-2C20NA3*** | Ducted Indoor Units |  | 10 | 16 | 9.3 |  |  |  | FALSE | FALSE | FALSE | 20000 | 12500 | 2.71 | 14500 | 2.35
206400661 |  | Live | Carrier | MIDEA | Singlezone Non-Ducted, Wall Placement | 206400661 |  | HRCU-A-CB-O | 38MARBQ12AA3 | Mini-Splits | DHMSHAQ12XA3 | 13.5 | 24.5 | 12.5 |  |  |  | TRUE | TRUE | TRUE | 12000 | 7500 | 3.01 | 13960 | 4.7
10153472 |  | Live | Trane U.S. Inc. | AMERICAN STANDARD | Singlezone Ducted, Centrally Ducted | 10153472 |  | HRCU-A-CB | 4A6V8060A1 |  | TEM8A0C60V51+TDR | 12.2 | 18 | 9.25 |  |  |  | FALSE | FALSE | FALSE | 55000 | 49000 | 2.17 | 49900 | 2.17
8738643 |  | Live | Carrier | BRYANT | Singlezone Non-Ducted, Wall Placement | 8738643 |  | HRCU-A-CB-O | 38MAQB24R--3 | Mini-Splits | 619PEQ024BBMA | 13 | 20.5 | 11.5 |  |  |  | TRUE | FALSE | FALSE | 24000 | 15400 | 2.64 | 25710 | 1.95
8738638 |  | Live | Carrier | CARRIER | Singlezone Non-Ducted, Wall Placement | 8738638 |  | HRCU-A-CB-O | 38MAQB24R--3 | Mini-Splits | 40MAQB24B--3 | 13 | 20.5 | 11.5 |  |  |  | TRUE | FALSE | FALSE | 24000 | 15400 | 2.64 | 25710 | 1.95
206400655 |  | Live | Carrier | PAYNE | Singlezone Non-Ducted, Wall Placement | 206400655 |  | HRCU-A-CB-O | 38MARBQ12AA3 | Mini-Splits | DHMSHAQ12XA3 | 13.5 | 24.5 | 12.5 |  |  |  | TRUE | TRUE | TRUE | 12000 | 7500 | 3.01 | 13960 | 4.7
206400643 |  | Live | Carrier | CARRIER | Singlezone Non-Ducted, Wall Placement | 206400643 |  | HRCU-A-CB-O | 38MARBQ12AA3 | Mini-Splits | 40MAQB12B--3 | 13.5 | 24.5 | 12.5 |  |  |  | TRUE | TRUE | TRUE | 12000 | 7500 | 3.01 | 13960 | 4.7
206400667 |  | Live | Carrier | WEATHERMAKER | Singlezone Non-Ducted, Wall Placement | 206400667 |  | HRCU-A-CB-O | 38MARBQ12AA3 | Mini-Splits | DHMSHAQ12XA3 | 13.5 | 24.5 | 12.5 |  |  |  | TRUE | TRUE | TRUE | 12000 | 7500 | 3.01 | 13960 | 4.7
206400649 |  | Live | Carrier | BRYANT | Singlezone Non-Ducted, Wall Placement | 206400649 |  | HRCU-A-CB-O | 38MARBQ12AA3 | Mini-Splits | 619PEQ012BBMA | 13.5 | 24.5 | 12.5 |  |  |  | TRUE | TRUE | TRUE | 12000 | 7500 | 3.01 | 13960 | 4.7
205104716 |  | Live | Friedrich Air Conditioning | FRIEDRICH | Singlezone Non-Ducted, Ceiling Placement | 205104716 |  | HRCU-A-CB-O | FPHFR12A3A | Mini-Splits | FPHFC12A3B | 12.5 | 19 | 11.5 |  |  |  | TRUE | TRUE | TRUE | 12000 | 7000 | 2.53 | 9424 | 2.42
10309007 |  | Live | Johnson Controls Inc. (York International Norman) | YORK | Singlezone Ducted, Centrally Ducted | 10309007 |  | HRCU-A-CB | YZV36B21 |  | AVV38CE221 | 13.3 | 20 | 9.95 |  |  |  | FALSE | FALSE | FALSE | 33600 | 33400 | 2.26 | 33500 | 2.41
207526362 |  | Live | Trane U.S. Inc. | TRANE | Singlezone Ducted, Centrally Ducted | 207526362 |  | HRCU-A-CB | 4TWV8X60A1 |  | TEM8A0C60V51+TDR | 12.2 | 18 | 9.25 |  |  |  | FALSE | FALSE | TRUE | 55000 | 49000 | 2.17 | 49900 | 2.17
209310455 |  | Live | Mitsubishi Electric Trane | MITSUBISHI ELECTRIC | Multizone All Non-Ducted | 209310455 |  | HMSR-A-CB-O | MXZ-3C30NA4*** | Non-Ducted Indoor Units |  | 10.6 | 19 | 10.6 | 10.6 | 19 | 10 | FALSE | FALSE | TRUE | 28400 | 18600 | 3 | 21000 | 2.15
207769102 |  | Live | GE Appliances, a Haier Company | GE APPLIANCES | Singlezone Non-Ducted, Wall Placement | 207769102 |  | HRCU-A-CB-O | ASH3036TRDF** | Mini-Splits | ASYW36TRDF** | 8 | 17.5 | 9.5 | 8 | 17.5 | 9 | FALSE | FALSE | FALSE | 33000 | 22000 | 2.4 | 24200 | 2.3
207722668 |  | Live | GE Appliances, a Haier Company | GE APPLIANCES | Multizone Mix of Ducted and Non-Ducted | 207722668 |  | HMSV-A-CB | ASH324JCDD** | Mixed Ducted and Non-Ducted Indoor Units |  | 11.75 | 18.5 | 9.75 | 11.9 | 19 | 9.5 | FALSE | FALSE | TRUE | 22600 | 15800 | 2.69 | 17380 | 2.57
207698998 |  | Live | GE Appliances, a Haier Company | HAIER | Multizone All Non-Ducted | 207698998 |  | HMSR-A-CB-O | 3U24MS2HD** | Non-Ducted Indoor Units |  | 12.5 | 21 | 10.5 | 12.8 | 22 | 10 | TRUE | FALSE | TRUE | 22600 | 16000 | 2.81 | 17600 | 2.69
206906983 |  | Live | Lennox Industries | CONCORD | Singlezone Ducted, Centrally Ducted | 206906983 |  | HRCU-A-CB | 4HP18V60P | Ducted Indoor Units | BCE5C48M*4X | 11 | 16.5 | 9 | 10.9 | 16 | 7.8 | FALSE | FALSE | FALSE | 45000 | 31600 | 2.12 | 31600 | 2.12
206906982 |  | Live | Lennox Industries | CONCORD | Singlezone Ducted, Centrally Ducted | 206906982 |  | HRCU-A-CB | 4HP18V60P | Ducted Indoor Units | BCE5C48M*1P+H4TXV02 | 11 | 16.5 | 9 | 10.9 | 16 | 7.8 | FALSE | FALSE | FALSE | 45000 | 31600 | 2.12 | 31600 | 2.12
206906795 |  | Live | Lennox Industries | ALLIED | Singlezone Ducted, Centrally Ducted | 206906795 |  | HRCU-A-CB | 4HP18V60P | Ducted Indoor Units | BCE5C48M*4X | 11 | 16.5 | 9 | 10.9 | 16 | 7.8 | FALSE | FALSE | FALSE | 45000 | 31600 | 2.12 | 31600 | 2.12
206906794 |  | Live | Lennox Industries | ALLIED | Singlezone Ducted, Centrally Ducted | 206906794 |  | HRCU-A-CB | 4HP18V60P | Ducted Indoor Units | BCE5C48M*1P+H4TXV02 | 11 | 16.5 | 9 | 10.9 | 16 | 7.8 | FALSE | FALSE | FALSE | 45000 | 31600 | 2.12 | 31600 | 2.12
206906606 |  | Live | Lennox Industries | AC PRO | Singlezone Ducted, Centrally Ducted | 206906606 |  | HRCU-A-CB | 4HP18V60P | Ducted Indoor Units | BCE5C48M*1P+H4TXV02 | 11 | 16.5 | 9 | 10.9 | 16 | 7.8 | FALSE | FALSE | FALSE | 45000 | 31600 | 2.12 | 31600 | 2.12
206906605 |  | Live | Lennox Industries | CONCORD | Singlezone Ducted, Centrally Ducted | 206906605 |  | HRCU-A-CB | 4HP18V60P | Ducted Indoor Units | BCE5V60M | 10 | 16.5 | 9 | 10 | 16 | 7.8 | FALSE | FALSE | FALSE | 55500 | 38500 | 2.15 | 38500 | 2.15
206906226 |  | Live | Lennox Industries | CONCORD | Singlezone Ducted, Centrally Ducted | 206906226 |  | HRCU-A-CB | 4HP18V36P | Ducted Indoor Units | BCE5E36M | 11.5 | 19 | 10 | 10.9 | 17.1 | 8.5 | FALSE | FALSE | TRUE | 33800 | 22600 | 2.44 | 22600 | 2.44
206906223 |  | Live | Lennox Industries | CONCORD | Singlezone Ducted, Centrally Ducted | 206906223 |  | HRCU-A-CB | 4HP18V36P | Ducted Indoor Units | BCE5C36M*4X | 11 | 16.5 | 9.6 | 11 | 15.5 | 8.5 | FALSE | FALSE | TRUE | 34000 | 22400 | 2.42 | 22400 | 2.42
210532847 |  | Live | GE Appliances, a Haier Company | GE APPLIANCES | Multizone All Ducted | 210532847 |  | HMSV-A-CB | ASH542JCDD** | Ducted Indoor Units |  | 7.2 | 14.2 | 10 | 7.2 | 14.8 | 8.8 | FALSE | FALSE | FALSE | 41000 | 26000 | 2.4 | 28600 | 2.29
209941286 |  | Live | Lennox Industries | GE | Singlezone Ducted, Centrally Ducted | 209941286 |  | HRCU-A-CB | NS18H60MA4-** | Ducted Indoor Units | NAM60V1TA4-** | 10 | 16.5 | 9 | 10 | 16 | 7.8 | FALSE | FALSE | FALSE | 55500 | 38500 | 2.15 | 38500 | 2.15
208141311 |  | Live | GE Appliances, a Haier Company | GE APPLIANCES | Multizone Mix of Ducted and Non-Ducted | 208141311 |  | HMSV-A-CB | ASH436JCDD** | Mixed Ducted and Non-Ducted Indoor Units |  | 8.9 | 16.8 | 9.9 | 8.9 | 17.5 | 8.9 | FALSE | FALSE | FALSE | 34000 | 22800 | 2.25 | 25080 | 2.15
207465470 |  | Live | Samsung Electronics | SAMSUNG | Singlezone Ducted, Centrally Ducted | 207465470 |  | HRCU-A-CB | AC048BXADCH | Mini-Splits | AC048BNZDCH | 8.8 | 16.6 | 9 | 8.8 | 16.7 | 8.1 | FALSE | TRUE | FALSE | 48000 | 43000 | 1.74 | 48200 | 2.02
206906607 |  | Live | Lennox Industries | AC PRO | Singlezone Ducted, Centrally Ducted | 206906607 |  | HRCU-A-CB | 4HP18V60P | Ducted Indoor Units | BCE5C48M*4X | 11 | 16.5 | 9 | 10.9 | 16 | 7.8 | FALSE | FALSE | FALSE | 45000 | 31600 | 2.12 | 31600 | 2.12
206905850 |  | Live | Lennox Industries | ALLIED | Singlezone Ducted, Centrally Ducted | 206905850 |  | HRCU-A-CB | 4HP18V36P | Ducted Indoor Units | BCE7E36M | 12 | 19 | 10 | 10.9 | 17.5 | 8.5 | FALSE | FALSE | TRUE | 33600 | 23400 | 2.36 | 23400 | 2.36
206905837 |  | Live | Lennox Industries | ALLIED | Singlezone Ducted, Centrally Ducted | 206905837 |  | HRCU-A-CB | 4HP18V36P | Ducted Indoor Units | BCE5C36M*1P+H4TXV02 | 11 | 16.5 | 9.6 | 11 | 15.5 | 8.5 | FALSE | FALSE | TRUE | 34000 | 22400 | 2.42 | 22400 | 2.42
206905465 |  | Live | Lennox Industries | AC PRO | Singlezone Ducted, Centrally Ducted | 206905465 |  | HRCU-A-CB | 4HP18V36P | Ducted Indoor Units | BCE7E36M | 12 | 19 | 10 | 10.9 | 17.5 | 8.5 | FALSE | FALSE | TRUE | 33600 | 23400 | 2.36 | 23400 | 2.36
206905453 |  | Live | Lennox Industries | AC PRO | Singlezone Ducted, Centrally Ducted | 206905453 |  | HRCU-A-CB | 4HP18V36P | Ducted Indoor Units | BCE5C36M*4X | 11 | 16.5 | 9.6 | 11 | 15.5 | 8.5 | FALSE | FALSE | TRUE | 34000 | 22400 | 2.42 | 22400 | 2.42
206905452 |  | Live | Lennox Industries | AC PRO | Singlezone Ducted, Centrally Ducted | 206905452 |  | HRCU-A-CB | 4HP18V36P | Ducted Indoor Units | BCE5C36M*1P+H4TXV02 | 11 | 16.5 | 9.6 | 11 | 15.5 | 8.5 | FALSE | FALSE | TRUE | 34000 | 22400 | 2.42 | 22400 | 2.42
206902821 |  | Live | Lennox Industries | DUCANE | Singlezone Ducted, Centrally Ducted | 206902821 |  | HRCU-A-CB | 4HP18V36P | Ducted Indoor Units | BCE5E36M | 11.5 | 19 | 10 | 10.9 | 17.1 | 8.5 | FALSE | FALSE | TRUE | 33800 | 22600 | 2.44 | 22600 | 2.44
206902819 |  | Live | Lennox Industries | DUCANE | Singlezone Ducted, Centrally Ducted | 206902819 |  | HRCU-A-CB | 4HP18V36P | Ducted Indoor Units | BCE5C36M*1P+H4TXV02 | 11 | 16.5 | 9.6 | 11 | 15.5 | 8.5 | FALSE | FALSE | TRUE | 34000 | 22400 | 2.42 | 22400 | 2.42
209941289 |  | Live | Lennox Industries | GE | Singlezone Ducted, Centrally Ducted | 209941289 |  | HRCU-A-CB | NS18H60MA4-** | Ducted Indoor Units | NAM48E1TA4-** | 11 | 16.5 | 9 | 10.9 | 16 | 7.8 | FALSE | FALSE | FALSE | 45000 | 31600 | 2.12 | 31600 | 2.12
206905456 |  | Live | Lennox Industries | AC PRO | Singlezone Ducted, Centrally Ducted | 206905456 |  | HRCU-A-CB | 4HP18V36P | Ducted Indoor Units | BCE5E36M | 11.5 | 19 | 10 | 10.9 | 17.1 | 8.5 | FALSE | FALSE | TRUE | 33800 | 22600 | 2.44 | 22600 | 2.44
206903643 |  | Live | Lennox Industries | DUCANE | Singlezone Ducted, Centrally Ducted | 206903643 |  | HRCU-A-CB | 4HP18V60P | Ducted Indoor Units | BCE5V60M | 10 | 16.5 | 9 | 10 | 16 | 7.8 | FALSE | FALSE | FALSE | 55500 | 38500 | 2.15 | 38500 | 2.15
209941277 |  | Live | Lennox Industries | GE | Singlezone Ducted, Centrally Ducted | 209941277 |  | HRCU-A-CB | NS18H36MA4-** | Ducted Indoor Units | NAM36E1TA4-** | 11.5 | 19 | 10 | 10.9 | 17.1 | 8.5 | FALSE | FALSE | TRUE | 33800 | 22600 | 2.44 | 22600 | 2.44
209941276 |  | Live | Lennox Industries | GE | Singlezone Ducted, Centrally Ducted | 209941276 |  | HRCU-A-CB | NS18H36MA4-** | Ducted Indoor Units | NAM36P1TA4 | 11 | 16.5 | 9.6 | 11 | 15.5 | 8.5 | FALSE | FALSE | TRUE | 34000 | 22400 | 2.42 | 22400 | 2.42
208131916 |  | Live | GE Appliances, a Haier Company | HAIER | Multizone Mix of Ducted and Non-Ducted | 208131916 |  | HMSV-A-CB | 4U36MS2HD** | Mixed Ducted and Non-Ducted Indoor Units |  | 8.9 | 16.8 | 9.9 | 8.9 | 17.5 | 8.9 | FALSE | FALSE | FALSE | 34000 | 22800 | 2.25 | 25080 | 2.15
207722664 |  | Live | GE Appliances, a Haier Company | HAIER | Multizone Mix of Ducted and Non-Ducted | 207722664 |  | HMSV-A-CB | 3U24MS2HD** | Mixed Ducted and Non-Ducted Indoor Units |  | 11.75 | 18.5 | 9.75 | 11.9 | 19 | 9.5 | FALSE | FALSE | TRUE | 22600 | 15800 | 2.69 | 17380 | 2.57
207465464 |  | Live | Samsung Electronics | SAMSUNG | Singlezone Ducted, Centrally Ducted | 207465464 |  | HRCU-A-CB | AC036BXADCH | Mini-Splits | AC036BNZDCH | 9.6 | 16 | 9.7 | 9.6 | 16.6 | 8.4 | FALSE | TRUE | FALSE | 36000 | 34800 | 2.1 | 36400 | 2.17
206906796 |  | Live | Lennox Industries | ALLIED | Singlezone Ducted, Centrally Ducted | 206906796 |  | HRCU-A-CB | 4HP18V60P | Ducted Indoor Units | BCE5E48M | 11 | 16.5 | 9 | 10.9 | 16 | 7.8 | FALSE | FALSE | FALSE | 45000 | 31600 | 2.12 | 31600 | 2.12
206906235 |  | Live | Lennox Industries | CONCORD | Singlezone Ducted, Centrally Ducted | 206906235 |  | HRCU-A-CB | 4HP18V36P | Ducted Indoor Units | BCE7E36M | 12 | 19 | 10 | 10.9 | 17.5 | 8.5 | FALSE | FALSE | TRUE | 33600 | 23400 | 2.36 | 23400 | 2.36
206906222 |  | Live | Lennox Industries | CONCORD | Singlezone Ducted, Centrally Ducted | 206906222 |  | HRCU-A-CB | 4HP18V36P | Ducted Indoor Units | BCE5C36M*1P+H4TXV02 | 11 | 16.5 | 9.6 | 11 | 15.5 | 8.5 | FALSE | FALSE | TRUE | 34000 | 22400 | 2.42 | 22400 | 2.42
206905838 |  | Live | Lennox Industries | ALLIED | Singlezone Ducted, Centrally Ducted | 206905838 |  | HRCU-A-CB | 4HP18V36P | Ducted Indoor Units | BCE5C36M*4X | 11 | 16.5 | 9.6 | 11 | 15.5 | 8.5 | FALSE | FALSE | TRUE | 34000 | 22400 | 2.42 | 22400 | 2.42
206905070 |  | Live | Lennox Industries | DUCANE | Singlezone Ducted, Centrally Ducted | 206905070 |  | HRCU-A-CB | 4HP18V60P | Ducted Indoor Units | BCE5C48M*4X | 11 | 16.5 | 9 | 10.9 | 16 | 7.8 | FALSE | FALSE | FALSE | 45000 | 31600 | 2.12 | 31600 | 2.12
206905069 |  | Live | Lennox Industries | DUCANE | Singlezone Ducted, Centrally Ducted | 206905069 |  | HRCU-A-CB | 4HP18V60P | Ducted Indoor Units | BCE5C48M*1P+H4TXV02 | 11 | 16.5 | 9 | 10.9 | 16 | 7.8 | FALSE | FALSE | FALSE | 45000 | 31600 | 2.12 | 31600 | 2.12
206902820 |  | Live | Lennox Industries | DUCANE | Singlezone Ducted, Centrally Ducted | 206902820 |  | HRCU-A-CB | 4HP18V36P | Ducted Indoor Units | BCE5C36M*4X | 11 | 16.5 | 9.6 | 11 | 15.5 | 8.5 | FALSE | FALSE | TRUE | 34000 | 22400 | 2.42 | 22400 | 2.42
209941288 |  | Live | Lennox Industries | GE | Singlezone Ducted, Centrally Ducted | 209941288 |  | HRCU-A-CB | NS18H60MA4-** | Ducted Indoor Units | NAM48P1TA4 | 11 | 16.5 | 9 | 10.9 | 16 | 7.8 | FALSE | FALSE | FALSE | 45000 | 31600 | 2.12 | 31600 | 2.12
207769099 |  | Live | GE Appliances, a Haier Company | HAIER | Singlezone Non-Ducted, Wall Placement | 207769099 |  | HRCU-A-CB-O | 1U3036TL2HF** | Mini-Splits | AW36TL2HF** | 8 | 17.5 | 9.5 | 8 | 17.5 | 9 | FALSE | FALSE | FALSE | 33000 | 22000 | 2.4 | 24200 | 2.3
207698999 |  | Live | GE Appliances, a Haier Company | GE APPLIANCES | Multizone All Non-Ducted | 207698999 |  | HMSR-A-CB-O | ASH324JCDD** | Non-Ducted Indoor Units |  | 12.5 | 21 | 10.5 | 12.8 | 22 | 10 | TRUE | FALSE | TRUE | 22600 | 16000 | 2.81 | 17600 | 2.69
207465456 |  | Live | Samsung Electronics | SAMSUNG | Singlezone Ducted, Centrally Ducted | 207465456 |  | HRCU-A-CB | AC024BXADCH | Mini-Splits | AC024BNZDCH | 9.7 | 16.5 | 9.6 | 9.7 | 16.9 | 7.9 | FALSE | FALSE | FALSE | 24000 | 25800 | 1.8 | 27500 | 1.7
206906984 |  | Live | Lennox Industries | CONCORD | Singlezone Ducted, Centrally Ducted | 206906984 |  | HRCU-A-CB | 4HP18V60P | Ducted Indoor Units | BCE5E48M | 11 | 16.5 | 9 | 10.9 | 16 | 7.8 | FALSE | FALSE | FALSE | 45000 | 31600 | 2.12 | 31600 | 2.12
206906608 |  | Live | Lennox Industries | AC PRO | Singlezone Ducted, Centrally Ducted | 206906608 |  | HRCU-A-CB | 4HP18V60P | Ducted Indoor Units | BCE5E48M | 11 | 16.5 | 9 | 10.9 | 16 | 7.8 | FALSE | FALSE | FALSE | 45000 | 31600 | 2.12 | 31600 | 2.12
206906604 |  | Live | Lennox Industries | ALLIED | Singlezone Ducted, Centrally Ducted | 206906604 |  | HRCU-A-CB | 4HP18V60P | Ducted Indoor Units | BCE5V60M | 10 | 16.5 | 9 | 10 | 16 | 7.8 | FALSE | FALSE | FALSE | 55500 | 38500 | 2.15 | 38500 | 2.15
206906603 |  | Live | Lennox Industries | AC PRO | Singlezone Ducted, Centrally Ducted | 206906603 |  | HRCU-A-CB | 4HP18V60P | Ducted Indoor Units | BCE5V60M | 10 | 16.5 | 9 | 10 | 16 | 7.8 | FALSE | FALSE | FALSE | 55500 | 38500 | 2.15 | 38500 | 2.15
206905841 |  | Live | Lennox Industries | ALLIED | Singlezone Ducted, Centrally Ducted | 206905841 |  | HRCU-A-CB | 4HP18V36P | Ducted Indoor Units | BCE5E36M | 11.5 | 19 | 10 | 10.9 | 17.1 | 8.5 | FALSE | FALSE | TRUE | 33800 | 22600 | 2.44 | 22600 | 2.44
206905071 |  | Live | Lennox Industries | DUCANE | Singlezone Ducted, Centrally Ducted | 206905071 |  | HRCU-A-CB | 4HP18V60P | Ducted Indoor Units | BCE5E48M | 11 | 16.5 | 9 | 10.9 | 16 | 7.8 | FALSE | FALSE | FALSE | 45000 | 31600 | 2.12 | 31600 | 2.12
206902824 |  | Live | Lennox Industries | DUCANE | Singlezone Ducted, Centrally Ducted | 206902824 |  | HRCU-A-CB | 4HP18V36P | Ducted Indoor Units | BCE7E36M | 12 | 19 | 10 | 10.9 | 17.5 | 8.5 | FALSE | FALSE | TRUE | 33600 | 23400 | 2.36 | 23400 | 2.36
210435087 |  | Live | Daikin Comfort Technologies | DAIKIN | Singlezone Ducted, Centrally Ducted | 210435087 |  | HRCU-A-CB | DZ6VSA6010A* | Ducted Indoor Units | DFVE60DP1400A* | 8 | 16.1 | 9.5 | 8 | 16.1 | 8.1 | FALSE | FALSE | FALSE | 53000 | 34800 | 2.63 | 40500 | 2.39
209949000 |  | Live | Mitsubishi Electric Trane | MITSUBISHI ELECTRIC | Multizone Mix of Ducted and Non-Ducted | 209949000 |  | HMSV-A-CB | MXZ-3C24NA3*** | Mixed Ducted and Non-Ducted Indoor Units |  | 12.4 | 18 | 9.6 | 12.4 | 18 | 9.05 | TRUE | FALSE | TRUE | 22800 | 14000 | 2.75 | 19600 | 2.29
211793559 |  | Live | Midea Electric Trading | KADEN | Singlezone Non-Ducted, Wall Placement | 211793559 |  | HRCU-A-CB-O | KO-PSX24HP-2AAMA | Mini-Splits | KI-PSX24WM-2AAMA | 14 | 22 | 12 | 14 | 22 | 10 | FALSE | FALSE | TRUE | 24000 | 16200 | 2.4 | 20000 | 2.1
209550325 |  | Live | Midea Electric Trading | TGM | Singlezone Non-Ducted, Wall Placement | 209550325 |  | HRCU-A-CB-O | MRAPT24AS | Mini-Splits | MWAPT24S | 14 | 22 | 12 | 14 | 22 | 10 | TRUE | FALSE | TRUE | 24000 | 16200 | 2.4 | 20000 | 2.1
208447611 |  | Live | Midea Electric Trading | SUNCHILLERS | Singlezone Non-Ducted, Wall Placement | 208447611 |  | HRCU-A-CB-O | 24WODU-UL | Mini-Splits | 24WIDU-UL | 14 | 22 | 12 | 14 | 22 | 10 | FALSE | FALSE | TRUE | 24000 | 16200 | 2.4 | 20000 | 2.1
207671411 |  | Live | Midea Electric Trading | YONAN | Singlezone Non-Ducted, Wall Placement | 207671411 |  | HRCU-A-CB-O | YSA25-24HRN1 | Mini-Splits | YSA25-24HRN1 | 14 | 22 | 12 | 14 | 22 | 10 | FALSE | FALSE | TRUE | 24000 | 16200 | 2.4 | 20000 | 2.1
207658925 |  | Live | Midea Electric Trading | COMFORTSTAR | Singlezone Non-Ducted, Wall Placement | 207658925 |  | HRCU-A-CB-O | CZP24CD(O) | Mini-Splits | CHF24CD(I) | 14 | 22 | 12 | 14 | 22 | 10 | TRUE | FALSE | TRUE | 24000 | 16200 | 2.4 | 20000 | 2.1
210799671 |  | Live | Midea Electric Trading | COOPER&HUNTER | Singlezone Non-Ducted, Wall Placement | 210799671 |  | HRCU-A-CB-O | CH-ES24-230VO | Mini-Splits | CH-24MASTWM-230VI | 14 | 22 | 12 | 14 | 22 | 10 | TRUE | FALSE | TRUE | 24000 | 16200 | 2.4 | 20000 | 2.1
209937048 |  | Live | Midea Electric Trading | C&H | Singlezone Non-Ducted, Wall Placement | 209937048 |  | HRCU-A-CB-O | CH-ES24-230VO | Mini-Splits | CH-24MASTWM-230VI | 14 | 22 | 12 | 14 | 22 | 10 | TRUE | FALSE | TRUE | 24000 | 16200 | 2.4 | 20000 | 2.1
208816912 |  | Live | Midea Electric Trading | TRUST AIR CONDITIONERS | Singlezone Non-Ducted, Wall Placement | 208816912 |  | HRCU-A-CB-O | OUS24H/O4S4P | Mini-Splits | IUMW124H/I41P | 14 | 22 | 12 | 14 | 22 | 10 | FALSE | FALSE | TRUE | 24000 | 16200 | 2.4 | 20000 | 2.1
208568351 |  | Live | Midea Electric Trading | MIDEA | Singlezone Non-Ducted, Wall Placement | 208568351 |  | HRCU-A-CB-O | MOD32-24HFN1-MT0W | Mini-Splits | MSEPD-24HRFN1-MU0W | 14 | 22 | 12 | 14 | 22 | 10 | TRUE | FALSE | TRUE | 24000 | 16200 | 2.4 | 20000 | 2.1
208121899 |  | Live | Midea Electric Trading | ALSETRIA | Singlezone Non-Ducted, Wall Placement | 208121899 |  | HRCU-A-CB-O | MOD33-24HFN1-MT0W | Mini-Splits | MSEPD-24HRFN1-MU0W | 14 | 22 | 12 | 14 | 22 | 10 | TRUE | FALSE | TRUE | 24000 | 16200 | 2.4 | 20000 | 2.1
207827148 |  | Live | Midea Electric Trading | AC PRO.COM | Singlezone Non-Ducted, Wall Placement | 207827148 |  | HRCU-A-CB-O | AOD32-24HFN1-MT0W | Mini-Splits | ASEPD-24HRFN1-MU0W | 14 | 22 | 12 | 14 | 22 | 10 | FALSE | FALSE | TRUE | 24000 | 16200 | 2.4 | 20000 | 2.1
207743722 |  | Live | Midea Electric Trading | DIRECT AIR | Singlezone Non-Ducted, Wall Placement | 207743722 |  | HRCU-A-CB-O | DIRM-24DA25-1Z | Mini-Splits | DIRM-24HP-WM | 14 | 22 | 12 | 14 | 22 | 10 | TRUE | FALSE | TRUE | 24000 | 16200 | 2.4 | 20000 | 2.1
207742493 |  | Live | Midea Electric Trading | MOOVAIR | Singlezone Non-Ducted, Wall Placement | 207742493 |  | HRCU-A-CB-O | DMA24HOS25230E8 | Mini-Splits | DMA24HIW25230E8 | 14 | 22 | 12 | 14 | 22 | 10 | TRUE | FALSE | TRUE | 24000 | 16200 | 2.4 | 20000 | 2.1
208552817 |  | Live | Midea Electric Trading | MRCOOL | Singlezone Non-Ducted, Wall Placement | 208552817 |  | HRCU-A-CB-O | O-ES-24-HP-C-230B | Mini-Splits | O-24-HP-WMAH-230B | 14 | 22 | 12 | 14 | 22 | 10 | TRUE | FALSE | TRUE | 24000 | 16200 | 2.4 | 20000 | 2.1
208121862 |  | Live | Midea Electric Trading | ECO-AIR | Singlezone Non-Ducted, Wall Placement | 208121862 |  | HRCU-A-CB-O | MOD33-24HFN1-MT0W | Mini-Splits | MSEPD-24HRFN1-MU0W | 14 | 22 | 12 | 14 | 22 | 10 | TRUE | FALSE | TRUE | 24000 | 16200 | 2.4 | 20000 | 2.1
207826696 |  | Live | Midea Electric Trading | MIDEA | Singlezone Non-Ducted, Wall Placement | 207826696 |  | HRCU-A-CB-O | MOD33-24HFN1-MT0W | Mini-Splits | MSEPD-24HRFN1-MU0W | 14 | 22 | 12 | 14 | 22 | 10 | TRUE | FALSE | TRUE | 24000 | 16200 | 2.4 | 20000 | 2.1
207742427 |  | Live | Midea Electric Trading | ELIOS | Singlezone Non-Ducted, Wall Placement | 207742427 |  | HRCU-A-CB-O | DEA24HOS25230E8 | Mini-Splits | DEA24HIW25230E8 | 14 | 22 | 12 | 14 | 22 | 10 | TRUE | FALSE | TRUE | 24000 | 16200 | 2.4 | 20000 | 2.1
207705483 |  | Live | Mitsubishi Electric Trane | TRANE / MITSUBISHI ELECTRIC | Singlezone Non-Ducted, Wall Placement | 207705483 |  | HRCU-A-CB-O | MUZ-GS18NA*** | Mini-Splits | NTXWST18B112** | 13.45 | 20.5 | 12 | 13.45 | 21.5 | 10.3 | TRUE | FALSE | TRUE | 18000 | 13300 | 2.67 | 18200 | 2.56
207335559 |  | Live | WOLF STEEL LTD. | CONTINENTAL | Singlezone Ducted, Centrally Ducted | 207335559 |  | HRCU-A-CB | CS18HV48A60 |  | CPFX48A60A | 10.5 | 17 | 10 | 10 | 15.8 | 9 | FALSE | FALSE | TRUE | 54000 | 36000 | 2.4 | 49000 | 2.03
207335555 |  | Live | WOLF STEEL LTD. | NAPOLEON | Singlezone Ducted, Centrally Ducted | 207335555 |  | HRCU-A-CB | NS18HV48A60 |  | NPFX48A60A | 10.5 | 17 | 10 | 10 | 15.8 | 9 | FALSE | FALSE | TRUE | 54000 | 36000 | 2.4 | 49000 | 2.03
214655291 |  | Live | Midea Electric Trading | KEPLERX | Singlezone Ducted, Centrally Ducted | 214655291 |  | HRCU-A-CB | K18HVH60WD2U |  | K18HVH60WD2H | 9 | 16.4 | 10.5 | 8.8 | 15.3 | 9.4 | FALSE | FALSE | FALSE | 55000 | 42000 | 2.6 | 52500 | 2.3
214841713 |  | Live | Hisense | HISENSE | Singlezone Ducted, Centrally Ducted | 214841713 |  | HRCU-A-C | AUWR-36U3SA2 |  | DC37A44-210L |  |  |  | 11.3 | 15.5 | 9.4 | FALSE | TRUE | TRUE | 30000 | 23000 | 2.89 | 34520 | 2.29
214841714 |  | Live | Hisense | HISENSE | Singlezone Ducted, Centrally Ducted | 214841714 |  | HRCU-A-C | AUWR-48U3SP2 |  | DC61A44-245R |  |  |  | 11.4 | 15.55 | 8.55 | FALSE | TRUE | TRUE | 42000 | 31200 | 3.22 | 39000 | 2.19
215359293 |  | Live | Midea Electric Trading | DURASTAR | Singlezone Ducted, Compact Ducted | 215359293 |  | HRCU-A-CB | DRA1U24S2A | Mini-Splits | DRADH24F2A |  |  |  | 12.5 | 19 | 11 | TRUE | TRUE | TRUE | 24000 | 21200 | 2.6 | 21600 | 2.56
215359289 |  | Live | Midea Electric Trading | DURASTAR | Singlezone Ducted, Compact Ducted | 215359289 |  | HRCU-A-CB | DRA1U18S2A | Mini-Splits | DRADH18F2A |  |  |  | 13.3 | 20 | 11.3 | TRUE | TRUE | TRUE | 17500 | 14900 | 2.89 | 15900 | 2.65
215359288 |  | Live | Midea Electric Trading | DURASTAR | Singlezone Ducted, Compact Ducted | 215359288 |  | HRCU-A-CB | DRA1U18S2A | Mini-Splits | DRADL18F2A |  |  |  | 12.5 | 20 | 10.5 | TRUE | TRUE | TRUE | 17000 | 14000 | 2.6 | 14100 | 2.4
215359281 |  | Live | Midea Electric Trading | DURASTAR | Singlezone Ducted, Compact Ducted | 215359281 |  | HRCU-A-CB | DRA1U12S2A | Mini-Splits | DRADL0612F2A |  |  |  | 11.7 | 19 | 10.2 | TRUE | TRUE | TRUE | 11500 | 9500 | 2.58 | 10300 | 2.58
215359276 |  | Live | Midea Electric Trading | DURASTAR | Singlezone Ducted, Compact Ducted | 215359276 |  | HRCU-A-CB | DRA1U09S2A | Mini-Splits | DRADH0912F2A |  |  |  | 13 | 19.7 | 11.5 | TRUE | TRUE | TRUE | 9000 | 9300 | 2.9 | 9800 | 2.56
215359275 |  | Live | Midea Electric Trading | DURASTAR | Singlezone Ducted, Compact Ducted | 215359275 |  | HRCU-A-CB | DRA1U09S2A | Mini-Splits | DRADL0612F2A |  |  |  | 12.8 | 19.5 | 11 | TRUE | TRUE | TRUE | 9000 | 8900 | 2.61 | 9600 | 2.45
215359268 |  | Live | Midea Electric Trading | DURASTAR | Singlezone Ducted, Compact Ducted | 215359268 |  | HRCU-A-CB | DRA1H24S2A | Mini-Splits | DRADH24F2A |  |  |  | 12 | 19 | 11.7 | TRUE | TRUE | TRUE | 24000 | 21600 | 2.71 | 23600 | 2.48
215359264 |  | Live | Midea Electric Trading | DURASTAR | Singlezone Ducted, Compact Ducted | 215359264 |  | HRCU-A-CB | DRA1H18S2A | Mini-Splits | DRADH18F2A |  |  |  | 12 | 18.4 | 11.1 | TRUE | TRUE | TRUE | 17500 | 15000 | 2.89 | 20000 | 2.5
215359263 |  | Live | Midea Electric Trading | DURASTAR | Singlezone Ducted, Compact Ducted | 215359263 |  | HRCU-A-CB | DRA1H18S2A | Mini-Splits | DRADL18F2A |  |  |  | 12 | 18 | 10.5 | TRUE | TRUE | TRUE | 17000 | 15000 | 2.7 | 19000 | 2.23
215359257 |  | Live | Midea Electric Trading | DURASTAR | Singlezone Ducted, Compact Ducted | 215359257 |  | HRCU-A-CB | DRA1H12S2A | Mini-Splits | DRADH0912F2A |  |  |  | 12 | 20 | 10.6 | TRUE | TRUE | TRUE | 12000 | 10200 | 2.6 | 14000 | 2.31
215359256 |  | Live | Midea Electric Trading | DURASTAR | Singlezone Ducted, Compact Ducted | 215359256 |  | HRCU-A-CB | DRA1H12S2A | Mini-Splits | DRADL0612F2A |  |  |  | 12 | 20 | 10 | TRUE | TRUE | TRUE | 12000 | 9600 | 2.49 | 13100 | 1.99
215359251 |  | Live | Midea Electric Trading | DURASTAR | Singlezone Ducted, Compact Ducted | 215359251 |  | HRCU-A-CB | DRA1H09S2A | Mini-Splits | DRADH0912F2A |  |  |  | 14 | 20.5 | 13.8 | TRUE | TRUE | TRUE | 9000 | 10200 | 2.45 | 12600 | 1.94
215359250 |  | Live | Midea Electric Trading | DURASTAR | Singlezone Ducted, Compact Ducted | 215359250 |  | HRCU-A-CB | DRA1H09S2A | Mini-Splits | DRADL0612F2A |  |  |  | 13.4 | 21.4 | 12.5 | TRUE | TRUE | TRUE | 9000 | 9600 | 2.49 | 12600 | 1.99
215359244 |  | Live | Midea Electric Trading | DURASTAR | Singlezone Ducted, Compact Ducted | 215359244 |  | HRCU-A-CB | DRA1H06S2A | Mini-Splits | DRADL0612F2A |  |  |  | 14.4 | 21.4 | 13.8 | TRUE | TRUE | TRUE | 6500 | 8000 | 2.69 | 9100 | 2.52
215359214 |  | Live | Midea Electric Trading | DURASTAR | Multizone Mix of Ducted and Non-Ducted | 215359214 |  | HMSV-A-CB | DRA6U60M2A | Mixed Ducted and Non-Ducted Indoor Units |  |  |  |  | 10 | 18.6 | 9.4 | FALSE | FALSE | TRUE | 60000 | 39000 | 2.65 | 40500 | 2.3
215359213 |  | Live | Midea Electric Trading | DURASTAR | Multizone All Ducted | 215359213 |  | HMSV-A-CB | DRA6U60M2A | Ducted Indoor Units |  |  |  |  | 10 | 18 | 9.2 | FALSE | FALSE | TRUE | 60000 | 39000 | 2.6 | 41000 | 2.3
215359212 |  | Live | Midea Electric Trading | DURASTAR | Multizone All Non-Ducted | 215359212 |  | HMSR-A-CB-O | DRA6U60M2A | Non-Ducted Indoor Units |  |  |  |  | 10 | 19.2 | 9.6 | FALSE | FALSE | TRUE | 60000 | 39000 | 2.7 | 40000 | 2.3
215359241 |  | Live | Midea Electric Trading | DURASTAR | Multizone Mix of Ducted and Non-Ducted | 215359241 |  | HMSV-A-CB | DRA5U48M2A | Mixed Ducted and Non-Ducted Indoor Units |  |  |  |  | 11.85 | 20.85 | 10.3 | FALSE | FALSE | FALSE | 45000 | 35400 | 2.45 | 37500 | 2.15
215359240 |  | Live | Midea Electric Trading | DURASTAR | Multizone All Ducted | 215359240 |  | HMSV-A-CB | DRA5U48M2A | Ducted Indoor Units |  |  |  |  | 12 | 20.4 | 10.6 | FALSE | FALSE | FALSE | 45000 | 37000 | 2.5 | 41000 | 2.4
215359239 |  | Live | Midea Electric Trading | DURASTAR | Multizone All Non-Ducted | 215359239 |  | HMSR-A-CB-O | DRA5U48M2A | Non-Ducted Indoor Units |  |  |  |  | 11.7 | 21.3 | 10 | FALSE | FALSE | FALSE | 45000 | 34000 | 2.4 | 34000 | 1.9
215359236 |  | Live | Midea Electric Trading | DURASTAR | Multizone All Non-Ducted | 215359236 |  | HMSR-A-CB-O | DRA5U36M2A | Non-Ducted Indoor Units |  |  |  |  | 12 | 23.1 | 10 | TRUE | TRUE | TRUE | 35000 | 27000 | 2.4 | 30000 | 2.18
215359235 |  | Live | Midea Electric Trading | DURASTAR | Multizone Mix of Ducted and Non-Ducted | 215359235 |  | HMSV-A-CB | DRA4U28M2A | Mixed Ducted and Non-Ducted Indoor Units |  |  |  |  | 12.1 | 22 | 9.25 | TRUE | TRUE | TRUE | 26200 | 18200 | 2.5 | 18300 | 2.09
215359234 |  | Live | Midea Electric Trading | DURASTAR | Multizone All Ducted | 215359234 |  | HMSV-A-CB | DRA4U28M2A | Ducted Indoor Units |  |  |  |  | 12 | 21 | 9 | TRUE | TRUE | TRUE | 26600 | 18400 | 2.5 | 18600 | 2.3
215359233 |  | Live | Midea Electric Trading | DURASTAR | Multizone All Non-Ducted | 215359233 |  | HMSR-A-CB-O | DRA4U28M2A | Non-Ducted Indoor Units |  |  |  |  | 12.2 | 23 | 9.5 | TRUE | TRUE | TRUE | 26000 | 18000 | 2.5 | 18000 | 1.9
215359230 |  | Live | Midea Electric Trading | DURASTAR | Multizone All Non-Ducted | 215359230 |  | HMSR-A-CB-O | DRA3U18M2A | Non-Ducted Indoor Units |  |  |  |  | 12.5 | 23 | 10 | TRUE | TRUE | TRUE | 18000 | 13500 | 2.6 | 14000 | 2.21
215359229 |  | Live | Midea Electric Trading | DURASTAR | Multizone Mix of Ducted and Non-Ducted | 215359229 |  | HMSV-A-CB | DRA5H55M2A | Mixed Ducted and Non-Ducted Indoor Units |  |  |  |  | 11.85 | 20.7 | 10.65 | FALSE | FALSE | FALSE | 52000 | 45000 | 2.65 | 50500 | 2.25
215359228 |  | Live | Midea Electric Trading | DURASTAR | Multizone All Ducted | 215359228 |  | HMSV-A-CB | DRA5H55M2A | Ducted Indoor Units |  |  |  |  | 11.7 | 20 | 10.7 | FALSE | FALSE | FALSE | 53000 | 45000 | 2.7 | 52000 | 2.3
215359227 |  | Live | Midea Electric Trading | DURASTAR | Multizone All Non-Ducted | 215359227 |  | HMSR-A-CB-O | DRA5H55M2A | Non-Ducted Indoor Units |  |  |  |  | 12 | 21.4 | 10.6 | FALSE | FALSE | FALSE | 51000 | 45000 | 2.6 | 49000 | 2.2
215359226 |  | Live | Midea Electric Trading | DURASTAR | Multizone Mix of Ducted and Non-Ducted | 215359226 |  | HMSV-A-CB | DRA5H48M2A | Mixed Ducted and Non-Ducted Indoor Units |  |  |  |  | 11.85 | 20.8 | 10.6 | FALSE | FALSE | FALSE | 46000 | 42500 | 2.5 | 44000 | 2.1
215359225 |  | Live | Midea Electric Trading | DURASTAR | Multizone All Ducted | 215359225 |  | HMSV-A-CB | DRA5H48M2A | Ducted Indoor Units |  |  |  |  | 11.7 | 20.4 | 11 | FALSE | FALSE | FALSE | 47000 | 44500 | 2.6 | 46000 | 2.2
215359224 |  | Live | Midea Electric Trading | DURASTAR | Multizone All Non-Ducted | 215359224 |  | HMSR-A-CB-O | DRA5H48M2A | Non-Ducted Indoor Units |  |  |  |  | 12 | 21.2 | 10.2 | FALSE | FALSE | FALSE | 45000 | 40500 | 2.4 | 42000 | 2
215359223 |  | Live | Midea Electric Trading | DURASTAR | Multizone Mix of Ducted and Non-Ducted | 215359223 |  | HMSV-A-CB | DRA5H36M2A | Mixed Ducted and Non-Ducted Indoor Units |  |  |  |  | 12.1 | 20.45 | 10.85 | TRUE | TRUE | TRUE | 36000 | 34800 | 2.39 | 38500 | 2.26
215359222 |  | Live | Midea Electric Trading | DURASTAR | Multizone All Ducted | 215359222 |  | HMSV-A-CB | DRA5H36M2A | Ducted Indoor Units |  |  |  |  | 12 | 19.4 | 10.4 | TRUE | TRUE | TRUE | 36000 | 33000 | 2.4 | 34000 | 2.2
215359221 |  | Live | Midea Electric Trading | DURASTAR | Multizone All Non-Ducted | 215359221 |  | HMSR-A-CB-O | DRA5H36M2A | Non-Ducted Indoor Units |  |  |  |  | 12.2 | 21.5 | 11.3 | TRUE | TRUE | TRUE | 36000 | 36600 | 2.37 | 43000 | 2.3
215359220 |  | Live | Midea Electric Trading | DURASTAR | Multizone Mix of Ducted and Non-Ducted | 215359220 |  | HMSV-A-CB | DRA4H28M2A | Mixed Ducted and Non-Ducted Indoor Units |  |  |  |  | 12 | 20 | 9.75 | TRUE | TRUE | TRUE | 27400 | 23200 | 2.4 | 27000 | 1.99
215359219 |  | Live | Midea Electric Trading | DURASTAR | Multizone All Ducted | 215359219 |  | HMSV-A-CB | DRA4H28M2A | Ducted Indoor Units |  |  |  |  | 12 | 19 | 9.5 | TRUE | TRUE | TRUE | 28000 | 23000 | 2.4 | 27000 | 2.1
215359218 |  | Live | Midea Electric Trading | DURASTAR | Multizone All Non-Ducted | 215359218 |  | HMSR-A-CB-O | DRA4H28M2A | Non-Ducted Indoor Units |  |  |  |  | 12 | 21 | 10 | TRUE | TRUE | TRUE | 27000 | 23600 | 2.4 | 27000 | 1.9
215359217 |  | Live | Midea Electric Trading | DURASTAR | Multizone Mix of Ducted and Non-Ducted | 215359217 |  | HMSV-A-CB | DRA3H18M2A | Mixed Ducted and Non-Ducted Indoor Units |  |  |  |  | 13 | 20.5 | 10 | TRUE | TRUE | TRUE | 19000 | 16700 | 2.55 | 20000 | 2.3
215359216 |  | Live | Midea Electric Trading | DURASTAR | Multizone All Ducted | 215359216 |  | HMSV-A-CB | DRA3H18M2A | Ducted Indoor Units |  |  |  |  | 13 | 20 | 10 | TRUE | TRUE | TRUE | 19000 | 17000 | 2.59 | 22000 | 2.5
215359215 |  | Live | Midea Electric Trading | DURASTAR | Multizone All Non-Ducted | 215359215 |  | HMSR-A-CB-O | DRA3H18M2A | Non-Ducted Indoor Units |  |  |  |  | 13 | 21 | 10 | TRUE | TRUE | TRUE | 19000 | 16400 | 2.5 | 18000 | 2.1
215359269 |  | Live | Midea Electric Trading | DURASTAR | Singlezone Non-Ducted, Wall Placement | 215359269 |  | HRCU-A-CB-O | DRA1H33S2A | Mini-Splits | DRAW33F2A |  |  |  | 11.7 | 20 | 10.5 | TRUE | TRUE | TRUE | 33000 | 29600 | 2.61 | 30200 | 2
215359267 |  | Live | Midea Electric Trading | DURASTAR | Singlezone Non-Ducted, Floor Placement | 215359267 |  | HRCU-A-CB-O | DRA1H24S2A | Mini-Splits | DRAF24F2A |  |  |  | 12 | 20.4 | 12.1 | TRUE | TRUE | TRUE | 22000 | 20200 | 2.74 | 23300 | 2.38
215359262 |  | Live | Midea Electric Trading | DURASTAR | Singlezone Non-Ducted, Floor Placement | 215359262 |  | HRCU-A-CB-O | DRA1H18S2A | Mini-Splits | DRAF18F2A |  |  |  | 12.5 | 20.4 | 10.3 | TRUE | TRUE | TRUE | 17000 | 14400 | 2.54 | 20200 | 2.24
215359261 |  | Live | Midea Electric Trading | DURASTAR | Singlezone Non-Ducted, Wall Placement | 215359261 |  | HRCU-A-CB-O | DRA1H18S2A | Mini-Splits | DRAS16F2A |  |  |  | 12.5 | 20 | 10.3 | TRUE | TRUE | TRUE | 16000 | 14200 | 2.6 | 18800 | 2.13
215359260 |  | Live | Midea Electric Trading | DURASTAR | Singlezone Non-Ducted, Ceiling Placement | 215359260 |  | HRCU-A-CB-O | DRA1H18S2A | Mini-Splits | DRAC18F2A |  |  |  | 12.5 | 20 | 12.3 | TRUE | TRUE | TRUE | 16000 | 14900 | 2.7 | 18000 | 2.1
215359259 |  | Live | Midea Electric Trading | DURASTAR | Singlezone Non-Ducted, Ceiling Placement | 215359259 |  | HRCU-A-CB-O | DRA1H18S2A | Mini-Splits | DRAL18F2A |  |  |  | 12.5 | 20.6 | 12.2 | TRUE | TRUE | TRUE | 16700 | 14500 | 2.5 | 18800 | 2.05
215359254 |  | Live | Midea Electric Trading | DURASTAR | Singlezone Non-Ducted, Ceiling Placement | 215359254 |  | HRCU-A-CB-O | DRA1H12S2A | Mini-Splits | DRAC0912F2A |  |  |  | 12.5 | 22.2 | 11.6 | TRUE | TRUE | TRUE | 12000 | 10000 | 2.74 | 12900 | 2.14
215359253 |  | Live | Midea Electric Trading | DURASTAR | Singlezone Non-Ducted, Ceiling Placement | 215359253 |  | HRCU-A-CB-O | DRA1H12S2A | Mini-Splits | DRAL0612F2A |  |  |  | 13 | 23 | 10 | TRUE | TRUE | TRUE | 12000 | 9600 | 2.65 | 11900 | 1.95
215359248 |  | Live | Midea Electric Trading | DURASTAR | Singlezone Non-Ducted, Wall Placement | 215359248 |  | HRCU-A-CB-O | DRA1H09S2A | Mini-Splits | DRAS09F2A |  |  |  | 15.1 | 27.2 | 10.9 | TRUE | TRUE | TRUE | 9000 | 9800 | 2.71 | 12200 | 2.17
215359247 |  | Live | Midea Electric Trading | DURASTAR | Singlezone Non-Ducted, Ceiling Placement | 215359247 |  | HRCU-A-CB-O | DRA1H09S2A | Mini-Splits | DRAC0912F2A |  |  |  | 14 | 22.6 | 12.1 | TRUE | TRUE | TRUE | 9000 | 9700 | 2.63 | 12600 | 2.1
215359246 |  | Live | Midea Electric Trading | DURASTAR | Singlezone Non-Ducted, Ceiling Placement | 215359246 |  | HRCU-A-CB-O | DRA1H09S2A | Mini-Splits | DRAL0612F2A |  |  |  | 14.6 | 24 | 12.1 | TRUE | TRUE | TRUE | 9000 | 9000 | 2.44 | 11900 | 2
215359292 |  | Live | Midea Electric Trading | DURASTAR | Singlezone Non-Ducted, Floor Placement | 215359292 |  | HRCU-A-CB-O | DRA1U24S2A | Mini-Splits | DRAF24F2A |  |  |  | 12.2 | 21.1 | 11.1 | TRUE | TRUE | TRUE | 24000 | 20000 | 2.56 | 20000 | 2.31
215359287 |  | Live | Midea Electric Trading | DURASTAR | Singlezone Non-Ducted, Floor Placement | 215359287 |  | HRCU-A-CB-O | DRA1U18S2A | Mini-Splits | DRAF18F2A |  |  |  | 12.5 | 22.3 | 10.4 | TRUE | TRUE | TRUE | 18000 | 13700 | 2.51 | 15100 | 2.38
215359286 |  | Live | Midea Electric Trading | DURASTAR | Singlezone Non-Ducted, Wall Placement | 215359286 |  | HRCU-A-CB-O | DRA1U18S2A | Mini-Splits | DRAS16F2A |  |  |  | 12.5 | 23.8 | 13.5 | TRUE | TRUE | TRUE | 16000 | 14100 | 2.75 | 14600 | 2.58
215359285 |  | Live | Midea Electric Trading | DURASTAR | Singlezone Non-Ducted, Ceiling Placement | 215359285 |  | HRCU-A-CB-O | DRA1U18S2A | Mini-Splits | DRAC18F2A |  |  |  | 12.5 | 20.7 | 11.4 | TRUE | TRUE | TRUE | 16800 | 13900 | 2.66 | 14800 | 2.36
215359284 |  | Live | Midea Electric Trading | DURASTAR | Singlezone Non-Ducted, Ceiling Placement | 215359284 |  | HRCU-A-CB-O | DRA1U18S2A | Mini-Splits | DRAL18F2A |  |  |  | 12.5 | 22.2 | 12.2 | TRUE | TRUE | TRUE | 18000 | 14000 | 2.77 | 15200 | 2.47
215359280 |  | Live | Midea Electric Trading | DURASTAR | Singlezone Non-Ducted, Wall Placement | 215359280 |  | HRCU-A-CB-O | DRA1U12S2A | Mini-Splits | DRAS12F2A |  |  |  | 12.7 | 24.6 | 11 | TRUE | TRUE | TRUE | 12000 | 9000 | 2.87 | 9600 | 2.49
215359279 |  | Live | Midea Electric Trading | DURASTAR | Singlezone Non-Ducted, Ceiling Placement | 215359279 |  | HRCU-A-CB-O | DRA1U12S2A | Mini-Splits | DRAC0912F2A |  |  |  | 12.5 | 21.1 | 10.4 | TRUE | TRUE | TRUE | 12000 | 8500 | 2.8 | 9300 | 2.55
215359278 |  | Live | Midea Electric Trading | DURASTAR | Singlezone Non-Ducted, Ceiling Placement | 215359278 |  | HRCU-A-CB-O | DRA1U12S2A | Mini-Splits | DRAL0612F2A |  |  |  | 12.3 | 22.1 | 10 | TRUE | TRUE | TRUE | 12000 | 8600 | 2.77 | 10000 | 2.59
215359274 |  | Live | Midea Electric Trading | DURASTAR | Singlezone Non-Ducted, Wall Placement | 215359274 |  | HRCU-A-CB-O | DRA1U09S2A | Mini-Splits | DRAS12F2A |  |  |  | 16.2 | 26 | 13.9 | TRUE | TRUE | TRUE | 9000 | 9000 | 2.9 | 9600 | 2.49
215359273 |  | Live | Midea Electric Trading | DURASTAR | Singlezone Non-Ducted, Wall Placement | 215359273 |  | HRCU-A-CB-O | DRA1U09S2A | Mini-Splits | DRAS09F2A |  |  |  | 16.2 | 26 | 13.9 | TRUE | TRUE | TRUE | 9000 | 9000 | 2.9 | 9600 | 2.49
215359272 |  | Live | Midea Electric Trading | DURASTAR | Singlezone Non-Ducted, Ceiling Placement | 215359272 |  | HRCU-A-CB-O | DRA1U09S2A | Mini-Splits | DRAC0912F2A |  |  |  | 14.3 | 21.6 | 11.3 | TRUE | TRUE | TRUE | 9000 | 8500 | 2.8 | 9300 | 2.55
215359271 |  | Live | Midea Electric Trading | DURASTAR | Singlezone Non-Ducted, Ceiling Placement | 215359271 |  | HRCU-A-CB-O | DRA1U09S2A | Mini-Splits | DRAL0612F2A |  |  |  | 14.4 | 22.1 | 11.8 | TRUE | TRUE | TRUE | 9000 | 7900 | 2.69 | 9900 | 2.59
215359249 |  | Live | Midea Electric Trading | DURASTAR | Singlezone Non-Ducted, Wall Placement | 215359249 |  | HRCU-A-CB-O | DRA1H09S2A | Mini-Splits | DRAS12F2A |  |  |  | 15.1 | 27.2 | 10.9 | TRUE | TRUE | TRUE | 9000 | 9800 | 2.71 | 12200 | 2.17
215359243 |  | Live | Midea Electric Trading | DURASTAR | Singlezone Non-Ducted, Ceiling Placement | 215359243 |  | HRCU-A-CB-O | DRA1H06S2A | Mini-Splits | DRAL0612F2A |  |  |  | 15 | 22 | 12 | TRUE | TRUE | TRUE | 6500 | 7000 | 2.66 | 9500 | 2.53
215359290 |  | Live | Midea Electric Trading | DURASTAR | Singlezone Non-Ducted, Wall Placement | 215359290 |  | HRCU-A-CB-O | DRA1U24S2A | Mini-Splits | DRAW24F2A |  |  |  | 13 | 23.5 | 10 | TRUE | TRUE | TRUE | 24000 | 19500 | 2.5 | 21300 | 2.42
215359283 |  | Live | Midea Electric Trading | DURASTAR | Singlezone Non-Ducted, Wall Placement | 215359283 |  | HRCU-A-CB-O | DRA1U18S2A | Mini-Splits | DRAW18F2A |  |  |  | 13.5 | 24 | 11.1 | TRUE | TRUE | TRUE | 18000 | 13000 | 2.59 | 15000 | 2.43
215359277 |  | Live | Midea Electric Trading | DURASTAR | Singlezone Non-Ducted, Wall Placement | 215359277 |  | HRCU-A-CB-O | DRA1U12S2A | Mini-Splits | DRAW12F2A |  |  |  | 12.2 | 23.1 | 11.5 | TRUE | TRUE | TRUE | 12000 | 9600 | 2.84 | 9900 | 2.57
215359270 |  | Live | Midea Electric Trading | DURASTAR | Singlezone Non-Ducted, Wall Placement | 215359270 |  | HRCU-A-CB-O | DRA1U09S2A | Mini-Splits | DRAW09F2A |  |  |  | 14.7 | 24.6 | 13 | TRUE | TRUE | TRUE | 9000 | 8600 | 2.8 | 10200 | 2.47
215359265 |  | Live | Midea Electric Trading | DURASTAR | Singlezone Non-Ducted, Wall Placement | 215359265 |  | HRCU-A-CB-O | DRA1H24S2A | Mini-Splits | DRAW24F2A |  |  |  | 12.5 | 22.3 | 13.3 | TRUE | TRUE | TRUE | 23000 | 21600 | 2.61 | 23400 | 2.33
215359242 |  | Live | Midea Electric Trading | DURASTAR | Singlezone Non-Ducted, Wall Placement | 215359242 |  | HRCU-A-CB-O | DRA1H06S2A | Mini-Splits | DRAW06F2A |  |  |  | 16 | 25.3 | 14.6 | TRUE | TRUE | TRUE | 6000 | 7600 | 2.5 | 8700 | 2.04
215338141 |  | Live | Midea Electric Trading | BREEZE33 | Singlezone Ducted, Compact Ducted | 215338141 |  | HRCU-A-CB | BZ33-HYP48OUT2-G2-P | Mini-Splits | BZ33-DIDU48-P | 8.7 | 16 | 11.1 | 8.2 | 14.3 | 10.3 | FALSE | FALSE | FALSE | 48000 | 39500 | 2.39 | 51000 | 2.33
215338144 |  | Live | Midea Electric Trading | BREEZE33 | Singlezone Non-Ducted, Wall Placement | 215338144 |  | HRCU-A-CB-O | BZ33-HYP48OUT2-G2-P | Mini-Splits | BZ33-CASS48-G2-P | 8.3 | 16.5 | 10.7 | 8.3 | 16.8 | 10.7 | FALSE | TRUE | FALSE | 48000 | 35000 | 2.59 | 46000 | 2.32
215338139 |  | Live | Midea Electric Trading | BREEZE33 | Singlezone Non-Ducted, Wall Placement | 215338139 |  | HRCU-A-CB-O | BZ33-HYP48OUT2-G2-P | Mini-Splits | BZ33-IFMU48-G2-P | 8.2 | 17 | 10.8 | 8.2 | 17 | 9.8 | FALSE | TRUE | FALSE | 48000 | 35000 | 2.34 | 52000 | 2.1
215338140 |  | Live | Midea Electric Trading | BREEZE33 | Singlezone Ducted, Compact Ducted | 215338140 |  | HRCU-A-CB | BZ33-HYP36OUT2-G2-P | Mini-Splits | BZ33-DIDU36-P | 9 | 17.5 | 11.5 | 9 | 16.5 | 11 | FALSE | TRUE | FALSE | 36000 | 34000 | 2.49 | 43000 | 2.23
215338142 |  | Live | Midea Electric Trading | BREEZE33 | Singlezone Non-Ducted, Wall Placement | 215338142 |  | HRCU-A-CB-O | BZ33-HYP36OUT2-G2-P | Mini-Splits | BZ33-CASS36-G2-P | 9.5 | 19 | 10.3 | 9.5 | 19.4 | 10.5 | FALSE | TRUE | TRUE | 36000 | 33000 | 2.4 | 40500 | 1.93
215338137 |  | Live | Midea Electric Trading | BREEZE33 | Singlezone Non-Ducted, Wall Placement | 215338137 |  | HRCU-A-CB-O | BZ33-HYP36OUT2-G2-P | Mini-Splits | BZ33-IFMU36-G2-P | 8.6 | 17.5 | 10 | 8.8 | 17.6 | 10 | FALSE | TRUE | FALSE | 36000 | 32000 | 2.23 | 42000 | 1.9
214875727 |  | Live | Midea Electric Trading | DUOHOME | Singlezone Non-Ducted, Wall Placement | 214875727 |  | HRCU-A-CB-O | DOE30U-48HFN1-MP0(GA) | Mini-Splits | DCD1-48HRFN1-M(GA) | 9.5 | 17.8 | 11.5 | 9.5 | 18.5 | 9.8 | FALSE | FALSE | TRUE | 48000 | 30000 | 2.34 | 39000 | 2.05
214875726 |  | Live | Midea Electric Trading | DUOHOME | Singlezone Non-Ducted, Wall Placement | 214875726 |  | HRCU-A-CB-O | DOD30U-36HFN1-MP0(GA) | Mini-Splits | DCD1-36HRFN1-M(GA) | 9 | 18.2 | 10.6 | 9.4 | 19.2 | 8.8 | FALSE | FALSE | FALSE | 36000 | 23000 | 2.45 | 26000 | 2.13
215359208 |  | Live | Midea Electric Trading | BLUERIDGE | Singlezone Non-Ducted, Wall Placement | 215359208 |  | HRCU-A-CB-O | BMY36HHUC | Mini-Splits | BM36MCC | 9.5 | 19 | 10.3 | 9.5 | 19.4 | 10.5 | FALSE | TRUE | TRUE | 36000 | 33000 | 2.4 | 40500 | 1.93
215359207 |  | Live | Midea Electric Trading | BLUERIDGE | Singlezone Non-Ducted, Wall Placement | 215359207 |  | HRCU-A-CB-O | BMY36UC | Mini-Splits | BM36MCC | 9 | 18.2 | 10.6 | 9.4 | 19.2 | 8.8 | FALSE | FALSE | FALSE | 36000 | 23000 | 2.45 | 26000 | 2.13
214810657 |  | Live | Midea Electric Trading | COMFORT-AIRE | Singlezone Ducted, Centrally Ducted | 214810657 |  | HRCU-A-C | A-VCD36SA-1 |  | MCD30/36B1A |  |  |  | 10 | 15.5 | 8.6 | FALSE | TRUE | TRUE | 35000 | 27400 | 2.12 | 38000 | 1.9
214810656 |  | Live | Midea Electric Trading | CENTURY | Singlezone Ducted, Centrally Ducted | 214810656 |  | HRCU-A-C | A-VCD36SA-1 |  | MCD30/36B1A |  |  |  | 10 | 15.5 | 8.6 | FALSE | TRUE | TRUE | 35000 | 27400 | 2.12 | 38000 | 1.9
215374888 |  | Live | Midea Electric Trading | DURASTAR | Singlezone Ducted, Centrally Ducted | 215374888 |  | HRCU-A-CB | DRU1H42S2A |  | DRUM4260S2A |  |  |  | 11.7 | 16.7 | 9.5 | TRUE | TRUE | TRUE | 42000 | 37000 | 2.7 | 38300 | 2.02
215374889 |  | Live | Midea Electric Trading | DURASTAR | Singlezone Ducted, Centrally Ducted | 215374889 |  | HRCU-A-CB | DRU1H48S2A |  | DRUM4260S2A |  |  |  | 10.5 | 16.5 | 9.5 | FALSE | TRUE | TRUE | 48000 | 37000 | 2.7 | 38300 | 2.02
215374886 |  | Live | Midea Electric Trading | DURASTAR | Singlezone Ducted, Centrally Ducted | 215374886 |  | HRCU-A-CB | DRA1H30S2A |  | DRUM3036S2A |  |  |  | 11.7 | 16.8 | 10 | FALSE | FALSE | FALSE | 30000 | 23800 | 2.76 | 37800 | 2.39
215374884 |  | Live | Midea Electric Trading | DURASTAR | Singlezone Ducted, Centrally Ducted | 215374884 |  | HRCU-A-CB | DRU1H18S2A |  | DRUM1824S2A |  |  |  | 12.5 | 19 | 9.7 | TRUE | TRUE | TRUE | 18000 | 15000 | 2.6 | 21600 | 2.3
215374895 |  | Live | Midea Electric Trading | DURASTAR | Singlezone Ducted, Centrally Ducted | 215374895 |  | HRCU-A-CB | DRU1U36S2A |  | DRUM3036S2A |  |  |  | 10 | 16.1 | 8.7 | FALSE | TRUE | TRUE | 36000 | 25600 | 2.6 | 26200 | 2.19
215374891 |  | Live | Midea Electric Trading | DURASTAR | Singlezone Ducted, Centrally Ducted | 215374891 |  | HRCU-A-CB | DRU1H60S2A |  | DRUM4260S2A |  |  |  | 10 | 16 | 9 | FALSE | TRUE | TRUE | 54000 | 45000 | 2.4 | 50400 | 2.3
215374890 |  | Live | Midea Electric Trading | DURASTAR | Singlezone Ducted, Centrally Ducted | 215374890 |  | HRCU-A-CB | DRU1H49S2A |  | DRUM4260S2A |  |  |  | 11.7 | 16.3 | 9 | TRUE | TRUE | TRUE | 48000 | 45000 | 2.4 | 50400 | 2.3
215374881 |  | Live | Midea Electric Trading | DURASTAR | Singlezone Ducted, Centrally Ducted | 215374881 |  | HRCU-A-CB | DRA1U24S2A |  | DRAM24F2A |  |  |  | 11.7 | 19.7 | 9 | TRUE | TRUE | TRUE | 24000 | 17600 | 2.4 | 23200 | 2.55
215374880 |  | Live | Midea Electric Trading | DURASTAR | Singlezone Ducted, Centrally Ducted | 215374880 |  | HRCU-A-CB | DRA1U18S2A |  | DRAM18F2A |  |  |  | 12.1 | 18.5 | 9.8 | TRUE | TRUE | TRUE | 18000 | 13200 | 2.6 | 14800 | 2.48
215374883 |  | Live | Midea Electric Trading | DURASTAR | Singlezone Ducted, Centrally Ducted | 215374883 |  | HRCU-A-CB | DRA1H24S2A |  | DRAM24F2A |  |  |  | 12 | 18.7 | 10 | TRUE | TRUE | TRUE | 23000 | 16900 | 2.4 | 24000 | 2.39
215374882 |  | Live | Midea Electric Trading | DURASTAR | Singlezone Ducted, Centrally Ducted | 215374882 |  | HRCU-A-CB | DRA1H18S2A |  | DRAM18F2A |  |  |  | 12 | 18 | 10 | TRUE | TRUE | TRUE | 18000 | 14000 | 2.6 | 19800 | 2.38
215359199 |  | Live | Midea Electric Trading | BLUERIDGE | Singlezone Ducted, Centrally Ducted | 215359199 |  | HRCU-A-C | BMAH2420C |  | BMAHC24A |  |  |  | 10.7 | 16.1 | 9.8 | FALSE | TRUE | TRUE | 24000 | 22400 | 2.42 | 25000 | 2.24
215359203 |  | Live | Midea Electric Trading | BLUERIDGE | Singlezone Ducted, Centrally Ducted | 215359203 |  | HRCU-A-C | BMAH3618C |  | BMAHC36B |  |  |  | 10 | 15.5 | 8.6 | FALSE | TRUE | TRUE | 35000 | 27400 | 2.12 | 38000 | 1.9
215359206 |  | Live | Midea Electric Trading | BLUERIDGE | Singlezone Ducted, Centrally Ducted | 215359206 |  | HRCU-A-C | BMAH6016C |  | BMAHC60D |  |  |  | 8.6 | 14.5 | 8.6 | FALSE | FALSE | FALSE | 53000 | 37000 | 2.26 | 38000 | 2.26
214810554 |  | Live | Midea Electric Trading | POLARWAVE | Singlezone Ducted, Centrally Ducted | 214810554 |  | HRCU-A-CB | EZ-24-HP |  | EZ-24-AH |  |  |  | 11.7 | 17.4 | 10 | TRUE | TRUE | TRUE | 24000 | 19200 | 2.5 | 26400 | 2.14
214810558 |  | Live | Midea Electric Trading | INFINITYLIVING | Singlezone Ducted, Centrally Ducted | 214810558 |  | HRCU-A-CB | EZ-24-HP |  | EZ-24-AH |  |  |  | 11.7 | 17.4 | 10 | TRUE | TRUE | TRUE | 24000 | 19200 | 2.5 | 26400 | 2.14
214810550 |  | Live | Midea Electric Trading | DIYCOOL | Singlezone Ducted, Centrally Ducted | 214810550 |  | HRCU-A-CB | EZ-24-HP |  | EZ-24-AH |  |  |  | 11.7 | 17.4 | 10 | TRUE | TRUE | TRUE | 24000 | 19200 | 2.5 | 26400 | 2.14
214810546 |  | Live | Midea Electric Trading | 1HVAC | Singlezone Ducted, Centrally Ducted | 214810546 |  | HRCU-A-CB | EZ-24-HP |  | EZ-24-AH |  |  |  | 11.7 | 17.4 | 10 | TRUE | TRUE | TRUE | 24000 | 19200 | 2.5 | 26400 | 2.14
214810547 |  | Live | Midea Electric Trading | 1HVAC | Singlezone Ducted, Centrally Ducted | 214810547 |  | HRCU-A-CB | EZ-48-HP |  | EZ-48-AH | 8.5 | 16 | 10 | 8.2 | 15.6 | 9.4 | FALSE | TRUE | FALSE | 47000 | 36000 | 2.36 | 50000 | 2.18
214810551 |  | Live | Midea Electric Trading | DIYCOOL | Singlezone Ducted, Centrally Ducted | 214810551 |  | HRCU-A-CB | EZ-48-HP |  | EZ-48-AH | 8.5 | 16 | 10 | 8.2 | 15.6 | 9.4 | FALSE | TRUE | FALSE | 47000 | 36000 | 2.36 | 50000 | 2.18
214810559 |  | Live | Midea Electric Trading | INFINITYLIVING | Singlezone Ducted, Centrally Ducted | 214810559 |  | HRCU-A-CB | EZ-48-HP |  | EZ-48-AH | 8.5 | 16 | 10 | 8.2 | 15.6 | 9.4 | FALSE | TRUE | FALSE | 47000 | 36000 | 2.36 | 50000 | 2.18
214810555 |  | Live | Midea Electric Trading | POLARWAVE | Singlezone Ducted, Centrally Ducted | 214810555 |  | HRCU-A-CB | EZ-48-HP |  | EZ-48-AH | 8.5 | 16 | 10 | 8.2 | 15.6 | 9.4 | FALSE | TRUE | FALSE | 47000 | 36000 | 2.36 | 50000 | 2.18
214810560 |  | Live | Midea Electric Trading | INFINITYLIVING | Singlezone Ducted, Centrally Ducted | 214810560 |  | HRCU-A-CB | EZ-60-HP |  | EZ-60-AH | 9 | 16.4 | 10.5 | 8.8 | 15.3 | 9.4 | FALSE | TRUE | FALSE | 55000 | 42000 | 2.6 | 52500 | 2.3
214810552 |  | Live | Midea Electric Trading | DIYCOOL | Singlezone Ducted, Centrally Ducted | 214810552 |  | HRCU-A-CB | EZ-60-HP |  | EZ-60-AH | 9 | 16.4 | 10.5 | 8.8 | 15.3 | 9.4 | FALSE | TRUE | FALSE | 55000 | 42000 | 2.6 | 52500 | 2.3
214810556 |  | Live | Midea Electric Trading | POLARWAVE | Singlezone Ducted, Centrally Ducted | 214810556 |  | HRCU-A-CB | EZ-60-HP |  | EZ-60-AH | 9 | 16.4 | 10.5 | 8.8 | 15.3 | 9.4 | FALSE | TRUE | FALSE | 55000 | 42000 | 2.6 | 52500 | 2.3
214810548 |  | Live | Midea Electric Trading | 1HVAC | Singlezone Ducted, Centrally Ducted | 214810548 |  | HRCU-A-CB | EZ-60-HP |  | EZ-60-AH | 9 | 16.4 | 10.5 | 8.8 | 15.3 | 9.4 | FALSE | TRUE | FALSE | 55000 | 42000 | 2.6 | 52500 | 2.3
215359197 |  | Live | Midea Electric Trading | BLUERIDGE | Singlezone Ducted, Centrally Ducted | 215359197 |  | HRCU-A-CB | BMAHM3618C |  | BMAHM3618I | 8.8 | 17.5 | 11.3 | 8.2 | 15.4 | 9 | FALSE | FALSE | FALSE | 36000 | 27000 | 2.54 | 27200 | 2.53
215359205 |  | Live | Midea Electric Trading | BLUERIDGE | Singlezone Ducted, Centrally Ducted | 215359205 |  | HRCU-A-C | BMAH4816C |  | BMAHC48C | 9 | 14 | 10 | 8.6 | 14.3 | 9 | FALSE | FALSE | FALSE | 46000 | 32000 | 2.36 | 45000 | 2.11
215359204 |  | Live | Midea Electric Trading | BLUERIDGE | Singlezone Ducted, Centrally Ducted | 215359204 |  | HRCU-A-C | BMAH3618C |  | BMAHC36C | 10.2 | 14.8 | 9.6 | 10 | 15.2 | 10 | FALSE | TRUE | TRUE | 35000 | 33000 | 2.4 | 38000 | 1.9
214867644 |  | Live | Midea Electric Trading | NOVAIR | Singlezone Ducted, Centrally Ducted | 214867644 |  | HRCU-A-C | LEA36-EVOX-30-O |  | LEA-30/36-ACOIL-410A | 10.2 | 14.8 | 9.6 | 10 | 15.2 | 10 | FALSE | TRUE | TRUE | 35000 | 33000 | 2.4 | 38000 | 1.9
215359202 |  | Live | Midea Electric Trading | BLUERIDGE | Singlezone Ducted, Centrally Ducted | 215359202 |  | HRCU-A-C | BMAH3018C |  | BMAHC36C | 10.7 | 14.2 | 9.5 | 10.5 | 15.5 | 9.7 | FALSE | TRUE | TRUE | 30000 | 22600 | 2.62 | 26000 | 2.28
214867642 |  | Live | Midea Electric Trading | NOVAIR | Singlezone Ducted, Centrally Ducted | 214867642 |  | HRCU-A-C | LEA30-EVOX-30-O |  | LEA-30/36-ACOIL-410A | 10.7 | 14.2 | 9.5 | 10.5 | 15.5 | 9.7 | FALSE | TRUE | TRUE | 30000 | 22600 | 2.62 | 26000 | 2.28
215323719 |  | Live | Midea Electric Trading | MDV | Singlezone Ducted, Centrally Ducted | 215323719 |  | HRCU-A-CB | MOX630-36HFN10-M3X |  | MVBDM-36HWFN10-WB3 |  |  |  | 12 | 18 | 10 | TRUE | TRUE | TRUE | 36000 | 31000 | 2.5 | 41500 | 2.21
215374763 |  | Live | Midea Electric Trading | MDV | Singlezone Ducted, Centrally Ducted | 215374763 |  | HRCU-A-CB | MOX630-42HFN10-M3X-D |  | MVBC-48HWFN10-MD3E-DD |  |  |  | 11.7 | 16.7 | 9.5 | TRUE | TRUE | TRUE | 42000 | 37000 | 2.7 | 38300 | 2.02
215359331 |  | Live | Midea Electric Trading | MDV | Singlezone Ducted, Centrally Ducted | 215359331 |  | HRCU-A-CB | MOX630-48HFN10-M3X |  | MVBDM-60HWFN10-WC3-D |  |  |  | 12 | 17.5 | 9.5 | TRUE | TRUE | TRUE | 48000 | 34000 | 2.56 | 48000 | 2.13
215359327 |  | Live | Midea Electric Trading | MDV | Singlezone Ducted, Centrally Ducted | 215359327 |  | HRCU-A-CB | MOX630-48HFN10-M3X |  | MVBC-60HWFN10-MD3E-D |  |  |  | 10.5 | 16.5 | 9.5 | FALSE | TRUE | TRUE | 48000 | 37000 | 2.7 | 38300 | 2.02
215359326 |  | Live | Midea Electric Trading | MDV | Singlezone Ducted, Centrally Ducted | 215359326 |  | HRCU-A-CB | MOD30-30HFN10-M3X |  | MVBDM-36HWFN10-WB3-D |  |  |  | 12 | 17.2 | 10.8 | TRUE | TRUE | TRUE | 30000 | 24000 | 2.69 | 24600 | 1.94
215359325 |  | Live | Midea Electric Trading | MDV | Singlezone Ducted, Centrally Ducted | 215359325 |  | HRCU-A-CB | MOD30-30HFN10-M3X |  | MVBC-36HWFN10-MC3E-D |  |  |  | 11.7 | 16.8 | 10 | TRUE | TRUE | TRUE | 30000 | 23800 | 2.76 | 37800 | 2.39
215359324 |  | Live | Midea Electric Trading | MDV | Singlezone Ducted, Centrally Ducted | 215359324 |  | HRCU-A-CB | MOX430-18HFN10-M3X |  | MVBDM-24HWFN10-WA3-D |  |  |  | 12.5 | 19 | 10.1 | TRUE | TRUE | TRUE | 18000 | 14700 | 2.66 | 19000 | 2.37
215359323 |  | Live | Midea Electric Trading | MDV | Singlezone Ducted, Centrally Ducted | 215359323 |  | HRCU-A-CB | MOX430-18HFN10-M3X |  | MVBC-24HWFN10-MB3E-D |  |  |  | 12.5 | 19 | 9.7 | TRUE | TRUE | TRUE | 18000 | 15000 | 2.6 | 21600 | 2.3
215318732 |  | Live | Midea Electric Trading | MDV | Singlezone Ducted, Centrally Ducted | 215318732 |  | HRCU-A-CB | MOX630-48HFN10-M3X |  | MVBDM-60HWFN10-WC3 |  |  |  | 12 | 17.5 | 9.5 | TRUE | TRUE | TRUE | 48000 | 34000 | 2.56 | 48000 | 2.13
215318731 |  | Live | Midea Electric Trading | MDV | Singlezone Ducted, Centrally Ducted | 215318731 |  | HRCU-A-CB | MOD30-30HFN10-M3X |  | MVBDM-36HWFN10-WB3 |  |  |  | 12.1 | 17.2 | 10.8 | TRUE | TRUE | TRUE | 30000 | 24000 | 2.69 | 24600 | 1.94
215318730 |  | Live | Midea Electric Trading | MDV | Singlezone Ducted, Centrally Ducted | 215318730 |  | HRCU-A-CB | MOX430-18HFN10-M3X |  | MVBDM-24HWFN10-WA3 |  |  |  | 12.5 | 19 | 10.2 | TRUE | TRUE | TRUE | 18000 | 14700 | 2.66 | 19000 | 2.37
215351191 |  | Live | Midea Electric Trading | MDV | Multizone Mix of Ducted and Non-Ducted | 215351191 |  | HMSV-A-CB | M5OX631-30HFN10-M1XD | Mixed Ducted and Non-Ducted Indoor Units |  |  |  |  | 12.85 | 21.75 | 10.6 | TRUE | TRUE | TRUE | 30000 | 31400 | 2.4 | 38000 | 2.41
215351188 |  | Live | Midea Electric Trading | MDV | Multizone All Ducted | 215351188 |  | HMSV-A-CB | M5OX631-30HFN10-M1XD | Ducted Indoor Units |  |  |  |  | 12.5 | 19.5 | 10.5 | TRUE | TRUE | TRUE | 30000 | 33000 | 2.4 | 34000 | 2.2
215351187 |  | Live | Midea Electric Trading | MDV | Multizone All Non-Ducted | 215351187 |  | HMSR-A-CB-O | M5OX631-30HFN10-M1XD | Non-Ducted Indoor Units |  |  |  |  | 13.2 | 24 | 10.7 | TRUE | TRUE | TRUE | 30000 | 30000 | 2.4 | 42000 | 2.6
215351192 |  | Live | Midea Electric Trading | MDV | Multizone Mix of Ducted and Non-Ducted | 215351192 |  | HMSV-A-CB | M5OD30-30HFN10-M1D | Mixed Ducted and Non-Ducted Indoor Units |  |  |  |  | 12.5 | 23 | 9.75 | TRUE | TRUE | TRUE | 30000 | 26200 | 2.45 | 27300 | 2.15
215351186 |  | Live | Midea Electric Trading | MDV | Multizone All Ducted | 215351186 |  | HMSV-A-CB | M5OD30-30HFN10-M1D | Ducted Indoor Units |  |  |  |  | 12 | 21 | 9.5 | TRUE | TRUE | TRUE | 30000 | 26000 | 2.4 | 28000 | 2.2
215351185 |  | Live | Midea Electric Trading | MDV | Multizone All Non-Ducted | 215351185 |  | HMSR-A-CB-O | M5OD30-30HFN10-M1D | Non-Ducted Indoor Units |  |  |  |  | 13 | 25 | 10 | TRUE | TRUE | TRUE | 30000 | 26600 | 2.5 | 26600 | 2.1
215351190 |  | Live | Midea Electric Trading | MDV | Multizone Mix of Ducted and Non-Ducted | 215351190 |  | HMSV-A-CB | M4OD31-24HFN10-M1XD | Mixed Ducted and Non-Ducted Indoor Units |  |  |  |  | 13 | 22 | 9.75 | TRUE | TRUE | TRUE | 24000 | 23200 | 2.45 | 27500 | 2.1
215351184 |  | Live | Midea Electric Trading | MDV | Multizone All Ducted | 215351184 |  | HMSV-A-CB | M4OD31-24HFN10-M1XD | Ducted Indoor Units |  |  |  |  | 13 | 20 | 9.5 | TRUE | TRUE | TRUE | 24000 | 23000 | 2.4 | 27000 | 2.1
215351183 |  | Live | Midea Electric Trading | MDV | Multizone All Non-Ducted | 215351183 |  | HMSR-A-CB-O | M4OD31-24HFN10-M1XD | Non-Ducted Indoor Units |  |  |  |  | 13 | 24 | 10 | TRUE | TRUE | TRUE | 24000 | 23600 | 2.5 | 28000 | 2.1
215351189 |  | Live | Midea Electric Trading | MDV | Multizone Mix of Ducted and Non-Ducted | 215351189 |  | HMSV-A-CB | M4OD30-24HFN10-M1D | Mixed Ducted and Non-Ducted Indoor Units |  |  |  |  | 13 | 23 | 9.5 | TRUE | TRUE | TRUE | 24000 | 18000 | 2.6 | 18800 | 2.3
215351182 |  | Live | Midea Electric Trading | MDV | Multizone All Ducted | 215351182 |  | HMSV-A-CB | M4OD30-24HFN10-M1D | Ducted Indoor Units |  |  |  |  | 12.5 | 21 | 9.5 | TRUE | TRUE | TRUE | 24000 | 18200 | 2.6 | 18600 | 2.3
215351181 |  | Live | Midea Electric Trading | MDV | Multizone All Non-Ducted | 215351181 |  | HMSR-A-CB-O | M4OD30-24HFN10-M1D | Non-Ducted Indoor Units |  |  |  |  | 13.5 | 25 | 9.5 | TRUE | TRUE | TRUE | 24000 | 17800 | 2.6 | 19000 | 2.3
201754495 |  | Live | Mitsubishi Electric Trane | MITSUBISHI ELECTRIC | Singlezone Ducted, Centrally Ducted | 201754495 |  | HRCU-A-CB | PUZ-HA42NKA |  | PVA-A42AA* | 9.8 | 15.3 | 11 |  |  |  | FALSE | FALSE | FALSE | 42000 | 42000 | 2.47 | 48000 | 2.1
214728308 |  | Live | ECOER INC. | ECOER | Singlezone Ducted, Centrally Ducted | 214728308 |  | HSP-A | ERDA19H-60AA* | [5 empty] | 11.2 | 18.5 | 9.2 | TRUE | TRUE | TRUE | 55000 | 44500 | 2.3 | 45000 | 2.21
214660548 |  | Live | ECOER INC. | ECOER | Singlezone Ducted, Centrally Ducted | 214660548 |  | HRCU-A-C | EODA19H-4860AA* | Ducted Indoor Units | GNC4860DPT+DK |  |  |  | 10.8 | 15.2 | 8.6 | FALSE | TRUE | TRUE | 52000 | 42000 | 2.2 | 42000 | 2.26
214660547 |  | Live | ECOER INC. | ECOER | Singlezone Ducted, Centrally Ducted | 214660547 |  | HRCU-A-C | EODA19H-4860AA* | Ducted Indoor Units | GNC4860CPT+DK |  |  |  | 10.8 | 15.2 | 8.6 | FALSE | TRUE | TRUE | 52000 | 42000 | 2.2 | 42000 | 2.26
214660546 |  | Live | ECOER INC. | ECOER | Singlezone Ducted, Centrally Ducted | 214660546 |  | HRCU-A-C | EODA19H-4860AA* | Ducted Indoor Units | GNC4248CPT+DK |  |  |  | 11.7 | 15.2 | 8.6 | TRUE | TRUE | TRUE | 42000 | 37000 | 2.2 | 38000 | 2.2
214660545 |  | Live | ECOER INC. | ECOER | Singlezone Ducted, Centrally Ducted | 214660545 |  | HRCU-A-C | EODA19H-2436AA* | Ducted Indoor Units | GNC3036BPT+DK |  |  |  | 10.8 | 15.2 | 8.8 | FALSE | TRUE | TRUE | 31000 | 25600 | 2.3 | 27000 | 2.15
214660544 |  | Live | ECOER INC. | ECOER | Singlezone Ducted, Centrally Ducted | 214660544 |  | HRCU-A-C | EODA19H-2436AA* | Ducted Indoor Units | GNC2430BPT+DK |  |  |  | 11.7 | 15.2 | 8.8 | TRUE | TRUE | TRUE | 23200 | 21000 | 2.3 | 23000 | 2.14
214660543 |  | Live | ECOER INC. | ECOER | Singlezone Ducted, Centrally Ducted | 214660543 |  | HRCU-A-C | EODA19H-2436AA* | Ducted Indoor Units | GNC2430APT+DK |  |  |  | 11.7 | 15.2 | 8.6 | TRUE | TRUE | TRUE | 22800 | 21000 | 2.3 | 23000 | 2.14
214660542 |  | Live | ECOER INC. | ECOER | Singlezone Ducted, Centrally Ducted | 214660542 |  | HRCU-A-CB | EODA19H-4860AA* | Ducted Indoor Units | EAHATN-60BA* |  |  |  | 11.7 | 18.5 | 9.5 | TRUE | TRUE | TRUE | 54000 | 43500 | 2.3 | 45000 | 2.21
214660541 |  | Live | ECOER INC. | ECOER | Singlezone Ducted, Centrally Ducted | 214660541 |  | HRCU-A-CB | EODA19H-4860AA* | Ducted Indoor Units | EAHATN-48BA* |  |  |  | 12.5 | 19 | 9.5 | TRUE | TRUE | TRUE | 47000 | 40000 | 2.4 | 42000 | 2.25
214660564 |  | Live | ECOER INC. | ECOER | Singlezone Ducted, Centrally Ducted | 214660564 |  | HRCU-A-CB | EODA19H-4860AA* | Ducted Indoor Units | EAHATN-36BA* |  |  |  | 12.5 | 19.5 | 9.5 | TRUE | TRUE | TRUE | 35200 | 32000 | 2.44 | 36000 | 2.25
214660540 |  | Live | ECOER INC. | ECOER | Singlezone Ducted, Centrally Ducted | 214660540 |  | HRCU-A-CB | EODA19H-2436AA* | Ducted Indoor Units | EAHATN-36BA* |  |  |  | 12 | 19.5 | 9.5 | TRUE | TRUE | TRUE | 34200 | 28000 | 2.4 | 29000 | 2.24
214660539 |  | Live | ECOER INC. | ECOER | Singlezone Ducted, Centrally Ducted | 214660539 |  | HRCU-A-CB | EODA19H-2436AA* | Ducted Indoor Units | EAHATN-24BA* |  |  |  | 13 | 20.5 | 9.5 | TRUE | TRUE | TRUE | 24000 | 22400 | 2.44 | 24000 | 2.18
214608223 |  | Live | ECOER INC. | ECOER | Singlezone Ducted, Centrally Ducted | 214608223 |  | HRCU-A-C | EODA18H-4860BAA | Ducted Indoor Units | GNC4860DPT+DK |  |  |  | 10 | 15.2 | 8.5 | FALSE | TRUE | TRUE | 52000 | 42000 | 2.26 | 42000 | 2.26
214608222 |  | Live | ECOER INC. | ECOER | Singlezone Ducted, Centrally Ducted | 214608222 |  | HRCU-A-C | EODA18H-4860BAA | Ducted Indoor Units | GNC4860CPT+DK |  |  |  | 10 | 15.2 | 8.5 | FALSE | TRUE | TRUE | 52000 | 42000 | 2.26 | 42000 | 2.26
214608221 |  | Live | ECOER INC. | ECOER | Singlezone Ducted, Centrally Ducted | 214608221 |  | HRCU-A-C | EODA18H-4860BAA | Ducted Indoor Units | GNC4248CPT+DK |  |  |  | 10.5 | 15.2 | 8.5 | FALSE | TRUE | TRUE | 42000 | 38000 | 2.2 | 38000 | 2.2
214608220 |  | Live | ECOER INC. | ECOER | Singlezone Ducted, Centrally Ducted | 214608220 |  | HRCU-A-C | EODA18H-2436BAA | Ducted Indoor Units | GNC3036BPT+DK |  |  |  | 10 | 15.2 | 8.5 | FALSE | TRUE | TRUE | 31000 | 25600 | 2.3 | 27000 | 2.15
214608218 |  | Live | ECOER INC. | ECOER | Singlezone Ducted, Centrally Ducted | 214608218 |  | HRCU-A-C | EODA18H-2436BAA | Ducted Indoor Units | GNC2430BPT+DK |  |  |  | 11 | 15.2 | 8.5 | FALSE | TRUE | TRUE | 22800 | 21000 | 2.3 | 23000 | 2.14
214608219 |  | Live | ECOER INC. | ECOER | Singlezone Ducted, Centrally Ducted | 214608219 |  | HRCU-A-C | EODA18H-2436BAA | Ducted Indoor Units | GNC2430APT+DK |  |  |  | 11 | 15.2 | 8.2 | FALSE | TRUE | TRUE | 22800 | 21000 | 2.3 | 23000 | 2.14
214608237 |  | Live | ECOER INC. | ECOER | Singlezone Ducted, Centrally Ducted | 214608237 |  | HRCU-A-CB | EODA18H-4860BAA | Ducted Indoor Units | EAHATN-60 |  |  |  | 10 | 16 | 8.8 | FALSE | TRUE | TRUE | 54000 | 42000 | 2.3 | 45000 | 2.2
214608215 |  | Live | ECOER INC. | ECOER | Singlezone Ducted, Centrally Ducted | 214608215 |  | HRCU-A-CB | EODA18H-4860BAA | Ducted Indoor Units | EAHATN-48 |  |  |  | 11.7 | 17 | 8.8 | TRUE | FALSE | TRUE | 45000 | 39000 | 2.4 | 42000 | 2.22
214608214 |  | Live | ECOER INC. | ECOER | Singlezone Ducted, Centrally Ducted | 214608214 |  | HRCU-A-CB | EODA18H-4860BAA | Ducted Indoor Units | EAHATN-36 |  |  |  | 12 | 18 | 8.8 | TRUE | FALSE | TRUE | 35200 | 32000 | 2.44 | 36000 | 2.21
214608236 |  | Live | ECOER INC. | ECOER | Singlezone Ducted, Centrally Ducted | 214608236 |  | HRCU-A-CB | EODA18H-2436BAA | Ducted Indoor Units | EAHATN-36 |  |  |  | 11.2 | 17 | 8.8 | FALSE | TRUE | TRUE | 34200 | 27600 | 2.4 | 29000 | 2.18
214608213 |  | Live | ECOER INC. | ECOER | Singlezone Ducted, Centrally Ducted | 214608213 |  | HRCU-A-CB | EODA18H-2436BAA | Ducted Indoor Units | EAHATN-24 |  |  |  | 13 | 19 | 8.8 | TRUE | FALSE | TRUE | 24000 | 22400 | 2.44 | 24000 | 2.23
214608235 |  | Live | ECOER INC. | ECOER | Singlezone Ducted, Centrally Ducted | 214608235 |  | HRCU-A-CB | EODA18H-4860 | Ducted Indoor Units | EAHATN-60BAA |  |  |  | 10 | 16 | 8.5 | FALSE | TRUE | TRUE | 54000 | 35600 | 2.4 | 40000 | 2.16
214608234 |  | Live | ECOER INC. | ECOER | Singlezone Ducted, Centrally Ducted | 214608234 |  | HRCU-A-CB | EODA18H-4860 | Ducted Indoor Units | EAHATN-48BAA |  |  |  | 11.2 | 17 | 8.5 | FALSE | TRUE | TRUE | 45000 | 32000 | 2.46 | 36000 | 2.2
214608212 |  | Live | ECOER INC. | ECOER | Singlezone Ducted, Centrally Ducted | 214608212 |  | HRCU-A-CB | EODA18H-4860 | Ducted Indoor Units | EAHATN-36BAA |  |  |  | 12 | 18 | 8.5 | TRUE | FALSE | TRUE | 36000 | 24000 | 2.4 | 36000 | 2.24
214608211 |  | Live | ECOER INC. | ECOER | Singlezone Ducted, Centrally Ducted | 214608211 |  | HRCU-A-CB | EODA18H-2436 | Ducted Indoor Units | EAHATN-36BAA |  |  |  | 10 | 16.5 | 8.5 | FALSE | FALSE | FALSE | 34200 | 24000 | 2.4 | 25600 | 2.29
214608210 |  | Live | ECOER INC. | ECOER | Singlezone Ducted, Centrally Ducted | 214608210 |  | HRCU-A-CB | EODA18H-2436 | Ducted Indoor Units | EAHATN-24BAA |  |  |  | 12 | 18.5 | 8.5 | TRUE | FALSE | TRUE | 23400 | 19200 | 2.61 | 20400 | 2.34
214608201 |  | Live | ECOER INC. | ECOER | Singlezone Ducted, Centrally Ducted | 214608201 |  | HRCU-A-C | EODA18H-4860BAA | Ducted Indoor Units | GNC4860DPT | 10 | 16 | 9.5 | 10 | 14.5 | 8.5 | FALSE | FALSE | FALSE | 52000 | 42000 | 2.26 | 42000 | 2.26
214608200 |  | Live | ECOER INC. | ECOER | Singlezone Ducted, Centrally Ducted | 214608200 |  | HRCU-A-C | EODA18H-4860BAA | Ducted Indoor Units | GNC4860CPT | 10 | 16 | 9.5 | 10 | 14.5 | 8.5 | FALSE | FALSE | FALSE | 52000 | 42000 | 2.26 | 42000 | 2.26
214608199 |  | Live | ECOER INC. | ECOER | Singlezone Ducted, Centrally Ducted | 214608199 |  | HRCU-A-C | EODA18H-4860BAA | Ducted Indoor Units | GNC4248CPT | 10.5 | 16 | 9.5 | 10.5 | 14.3 | 8.5 | FALSE | FALSE | FALSE | 42000 | 38000 | 2.2 | 38000 | 2.2
214608198 |  | Live | ECOER INC. | ECOER | Singlezone Ducted, Centrally Ducted | 214608198 |  | HRCU-A-C | EODA18H-2436BAA | Ducted Indoor Units | GNC3036BPT | 10 | 16 | 9.5 | 10 | 14.3 | 8.5 | FALSE | FALSE | FALSE | 31000 | 25600 | 2.3 | 27000 | 2.15
214608226 |  | Live | ECOER INC. | ECOER | Singlezone Ducted, Centrally Ducted | 214608226 |  | HRCU-A-C | EODA18H-2436BAA | Ducted Indoor Units | GNC2430BPT | 11.5 | 16 | 9.5 | 11 | 15.2 | 8.5 | FALSE | TRUE | TRUE | 22800 | 21000 | 2.3 | 23000 | 2.14
214608197 |  | Live | ECOER INC. | ECOER | Singlezone Ducted, Centrally Ducted | 214608197 |  | HRCU-A-C | EODA18H-2436BAA | Ducted Indoor Units | GNC2430APT | 11.5 | 16 | 9.5 | 11 | 14.5 | 8.2 | FALSE | FALSE | FALSE | 22800 | 21000 | 2.3 | 23000 | 2.14
213880755 |  | Live | ECOER INC. | ECOER | Singlezone Ducted, Centrally Ducted | 213880755 |  | HRCU-A-C | ESCA16H-60 | Ducted Indoor Units | SNC48DPT* |  |  |  | 10 | 15.2 | 9.2 | FALSE | TRUE | TRUE | 45000 | 37000 | 2.26 | 38000 | 2.26
213386490 |  | Live | ECOER INC. | ECOER | Singlezone Ducted, Centrally Ducted | 213386490 |  | HRCU-A-C | ESCA16H-36 | Ducted Indoor Units | SNC36CPT | 10.2 | 14.8 | 9.6 | 10 | 15.2 | 10 | FALSE | TRUE | TRUE | 35000 | 33000 | 2.4 | 38000 | 1.9
214336192 |  | Live | Lennox Industries | ADP | Singlezone Ducted, Centrally Ducted | 214336192 |  | HRCU-A-CB | AC036BXUDCH | Ducted Indoor Units | F,PE*CC1937 |  |  |  | 9 | 17 | 8.1 | FALSE | FALSE | FALSE | 36000 | 35000 | 2.1 | 41700 | 2
211289596 |  | Live | Lennox Industries | ADP | Singlezone Ducted, Centrally Ducted | 211289596 |  | HRCU-A-CB | AC048BXUPCH | Ducted Indoor Units | F,PE*CC3948 |  |  |  | 8.6 | 17 | 8.5 | FALSE | FALSE | FALSE | 48000 | 46000 | 2.1 | 54200 | 2.21
211289595 |  | Live | Lennox Industries | ADP | Singlezone Ducted, Centrally Ducted | 211289595 |  | HRCU-A-CB | AC036BXUPCH | Ducted Indoor Units | F,PE*CC3937 |  |  |  | 10.5 | 18.5 | 8.4 | FALSE | FALSE | TRUE | 36000 | 40500 | 2.1 | 41700 | 2.11
211289597 |  | Live | Lennox Industries | ADP | Singlezone Ducted, Centrally Ducted | 211289597 |  | HRCU-A-CB | AC060BXUPCH | Ducted Indoor Units | F,PE*CC7960 |  |  |  | 8.5 | 17.5 | 9 | FALSE | FALSE | FALSE | 57000 | 54000 | 2.1 | 54000 | 2.1
215374879 |  | Live | Lennox Industries | ADP | Singlezone Ducted, Centrally Ducted | 215374879 |  | HRCU-A-C | AUWR-60U3SP2 | Ducted Indoor Units | HE50960+TD |  |  |  | 8 | 14.5 | 8 | FALSE | FALSE | FALSE | 48500 | 35200 | 2.1 | 42000 | 2.1
215374878 |  | Live | Lennox Industries | ADP | Singlezone Ducted, Centrally Ducted | 215374878 |  | HRCU-A-C | AUWR-60U3SP2 | Ducted Indoor Units | HE49960+TD |  |  |  | 8 | 14.5 | 8 | FALSE | FALSE | FALSE | 48000 | 35200 | 2.1 | 42000 | 2.1
215374877 |  | Live | Lennox Industries | ADP | Singlezone Ducted, Centrally Ducted | 215374877 |  | HRCU-A-C | AUWR-36U3SA2 | Ducted Indoor Units | HE33(1,2)36+TXV+TD |  |  |  | 9 | 15.2 | 8 | FALSE | FALSE | FALSE | 27400 | 17700 | 2.1 | 34520 | 2.38
215374876 |  | Live | Lennox Industries | ADP | Singlezone Ducted, Centrally Ducted | 215374876 |  | HRCU-A-C | AUWR-24U3SF2 | Ducted Indoor Units | HE31(1,2)24+TXV+TD |  |  |  | 9 | 14.5 | 7.8 | FALSE | FALSE | FALSE | 21000 | 16000 | 2.1 | 18000 | 1.99
215374875 |  | Live | Lennox Industries | ADP | Singlezone Ducted, Centrally Ducted | 215374875 |  | HRCU-A-C | AUWR-48U3SP2 | Ducted Indoor Units | HE48960+TD |  |  |  | 9 | 15.2 | 8.3 | FALSE | FALSE | FALSE | 44000 | 32000 | 2.1 | 39000 | 2.3
215374874 |  | Live | Lennox Industries | ADP | Singlezone Ducted, Centrally Ducted | 215374874 |  | HRCU-A-C | AUWR-48U3SP2 | Ducted Indoor Units | HE36960+TD |  |  |  | 9 | 15.2 | 8.3 | FALSE | FALSE | FALSE | 43000 | 32000 | 2.1 | 39000 | 2.3
215374873 |  | Live | Lennox Industries | ADP | Singlezone Ducted, Centrally Ducted | 215374873 |  | HRCU-A-C | AUWR-24U3SF2 | Ducted Indoor Units | HE34936+TD |  |  |  | 9.5 | 14.5 | 7.8 | FALSE | FALSE | FALSE | 21400 | 16000 | 2.1 | 18000 | 1.99
215374872 |  | Live | Lennox Industries | ADP | Singlezone Ducted, Centrally Ducted | 215374872 |  | HRCU-A-C | AUWR-24U3SF2 | Ducted Indoor Units | HE33936+TD |  |  |  | 9.5 | 14.5 | 7.8 | FALSE | FALSE | FALSE | 21400 | 16000 | 2.1 | 18000 | 1.99
215374871 |  | Live | Lennox Industries | ADP | Singlezone Ducted, Centrally Ducted | 215374871 |  | HRCU-A-C | AUWR-24U3SF2 | Ducted Indoor Units | HE32936+TD |  |  |  | 9.5 | 14.5 | 7.8 | FALSE | FALSE | FALSE | 21400 | 16000 | 2.1 | 18000 | 1.99
215374870 |  | Live | Lennox Industries | ADP | Singlezone Ducted, Centrally Ducted | 215374870 |  | HRCU-A-C | AUWR-24U3SF2 | Ducted Indoor Units | HE31930+TD |  |  |  | 9 | 14.5 | 7.8 | FALSE | FALSE | FALSE | 21000 | 16000 | 2.1 | 18000 | 1.99
215351202 |  | Live | Lennox Industries | ADP | Singlezone Ducted, Centrally Ducted | 215351202 |  | HRCU-A-C | AUWR-60U3SP2 | Ducted Indoor Units | HG50960+TD |  |  |  | 8 | 14.5 | 8 | FALSE | FALSE | FALSE | 48500 | 35200 | 2.1 | 42000 | 2.1
215350420 |  | Live | Lennox Industries | ADP | Singlezone Ducted, Centrally Ducted | 215350420 |  | HRCU-A-C | AUWR-48U3SP2 | Ducted Indoor Units | HG50960+TD |  |  |  | 9.5 | 15.2 | 8.3 | FALSE | FALSE | FALSE | 44500 | 32000 | 2.1 | 39000 | 2.3
215350419 |  | Live | Lennox Industries | ADP | Singlezone Ducted, Centrally Ducted | 215350419 |  | HRCU-A-C | AUWR-36U3SA2 | Ducted Indoor Units | HG81936+TD |  |  |  | 9 | 15.2 | 8 | FALSE | FALSE | FALSE | 27800 | 17700 | 2.1 | 34520 | 2.38
215350418 |  | Live | Lennox Industries | ADP | Singlezone Ducted, Centrally Ducted | 215350418 |  | HRCU-A-C | AUWR-24U3SF2 | Ducted Indoor Units | HG81936+TD |  |  |  | 9.5 | 14.5 | 7.8 | FALSE | FALSE | FALSE | 21400 | 16000 | 2.1 | 18000 | 1.99
215350417 |  | Live | Lennox Industries | ADP | Singlezone Ducted, Centrally Ducted | 215350417 |  | HRCU-A-C | AUWR-36U3SA | Ducted Indoor Units | HG81936+TD |  |  |  | 11 | 15.2 | 9.4 | FALSE | FALSE | TRUE | 30000 | 22000 | 2.1 | 34520 | 2.29
215350416 |  | Live | Lennox Industries | ADP | Singlezone Ducted, Centrally Ducted | 215350416 |  | HRCU-A-CB | AUWR-60U3SP2 | Ducted Indoor Units | BV**C7960 |  |  |  | 8 | 15.2 | 8.45 | FALSE | FALSE | FALSE | 55000 | 39000 | 2.1 | 42000 | 2.1
215350415 |  | Live | Lennox Industries | ADP | Singlezone Ducted, Centrally Ducted | 215350415 |  | HRCU-A-CB | AUWR-60U3SP2 | Ducted Indoor Units | F,PE*TT7960 |  |  |  | 8 | 16 | 8.45 | FALSE | FALSE | FALSE | 55500 | 39000 | 2.1 | 42000 | 2.1
215350414 |  | Live | Lennox Industries | ADP | Singlezone Ducted, Centrally Ducted | 215350414 |  | HRCU-A-CB | AUWR-48U3SP2 | Ducted Indoor Units | F,PE*TT7960 |  |  |  | 10 | 17 | 8.45 | FALSE | FALSE | TRUE | 47500 | 30000 | 2.1 | 39000 | 2.3
215350413 |  | Live | Lennox Industries | ADP | Singlezone Ducted, Centrally Ducted | 215350413 |  | HRCU-A-CB | AUWR-48U3SP2 | Ducted Indoor Units | BV**C1942 |  |  |  | 11 | 15.2 | 8.5 | FALSE | FALSE | TRUE | 41000 | 30200 | 2.1 | 39000 | 2.3
215350412 |  | Live | Lennox Industries | ADP | Singlezone Ducted, Centrally Ducted | 215350412 |  | HRCU-A-CB | AUWR-48U3SP2 | Ducted Indoor Units | BV**C6948 |  |  |  | 9.5 | 16 | 8.1 | FALSE | FALSE | FALSE | 45000 | 30000 | 2.1 | 39000 | 2.3
215350408 |  | Live | Lennox Industries | ADP | Singlezone Ducted, Centrally Ducted | 215350408 |  | HRCU-A-CB | AUWR-36U3SA2 | Ducted Indoor Units | F,PE*TT3937 |  |  |  | 10 | 17 | 9.5 | FALSE | FALSE | TRUE | 34000 | 23000 | 2.1 | 34520 | 2.38
215350407 |  | Live | Lennox Industries | ADP | Singlezone Ducted, Centrally Ducted | 215350407 |  | HRCU-A-CB | AUWR-24U3SF2 | Ducted Indoor Units | BV**B6925 |  |  |  | 9.5 | 14.5 | 7.8 | FALSE | FALSE | FALSE | 21400 | 16000 | 2.1 | 18000 | 1.99
215350404 |  | Live | Lennox Industries | ADP | Singlezone Ducted, Centrally Ducted | 215350404 |  | HRCU-A-CB | AUWR-24U3SF2 | Ducted Indoor Units | F,PE*G32924 |  |  |  | 9.5 | 15.2 | 8.75 | FALSE | FALSE | FALSE | 21000 | 15000 | 2.1 | 18000 | 1.99
215350403 |  | Live | Lennox Industries | ADP | Singlezone Ducted, Centrally Ducted | 215350403 |  | HRCU-A-CB | AUWR-24U3SF2 | Ducted Indoor Units | F,PE*E31924 |  |  |  | 9.5 | 15 | 8.6 | FALSE | FALSE | FALSE | 20600 | 15000 | 2.1 | 18000 | 1.99
215350402 |  | Live | Lennox Industries | ADP | Singlezone Ducted, Centrally Ducted | 215350402 |  | HRCU-A-CB | AUWR-24U3SF2 | Ducted Indoor Units | BV**B1925 |  |  |  | 9 | 14.5 | 7.8 | FALSE | FALSE | FALSE | 21000 | 16000 | 2.1 | 18000 | 1.99
215348617 |  | Live | Lennox Industries | ADP | Singlezone Ducted, Centrally Ducted | 215348617 |  | HRCU-A-C | AUWR-24U3SF2 | Ducted Indoor Units | HG37936+TD |  |  |  | 9.5 | 14.5 | 7.8 | FALSE | FALSE | FALSE | 21400 | 16000 | 2.1 | 18000 | 1.99
215333854 |  | Live | Lennox Industries | ADP | Singlezone Ducted, Centrally Ducted | 215333854 |  | HRCU-A-C | AUWR-60U3SP2 | Ducted Indoor Units | HG88960+TD |  |  |  | 8 | 14.5 | 8 | FALSE | FALSE | FALSE | 49000 | 35200 | 2.1 | 42000 | 2.1
215333853 |  | Live | Lennox Industries | ADP | Singlezone Ducted, Centrally Ducted | 215333853 |  | HRCU-A-C | AUWR-60U3SP2 | Ducted Indoor Units | HE51960+TD |  |  |  | 8 | 14.5 | 8 | FALSE | FALSE | FALSE | 48500 | 35200 | 2.1 | 42000 | 2.1
215333852 |  | Live | Lennox Industries | ADP | Singlezone Ducted, Centrally Ducted | 215333852 |  | HRCU-A-C | AUWR-60U3SP2 | Ducted Indoor Units | HG52960+TD |  |  |  | 8 | 14.5 | 8 | FALSE | FALSE | FALSE | 49500 | 35200 | 2.1 | 42000 | 2.1
215333851 |  | Live | Lennox Industries | ADP | Singlezone Ducted, Centrally Ducted | 215333851 |  | HRCU-A-C | AUWR-24U3SF2 | Ducted Indoor Units | HG36936+TD |  |  |  | 9.5 | 14.5 | 7.8 | FALSE | FALSE | FALSE | 21400 | 16000 | 2.1 | 18000 | 1.99
215333850 |  | Live | Lennox Industries | ADP | Singlezone Ducted, Centrally Ducted | 215333850 |  | HRCU-A-C | AUWR-48U3SP | Ducted Indoor Units | HG52960+TD |  |  |  | 11 | 15.2 | 8.55 | FALSE | FALSE | TRUE | 42000 | 30200 | 2.1 | 39000 | 2.19
215333849 |  | Live | Lennox Industries | ADP | Singlezone Ducted, Centrally Ducted | 215333849 |  | HRCU-A-C | AUWR-48U3SP | Ducted Indoor Units | HG50960+TD |  |  |  | 11 | 15.2 | 8.55 | FALSE | FALSE | TRUE | 41500 | 30200 | 2.1 | 39000 | 2.19
215333848 |  | Live | Lennox Industries | ADP | Singlezone Ducted, Centrally Ducted | 215333848 |  | HRCU-A-C | AUWR-48U3SP | Ducted Indoor Units | HE49960+TD |  |  |  | 11 | 15.2 | 8.55 | FALSE | FALSE | TRUE | 41000 | 30200 | 2.1 | 39000 | 2.19
215333847 |  | Live | Lennox Industries | ADP | Singlezone Ducted, Centrally Ducted | 215333847 |  | HRCU-A-C | AUWR-36U3SA | Ducted Indoor Units | HE36936+TD |  |  |  | 11 | 15.2 | 9.4 | FALSE | FALSE | TRUE | 29600 | 22000 | 2.1 | 34520 | 2.29
215333846 |  | Live | Lennox Industries | ADP | Singlezone Ducted, Centrally Ducted | 215333846 |  | HRCU-A-C | AUWR-36U3SA | Ducted Indoor Units | HE35936+TD |  |  |  | 11 | 15.2 | 9.4 | FALSE | FALSE | TRUE | 29400 | 22000 | 2.1 | 34520 | 2.29
214728360 |  | Live | Lennox Industries | ADP | Singlezone Ducted, Centrally Ducted | 214728360 |  | HRCU-A-C | AUWR-60U3SP2 | Ducted Indoor Units | H,RG88960+TD |  |  |  | 8 | 14.5 | 8 | FALSE | FALSE | FALSE | 49000 | 35200 | 2.1 | 42000 | 2.1
214779302 |  | Live | Johnson Controls Inc. (York International Norman) | HITACHI | Singlezone Non-Ducted, Ceiling Placement | 214779302 |  | HRCU-A-CB-O | PAS-48BUFASDQ1 | Mini-Splits | PPFC-B48UFA1DQ |  |  |  | 12 | 20.5 | 9.5 | TRUE | TRUE | TRUE | 42000 | 40000 | 2.4 | 40390 | 2.26
214779301 |  | Live | Johnson Controls Inc. (York International Norman) | HITACHI | Singlezone Non-Ducted, Ceiling Placement | 214779301 |  | HRCU-A-CB-O | PAS-36BUFASDQ1 | Mini-Splits | PPFC-B36UFA1DQ |  |  |  | 12 | 19.4 | 10 | TRUE | TRUE | TRUE | 36000 | 33000 | 2.6 | 36700 | 2.43
214779300 |  | Live | Johnson Controls Inc. (York International Norman) | HITACHI | Singlezone Non-Ducted, Ceiling Placement | 214779300 |  | HRCU-A-CB-O | PAS-30BUFASDQ1 | Mini-Splits | PPFC-B30UFA1DQ |  |  |  | 12 | 19.6 | 10 | TRUE | TRUE | TRUE | 30000 | 28000 | 2.8 | 31640 | 2.46
214779299 |  | Live | Johnson Controls Inc. (York International Norman) | HITACHI | Singlezone Non-Ducted, Ceiling Placement | 214779299 |  | HRCU-A-CB-O | PAS-24BUFASDQ1 | Mini-Splits | PPFC-B24UFA1DQ |  |  |  | 13 | 21 | 10 | TRUE | TRUE | TRUE | 22000 | 20000 | 2.7 | 23250 | 2.62
214779298 |  | Live | Johnson Controls Inc. (York International Norman) | HITACHI | Singlezone Non-Ducted, Ceiling Placement | 214779298 |  | HRCU-A-CB-O | PAS-18BUFASDQ1 | Mini-Splits | PPFC-B18UFA1DQ |  |  |  | 13 | 23 | 10 | TRUE | TRUE | TRUE | 18000 | 18000 | 2.71 | 18100 | 2.68
214723262 |  | Live | Johnson Controls Inc. (York International Norman) | HITACHI | Singlezone Non-Ducted, Ceiling Placement | 214723262 |  | HRCU-A-CB-O | PAS-48BUFASDQ1 | Mini-Splits | PCI-B48UFA1DQ |  |  |  | 13 | 22.5 | 10 | TRUE | TRUE | TRUE | 45000 | 39000 | 2.5 | 43570 | 2.48
214723261 |  | Live | Johnson Controls Inc. (York International Norman) | HITACHI | Singlezone Non-Ducted, Ceiling Placement | 214723261 |  | HRCU-A-CB-O | PAS-36BUFASDQ1 | Mini-Splits | PCI-B36UFA1DQ |  |  |  | 13 | 21 | 10 | TRUE | TRUE | TRUE | 36000 | 34000 | 2.8 | 37160 | 2.54
214723260 |  | Live | Johnson Controls Inc. (York International Norman) | HITACHI | Singlezone Non-Ducted, Ceiling Placement | 214723260 |  | HRCU-A-CB-O | PAS-30BUFASDQ1 | Mini-Splits | PCI-B30UFA1DQ |  |  |  | 14 | 21 | 10 | TRUE | TRUE | TRUE | 30000 | 28000 | 2.9 | 32250 | 2.55
214723259 |  | Live | Johnson Controls Inc. (York International Norman) | HITACHI | Singlezone Non-Ducted, Ceiling Placement | 214723259 |  | HRCU-A-CB-O | PAS-24BUFASDQ1 | Mini-Splits | PCI-B24UFA1DQ |  |  |  | 13 | 24 | 10 | TRUE | TRUE | TRUE | 22000 | 20000 | 2.9 | 23600 | 2.82
214723258 |  | Live | Johnson Controls Inc. (York International Norman) | HITACHI | Singlezone Non-Ducted, Ceiling Placement | 214723258 |  | HRCU-A-CB-O | PAS-18BUFASDQ1 | Mini-Splits | PCI-B18UFA1DQ |  |  |  | 15 | 27 | 11 | TRUE | TRUE | TRUE | 18000 | 17000 | 2.9 | 18600 | 2.87
213685842 |  | Live | Johnson Controls Inc. (York International Norman) | HITACHI | Singlezone Ducted, Centrally Ducted | 213685842 |  | HRCU-A-CB | PAS-48BUFASDQ1 | Mini-Splits | PPIM-B48UFA1DQ |  |  |  | 12.7 | 21 | 10 | TRUE | TRUE | TRUE | 43500 | 41000 | 2.5 | 43000 | 2.45
213685841 |  | Live | Johnson Controls Inc. (York International Norman) | HITACHI | Singlezone Ducted, Centrally Ducted | 213685841 |  | HRCU-A-CB | PAS-36BUFASDQ1 | Mini-Splits | PPIM-B36UFA1DQ |  |  |  | 12.8 | 20 | 9.8 | TRUE | TRUE | TRUE | 36000 | 34400 | 2.71 | 36000 | 2.3
213685840 |  | Live | Johnson Controls Inc. (York International Norman) | HITACHI | Singlezone Ducted, Centrally Ducted | 213685840 |  | HRCU-A-CB | PAS-30BUFASDQ1 | Mini-Splits | PPIM-B30UFA1DQ |  |  |  | 13 | 20 | 10 | TRUE | TRUE | TRUE | 30000 | 28600 | 2.6 | 32000 | 2.4
213685839 |  | Live | Johnson Controls Inc. (York International Norman) | HITACHI | Singlezone Ducted, Centrally Ducted | 213685839 |  | HRCU-A-CB | PAS-24BUFASDQ1 | Mini-Splits | PPIM-B24UFA1DQ |  |  |  | 12.7 | 20 | 9.6 | TRUE | TRUE | TRUE | 22000 | 21800 | 2.7 | 22800 | 2.53
213685838 |  | Live | Johnson Controls Inc. (York International Norman) | HITACHI | Singlezone Ducted, Centrally Ducted | 213685838 |  | HRCU-A-CB | PAS-18BUFASDQ1 | Mini-Splits | PPIM-B18UFA1DQ |  |  |  | 13 | 21 | 9.5 | TRUE | TRUE | TRUE | 18000 | 18200 | 2.6 | 18200 | 2.6
213352688 |  | Live | ECOER INC. | ECOER | Singlezone Ducted, Centrally Ducted | 213352688 |  | HRCU-A-CB | EODA18H-4860B | Ducted Indoor Units | EAHATN-60 |  |  |  | 10 | 16 | 8.8 | FALSE | FALSE | TRUE | 54000 | 42000 | 2.3 | 45000 | 2.22
213352687 |  | Live | ECOER INC. | ECOER | Singlezone Ducted, Centrally Ducted | 213352687 |  | HRCU-A-CB | EODA18H-4860B | Ducted Indoor Units | EAHATN-48 |  |  |  | 11.7 | 17 | 8.8 | TRUE | FALSE | TRUE | 45000 | 39000 | 2.4 | 42000 | 2.26
213352686 |  | Live | ECOER INC. | ECOER | Singlezone Ducted, Centrally Ducted | 213352686 |  | HRCU-A-CB | EODA18H-4860B | Ducted Indoor Units | EAHATN-36 |  |  |  | 12 | 18 | 8.8 | TRUE | FALSE | TRUE | 35200 | 32000 | 2.44 | 36000 | 2.3
213352685 |  | Live | ECOER INC. | ECOER | Singlezone Ducted, Centrally Ducted | 213352685 |  | HRCU-A-CB | EODA18H-2436B | Ducted Indoor Units | EAHATN-36 |  |  |  | 11.2 | 17 | 8.8 | FALSE | FALSE | TRUE | 34200 | 27600 | 2.4 | 29000 | 2.3
213352684 |  | Live | ECOER INC. | ECOER | Singlezone Ducted, Centrally Ducted | 213352684 |  | HRCU-A-CB | EODA18H-2436B | Ducted Indoor Units | EAHATN-24 |  |  |  | 13 | 19 | 8.8 | TRUE | FALSE | TRUE | 24000 | 22400 | 2.44 | 24000 | 2.34
211887782 |  | Live | ECOER INC. | ECOER | Singlezone Ducted, Centrally Ducted | 211887782 |  | HRCU-A-CB | EODA18H-4860 | Ducted Indoor Units | EAHATN-60B |  |  |  | 10 | 16 | 8.5 | FALSE | FALSE | TRUE | 54000 | 35600 | 2.4 | 40000 | 2.16
211887781 |  | Live | ECOER INC. | ECOER | Singlezone Ducted, Centrally Ducted | 211887781 |  | HRCU-A-CB | EODA18H-4860 | Ducted Indoor Units | EAHATN-48B |  |  |  | 11.2 | 17 | 8.5 | FALSE | FALSE | TRUE | 45000 | 32000 | 2.46 | 36000 | 2.2
211887780 |  | Live | ECOER INC. | ECOER | Singlezone Ducted, Centrally Ducted | 211887780 |  | HRCU-A-CB | EODA18H-4860 | Ducted Indoor Units | EAHATN-36B |  |  |  | 12 | 18 | 8.5 | TRUE | FALSE | TRUE | 36000 | 24000 | 2.4 | 36000 | 2.3
211887779 |  | Live | ECOER INC. | ECOER | Singlezone Ducted, Centrally Ducted | 211887779 |  | HRCU-A-CB | EODA18H-2436 | Ducted Indoor Units | EAHATN-36B |  |  |  | 10 | 16.5 | 8.5 | FALSE | FALSE | FALSE | 34200 | 24000 | 2.4 | 25600 | 2.29
211887778 |  | Live | ECOER INC. | ECOER | Singlezone Ducted, Centrally Ducted | 211887778 |  | HRCU-A-CB | EODA18H-2436 | Ducted Indoor Units | EAHATN-24B |  |  |  | 12 | 18.5 | 8.5 | TRUE | FALSE | TRUE | 23400 | 19200 | 2.61 | 20400 | 2.34
207861766 |  | Live | ECOER INC. | ECOER | Singlezone Ducted, Centrally Ducted | 207861766 |  | HRCU-A-C | EODA18H-4860B | Ducted Indoor Units | GNC4860DPT | 10 | 16 | 9.5 | 10 | 14.5 | 8.5 | FALSE | FALSE | FALSE | 52000 | 42000 | 2.26 | 42000 | 2.26
207861765 |  | Live | ECOER INC. | ECOER | Singlezone Ducted, Centrally Ducted | 207861765 |  | HRCU-A-C | EODA18H-4860B | Ducted Indoor Units | GNC4860CPT | 10 | 16 | 9.5 | 10 | 14.5 | 8.5 | FALSE | FALSE | FALSE | 52000 | 42000 | 2.26 | 42000 | 2.26
207861764 |  | Live | ECOER INC. | ECOER | Singlezone Ducted, Centrally Ducted | 207861764 |  | HRCU-A-C | EODA18H-4860B | Ducted Indoor Units | GNC4248CPT | 10.5 | 16 | 9.5 | 10.5 | 14.3 | 8.5 | FALSE | FALSE | FALSE | 42000 | 38000 | 2.2 | 38000 | 2.2
207861763 |  | Live | ECOER INC. | ECOER | Singlezone Ducted, Centrally Ducted | 207861763 |  | HRCU-A-C | EODA18H-2436B | Ducted Indoor Units | GNC3036BPT | 10 | 16 | 9.5 | 10 | 14.3 | 8.5 | FALSE | FALSE | FALSE | 31000 | 25600 | 2.3 | 27000 | 2.21
207861762 |  | Live | ECOER INC. | ECOER | Singlezone Ducted, Centrally Ducted | 207861762 |  | HRCU-A-C | EODA18H-2436B | Ducted Indoor Units | GNC2430BPT | 11.5 | 16 | 9.5 | 11 | 15.2 | 8.5 | FALSE | FALSE | TRUE | 22800 | 21000 | 2.3 | 23000 | 2.3
207861761 |  | Live | ECOER INC. | ECOER | Singlezone Ducted, Centrally Ducted | 207861761 |  | HRCU-A-C | EODA18H-2436B | Ducted Indoor Units | GNC2430APT | 11.5 | 16 | 9.5 | 11 | 14.5 | 8.2 | FALSE | FALSE | FALSE | 22800 | 21000 | 2.3 | 23000 | 2.3
206395296 |  | Live | ECOER INC. | ECOER | Singlezone Ducted, Centrally Ducted | 206395296 |  | HRCU-A-C | EODA18H-2436 | Ducted Indoor Units | GNC2430BPT | 11 | 16 | 9.5 | 11 | 14.3 | 8.1 | FALSE | FALSE | FALSE | 22800 | 15400 | 2.4 | 18000 | 2.26
203376745 |  | Live | ECOER INC. | ECOER | Singlezone Ducted, Centrally Ducted | 203376745 |  | HRCU-A-C | EODA18H-4860 | Ducted Indoor Units | GNC4860DPT | 10 | 16 | 9.5 | 9.8 | 14.3 | 8.1 | FALSE | FALSE | FALSE | 51000 | 39000 | 2.2 | 39000 | 2.2
203376744 |  | Live | ECOER INC. | ECOER | Singlezone Ducted, Centrally Ducted | 203376744 |  | HRCU-A-C | EODA18H-4860 | Ducted Indoor Units | GNC4860CPT | 10 | 16 | 9.5 | 9.8 | 14.3 | 8.1 | FALSE | FALSE | FALSE | 51000 | 39000 | 2.2 | 39000 | 2.2
203376743 |  | Live | ECOER INC. | ECOER | Singlezone Ducted, Centrally Ducted | 203376743 |  | HRCU-A-C | EODA18H-4860 | Ducted Indoor Units | GNC4248CPT | 10.5 | 16 | 9.5 | 10 | 14.3 | 8.1 | FALSE | FALSE | FALSE | 41000 | 33000 | 2.2 | 33000 | 2.2
203376742 |  | Live | ECOER INC. | ECOER | Singlezone Ducted, Centrally Ducted | 203376742 |  | HRCU-A-C | EODA18H-2436 | Ducted Indoor Units | GNC3036BPT | 10 | 16 | 9.5 | 9.8 | 14.3 | 8.1 | FALSE | FALSE | FALSE | 30000 | 22000 | 2.2 | 23000 | 2.1
203376741 |  | Live | ECOER INC. | ECOER | Singlezone Ducted, Centrally Ducted | 203376741 |  | HRCU-A-C | EODA18H-2436 | Ducted Indoor Units | GNC2430APT | 11 | 16 | 9.5 | 11 | 14.3 | 8.1 | FALSE | FALSE | FALSE | 22800 | 15400 | 2.4 | 18000 | 2.26
202110525 |  | Live | ECOER INC. | ECOER | Singlezone Ducted, Centrally Ducted | 202110525 |  | HRCU-A-CB | EODA18H-2436 | Ducted Indoor Units | EAHATN-36 | 11.2 | 18 | 10 | 10 | 16 | 8.5 | FALSE | FALSE | FALSE | 34200 | 24000 | 2.4 | 25600 | 2.29
214861615 |  | Live | Midea Electric Trading | MDV | Singlezone Ducted, Centrally Ducted | 214861615 |  | HRCU-A-CB | MOE30-60HFN10-M3X |  | MVBDM-60HWFN10-WC3-D |  |  |  | 12 | 17.5 | 9.5 | TRUE | TRUE | TRUE | 54000 | 35000 | 2.5 | 54000 | 2.29
214861614 |  | Live | Midea Electric Trading | MDV | Singlezone Ducted, Centrally Ducted | 214861614 |  | HRCU-A-CB | MOX630-48HFN10-M3X |  | MVBDM-48HWFN10-WC3-D |  |  |  | 12 | 17.5 | 9.5 | TRUE | TRUE | TRUE | 48000 | 34000 | 2.56 | 48000 | 2.13
214861600 |  | Live | Midea Electric Trading | MDV | Singlezone Ducted, Centrally Ducted | 214861600 |  | HRCU-A-CB | MOD30-36HFN10-M3 |  | MVBC-36HWFN10-MC3E-D |  |  |  | 10 | 16.1 | 8.7 | FALSE | TRUE | TRUE | 36000 | 25600 | 2.6 | 26200 | 2.19
214861596 |  | Live | Midea Electric Trading | MDV | Singlezone Ducted, Centrally Ducted | 214861596 |  | HRCU-A-CB | MOE30-60HFN10-M3X |  | MVBC-60HWFN10-MD3E-D |  |  |  | 10 | 16 | 9 | FALSE | TRUE | TRUE | 54000 | 45000 | 2.4 | 50400 | 2.3
214861595 |  | Live | Midea Electric Trading | MDV | Singlezone Ducted, Centrally Ducted | 214861595 |  | HRCU-A-CB | MOE30-48HFN10-M3X-D |  | MVBC-48HWFN10-MD3E-DD |  |  |  | 11.7 | 16.3 | 9 | TRUE | TRUE | TRUE | 48000 | 45000 | 2.4 | 50400 | 2.3
214861594 |  | Live | Midea Electric Trading | MDV | Singlezone Ducted, Centrally Ducted | 214861594 |  | HRCU-A-CB | MOX630-48HFN10-M3X |  | MVBC-48HWFN10-MD3E-D |  |  |  | 10.5 | 16.5 | 9.5 | FALSE | TRUE | TRUE | 48000 | 37000 | 2.7 | 38300 | 2.02
214861593 |  | Live | Midea Electric Trading | MDV | Singlezone Ducted, Centrally Ducted | 214861593 |  | HRCU-A-CB | MOX630-42HFN10-M3X-D |  | MVBC-42HWFN10-MD3E-DD |  |  |  | 11.7 | 16.7 | 9.5 | TRUE | TRUE | TRUE | 42000 | 37000 | 2.7 | 38300 | 2.02
214861591 |  | Live | Midea Electric Trading | MDV | Singlezone Ducted, Centrally Ducted | 214861591 |  | HRCU-A-CB | MOD30-36HFN10-M3X |  | MVBDM-36HWFN10-WB3-D |  |  |  | 12 | 17.7 | 10 | TRUE | TRUE | TRUE | 36000 | 24600 | 2.68 | 33000 | 2.26
214861590 |  | Live | Midea Electric Trading | MDV | Singlezone Ducted, Centrally Ducted | 214861590 |  | HRCU-A-CB | MOD30-30HFN10-M3X |  | MVBDM-30HWFN10-WB3-D |  |  |  | 12 | 17.2 | 10.8 | TRUE | TRUE | TRUE | 30000 | 24000 | 2.69 | 24600 | 1.94
214861589 |  | Live | Midea Electric Trading | MDV | Singlezone Ducted, Centrally Ducted | 214861589 |  | HRCU-A-CB | MOD30-30HFN10-M3X |  | MVBC-30HWFN10-MC3E-D |  |  |  | 11.7 | 16.8 | 10 | TRUE | TRUE | TRUE | 30000 | 23800 | 2.76 | 37800 | 2.39
214861588 |  | Live | Midea Electric Trading | MDV | Singlezone Ducted, Centrally Ducted | 214861588 |  | HRCU-A-CB | MOX430-24HFN10-M3X |  | MVBDM-24HWFN10-WA3-D |  |  |  | 12 | 18.6 | 10 | TRUE | TRUE | TRUE | 24000 | 19000 | 2.64 | 20200 | 2.24
214861586 |  | Live | Midea Electric Trading | MDV | Singlezone Ducted, Centrally Ducted | 214861586 |  | HRCU-A-CB | MOX430-18HFN10-M3X |  | MVBDM-18HWFN10-WA3-D |  |  |  | 12.5 | 19 | 10.1 | TRUE | TRUE | TRUE | 18000 | 14700 | 2.66 | 19000 | 2.37
214861584 |  | Live | Midea Electric Trading | MDV | Singlezone Ducted, Centrally Ducted | 214861584 |  | HRCU-A-CB | MOD30-36HFN10-M1E |  | MVBC-36HWFN10-MC1-D |  |  |  | 8.5 | 16 | 7.7 | FALSE | FALSE | FALSE | 36000 | 17900 | 2.04 | 22400 | 2.04
214861582 |  | Live | Midea Electric Trading | MDV | Singlezone Ducted, Centrally Ducted | 214861582 |  | HRCU-A-CB | MOD30-24HFN10-M1 |  | MVBC-24HWFN10-MB1-D |  |  |  | 11.7 | 19.7 | 9 | TRUE | TRUE | TRUE | 24000 | 17600 | 2.4 | 23200 | 2.55
214861581 |  | Live | Midea Electric Trading | MDV | Singlezone Ducted, Centrally Ducted | 214861581 |  | HRCU-A-CB | MOX430-18HFN10-M1 |  | MVBC-18HWFN10-MB1-D |  |  |  | 12.1 | 18.5 | 9.8 | TRUE | TRUE | TRUE | 18000 | 13200 | 2.6 | 14800 | 2.48
214861577 |  | Live | Midea Electric Trading | MDV | Singlezone Ducted, Centrally Ducted | 214861577 |  | HRCU-A-CB | MOE30-60HFN10-M2X |  | MVBC-60HWFN10-MD2-D |  |  |  | 10 | 15.2 | 9.2 | FALSE | TRUE | TRUE | 54000 | 41000 | 2.6 | 51500 | 2.2
214861576 |  | Live | Midea Electric Trading | MDV | Singlezone Ducted, Centrally Ducted | 214861576 |  | HRCU-A-CB | MOE30-48HFN10-M2X |  | MVBC-48HWFN10-MD2-D |  |  |  | 10 | 17 | 10.2 | FALSE | TRUE | TRUE | 48000 | 40000 | 2.5 | 42000 | 2.16
214861575 |  | Live | Midea Electric Trading | MDV | Singlezone Ducted, Centrally Ducted | 214861575 |  | HRCU-A-CB | MOX630-36HFN10-M2X |  | MVBC-36HWFN10-MC2-D |  |  |  | 11.7 | 17.2 | 9.5 | TRUE | TRUE | TRUE | 36000 | 28000 | 2.2 | 38000 | 2.11
214861574 |  | Live | Midea Electric Trading | MDV | Singlezone Ducted, Centrally Ducted | 214861574 |  | HRCU-A-CB | MOD30-33HFN10-M1X |  | MVBC-36HWFN10-MC1-D |  |  |  | 11.7 | 16.5 | 10 | TRUE | TRUE | TRUE | 33000 | 27400 | 2.58 | 33400 | 2.62
214861573 |  | Live | Midea Electric Trading | MDV | Singlezone Ducted, Centrally Ducted | 214861573 |  | HRCU-A-CB | MOD30-24HFN10-M1X |  | MVBC-24HWFN10-MB1-D |  |  |  | 12 | 18.7 | 10 | TRUE | TRUE | TRUE | 23000 | 16900 | 2.4 | 24000 | 2.39
214861572 |  | Live | Midea Electric Trading | MDV | Singlezone Ducted, Centrally Ducted | 214861572 |  | HRCU-A-CB | MOX430-18HFN10-M1X |  | MVBC-18HWFN10-MB1-D |  |  |  | 12 | 18 | 10 | TRUE | TRUE | TRUE | 18000 | 14000 | 2.6 | 19800 | 2.38
214861567 |  | Live | Midea Electric Trading | MDV | Singlezone Ducted, Centrally Ducted | 214861567 |  | HRCU-A-CB | MOE30-60HFN10-M2X |  | MVBC-60HWFN10-MD2 |  |  |  | 10 | 15.4 | 9.2 | FALSE | TRUE | TRUE | 54000 | 41000 | 2.6 | 51500 | 2.2
214861566 |  | Live | Midea Electric Trading | MDV | Singlezone Ducted, Centrally Ducted | 214861566 |  | HRCU-A-CB | MOX630-36HFN10-M2X |  | MVBC-36HWFN10-MC2 |  |  |  | 11.7 | 17.3 | 9.5 | TRUE | TRUE | TRUE | 36000 | 28000 | 2.2 | 38000 | 2.11
214861554 |  | Live | Midea Electric Trading | MDV | Singlezone Ducted, Centrally Ducted | 214861554 |  | HRCU-A-CB | MOD30-36HFN10-M3 |  | MVBC-36HWFN10-MC3E |  |  |  | 10 | 16.2 | 8.7 | FALSE | TRUE | TRUE | 36000 | 25600 | 2.6 | 26200 | 2.19
214861550 |  | Live | Midea Electric Trading | MDV | Singlezone Ducted, Centrally Ducted | 214861550 |  | HRCU-A-CB | MOE30-60HFN10-M3X |  | MVBDM-60HWFN10-WC3 |  |  |  | 12 | 17.5 | 9.5 | TRUE | TRUE | TRUE | 54000 | 35000 | 2.5 | 54000 | 2.29
214861549 |  | Live | Midea Electric Trading | MDV | Singlezone Ducted, Centrally Ducted | 214861549 |  | HRCU-A-CB | MOE30-60HFN10-M3X |  | MVBC-60HWFN10-MD3E |  |  |  | 10 | 16 | 9 | FALSE | TRUE | TRUE | 54000 | 45000 | 2.4 | 50400 | 2.3
214861548 |  | Live | Midea Electric Trading | MDV | Singlezone Ducted, Centrally Ducted | 214861548 |  | HRCU-A-CB | MOX630-48HFN10-M3X |  | MVBDM-48HWFN10-WC3 |  |  |  | 12 | 17.5 | 9.5 | TRUE | TRUE | TRUE | 48000 | 34000 | 2.56 | 48000 | 2.13
214861547 |  | Live | Midea Electric Trading | MDV | Singlezone Ducted, Centrally Ducted | 214861547 |  | HRCU-A-CB | MOX630-48HFN10-M3X |  | MVBC-48HWFN10-MD3E |  |  |  | 10.5 | 16.5 | 9.5 | FALSE | TRUE | TRUE | 48000 | 37000 | 2.7 | 38300 | 2.02
214861545 |  | Live | Midea Electric Trading | MDV | Singlezone Ducted, Centrally Ducted | 214861545 |  | HRCU-A-CB | MOD30-36HFN10-M3X |  | MVBDM-36HWFN10-WB3 |  |  |  | 12 | 17.7 | 10 | TRUE | TRUE | TRUE | 36000 | 24600 | 2.68 | 33000 | 2.26
214861544 |  | Live | Midea Electric Trading | MDV | Singlezone Ducted, Centrally Ducted | 214861544 |  | HRCU-A-CB | MOD30-30HFN10-M3X |  | MVBDM-30HWFN10-WB3 |  |  |  | 12.1 | 17.2 | 10.8 | TRUE | TRUE | TRUE | 30000 | 24000 | 2.69 | 24600 | 1.94
214861543 |  | Live | Midea Electric Trading | MDV | Singlezone Ducted, Centrally Ducted | 214861543 |  | HRCU-A-CB | MOD30-30HFN10-M3X |  | MVBC-30HWFN10-MC3E |  |  |  | 11.7 | 16.9 | 10 | TRUE | TRUE | TRUE | 30000 | 23800 | 2.76 | 37800 | 2.39
214861542 |  | Live | Midea Electric Trading | MDV | Singlezone Ducted, Centrally Ducted | 214861542 |  | HRCU-A-CB | MOX430-24HFN10-M3X |  | MVBDM-24HWFN10-WA3 |  |  |  | 12 | 18.7 | 10 | TRUE | TRUE | TRUE | 24000 | 19000 | 2.64 | 20200 | 2.24
214861540 |  | Live | Midea Electric Trading | MDV | Singlezone Ducted, Centrally Ducted | 214861540 |  | HRCU-A-CB | MOX430-18HFN10-M3X |  | MVBDM-18HWFN10-WA3 |  |  |  | 12.5 | 19 | 10.2 | TRUE | TRUE | TRUE | 18000 | 14700 | 2.66 | 19000 | 2.37
214861538 |  | Live | Midea Electric Trading | MDV | Singlezone Ducted, Centrally Ducted | 214861538 |  | HRCU-A-CB | MOD30-36HFN10-M1E |  | MVBC-36HWFN10-MC1 |  |  |  | 8.6 | 16 | 7.7 | FALSE | FALSE | FALSE | 36000 | 17900 | 2.04 | 22400 | 2.04
214861536 |  | Live | Midea Electric Trading | MDV | Singlezone Ducted, Centrally Ducted | 214861536 |  | HRCU-A-CB | MOD30-24HFN10-M1 |  | MVBC-24HWFN10-MB1 |  |  |  | 11.7 | 19.8 | 9 | TRUE | TRUE | TRUE | 24000 | 17600 | 2.4 | 23200 | 2.55
214861535 |  | Live | Midea Electric Trading | MDV | Singlezone Ducted, Centrally Ducted | 214861535 |  | HRCU-A-CB | MOX430-18HFN10-M1 |  | MVBC-18HWFN10-MB1 |  |  |  | 12.2 | 18.5 | 9.8 | TRUE | TRUE | TRUE | 18000 | 13200 | 2.6 | 14800 | 2.48
214861531 |  | Live | Midea Electric Trading | MDV | Singlezone Ducted, Centrally Ducted | 214861531 |  | HRCU-A-CB | MOE30-48HFN10-M2X |  | MVBC-48HWFN10-MD2 |  |  |  | 10.1 | 17 | 10.2 | FALSE | TRUE | TRUE | 48000 | 40000 | 2.5 | 42000 | 2.16
214861530 |  | Live | Midea Electric Trading | MDV | Singlezone Ducted, Centrally Ducted | 214861530 |  | HRCU-A-CB | MOD30-33HFN10-M1X |  | MVBC-36HWFN10-MC1 |  |  |  | 11.7 | 16.7 | 10 | TRUE | TRUE | TRUE | 33000 | 27400 | 2.58 | 33400 | 2.62
214861529 |  | Live | Midea Electric Trading | MDV | Singlezone Ducted, Centrally Ducted | 214861529 |  | HRCU-A-CB | MOD30-24HFN10-M1X |  | MVBC-24HWFN10-MB1 |  |  |  | 12 | 18.8 | 10 | TRUE | TRUE | TRUE | 23000 | 16900 | 2.4 | 24000 | 2.39
214861528 |  | Live | Midea Electric Trading | MDV | Singlezone Ducted, Centrally Ducted | 214861528 |  | HRCU-A-CB | MOX430-18HFN10-M1X |  | MVBC-18HWFN10-MB1 |  |  |  | 12 | 18.2 | 10.1 | TRUE | TRUE | TRUE | 18000 | 14000 | 2.6 | 19800 | 2.38
215318729 |  | Live | INNOVAIR | INNOVAIR | Singlezone Ducted, Centrally Ducted | 215318729 |  | HRCU-A-CB | GOV60H2BA |  | GAV60B2A |  |  |  | 10 | 17 | 8.6 | FALSE | TRUE | TRUE | 55500 | 42000 | 2.1 | 42000 | 2.1
215318728 |  | Live | INNOVAIR | INNOVAIR | Singlezone Ducted, Centrally Ducted | 215318728 |  | HRCU-A-CB | GOV60H2BA |  | GAV48B2A |  |  |  | 11.3 | 17.5 | 9 | TRUE | TRUE | TRUE | 47500 | 40000 | 2.2 | 40000 | 2.2
215318727 |  | Live | INNOVAIR | INNOVAIR | Singlezone Ducted, Centrally Ducted | 215318727 |  | HRCU-A-CB | GOV36H2BA |  | GAV36B2A |  |  |  | 11.7 | 18.6 | 9 | TRUE | TRUE | TRUE | 34000 | 24000 | 2.3 | 24000 | 2.3
215318726 |  | Live | INNOVAIR | INNOVAIR | Singlezone Ducted, Centrally Ducted | 215318726 |  | HRCU-A-CB | GOV36H2BA |  | GAV24B2A |  |  |  | 13.3 | 20 | 9.4 | TRUE | TRUE | TRUE | 24000 | 19200 | 2.4 | 19200 | 2.4
214855471 |  | Live | Midea Electric Trading | MDV | Singlezone Non-Ducted, Wall Placement | 214855471 |  | HRCU-A-CB-O | MOX130-09HFN10-B1L | Mini-Splits | MSAFA-09HRDN10-B1L |  |  |  | 10.1 | 18 | 9 | FALSE | FALSE | FALSE | 9000 | 6900 | 2.32 | 7200 | 2.03
214797686 |  | Live | WILLIS | WILLIS | Singlezone Ducted, Centrally Ducted | 214797686 |  | HRCU-A-CB | FLEX48/60KUH | Mini-Splits | FLEXAH48/60K | 10.5 | 17 | 10 | 10 | 15.8 | 9 | FALSE | TRUE | TRUE | 54000 | 36000 | 2.4 | 49000 | 2.03
214797687 |  | Live | WILLIS | WILLIS | Singlezone Ducted, Centrally Ducted | 214797687 |  | HRCU-A-C | FLEX48/60KUH | Mini-Splits | CC48V1 |  |  |  | 10 | 15.2 | 8.5 | FALSE | FALSE | TRUE | 47000 | 31200 | 2.1 | 32700 | 2.08
214797688 |  | Live | WILLIS | WILLIS | Singlezone Ducted, Centrally Ducted | 214797688 |  | HRCU-A-C | FLEX48/60KUH | Mini-Splits | CC60V1 |  |  |  | 9.5 | 15.2 | 8.5 | FALSE | FALSE | FALSE | 50500 | 35200 | 2.1 | 36900 | 2.08
214855573 |  | Live | Midea Electric Trading | MDV | Singlezone Non-Ducted, Floor Placement | 214855573 |  | HRCU-A-CB-O | MOD30-24HFN10-M1X | Mini-Splits | MUE-24HRFN10-M1-D |  |  |  | 12 | 20.4 | 12.1 | TRUE | TRUE | TRUE | 22000 | 20200 | 2.74 | 23300 | 2.38
214855571 |  | Live | Midea Electric Trading | MDV | Singlezone Non-Ducted, Floor Placement | 214855571 |  | HRCU-A-CB-O | MOX430-18HFN10-M1X | Mini-Splits | MUE-18HRFN10-M1-D |  |  |  | 12.5 | 20.4 | 10.3 | TRUE | TRUE | TRUE | 17000 | 14400 | 2.54 | 20200 | 2.24
214855570 |  | Live | Midea Electric Trading | MDV | Singlezone Non-Ducted, Wall Placement | 214855570 |  | HRCU-A-CB-O | MOX430-18HFN10-M1X | Mini-Splits | MFA2-16HRFN10-M1-D |  |  |  | 12.5 | 20 | 10.3 | TRUE | TRUE | TRUE | 16000 | 14200 | 2.6 | 18800 | 2.13
214855569 |  | Live | Midea Electric Trading | MDV | Singlezone Non-Ducted, Ceiling Placement | 214855569 |  | HRCU-A-CB-O | MOX430-18HFN10-M1X | Mini-Splits | MCA4-18HRFN10-M1-D |  |  |  | 12.5 | 20 | 12.3 | TRUE | TRUE | TRUE | 16000 | 14900 | 2.7 | 18000 | 2.1
214855568 |  | Live | Midea Electric Trading | MDV | Singlezone Non-Ducted, Ceiling Placement | 214855568 |  | HRCU-A-CB-O | MOX430-18HFN10-M1X | Mini-Splits | MCB-18HRFN10-M1-D |  |  |  | 12.5 | 20.6 | 12.2 | TRUE | TRUE | TRUE | 16700 | 14500 | 2.5 | 18800 | 2.05
214855565 |  | Live | Midea Electric Trading | MDV | Singlezone Non-Ducted, Ceiling Placement | 214855565 |  | HRCU-A-CB-O | MOX330-12HFN10-M1X | Mini-Splits | MCA4M-12HRFN10-M1-D |  |  |  | 12.5 | 22.2 | 11.6 | TRUE | TRUE | TRUE | 12000 | 10000 | 2.74 | 12900 | 2.14
214855564 |  | Live | Midea Electric Trading | MDV | Singlezone Non-Ducted, Ceiling Placement | 214855564 |  | HRCU-A-CB-O | MOX330-12HFN10-M1X | Mini-Splits | MCBM-12HRFN10-M1-D |  |  |  | 13 | 23 | 10 | TRUE | TRUE | TRUE | 12000 | 9600 | 2.65 | 11900 | 1.95
214855562 |  | Live | Midea Electric Trading | MDV | Singlezone Non-Ducted, Wall Placement | 214855562 |  | HRCU-A-CB-O | MOX330-09HFN10-M1X | Mini-Splits | MFA2-09HRFN10-M1-D |  |  |  | 15.1 | 27.2 | 10.9 | TRUE | TRUE | TRUE | 9000 | 9800 | 2.71 | 12200 | 2.17
214855561 |  | Live | Midea Electric Trading | MDV | Singlezone Non-Ducted, Ceiling Placement | 214855561 |  | HRCU-A-CB-O | MOX330-09HFN10-M1X | Mini-Splits | MCA4M-12HRFN10-M1-D |  |  |  | 14 | 22.6 | 12.1 | TRUE | TRUE | TRUE | 9000 | 9700 | 2.63 | 12600 | 2.1
214855560 |  | Live | Midea Electric Trading | MDV | Singlezone Non-Ducted, Ceiling Placement | 214855560 |  | HRCU-A-CB-O | MOX330-09HFN10-M1X | Mini-Splits | MCBM-12HRFN10-M1-D |  |  |  | 14.6 | 24 | 12.1 | TRUE | TRUE | TRUE | 9000 | 9000 | 2.44 | 11900 | 2
214855558 |  | Live | Midea Electric Trading | MDV | Singlezone Non-Ducted, Ceiling Placement | 214855558 |  | HRCU-A-CB-O | MOX230-06HFN10-M1X | Mini-Splits | MCB-06HRFN10-M1-D |  |  |  | 15 | 22 | 12 | TRUE | TRUE | TRUE | 6500 | 7000 | 2.66 | 9500 | 2.53
214855550 |  | Live | Midea Electric Trading | MDV | Singlezone Non-Ducted, Floor Placement | 214855550 |  | HRCU-A-CB-O | MOE30-60HFN10-M2 | Mini-Splits | MUE-60HRFN10-M2-D |  |  |  | 9.5 | 19.5 | 9.5 | FALSE | FALSE | TRUE | 54000 | 37200 | 2.53 | 45300 | 2.22
214855549 |  | Live | Midea Electric Trading | MDV | Singlezone Non-Ducted, Floor Placement | 214855549 |  | HRCU-A-CB-O | MOE30-48HFN10-M2 | Mini-Splits | MUE-48HRFN10-M2-D |  |  |  | 9.5 | 19.8 | 10.2 | FALSE | TRUE | TRUE | 48000 | 39500 | 2.4 | 45100 | 2.13
214855547 |  | Live | Midea Electric Trading | MDV | Singlezone Non-Ducted, Floor Placement | 214855547 |  | HRCU-A-CB-O | MOD30-36HFN10-M2 | Mini-Splits | MUE-36HRFN10-M2-D |  |  |  | 10.1 | 20 | 10 | FALSE | FALSE | TRUE | 36000 | 26400 | 2.68 | 30900 | 2.36
214855546 |  | Live | Midea Electric Trading | MDV | Singlezone Non-Ducted, Wall Placement | 214855546 |  | HRCU-A-CB-O | MOD30-36HFN10-M2 | Mini-Splits | MCD-36HRFN10-M2-D |  |  |  | 9.6 | 20 | 10.3 | FALSE | TRUE | TRUE | 36000 | 26800 | 2.68 | 28100 | 2.22
214855545 |  | Live | Midea Electric Trading | MDV | Singlezone Non-Ducted, Floor Placement | 214855545 |  | HRCU-A-CB-O | MOE30-60HFN10-M2X | Mini-Splits | MUE-60HRFN10-M2-D |  |  |  | 9 | 18 | 10.7 | FALSE | TRUE | TRUE | 54000 | 41000 | 2.33 | 58000 | 2.17
214855544 |  | Live | Midea Electric Trading | MDV | Singlezone Non-Ducted, Floor Placement | 214855544 |  | HRCU-A-CB-O | MOE30-48HFN10-M2X | Mini-Splits | MUE-48HRFN10-M2-D |  |  |  | 9.4 | 18.5 | 10.1 | FALSE | TRUE | TRUE | 48000 | 38500 | 2.38 | 44500 | 2.23
214855543 |  | Live | Midea Electric Trading | MDV | Singlezone Non-Ducted, Wall Placement | 214855543 |  | HRCU-A-CB-O | MOE30-48HFN10-M2X | Mini-Splits | MCD-48HRFN10-M2-D |  |  |  | 10 | 18 | 11 | FALSE | TRUE | TRUE | 48000 | 44000 | 2.44 | 48000 | 2.17
214855542 |  | Live | Midea Electric Trading | MDV | Singlezone Non-Ducted, Floor Placement | 214855542 |  | HRCU-A-CB-O | MOX630-36HFN10-M2X | Mini-Splits | MUE-36HRFN10-M2-D |  |  |  | 12 | 20 | 10.8 | TRUE | TRUE | TRUE | 36400 | 30200 | 2.58 | 42400 | 2.16
214855541 |  | Live | Midea Electric Trading | MDV | Singlezone Non-Ducted, Wall Placement | 214855541 |  | HRCU-A-CB-O | MOX630-36HFN10-M2X | Mini-Splits | MCD-36HRFN10-M2-D |  |  |  | 12 | 21.2 | 10.6 | TRUE | TRUE | TRUE | 36600 | 30600 | 2.56 | 46200 | 2.17
214855531 |  | Live | Midea Electric Trading | MDV | Singlezone Non-Ducted, Floor Placement | 214855531 |  | HRCU-A-CB-O | MOD30-24HFN10-M1 | Mini-Splits | MUE-24HRFN10-M1-D |  |  |  | 12.2 | 21.1 | 11.1 | TRUE | TRUE | TRUE | 24000 | 20000 | 2.56 | 20000 | 2.31
214855528 |  | Live | Midea Electric Trading | MDV | Singlezone Non-Ducted, Floor Placement | 214855528 |  | HRCU-A-CB-O | MOX430-18HFN10-M1 | Mini-Splits | MUE-18HRFN10-M1-D |  |  |  | 12.5 | 22.3 | 10.4 | TRUE | TRUE | TRUE | 18000 | 13700 | 2.51 | 15100 | 2.38
214855527 |  | Live | Midea Electric Trading | MDV | Singlezone Non-Ducted, Wall Placement | 214855527 |  | HRCU-A-CB-O | MOX430-18HFN10-M1 | Mini-Splits | MFA2-16HRFN10-M1-D |  |  |  | 12.5 | 23.8 | 13.5 | TRUE | TRUE | TRUE | 16000 | 14100 | 2.75 | 14600 | 2.58
214855526 |  | Live | Midea Electric Trading | MDV | Singlezone Non-Ducted, Ceiling Placement | 214855526 |  | HRCU-A-CB-O | MOX430-18HFN10-M1 | Mini-Splits | MCA4-18HRFN10-M1-D |  |  |  | 12.5 | 20.7 | 11.4 | TRUE | TRUE | TRUE | 16800 | 13900 | 2.66 | 14800 | 2.36
214855525 |  | Live | Midea Electric Trading | MDV | Singlezone Non-Ducted, Ceiling Placement | 214855525 |  | HRCU-A-CB-O | MOX430-18HFN10-M1 | Mini-Splits | MCB-18HRFN10-M1-D |  |  |  | 12.5 | 22.2 | 12.2 | TRUE | TRUE | TRUE | 18000 | 14000 | 2.77 | 15200 | 2.47
214855523 |  | Live | Midea Electric Trading | MDV | Singlezone Non-Ducted, Wall Placement | 214855523 |  | HRCU-A-CB-O | MOX230-12HFN10-M1 | Mini-Splits | MFA2M-12HRFN10-M1-D |  |  |  | 12.7 | 24.6 | 11 | TRUE | TRUE | TRUE | 12000 | 9000 | 2.87 | 9600 | 2.49
214855522 |  | Live | Midea Electric Trading | MDV | Singlezone Non-Ducted, Ceiling Placement | 214855522 |  | HRCU-A-CB-O | MOX230-12HFN10-M1 | Mini-Splits | MCA4M-12HRFN10-M1-D |  |  |  | 12.5 | 21.1 | 10.4 | TRUE | TRUE | TRUE | 12000 | 8500 | 2.8 | 9300 | 2.55
214855521 |  | Live | Midea Electric Trading | MDV | Singlezone Non-Ducted, Ceiling Placement | 214855521 |  | HRCU-A-CB-O | MOX230-12HFN10-M1 | Mini-Splits | MCBM-12HRFN10-M1-D |  |  |  | 12.3 | 22.1 | 10 | TRUE | TRUE | TRUE | 12000 | 8600 | 2.77 | 10000 | 2.59
214855519 |  | Live | Midea Electric Trading | MDV | Singlezone Non-Ducted, Wall Placement | 214855519 |  | HRCU-A-CB-O | MOX230-09HFN10-M1 | Mini-Splits | MFA2M-12HRFN10-M1-D |  |  |  | 16.2 | 26 | 13.9 | TRUE | TRUE | TRUE | 9000 | 9000 | 2.9 | 9600 | 2.49
214855518 |  | Live | Midea Electric Trading | MDV | Singlezone Non-Ducted, Wall Placement | 214855518 |  | HRCU-A-CB-O | MOX230-09HFN10-M1 | Mini-Splits | MFA2-09HRFN10-M1-D |  |  |  | 16.2 | 26 | 13.9 | TRUE | TRUE | TRUE | 9000 | 9000 | 2.9 | 9600 | 2.49
214855517 |  | Live | Midea Electric Trading | MDV | Singlezone Non-Ducted, Ceiling Placement | 214855517 |  | HRCU-A-CB-O | MOX230-09HFN10-M1 | Mini-Splits | MCA4M-12HRFN10-M1-D |  |  |  | 14.3 | 21.6 | 11.3 | TRUE | TRUE | TRUE | 9000 | 8500 | 2.8 | 9300 | 2.55
214855516 |  | Live | Midea Electric Trading | MDV | Singlezone Non-Ducted, Ceiling Placement | 214855516 |  | HRCU-A-CB-O | MOX230-09HFN10-M1 | Mini-Splits | MCA4-09HRFN10-M1-D |  |  |  | 14.3 | 21.6 | 11.3 | TRUE | TRUE | TRUE | 9000 | 8500 | 2.8 | 9300 | 2.55
214855515 |  | Live | Midea Electric Trading | MDV | Singlezone Non-Ducted, Ceiling Placement | 214855515 |  | HRCU-A-CB-O | MOX230-09HFN10-M1 | Mini-Splits | MCBM-12HRFN10-M1-D |  |  |  | 14.4 | 22.1 | 11.8 | TRUE | TRUE | TRUE | 9000 | 7900 | 2.69 | 9900 | 2.59
214855514 |  | Live | Midea Electric Trading | MDV | Singlezone Non-Ducted, Ceiling Placement | 214855514 |  | HRCU-A-CB-O | MOX230-09HFN10-M1 | Mini-Splits | MCB-09HRFN10-M1-D |  |  |  | 14.4 | 22.1 | 11.8 | TRUE | TRUE | TRUE | 9000 | 7900 | 2.69 | 9900 | 2.59
214855508 |  | Live | Midea Electric Trading | MDV | Singlezone Non-Ducted, Wall Placement | 214855508 |  | HRCU-A-CB-O | MOX330-09HFN10-M1X | Mini-Splits | MFA2M-12HRFN10-M1-D |  |  |  | 15.1 | 27.2 | 10.9 | TRUE | TRUE | TRUE | 9000 | 9800 | 2.71 | 12200 | 2.17
214855507 |  | Live | Midea Electric Trading | MDV | Singlezone Non-Ducted, Ceiling Placement | 214855507 |  | HRCU-A-CB-O | MOX330-09HFN10-M1X | Mini-Splits | MCA4-09HRFN10-M1-D |  |  |  | 14 | 22.6 | 12.1 | TRUE | TRUE | TRUE | 9000 | 9700 | 2.63 | 12600 | 2.1
214855506 |  | Live | Midea Electric Trading | MDV | Singlezone Non-Ducted, Ceiling Placement | 214855506 |  | HRCU-A-CB-O | MOX330-09HFN10-M1X | Mini-Splits | MCB-09HRFN10-M1-D |  |  |  | 14.6 | 24 | 12.1 | TRUE | TRUE | TRUE | 9000 | 9000 | 2.44 | 11900 | 2
214855505 |  | Live | Midea Electric Trading | MDV | Singlezone Non-Ducted, Ceiling Placement | 214855505 |  | HRCU-A-CB-O | MOX230-06HFN10-M1X | Mini-Splits | MCBM-12HRFN10-M1-D |  |  |  | 15 | 22 | 12 | TRUE | TRUE | TRUE | 6500 | 7000 | 2.66 | 9500 | 2.53
214855496 |  | Live | Midea Electric Trading | MDV | Singlezone Non-Ducted, Floor Placement | 214855496 |  | HRCU-A-CB-O | MOE30-48HFN10-M2 | Mini-Splits | MUE-48HRFN10-M2 |  |  |  | 9.5 | 19.9 | 10.2 | FALSE | TRUE | TRUE | 48000 | 39500 | 2.4 | 45100 | 2.13
214855494 |  | Live | Midea Electric Trading | MDV | Singlezone Non-Ducted, Wall Placement | 214855494 |  | HRCU-A-CB-O | MOD30-36HFN10-M2 | Mini-Splits | MCD-36HRFN10-M2 |  |  |  | 9.7 | 20 | 10.4 | FALSE | TRUE | TRUE | 36000 | 26800 | 2.68 | 28100 | 2.22
214855493 |  | Live | Midea Electric Trading | MDV | Singlezone Non-Ducted, Floor Placement | 214855493 |  | HRCU-A-CB-O | MOE30-60HFN10-M2X | Mini-Splits | MUE-60HRFN10-M2 |  |  |  | 9 | 18.1 | 10.7 | FALSE | TRUE | TRUE | 54000 | 41000 | 2.33 | 58000 | 2.17
214855492 |  | Live | Midea Electric Trading | MDV | Singlezone Non-Ducted, Floor Placement | 214855492 |  | HRCU-A-CB-O | MOE30-48HFN10-M2X | Mini-Splits | MUE-48HRFN10-M2 |  |  |  | 9.4 | 18.7 | 10.1 | FALSE | TRUE | TRUE | 48000 | 38500 | 2.38 | 44500 | 2.23
214855491 |  | Live | Midea Electric Trading | MDV | Singlezone Non-Ducted, Wall Placement | 214855491 |  | HRCU-A-CB-O | MOE30-48HFN10-M2X | Mini-Splits | MCD-48HRFN10-M2 |  |  |  | 10 | 18.2 | 11 | FALSE | TRUE | TRUE | 48000 | 44000 | 2.44 | 48000 | 2.17
214855490 |  | Live | Midea Electric Trading | MDV | Singlezone Non-Ducted, Floor Placement | 214855490 |  | HRCU-A-CB-O | MOX630-36HFN10-M2X | Mini-Splits | MUE-36HRFN10-M2 |  |  |  | 12 | 20.2 | 10.8 | TRUE | TRUE | TRUE | 36400 | 30200 | 2.58 | 42400 | 2.16
214855489 |  | Live | Midea Electric Trading | MDV | Singlezone Non-Ducted, Wall Placement | 214855489 |  | HRCU-A-CB-O | MOX630-36HFN10-M2X | Mini-Splits | MCD-36HRFN10-M2 |  |  |  | 12 | 21.3 | 10.6 | TRUE | TRUE | TRUE | 36600 | 30600 | 2.56 | 46200 | 2.17
214855488 |  | Live | Midea Electric Trading | MDV | Singlezone Non-Ducted, Floor Placement | 214855488 |  | HRCU-A-CB-O | MOD30-24HFN10-M1 | Mini-Splits | MUE-24HRFN10-M1 |  |  |  | 12.2 | 21.2 | 11.1 | TRUE | TRUE | TRUE | 24000 | 20000 | 2.56 | 20000 | 2.31
214855487 |  | Live | Midea Electric Trading | MDV | Singlezone Non-Ducted, Wall Placement | 214855487 |  | HRCU-A-CB-O | MOD30-24HFN10-M1 | Mini-Splits | MCD-24HRFN10-M1 |  |  |  | 12 | 22.1 | 10.5 | TRUE | TRUE | TRUE | 24000 | 20400 | 2.73 | 20500 | 2.55
214855486 |  | Live | Midea Electric Trading | MDV | Singlezone Non-Ducted, Floor Placement | 214855486 |  | HRCU-A-CB-O | MOX430-18HFN10-M1 | Mini-Splits | MUE-18HRFN10-M1 |  |  |  | 12.5 | 22.4 | 10.4 | TRUE | TRUE | TRUE | 18000 | 13700 | 2.51 | 15100 | 2.38
214855485 |  | Live | Midea Electric Trading | MDV | Singlezone Non-Ducted, Floor Placement | 214855485 |  | HRCU-A-CB-O | MOD30-24HFN10-M1X | Mini-Splits | MUE-24HRFN10-M1 |  |  |  | 12 | 20.5 | 12.1 | TRUE | TRUE | TRUE | 22000 | 20200 | 2.74 | 23300 | 2.38
214855483 |  | Live | Midea Electric Trading | MDV | Singlezone Non-Ducted, Floor Placement | 214855483 |  | HRCU-A-CB-O | MOX430-18HFN10-M1X | Mini-Splits | MUE-18HRFN10-M1 |  |  |  | 12.6 | 20.5 | 10.3 | TRUE | TRUE | TRUE | 17000 | 14400 | 2.54 | 20200 | 2.24
214855481 |  | Live | Midea Electric Trading | MDV | Singlezone Non-Ducted, Floor Placement | 214855481 |  | HRCU-A-CB-O | MOE30-60HFN10-M2 | Mini-Splits | MUE-60HRFN10-M2 |  |  |  | 9.6 | 19.5 | 9.5 | FALSE | FALSE | TRUE | 54000 | 37200 | 2.53 | 45300 | 2.22
214855478 |  | Live | Midea Electric Trading | MDV | Singlezone Non-Ducted, Floor Placement | 214855478 |  | HRCU-A-CB-O | MOD30-36HFN10-M2 | Mini-Splits | MUE-36HRFN10-M2 |  |  |  | 10.2 | 20 | 10 | FALSE | FALSE | TRUE | 36000 | 26400 | 2.68 | 30900 | 2.36
214855450 |  | Live | Midea Electric Trading | MDV | Singlezone Non-Ducted, Wall Placement | 214855450 |  | HRCU-A-CB-O | MOX430-18HFN10-M1 | Mini-Splits | MFA2-16HRFN10-M1 |  |  |  | 12.5 | 23.9 | 13.5 | TRUE | TRUE | TRUE | 16000 | 14100 | 2.75 | 14600 | 2.58
214855449 |  | Live | Midea Electric Trading | MDV | Singlezone Non-Ducted, Ceiling Placement | 214855449 |  | HRCU-A-CB-O | MOX430-18HFN10-M1 | Mini-Splits | MCA4-18HRFN10-M1 |  |  |  | 12.5 | 20.8 | 11.4 | TRUE | TRUE | TRUE | 16800 | 13900 | 2.66 | 14800 | 2.36
214855448 |  | Live | Midea Electric Trading | MDV | Singlezone Non-Ducted, Ceiling Placement | 214855448 |  | HRCU-A-CB-O | MOX430-18HFN10-M1 | Mini-Splits | MCB-18HRFN10-M1 |  |  |  | 12.5 | 22.3 | 12.2 | TRUE | TRUE | TRUE | 18000 | 14000 | 2.77 | 15200 | 2.47
214855443 |  | Live | Midea Electric Trading | MDV | Singlezone Non-Ducted, Wall Placement | 214855443 |  | HRCU-A-CB-O | MOX230-12HFN10-M1 | Mini-Splits | MFA2M-12HRFN10-M1 |  |  |  | 12.7 | 24.7 | 11 | TRUE | TRUE | TRUE | 12000 | 9000 | 2.87 | 9600 | 2.49
214855442 |  | Live | Midea Electric Trading | MDV | Singlezone Non-Ducted, Ceiling Placement | 214855442 |  | HRCU-A-CB-O | MOX230-12HFN10-M1 | Mini-Splits | MCA4M-12HRFN10-M1 |  |  |  | 12.5 | 21.2 | 10.4 | TRUE | TRUE | TRUE | 12000 | 8500 | 2.8 | 9300 | 2.55
214855441 |  | Live | Midea Electric Trading | MDV | Singlezone Non-Ducted, Ceiling Placement | 214855441 |  | HRCU-A-CB-O | MOX230-12HFN10-M1 | Mini-Splits | MCBM-12HRFN10-M1 |  |  |  | 12.3 | 22.2 | 10.1 | TRUE | TRUE | TRUE | 12000 | 8600 | 2.77 | 10000 | 2.59
214855436 |  | Live | Midea Electric Trading | MDV | Singlezone Non-Ducted, Wall Placement | 214855436 |  | HRCU-A-CB-O | MOX230-09HFN10-M1 | Mini-Splits | MFA2M-12HRFN10-M1 |  |  |  | 16.3 | 26 | 13.9 | TRUE | TRUE | TRUE | 9000 | 9000 | 2.9 | 9600 | 2.49
214855435 |  | Live | Midea Electric Trading | MDV | Singlezone Non-Ducted, Wall Placement | 214855435 |  | HRCU-A-CB-O | MOX230-09HFN10-M1 | Mini-Splits | MFA2-09HRFN10-M1 |  |  |  | 16.3 | 26 | 13.9 | TRUE | TRUE | TRUE | 9000 | 9000 | 2.9 | 9600 | 2.49
214855434 |  | Live | Midea Electric Trading | MDV | Singlezone Non-Ducted, Ceiling Placement | 214855434 |  | HRCU-A-CB-O | MOX230-09HFN10-M1 | Mini-Splits | MCA4M-12HRFN10-M1 |  |  |  | 14.3 | 21.7 | 11.3 | TRUE | TRUE | TRUE | 9000 | 8500 | 2.8 | 9300 | 2.55
214855433 |  | Live | Midea Electric Trading | MDV | Singlezone Non-Ducted, Ceiling Placement | 214855433 |  | HRCU-A-CB-O | MOX230-09HFN10-M1 | Mini-Splits | MCA4-09HRFN10-M1 |  |  |  | 14.3 | 21.7 | 11.3 | TRUE | TRUE | TRUE | 9000 | 8500 | 2.8 | 9300 | 2.55
214855432 |  | Live | Midea Electric Trading | MDV | Singlezone Non-Ducted, Ceiling Placement | 214855432 |  | HRCU-A-CB-O | MOX230-09HFN10-M1 | Mini-Splits | MCBM-12HRFN10-M1 |  |  |  | 14.4 | 22.2 | 11.8 | TRUE | TRUE | TRUE | 9000 | 7900 | 2.69 | 9900 | 2.59
214855431 |  | Live | Midea Electric Trading | MDV | Singlezone Non-Ducted, Ceiling Placement | 214855431 |  | HRCU-A-CB-O | MOX230-09HFN10-M1 | Mini-Splits | MCB-09HRFN10-M1 |  |  |  | 14.4 | 22.2 | 11.8 | TRUE | TRUE | TRUE | 9000 | 7900 | 2.69 | 9900 | 2.59
214855416 |  | Live | Midea Electric Trading | MDV | Singlezone Non-Ducted, Wall Placement | 214855416 |  | HRCU-A-CB-O | MOX430-18HFN10-M1X | Mini-Splits | MFA2-16HRFN10-M1 |  |  |  | 12.5 | 20.2 | 10.3 | TRUE | TRUE | TRUE | 16000 | 14200 | 2.6 | 18800 | 2.13
214855415 |  | Live | Midea Electric Trading | MDV | Singlezone Non-Ducted, Ceiling Placement | 214855415 |  | HRCU-A-CB-O | MOX430-18HFN10-M1X | Mini-Splits | MCA4-18HRFN10-M1 |  |  |  | 12.5 | 20 | 12.4 | TRUE | TRUE | TRUE | 16000 | 14900 | 2.7 | 18000 | 2.1
214855414 |  | Live | Midea Electric Trading | MDV | Singlezone Non-Ducted, Ceiling Placement | 214855414 |  | HRCU-A-CB-O | MOX430-18HFN10-M1X | Mini-Splits | MCB-18HRFN10-M1 |  |  |  | 12.5 | 20.7 | 12.2 | TRUE | TRUE | TRUE | 16700 | 14500 | 2.5 | 18800 | 2.05
214855411 |  | Live | Midea Electric Trading | MDV | Singlezone Non-Ducted, Ceiling Placement | 214855411 |  | HRCU-A-CB-O | MOX330-12HFN10-M1X | Mini-Splits | MCA4M-12HRFN10-M1 |  |  |  | 12.7 | 22.3 | 11.6 | TRUE | TRUE | TRUE | 12000 | 10000 | 2.74 | 12900 | 2.14
214855410 |  | Live | Midea Electric Trading | MDV | Singlezone Non-Ducted, Ceiling Placement | 214855410 |  | HRCU-A-CB-O | MOX330-12HFN10-M1X | Mini-Splits | MCBM-12HRFN10-M1 |  |  |  | 13 | 23 | 10.2 | TRUE | TRUE | TRUE | 12000 | 9600 | 2.65 | 11900 | 1.95
214855408 |  | Live | Midea Electric Trading | MDV | Singlezone Non-Ducted, Wall Placement | 214855408 |  | HRCU-A-CB-O | MOX330-09HFN10-M1X | Mini-Splits | MFA2M-12HRFN10-M1 |  |  |  | 15.2 | 27.3 | 10.9 | TRUE | TRUE | TRUE | 9000 | 9800 | 2.71 | 12200 | 2.17
214855407 |  | Live | Midea Electric Trading | MDV | Singlezone Non-Ducted, Wall Placement | 214855407 |  | HRCU-A-CB-O | MOX330-09HFN10-M1X | Mini-Splits | MFA2-09HRFN10-M1 |  |  |  | 15.2 | 27.3 | 10.9 | TRUE | TRUE | TRUE | 9000 | 9800 | 2.71 | 12200 | 2.17
214855406 |  | Live | Midea Electric Trading | MDV | Singlezone Non-Ducted, Ceiling Placement | 214855406 |  | HRCU-A-CB-O | MOX330-09HFN10-M1X | Mini-Splits | MCA4M-12HRFN10-M1 |  |  |  | 14 | 22.7 | 12.2 | TRUE | TRUE | TRUE | 9000 | 9700 | 2.63 | 12600 | 2.1
214855405 |  | Live | Midea Electric Trading | MDV | Singlezone Non-Ducted, Ceiling Placement | 214855405 |  | HRCU-A-CB-O | MOX330-09HFN10-M1X | Mini-Splits | MCA4-09HRFN10-M1 |  |  |  | 14 | 22.7 | 12.2 | TRUE | TRUE | TRUE | 9000 | 9700 | 2.63 | 12600 | 2.1
214855404 |  | Live | Midea Electric Trading | MDV | Singlezone Non-Ducted, Ceiling Placement | 214855404 |  | HRCU-A-CB-O | MOX330-09HFN10-M1X | Mini-Splits | MCBM-12HRFN10-M1 |  |  |  | 14.7 | 24 | 12.2 | TRUE | TRUE | TRUE | 9000 | 9000 | 2.44 | 11900 | 2
214855403 |  | Live | Midea Electric Trading | MDV | Singlezone Non-Ducted, Ceiling Placement | 214855403 |  | HRCU-A-CB-O | MOX330-09HFN10-M1X | Mini-Splits | MCB-09HRFN10-M1 |  |  |  | 14.7 | 24 | 12.2 | TRUE | TRUE | TRUE | 9000 | 9000 | 2.44 | 11900 | 2
214855401 |  | Live | Midea Electric Trading | MDV | Singlezone Non-Ducted, Ceiling Placement | 214855401 |  | HRCU-A-CB-O | MOX230-06HFN10-M1X | Mini-Splits | MCBM-12HRFN10-M1 |  |  |  | 15.2 | 22 | 12 | TRUE | TRUE | TRUE | 6500 | 7000 | 2.66 | 9500 | 2.53
214855400 |  | Live | Midea Electric Trading | MDV | Singlezone Non-Ducted, Ceiling Placement | 214855400 |  | HRCU-A-CB-O | MOX230-06HFN10-M1X | Mini-Splits | MCB-06HRFN10-M1 |  |  |  | 15.2 | 22 | 12 | TRUE | TRUE | TRUE | 6500 | 7000 | 2.66 | 9500 | 2.53
214861959 |  | Live | Midea Electric Trading | MDV | Singlezone Ducted, Compact Ducted | 214861959 |  | HRCU-A-CB | MOE30-60HFN10-M2 | Mini-Splits | MHJ-60HWFN10-M2-D |  |  |  | 10 | 17 | 9.7 | FALSE | FALSE | TRUE | 58000 | 40000 | 2.66 | 41500 | 2.45
214861958 |  | Live | Midea Electric Trading | MDV | Singlezone Ducted, Compact Ducted | 214861958 |  | HRCU-A-CB | MOE30-60HFN10-M2X | Mini-Splits | MHJ-60HWFN10-M2-D |  |  |  | 10.2 | 15.8 | 10.4 | FALSE | TRUE | TRUE | 55000 | 45000 | 2.72 | 52000 | 2.41
214861956 |  | Live | Midea Electric Trading | MDV | Singlezone Ducted, Compact Ducted | 214861956 |  | HRCU-A-CB | MOD30-36HFN10-M2 | Mini-Splits | MTJ-36HWFN10-M2-D |  |  |  | 10.1 | 18.7 | 10.2 | FALSE | FALSE | TRUE | 36000 | 27400 | 2.73 | 31000 | 2.39
214861955 |  | Live | Midea Electric Trading | MDV | Singlezone Ducted, Compact Ducted | 214861955 |  | HRCU-A-CB | MOE30-48HFN10-M2X | Mini-Splits | MTJ-48HWFN10-M2-D |  |  |  | 10.4 | 16.7 | 10.8 | FALSE | TRUE | TRUE | 48000 | 45000 | 2.61 | 45500 | 2.4
214861954 |  | Live | Midea Electric Trading | MDV | Singlezone Ducted, Compact Ducted | 214861954 |  | HRCU-A-CB | MOX630-36HFN10-M2X | Mini-Splits | MTJ-36HWFN10-M2-D |  |  |  | 12 | 17.7 | 11.1 | TRUE | TRUE | TRUE | 36000 | 31600 | 2.73 | 40000 | 2.29
214861953 |  | Live | Midea Electric Trading | MDV | Singlezone Ducted, Compact Ducted | 214861953 |  | HRCU-A-CB | MOD30-24HFN10-M1 | Mini-Splits | MTJ-24HWFN10-M1-D |  |  |  | 12.5 | 19 | 11 | TRUE | TRUE | TRUE | 24000 | 21200 | 2.6 | 21600 | 2.56
214861952 |  | Live | Midea Electric Trading | MDV | Singlezone Ducted, Compact Ducted | 214861952 |  | HRCU-A-CB | MOX430-18HFN10-M1 | Mini-Splits | MTJ-18HWFN10-M1-D |  |  |  | 13.3 | 20 | 11.3 | TRUE | TRUE | TRUE | 17500 | 14900 | 2.89 | 15900 | 2.65
214861951 |  | Live | Midea Electric Trading | MDV | Singlezone Ducted, Compact Ducted | 214861951 |  | HRCU-A-CB | MOX430-18HFN10-M1 | Mini-Splits | MTI-18HWFN10-M1-D |  |  |  | 12.5 | 20 | 10.5 | TRUE | TRUE | TRUE | 17000 | 14000 | 2.6 | 14100 | 2.4
214861949 |  | Live | Midea Electric Trading | MDV | Singlezone Ducted, Compact Ducted | 214861949 |  | HRCU-A-CB | MOX230-12HFN10-M1 | Mini-Splits | MTIM-12HWFN10-M1-D |  |  |  | 11.7 | 19 | 10.2 | TRUE | TRUE | TRUE | 11500 | 9500 | 2.58 | 10300 | 2.58
214861948 |  | Live | Midea Electric Trading | MDV | Singlezone Ducted, Compact Ducted | 214861948 |  | HRCU-A-CB | MOX230-09HFN10-M1 | Mini-Splits | MTJM-12HWFN10-M1-D |  |  |  | 13 | 19.7 | 11.5 | TRUE | TRUE | TRUE | 9000 | 9300 | 2.9 | 9800 | 2.56
214861946 |  | Live | Midea Electric Trading | MDV | Singlezone Ducted, Compact Ducted | 214861946 |  | HRCU-A-CB | MOX230-09HFN10-M1 | Mini-Splits | MTIM-12HWFN10-M1-D |  |  |  | 12.8 | 19.5 | 11 | TRUE | TRUE | TRUE | 9000 | 8900 | 2.61 | 9600 | 2.45
214861945 |  | Live | Midea Electric Trading | MDV | Singlezone Ducted, Compact Ducted | 214861945 |  | HRCU-A-CB | MOX230-09HFN10-M1 | Mini-Splits | MTI-09HWFN10-M1-D |  |  |  | 12.8 | 19.5 | 11 | TRUE | TRUE | TRUE | 9000 | 8900 | 2.61 | 9600 | 2.45
214861944 |  | Live | Midea Electric Trading | MDV | Singlezone Ducted, Compact Ducted | 214861944 |  | HRCU-A-CB | MOD30-24HFN10-M1X | Mini-Splits | MTJ-24HWFN10-M1-D |  |  |  | 12 | 19 | 11.7 | TRUE | TRUE | TRUE | 24000 | 21600 | 2.71 | 23600 | 2.48
214861943 |  | Live | Midea Electric Trading | MDV | Singlezone Ducted, Compact Ducted | 214861943 |  | HRCU-A-CB | MOX430-18HFN10-M1X | Mini-Splits | MTJ-18HWFN10-M1-D |  |  |  | 12 | 18.4 | 11.1 | TRUE | TRUE | TRUE | 17500 | 15000 | 2.89 | 20000 | 2.5
214861942 |  | Live | Midea Electric Trading | MDV | Singlezone Ducted, Compact Ducted | 214861942 |  | HRCU-A-CB | MOX430-18HFN10-M1X | Mini-Splits | MTI-18HWFN10-M1-D |  |  |  | 12 | 18 | 10.5 | TRUE | TRUE | TRUE | 17000 | 15000 | 2.7 | 19000 | 2.23
214861941 |  | Live | Midea Electric Trading | MDV | Singlezone Ducted, Compact Ducted | 214861941 |  | HRCU-A-CB | MOX330-12HFN10-M1X | Mini-Splits | MTJM-12HWFN10-M1-D |  |  |  | 12 | 20 | 10.6 | TRUE | TRUE | TRUE | 12000 | 10200 | 2.6 | 14000 | 2.31
214861940 |  | Live | Midea Electric Trading | MDV | Singlezone Ducted, Compact Ducted | 214861940 |  | HRCU-A-CB | MOX330-12HFN10-M1X | Mini-Splits | MTIM-12HWFN10-M1-D |  |  |  | 12 | 20 | 10 | TRUE | TRUE | TRUE | 12000 | 9600 | 2.49 | 13100 | 1.99
214861939 |  | Live | Midea Electric Trading | MDV | Singlezone Ducted, Compact Ducted | 214861939 |  | HRCU-A-CB | MOX330-09HFN10-M1X | Mini-Splits | MTJM-12HWFN10-M1-D |  |  |  | 14 | 20.5 | 13.8 | TRUE | TRUE | TRUE | 9000 | 10200 | 2.45 | 12600 | 1.94
214861938 |  | Live | Midea Electric Trading | MDV | Singlezone Ducted, Compact Ducted | 214861938 |  | HRCU-A-CB | MOX330-09HFN10-M1X | Mini-Splits | MTJ-09HWFN10-M1-D |  |  |  | 14 | 20.5 | 13.8 | TRUE | TRUE | TRUE | 9000 | 10200 | 2.45 | 12600 | 1.94
214861937 |  | Live | Midea Electric Trading | MDV | Singlezone Ducted, Compact Ducted | 214861937 |  | HRCU-A-CB | MOX330-09HFN10-M1X | Mini-Splits | MTIM-12HWFN10-M1-D |  |  |  | 13.4 | 21.4 | 12.5 | TRUE | TRUE | TRUE | 9000 | 9600 | 2.49 | 12600 | 1.99
214861936 |  | Live | Midea Electric Trading | MDV | Singlezone Ducted, Compact Ducted | 214861936 |  | HRCU-A-CB | MOX330-09HFN10-M1X | Mini-Splits | MTI-09HWFN10-M1-D |  |  |  | 13.4 | 21.4 | 12.5 | TRUE | TRUE | TRUE | 9000 | 9600 | 2.49 | 12600 | 1.99
214861935 |  | Live | Midea Electric Trading | MDV | Singlezone Ducted, Compact Ducted | 214861935 |  | HRCU-A-CB | MOX230-06HFN10-M1X | Mini-Splits | MTIM-12HWFN10-M1-D |  |  |  | 14.4 | 21.4 | 13.8 | TRUE | TRUE | TRUE | 6500 | 8000 | 2.69 | 9100 | 2.52
214861934 |  | Live | Midea Electric Trading | MDV | Singlezone Ducted, Compact Ducted | 214861934 |  | HRCU-A-CB | MOX230-06HFN10-M1X | Mini-Splits | MTI-06HWFN10-M1-D |  |  |  | 14.4 | 21.4 | 13.8 | TRUE | TRUE | TRUE | 6500 | 8000 | 2.69 | 9100 | 2.52
214861933 |  | Live | Midea Electric Trading | MDV | Singlezone Ducted, Compact Ducted | 214861933 |  | HRCU-A-CB | MOX430-18HFN10-M1 | Mini-Splits | MTJ-18HWFN10-M1 |  |  |  | 13.3 | 20 | 11.4 | TRUE | TRUE | TRUE | 17500 | 14900 | 2.89 | 15900 | 2.65
214861931 |  | Live | Midea Electric Trading | MDV | Singlezone Ducted, Compact Ducted | 214861931 |  | HRCU-A-CB | MOX230-09HFN10-M1 | Mini-Splits | MTJM-12HWFN10-M1 |  |  |  | 13 | 19.8 | 11.5 | TRUE | TRUE | TRUE | 9000 | 9300 | 2.9 | 9800 | 2.56
214861930 |  | Live | Midea Electric Trading | MDV | Singlezone Ducted, Compact Ducted | 214861930 |  | HRCU-A-CB | MOX230-09HFN10-M1 | Mini-Splits | MTJ-09HWFN10-M1 |  |  |  | 13 | 19.8 | 11.5 | TRUE | TRUE | TRUE | 9000 | 9300 | 2.9 | 9800 | 2.56
214861929 |  | Live | Midea Electric Trading | MDV | Singlezone Ducted, Compact Ducted | 214861929 |  | HRCU-A-CB | MOX230-09HFN10-M1 | Mini-Splits | MTIM-12HWFN10-M1 |  |  |  | 12.8 | 19.6 | 11 | TRUE | TRUE | TRUE | 9000 | 8900 | 2.61 | 9600 | 2.45
214861928 |  | Live | Midea Electric Trading | MDV | Singlezone Ducted, Compact Ducted | 214861928 |  | HRCU-A-CB | MOX430-18HFN10-M1X | Mini-Splits | MTJ-18HWFN10-M1 |  |  |  | 12.1 | 18.5 | 11.1 | TRUE | TRUE | TRUE | 17500 | 15000 | 2.89 | 20000 | 2.5
214861927 |  | Live | Midea Electric Trading | MDV | Singlezone Ducted, Compact Ducted | 214861927 |  | HRCU-A-CB | MOX330-12HFN10-M1X | Mini-Splits | MTJM-12HWFN10-M1 |  |  |  | 12 | 20.2 | 10.6 | TRUE | TRUE | TRUE | 12000 | 10200 | 2.6 | 14000 | 2.31
214861926 |  | Live | Midea Electric Trading | MDV | Singlezone Ducted, Compact Ducted | 214861926 |  | HRCU-A-CB | MOX330-09HFN10-M1X | Mini-Splits | MTJM-12HWFN10-M1 |  |  |  | 14 | 20.6 | 13.8 | TRUE | TRUE | TRUE | 9000 | 10200 | 2.45 | 12600 | 1.94
214861925 |  | Live | Midea Electric Trading | MDV | Singlezone Ducted, Compact Ducted | 214861925 |  | HRCU-A-CB | MOX330-09HFN10-M1X | Mini-Splits | MTJ-09HWFN10-M1 |  |  |  | 14 | 20.6 | 13.8 | TRUE | TRUE | TRUE | 9000 | 10200 | 2.45 | 12600 | 1.94
214861924 |  | Live | Midea Electric Trading | MDV | Singlezone Ducted, Compact Ducted | 214861924 |  | HRCU-A-CB | MOX330-09HFN10-M1X | Mini-Splits | MTIM-12HWFN10-M1 |  |  |  | 13.5 | 21.5 | 12.5 | TRUE | TRUE | TRUE | 9000 | 9600 | 2.49 | 12600 | 1.99
214861923 |  | Live | Midea Electric Trading | MDV | Singlezone Ducted, Compact Ducted | 214861923 |  | HRCU-A-CB | MOX230-06HFN10-M1X | Mini-Splits | MTIM-12HWFN10-M1 |  |  |  | 14.5 | 21.5 | 13.8 | TRUE | TRUE | TRUE | 6500 | 8000 | 2.69 | 9100 | 2.52
214855482 |  | Live | Midea Electric Trading | MDV | Singlezone Ducted, Compact Ducted | 214855482 |  | HRCU-A-CB | MOE30-60HFN10-M2 | Mini-Splits | MHJ-60HWFN10-M2 |  |  |  | 10 | 17 | 9.8 | FALSE | FALSE | TRUE | 58000 | 40000 | 2.66 | 41500 | 2.45
214855479 |  | Live | Midea Electric Trading | MDV | Singlezone Ducted, Compact Ducted | 214855479 |  | HRCU-A-CB | MOD30-36HFN10-M2 | Mini-Splits | MTJ-36HWFN10-M2 |  |  |  | 10.2 | 18.8 | 10.2 | FALSE | FALSE | TRUE | 36000 | 27400 | 2.73 | 31000 | 2.39
214855477 |  | Live | Midea Electric Trading | MDV | Singlezone Ducted, Compact Ducted | 214855477 |  | HRCU-A-CB | MOE30-60HFN10-M2X | Mini-Splits | MHJ-60HWFN10-M2 |  |  |  | 10.2 | 15.9 | 10.4 | FALSE | TRUE | TRUE | 55000 | 45000 | 2.72 | 52000 | 2.41
214855476 |  | Live | Midea Electric Trading | MDV | Singlezone Ducted, Compact Ducted | 214855476 |  | HRCU-A-CB | MOE30-48HFN10-M2X | Mini-Splits | MTJ-48HWFN10-M2 |  |  |  | 10.4 | 16.8 | 10.8 | FALSE | TRUE | TRUE | 48000 | 45000 | 2.61 | 45500 | 2.4
214855475 |  | Live | Midea Electric Trading | MDV | Singlezone Ducted, Compact Ducted | 214855475 |  | HRCU-A-CB | MOX630-36HFN10-M2X | Mini-Splits | MTJ-36HWFN10-M2 |  |  |  | 12 | 17.8 | 11.1 | TRUE | TRUE | TRUE | 36000 | 31600 | 2.73 | 40000 | 2.29
214855455 |  | Live | Midea Electric Trading | MDV | Singlezone Ducted, Compact Ducted | 214855455 |  | HRCU-A-CB | MOD30-24HFN10-M1 | Mini-Splits | MTJ-24HWFN10-M1 |  |  |  | 12.5 | 19 | 11 | TRUE | TRUE | TRUE | 24000 | 21200 | 2.6 | 21600 | 2.56
214855451 |  | Live | Midea Electric Trading | MDV | Singlezone Ducted, Compact Ducted | 214855451 |  | HRCU-A-CB | MOX430-18HFN10-M1 | Mini-Splits | MTI-18HWFN10-M1 |  |  |  | 12.5 | 20 | 10.6 | TRUE | TRUE | TRUE | 17000 | 14000 | 2.6 | 14100 | 2.4
214855444 |  | Live | Midea Electric Trading | MDV | Singlezone Ducted, Compact Ducted | 214855444 |  | HRCU-A-CB | MOX230-12HFN10-M1 | Mini-Splits | MTIM-12HWFN10-M1 |  |  |  | 11.7 | 19 | 10.3 | TRUE | TRUE | TRUE | 11500 | 9500 | 2.58 | 10300 | 2.58
214855437 |  | Live | Midea Electric Trading | MDV | Singlezone Ducted, Compact Ducted | 214855437 |  | HRCU-A-CB | MOX230-09HFN10-M1 | Mini-Splits | MTI-09HWFN10-M1 |  |  |  | 12.8 | 19.6 | 11 | TRUE | TRUE | TRUE | 9000 | 8900 | 2.61 | 9600 | 2.45
214855420 |  | Live | Midea Electric Trading | MDV | Singlezone Ducted, Compact Ducted | 214855420 |  | HRCU-A-CB | MOD30-24HFN10-M1X | Mini-Splits | MTJ-24HWFN10-M1 |  |  |  | 12 | 19.2 | 11.7 | TRUE | TRUE | TRUE | 24000 | 21600 | 2.71 | 23600 | 2.48
214855417 |  | Live | Midea Electric Trading | MDV | Singlezone Ducted, Compact Ducted | 214855417 |  | HRCU-A-CB | MOX430-18HFN10-M1X | Mini-Splits | MTI-18HWFN10-M1 |  |  |  | 12 | 18 | 10.8 | TRUE | TRUE | TRUE | 17000 | 15000 | 2.4 | 19000 | 2.23
214855413 |  | Live | Midea Electric Trading | MDV | Singlezone Ducted, Compact Ducted | 214855413 |  | HRCU-A-CB | MOX330-12HFN10-M1X | Mini-Splits | MTIM-12HWFN10-M1 |  |  |  | 12 | 20 | 10.2 | TRUE | TRUE | TRUE | 12000 | 9600 | 2.49 | 13100 | 1.99
214855409 |  | Live | Midea Electric Trading | MDV | Singlezone Ducted, Compact Ducted | 214855409 |  | HRCU-A-CB | MOX330-09HFN10-M1X | Mini-Splits | MTI-09HWFN10-M1 |  |  |  | 13.5 | 21.5 | 12.5 | TRUE | TRUE | TRUE | 9000 | 9600 | 2.49 | 12600 | 1.99
214855402 |  | Live | Midea Electric Trading | MDV | Singlezone Ducted, Compact Ducted | 214855402 |  | HRCU-A-CB | MOX230-06HFN10-M1X | Mini-Splits | MTI-06HWFN10-M1 |  |  |  | 14.5 | 21.5 | 13.8 | TRUE | TRUE | TRUE | 6500 | 8000 | 2.69 | 9100 | 2.52
214861340 |  | Live | Midea Electric Trading | MDV | Singlezone Non-Ducted, Wall Placement | 214861340 |  | HRCU-A-CB-O | MOX130-12HFN10-M1L | Mini-Splits | MSAFB-12HRDN10-M1L |  |  |  | 8.8 | 18 | 8.8 | FALSE | FALSE | FALSE | 12000 | 8000 | 2.58 | 8300 | 2.41
214861339 |  | Live | Midea Electric Trading | MDV | Singlezone Non-Ducted, Wall Placement | 214861339 |  | HRCU-A-CB-O | MOX130-09HFN10-M1L | Mini-Splits | MSAFB-09HRDN10-M1L |  |  |  | 10.9 | 19 | 9.7 | FALSE | TRUE | TRUE | 9000 | 8000 | 2.58 | 8300 | 2.41
214861338 |  | Live | Midea Electric Trading | MDV | Singlezone Non-Ducted, Wall Placement | 214861338 |  | HRCU-A-CB-O | MOD30-36HFN10-M1E | Mini-Splits | MSEPDM-36HRFN10-M1E |  |  |  | 8.7 | 19 | 8.5 | FALSE | FALSE | FALSE | 36000 | 24200 | 2.28 | 25600 | 2.27
214861336 |  | Live | Midea Electric Trading | MDV | Singlezone Non-Ducted, Wall Placement | 214861336 |  | HRCU-A-CB-O | MOD30-33HFN10-M1X | Mini-Splits | MSAG11F-33HRFN10-M1 |  |  |  | 11.7 | 20 | 10.5 | TRUE | TRUE | TRUE | 33000 | 29600 | 2.61 | 30200 | 2
214855567 |  | Live | Midea Electric Trading | MDV | Singlezone Non-Ducted, Wall Placement | 214855567 |  | HRCU-A-CB-O | MOX430-18HFN10-M1X | Mini-Splits | MSEPC-18HRFN10-M1-D |  |  |  | 12.5 | 21.4 | 11 | TRUE | TRUE | TRUE | 18000 | 15000 | 2.56 | 19200 | 2
214855557 |  | Live | Midea Electric Trading | MDV | Singlezone Non-Ducted, Wall Placement | 214855557 |  | HRCU-A-CB-O | MOX230-06HFN10-M1X | Mini-Splits | MSEPB-06HRFN10-M1-D |  |  |  | 18 | 25.5 | 14.8 | TRUE | TRUE | TRUE | 6000 | 7900 | 2.79 | 8600 | 2.38
214855556 |  | Live | Midea Electric Trading | MDV | Singlezone Non-Ducted, Wall Placement | 214855556 |  | HRCU-A-CB-O | MOX430-24HFN10-M1E | Mini-Splits | MSAG11D-24HRFN10-M1E-D |  |  |  | 9.6 | 18.5 | 9 | FALSE | TRUE | FALSE | 24000 | 17200 | 2.46 | 20200 | 2.26
214855540 |  | Live | Midea Electric Trading | MDV | Singlezone Non-Ducted, Wall Placement | 214855540 |  | HRCU-A-CB-O | MOD30-36HFN10-M1E | Mini-Splits | MSEPDM-36HRFN10-M1E-D |  |  |  | 8.6 | 19 | 8.5 | FALSE | FALSE | FALSE | 36000 | 24200 | 2.28 | 25600 | 2.27
214855538 |  | Live | Midea Electric Trading | MDV | Singlezone Non-Ducted, Wall Placement | 214855538 |  | HRCU-A-CB-O | MOD30-30HFN10-M1E | Mini-Splits | MSEPD-30HRFN10-M1E-D |  |  |  | 12 | 20.5 | 9.5 | TRUE | FALSE | TRUE | 30000 | 20400 | 2.52 | 21000 | 2.08
214855537 |  | Live | Midea Electric Trading | MDV | Singlezone Non-Ducted, Wall Placement | 214855537 |  | HRCU-A-CB-O | MOD30-30HFN10-M1E | Mini-Splits | MSAG11F-30HRFN10-M1E-D |  |  |  | 12 | 22.3 | 9 | TRUE | FALSE | FALSE | 30000 | 20000 | 2.4 | 21500 | 2.2
214855536 |  | Live | Midea Electric Trading | MDV | Singlezone Non-Ducted, Wall Placement | 214855536 |  | HRCU-A-CB-O | MOX330-18HFN10-M1E | Mini-Splits | MSAG11C-18HRFN10-M1E-D |  |  |  | 11.5 | 20.2 | 9.1 | TRUE | FALSE | FALSE | 18000 | 11700 | 2.62 | 13300 | 2.41
214855535 |  | Live | Midea Electric Trading | MDV | Singlezone Non-Ducted, Wall Placement | 214855535 |  | HRCU-A-CB-O | MOX230-12HFN10-M1E | Mini-Splits | MSAG11B-12HRFN10-M1E-D |  |  |  | 10.8 | 21.3 | 9.2 | FALSE | FALSE | FALSE | 12000 | 8300 | 2.32 | 9300 | 2.11
214855534 |  | Live | Midea Electric Trading | MDV | Singlezone Non-Ducted, Wall Placement | 214855534 |  | HRCU-A-CB-O | MOX230-09HFN10-M1E | Mini-Splits | MSAG11A-09HRFN10-M1E-D |  |  |  | 12.6 | 21.6 | 9.4 | TRUE | TRUE | FALSE | 9000 | 6600 | 2.45 | 7500 | 2
214855533 |  | Live | Midea Electric Trading | MDV | Singlezone Non-Ducted, Wall Placement | 214855533 |  | HRCU-A-CB-O | MOX230-12HFN10-B1E | Mini-Splits | MSAG11B-12HRFN10-B1E-D |  |  |  | 10 | 21.3 | 8.7 | FALSE | FALSE | FALSE | 12000 | 7800 | 2.31 | 8100 | 1.99
214855532 |  | Live | Midea Electric Trading | MDV | Singlezone Non-Ducted, Wall Placement | 214855532 |  | HRCU-A-CB-O | MOX230-09HFN10-B1E | Mini-Splits | MSAG11A-09HRFN10-B1E-D |  |  |  | 12.5 | 21.5 | 9 | TRUE | TRUE | FALSE | 9000 | 6600 | 2.33 | 7600 | 1.9
214855529 |  | Live | Midea Electric Trading | MDV | Singlezone Non-Ducted, Wall Placement | 214855529 |  | HRCU-A-CB-O | MOD30-24HFN10-M1 | Mini-Splits | MSEPD-24HRFN10-M1-D |  |  |  | 14 | 23 | 11.7 | TRUE | TRUE | TRUE | 24000 | 18800 | 2.65 | 19300 | 2.33
214855524 |  | Live | Midea Electric Trading | MDV | Singlezone Non-Ducted, Wall Placement | 214855524 |  | HRCU-A-CB-O | MOX430-18HFN10-M1 | Mini-Splits | MSEPC-18HRFN10-M1-D |  |  |  | 12.7 | 23.5 | 10.8 | TRUE | TRUE | TRUE | 18000 | 13600 | 2.73 | 14900 | 2.43
214855520 |  | Live | Midea Electric Trading | MDV | Singlezone Non-Ducted, Wall Placement | 214855520 |  | HRCU-A-CB-O | MOX230-12HFN10-M1 | Mini-Splits | MSEPBM-12HRFN10-M1-D |  |  |  | 13 | 25.5 | 10.6 | TRUE | TRUE | TRUE | 12000 | 9300 | 2.84 | 9600 | 2.38
214855513 |  | Live | Midea Electric Trading | MDV | Singlezone Non-Ducted, Wall Placement | 214855513 |  | HRCU-A-CB-O | MOX230-09HFN10-M1 | Mini-Splits | MSEPB-09HRFN10-M1-D |  |  |  | 14.9 | 25.8 | 12.5 | TRUE | TRUE | TRUE | 9000 | 8100 | 2.83 | 9400 | 2.37
214855512 |  | Live | Midea Electric Trading | MDV | Singlezone Non-Ducted, Wall Placement | 214855512 |  | HRCU-A-CB-O | MOX230-12HFN10-B1 | Mini-Splits | MSEPB-12HRFN10-B1-D |  |  |  | 13 | 23.4 | 9.5 | TRUE | FALSE | TRUE | 12000 | 8700 | 2.68 | 8700 | 2.43
214855511 |  | Live | Midea Electric Trading | MDV | Singlezone Non-Ducted, Wall Placement | 214855511 |  | HRCU-A-CB-O | MOX230-09HFN10-B1 | Mini-Splits | MSEPB-09HRFN10-B1-D |  |  |  | 14.5 | 25.4 | 10 | TRUE | TRUE | TRUE | 9000 | 8500 | 2.71 | 8600 | 2.4
214855510 |  | Live | Midea Electric Trading | MDV | Singlezone Non-Ducted, Wall Placement | 214855510 |  | HRCU-A-CB-O | MOD30-33HFN10-M1X | Mini-Splits | MSEPD-33HRFN10-M1-D |  |  |  | 12 | 19.5 | 10.5 | TRUE | TRUE | TRUE | 33000 | 30000 | 2.69 | 30200 | 2.02
214855509 |  | Live | Midea Electric Trading | MDV | Singlezone Non-Ducted, Wall Placement | 214855509 |  | HRCU-A-CB-O | MOD30-24HFN10-M1X | Mini-Splits | MSEPD-24HRFN10-M1-D |  |  |  | 13 | 21 | 13.5 | TRUE | TRUE | TRUE | 24000 | 21000 | 2.88 | 23200 | 2.35
214855504 |  | Live | Midea Electric Trading | MDV | Singlezone Non-Ducted, Wall Placement | 214855504 |  | HRCU-A-CB-O | MOD30-18HFN10-M1H | Mini-Splits | MSEPD-18HRFN10-M1H-D |  |  |  | 15 | 25.6 | 16.2 | TRUE | TRUE | TRUE | 18000 | 19300 | 3.01 | 23200 | 2.35
214855503 |  | Live | Midea Electric Trading | MDV | Singlezone Non-Ducted, Wall Placement | 214855503 |  | HRCU-A-CB-O | MOX430-12HFN10-M1H | Mini-Splits | MSEPC-12HRFN10-M1H-D |  |  |  | 14.2 | 29.4 | 14.5 | TRUE | TRUE | TRUE | 12000 | 11000 | 2.41 | 14600 | 2.26
214855502 |  | Live | Midea Electric Trading | MDV | Singlezone Non-Ducted, Wall Placement | 214855502 |  | HRCU-A-CB-O | MOX430-09HFN10-M1H | Mini-Splits | MSEPC-09HRFN10-M1H-D |  |  |  | 17 | 33.3 | 22 | TRUE | TRUE | TRUE | 9000 | 11000 | 2.41 | 14600 | 2.26
214855501 |  | Live | Midea Electric Trading | MDV | Singlezone Non-Ducted, Wall Placement | 214855501 |  | HRCU-A-CB-O | MOX430-06HFN10-M1H | Mini-Splits | MSEPC-06HRFN10-M1H-D |  |  |  | 17.4 | 35 | 30 | TRUE | TRUE | TRUE | 6000 | 11000 | 2.41 | 14600 | 2.26
214855500 |  | Live | Midea Electric Trading | MDV | Singlezone Non-Ducted, Wall Placement | 214855500 |  | HRCU-A-CB-O | MOD30-18HFN10-M1H | Mini-Splits | MSEPD-18HRFN10-M1H-C |  |  |  | 14 | 24.5 | 15.2 | TRUE | TRUE | TRUE | 18000 | 19300 | 3.01 | 23200 | 2.35
214855499 |  | Live | Midea Electric Trading | MDV | Singlezone Non-Ducted, Wall Placement | 214855499 |  | HRCU-A-CB-O | MOX430-12HFN10-M1H | Mini-Splits | MSEPC-12HRFN10-M1H-C |  |  |  | 13.5 | 28 | 13.5 | TRUE | TRUE | TRUE | 12000 | 11000 | 2.41 | 14600 | 2.26
214855498 |  | Live | Midea Electric Trading | MDV | Singlezone Non-Ducted, Wall Placement | 214855498 |  | HRCU-A-CB-O | MOX430-09HFN10-M1H | Mini-Splits | MSEPC-09HRFN10-M1H-C |  |  |  | 16 | 31.5 | 21 | TRUE | TRUE | TRUE | 9000 | 11000 | 2.41 | 14600 | 2.26
214855497 |  | Live | Midea Electric Trading | MDV | Singlezone Non-Ducted, Wall Placement | 214855497 |  | HRCU-A-CB-O | MOX430-06HFN10-M1H | Mini-Splits | MSEPC-06HRFN10-M1H-C |  |  |  | 16.5 | 33.1 | 29 | TRUE | TRUE | TRUE | 6000 | 11000 | 2.41 | 14600 | 2.26
214855474 |  | Live | Midea Electric Trading | MDV | Singlezone Non-Ducted, Wall Placement | 214855474 |  | HRCU-A-CB-O | MOX430-24HFN10-M1L | Mini-Splits | MSAFD-24HRDN10-M1L |  |  |  | 9 | 17 | 8.5 | FALSE | TRUE | FALSE | 24000 | 17100 | 2.29 | 18400 | 2.17
214855473 |  | Live | Midea Electric Trading | MDV | Singlezone Non-Ducted, Wall Placement | 214855473 |  | HRCU-A-CB-O | MOX230-17HFN10-M1L | Mini-Splits | MSAFC-17HRDN10-M1L |  |  |  | 9.9 | 18.3 | 8.7 | FALSE | FALSE | FALSE | 17000 | 11200 | 2.41 | 11200 | 2.2
214855472 |  | Live | Midea Electric Trading | MDV | Singlezone Non-Ducted, Wall Placement | 214855472 |  | HRCU-A-CB-O | MOX130-12HFN10-B1L | Mini-Splits | MSAFB-12HRDN10-B1L |  |  |  | 8.8 | 19 | 9.2 | FALSE | FALSE | FALSE | 12000 | 7700 | 2.59 | 7900 | 2.41
214855470 |  | Live | Midea Electric Trading | MDV | Singlezone Non-Ducted, Wall Placement | 214855470 |  | HRCU-A-CB-O | MOD30-36HFN10-M1E | Mini-Splits | MSAB3FM-36HRFN10-M1E |  |  |  | 9 | 18 | 8.5 | FALSE | FALSE | FALSE | 36000 | 24600 | 2.25 | 25000 | 2.14
214855469 |  | Live | Midea Electric Trading | MDV | Singlezone Non-Ducted, Wall Placement | 214855469 |  | HRCU-A-CB-O | MOD30-30HFN10-M1E | Mini-Splits | MSEPD-30HRFN10-M1E |  |  |  | 12 | 20.5 | 9.5 | TRUE | FALSE | TRUE | 30000 | 20400 | 2.52 | 21000 | 2.08
214855468 |  | Live | Midea Electric Trading | MDV | Singlezone Non-Ducted, Wall Placement | 214855468 |  | HRCU-A-CB-O | MOD30-30HFN10-M1E | Mini-Splits | MSAG11F-30HRFN10-M1E |  |  |  | 12 | 22.4 | 9 | TRUE | FALSE | FALSE | 30000 | 20000 | 2.4 | 21500 | 2.2
214855467 |  | Live | Midea Electric Trading | MDV | Singlezone Non-Ducted, Wall Placement | 214855467 |  | HRCU-A-CB-O | MOD30-30HFN10-M1E | Mini-Splits | MSAB3F-30HRFN10-M1E |  |  |  | 11 | 20 | 9.2 | TRUE | FALSE | FALSE | 30000 | 19000 | 2.26 | 19800 | 1.99
214855466 |  | Live | Midea Electric Trading | MDV | Singlezone Non-Ducted, Wall Placement | 214855466 |  | HRCU-A-CB-O | MOX430-24HFN10-M1E | Mini-Splits | MSAB3E-24HRFN10-M1E |  |  |  | 10 | 18.7 | 9.3 | FALSE | TRUE | FALSE | 24000 | 16900 | 2.53 | 18700 | 2.18
214855465 |  | Live | Midea Electric Trading | MDV | Singlezone Non-Ducted, Wall Placement | 214855465 |  | HRCU-A-CB-O | MOX330-18HFN10-M1E | Mini-Splits | MSAG11C-18HRFN10-M1E |  |  |  | 11.5 | 20.3 | 9.1 | TRUE | FALSE | FALSE | 18000 | 11700 | 2.62 | 13300 | 2.41
214855464 |  | Live | Midea Electric Trading | MDV | Singlezone Non-Ducted, Wall Placement | 214855464 |  | HRCU-A-CB-O | MOX330-18HFN10-M1E | Mini-Splits | MSAB3D-18HRFN10-M1E |  |  |  | 10.8 | 19.2 | 9.6 | FALSE | FALSE | TRUE | 18000 | 12300 | 2.63 | 14800 | 2.58
214855463 |  | Live | Midea Electric Trading | MDV | Singlezone Non-Ducted, Wall Placement | 214855463 |  | HRCU-A-CB-O | MOX230-12HFN10-M1E | Mini-Splits | MSAG11B-12HRFN10-M1E |  |  |  | 10.8 | 21.4 | 9.2 | FALSE | FALSE | FALSE | 12000 | 8300 | 2.32 | 9300 | 2.11
214855462 |  | Live | Midea Electric Trading | MDV | Singlezone Non-Ducted, Wall Placement | 214855462 |  | HRCU-A-CB-O | MOX230-12HFN10-M1E | Mini-Splits | MSAB3B-12HRFN10-M1E |  |  |  | 10.8 | 21.3 | 9.1 | FALSE | FALSE | FALSE | 12000 | 8700 | 2.41 | 9200 | 2.16
214855461 |  | Live | Midea Electric Trading | MDV | Singlezone Non-Ducted, Wall Placement | 214855461 |  | HRCU-A-CB-O | MOX230-09HFN10-M1E | Mini-Splits | MSAG11A-09HRFN10-M1E |  |  |  | 12.6 | 21.7 | 9.4 | TRUE | TRUE | FALSE | 9000 | 6600 | 2.45 | 7500 | 2
214855460 |  | Live | Midea Electric Trading | MDV | Singlezone Non-Ducted, Wall Placement | 214855460 |  | HRCU-A-CB-O | MOX230-09HFN10-M1E | Mini-Splits | MSAB3A-09HRFN10-M1E |  |  |  | 12.6 | 21.2 | 9.1 | TRUE | TRUE | FALSE | 9000 | 6800 | 2.46 | 8300 | 2.23
214855459 |  | Live | Midea Electric Trading | MDV | Singlezone Non-Ducted, Wall Placement | 214855459 |  | HRCU-A-CB-O | MOX230-12HFN10-B1E | Mini-Splits | MSAG11B-12HRFN10-B1E |  |  |  | 10 | 21.4 | 8.7 | FALSE | FALSE | FALSE | 12000 | 7800 | 2.31 | 8100 | 1.99
214855458 |  | Live | Midea Electric Trading | MDV | Singlezone Non-Ducted, Wall Placement | 214855458 |  | HRCU-A-CB-O | MOX230-12HFN10-B1E | Mini-Splits | MSAB3B-12HRFN10-B1E |  |  |  | 10.1 | 21.2 | 8.7 | FALSE | FALSE | FALSE | 12000 | 7300 | 2.23 | 8000 | 2.19
214855457 |  | Live | Midea Electric Trading | MDV | Singlezone Non-Ducted, Wall Placement | 214855457 |  | HRCU-A-CB-O | MOX230-09HFN10-B1E | Mini-Splits | MSAG11A-09HRFN10-B1E |  |  |  | 12.5 | 21.5 | 9.1 | TRUE | TRUE | FALSE | 9000 | 6600 | 2.33 | 7600 | 1.9
214855456 |  | Live | Midea Electric Trading | MDV | Singlezone Non-Ducted, Wall Placement | 214855456 |  | HRCU-A-CB-O | MOX230-09HFN10-B1E | Mini-Splits | MSAB3A-09HRFN10-B1E |  |  |  | 12.5 | 21.5 | 9 | TRUE | FALSE | FALSE | 9000 | 6500 | 2.3 | 8000 | 2.13
214855454 |  | Live | Midea Electric Trading | MDV | Singlezone Non-Ducted, Wall Placement | 214855454 |  | HRCU-A-CB-O | MOD30-24HFN10-M1 | Mini-Splits | MSEPD-24HRFN10-M1 |  |  |  | 14 | 23.1 | 11.7 | TRUE | TRUE | TRUE | 24000 | 18800 | 2.65 | 19300 | 2.33
214855453 |  | Live | Midea Electric Trading | MDV | Singlezone Non-Ducted, Wall Placement | 214855453 |  | HRCU-A-CB-O | MOD30-24HFN10-M1 | Mini-Splits | MSAG11D-23HRFN10-M1 |  |  |  | 13 | 23.5 | 10 | TRUE | TRUE | TRUE | 24000 | 19500 | 2.5 | 21300 | 2.42
214855452 |  | Live | Midea Electric Trading | MDV | Singlezone Non-Ducted, Wall Placement | 214855452 |  | HRCU-A-CB-O | MOD30-24HFN10-M1 | Mini-Splits | MSAB3E-24HRFN10-M1 |  |  |  | 12 | 21 | 9.5 | TRUE | TRUE | TRUE | 24000 | 16700 | 2.17 | 21400 | 2.55
214855447 |  | Live | Midea Electric Trading | MDV | Singlezone Non-Ducted, Wall Placement | 214855447 |  | HRCU-A-CB-O | MOX430-18HFN10-M1 | Mini-Splits | MSEPC-18HRFN10-M1 |  |  |  | 12.8 | 23.5 | 10.8 | TRUE | TRUE | TRUE | 18000 | 13600 | 2.73 | 14900 | 2.43
214855446 |  | Live | Midea Electric Trading | MDV | Singlezone Non-Ducted, Wall Placement | 214855446 |  | HRCU-A-CB-O | MOX430-18HFN10-M1 | Mini-Splits | MSAG11D-18HRFN10-M1 |  |  |  | 13.5 | 24 | 11.1 | TRUE | TRUE | TRUE | 18000 | 13000 | 2.59 | 15000 | 2.43
214855445 |  | Live | Midea Electric Trading | MDV | Singlezone Non-Ducted, Wall Placement | 214855445 |  | HRCU-A-CB-O | MOX430-18HFN10-M1 | Mini-Splits | MSAB3E-18HRFN10-M1 |  |  |  | 13.5 | 23.7 | 11.9 | TRUE | TRUE | TRUE | 18000 | 14100 | 2.95 | 16300 | 2.68
214855440 |  | Live | Midea Electric Trading | MDV | Singlezone Non-Ducted, Wall Placement | 214855440 |  | HRCU-A-CB-O | MOX230-12HFN10-M1 | Mini-Splits | MSEPBM-12HRFN10-M1 |  |  |  | 13.1 | 25.5 | 10.7 | TRUE | TRUE | TRUE | 12000 | 9300 | 2.84 | 9600 | 2.38
214855439 |  | Live | Midea Electric Trading | MDV | Singlezone Non-Ducted, Wall Placement | 214855439 |  | HRCU-A-CB-O | MOX230-12HFN10-M1 | Mini-Splits | MSAG11BM-12HRFN10-M1 |  |  |  | 12.2 | 23.1 | 11.5 | TRUE | TRUE | TRUE | 12000 | 9600 | 2.84 | 9900 | 2.57
214855438 |  | Live | Midea Electric Trading | MDV | Singlezone Non-Ducted, Wall Placement | 214855438 |  | HRCU-A-CB-O | MOX230-12HFN10-M1 | Mini-Splits | MSAB3BM-12HRFN10-M1 |  |  |  | 12.2 | 23.1 | 10.2 | TRUE | TRUE | TRUE | 12000 | 9100 | 2.49 | 9500 | 2.28
214855430 |  | Live | Midea Electric Trading | MDV | Singlezone Non-Ducted, Wall Placement | 214855430 |  | HRCU-A-CB-O | MOX230-09HFN10-M1 | Mini-Splits | MSEPB-09HRFN10-M1 |  |  |  | 14.9 | 26 | 12.5 | TRUE | TRUE | TRUE | 9000 | 8100 | 2.83 | 9400 | 2.37
214855429 |  | Live | Midea Electric Trading | MDV | Singlezone Non-Ducted, Wall Placement | 214855429 |  | HRCU-A-CB-O | MOX230-09HFN10-M1 | Mini-Splits | MSAG11B-09HRFN10-M1 |  |  |  | 14.7 | 24.6 | 13 | TRUE | TRUE | TRUE | 9000 | 8600 | 2.8 | 10200 | 2.47
214855428 |  | Live | Midea Electric Trading | MDV | Singlezone Non-Ducted, Wall Placement | 214855428 |  | HRCU-A-CB-O | MOX230-09HFN10-M1 | Mini-Splits | MSAB3B-09HRFN10-M1 |  |  |  | 14.4 | 24.6 | 13 | TRUE | TRUE | TRUE | 9000 | 8600 | 2.83 | 9300 | 2.2
214855427 |  | Live | Midea Electric Trading | MDV | Singlezone Non-Ducted, Wall Placement | 214855427 |  | HRCU-A-CB-O | MOX230-12HFN10-B1 | Mini-Splits | MSEPB-12HRFN10-B1 |  |  |  | 13 | 23.5 | 9.5 | TRUE | FALSE | TRUE | 12000 | 8700 | 2.68 | 8700 | 2.43
214855426 |  | Live | Midea Electric Trading | MDV | Singlezone Non-Ducted, Wall Placement | 214855426 |  | HRCU-A-CB-O | MOX230-12HFN10-B1 | Mini-Splits | MSAG11B-12HRFN10-B1 |  |  |  | 12.5 | 23.2 | 10.4 | TRUE | FALSE | TRUE | 12000 | 8800 | 2.77 | 8800 | 2.77
214855425 |  | Live | Midea Electric Trading | MDV | Singlezone Non-Ducted, Wall Placement | 214855425 |  | HRCU-A-CB-O | MOX230-12HFN10-B1 | Mini-Splits | MSAB3B-12HRFN10-B1 |  |  |  | 12.5 | 23.5 | 10.1 | TRUE | FALSE | TRUE | 12000 | 9100 | 2.69 | 9200 | 2.37
214855424 |  | Live | Midea Electric Trading | MDV | Singlezone Non-Ducted, Wall Placement | 214855424 |  | HRCU-A-CB-O | MOX230-09HFN10-B1 | Mini-Splits | MSEPB-09HRFN10-B1 |  |  |  | 14.5 | 25.5 | 10 | TRUE | TRUE | TRUE | 9000 | 8500 | 2.71 | 8600 | 2.4
214855423 |  | Live | Midea Electric Trading | MDV | Singlezone Non-Ducted, Wall Placement | 214855423 |  | HRCU-A-CB-O | MOX230-09HFN10-B1 | Mini-Splits | MSAG11B-09HRFN10-B1 |  |  |  | 15 | 24.5 | 10.7 | TRUE | TRUE | TRUE | 9000 | 8800 | 2.77 | 8800 | 2.77
214855422 |  | Live | Midea Electric Trading | MDV | Singlezone Non-Ducted, Wall Placement | 214855422 |  | HRCU-A-CB-O | MOX230-09HFN10-B1 | Mini-Splits | MSAB3B-09HRFN10-B1 |  |  |  | 14 | 25 | 10 | TRUE | TRUE | TRUE | 9000 | 8500 | 2.62 | 9200 | 2.37
214855421 |  | Live | Midea Electric Trading | MDV | Singlezone Non-Ducted, Wall Placement | 214855421 |  | HRCU-A-CB-O | MOD30-33HFN10-M1X | Mini-Splits | MSEPD-33HRFN10-M1 |  |  |  | 12 | 19.6 | 10.5 | TRUE | TRUE | TRUE | 33000 | 30000 | 2.69 | 30200 | 2.02
214855419 |  | Live | Midea Electric Trading | MDV | Singlezone Non-Ducted, Wall Placement | 214855419 |  | HRCU-A-CB-O | MOD30-24HFN10-M1X | Mini-Splits | MSAG11D-23HRFN10-M1 |  |  |  | 12.5 | 22.3 | 13.3 | TRUE | TRUE | TRUE | 23000 | 21600 | 2.61 | 23400 | 2.33
214855418 |  | Live | Midea Electric Trading | MDV | Singlezone Non-Ducted, Wall Placement | 214855418 |  | HRCU-A-CB-O | MOD30-24HFN10-M1X | Mini-Splits | MSEPD-24HRFN10-M1 |  |  |  | 13 | 21.2 | 13.5 | TRUE | TRUE | TRUE | 24000 | 21000 | 2.88 | 23200 | 2.35
214855399 |  | Live | Midea Electric Trading | MDV | Singlezone Non-Ducted, Wall Placement | 214855399 |  | HRCU-A-CB-O | MOD30-18HFN10-M1H | Mini-Splits | MSEPD-18HRFN10-M1H |  |  |  | 15 | 25.8 | 16.2 | TRUE | TRUE | TRUE | 18000 | 19300 | 3.01 | 23200 | 2.35
214855398 |  | Live | Midea Electric Trading | MDV | Singlezone Non-Ducted, Wall Placement | 214855398 |  | HRCU-A-CB-O | MOX430-12HFN10-M1H | Mini-Splits | MSEPC-12HRFN10-M1H |  |  |  | 14.3 | 29.5 | 14.5 | TRUE | TRUE | TRUE | 12000 | 11000 | 2.41 | 14600 | 2.26
214855397 |  | Live | Midea Electric Trading | MDV | Singlezone Non-Ducted, Wall Placement | 214855397 |  | HRCU-A-CB-O | MOX430-09HFN10-M1H | Mini-Splits | MSEPC-09HRFN10-M1H |  |  |  | 17 | 33.5 | 22 | TRUE | TRUE | TRUE | 9000 | 11000 | 2.41 | 14600 | 2.26
214855396 |  | Live | Midea Electric Trading | MDV | Singlezone Non-Ducted, Wall Placement | 214855396 |  | HRCU-A-CB-O | MOX430-06HFN10-M1H | Mini-Splits | MSEPC-06HRFN10-M1H |  |  |  | 17.5 | 35.1 | 30 | TRUE | TRUE | TRUE | 6000 | 11000 | 2.41 | 14600 | 2.26
214311118 |  | Live | Midea Electric Trading | MDV | Singlezone Non-Ducted, Wall Placement | 214311118 |  | HRCU-A-CB-O | MOX430-24HFN10-M1E | Mini-Splits | MSAG11D-24HRFN10-M1E |  |  |  | 9.5 | 18.5 | 9 | FALSE | FALSE | FALSE | 24000 | 17200 | 2.46 | 20200 | 2.26
214311116 |  | Live | Midea Electric Trading | MDV | Singlezone Non-Ducted, Wall Placement | 214311116 |  | HRCU-A-CB-O | MOX430-18HFN10-M1X | Mini-Splits | MSEPC-18HRFN10-M1 |  |  |  | 12.5 | 21.5 | 11 | TRUE | TRUE | TRUE | 18000 | 15000 | 2.56 | 19200 | 2
214311115 |  | Live | Midea Electric Trading | MDV | Singlezone Non-Ducted, Wall Placement | 214311115 |  | HRCU-A-CB-O | MOX230-06HFN10-M1X | Mini-Splits | MSEPB-06HRFN10-M1 |  |  |  | 18 | 25.7 | 14.8 | TRUE | TRUE | TRUE | 6000 | 7900 | 2.79 | 8600 | 2.38
214311114 |  | Live | Midea Electric Trading | MDV | Singlezone Non-Ducted, Wall Placement | 214311114 |  | HRCU-A-CB-O | MOX230-06HFN10-M1X | Mini-Splits | MSEPBM-12HRFN10-M1 |  |  |  | 18 | 25.7 | 14.8 | TRUE | TRUE | TRUE | 6000 | 7900 | 2.79 | 8600 | 2.38
214311113 |  | Live | Midea Electric Trading | MDV | Singlezone Non-Ducted, Wall Placement | 214311113 |  | HRCU-A-CB-O | MOX230-06HFN10-M1X | Mini-Splits | MSAG11A-06HRFN10-M1 |  |  |  | 16 | 25.3 | 14.6 | TRUE | TRUE | TRUE | 6000 | 7600 | 2.5 | 8700 | 2.04
214311111 |  | Live | Midea Electric Trading | MDV | Singlezone Non-Ducted, Wall Placement | 214311111 |  | HRCU-A-CB-O | MOX330-09HFN10-M1X | Mini-Splits | MSEPBM-12HRFN10-M1 |  |  |  | 15.5 | 27.5 | 12.5 | TRUE | TRUE | TRUE | 9000 | 9800 | 2.71 | 12800 | 1.75
214311108 |  | Live | Midea Electric Trading | MDV | Singlezone Non-Ducted, Wall Placement | 214311108 |  | HRCU-A-CB-O | MOX330-09HFN10-M1X | Mini-Splits | MSAG11BM-12HRFN10-M1 |  |  |  | 15 | 26 | 12.5 | TRUE | TRUE | TRUE | 9000 | 10000 | 2.59 | 12800 | 1.75
215213718 |  | Live | Midea Electric Trading | CONTINENTAL | Singlezone Non-Ducted, Wall Placement | 215213718 |  | HRCU-A-CB-O | CDHAS26B-36-O | Mini-Splits | CDHAS26B-36-I |  |  |  | 8.6 | 19 | 8.5 | FALSE | FALSE | FALSE | 36000 | 24200 | 2.28 | 25600 | 2.27
215213710 |  | Live | Midea Electric Trading | NAPOLEON | Singlezone Non-Ducted, Wall Placement | 215213710 |  | HRCU-A-CB-O | NDHAS26B-36-O | Mini-Splits | NDHAS26B-36-I |  |  |  | 8.6 | 19 | 8.5 | FALSE | FALSE | FALSE | 36000 | 24200 | 2.28 | 25600 | 2.27
215213709 |  | Live | Midea Electric Trading | NAPOLEON | Singlezone Non-Ducted, Wall Placement | 215213709 |  | HRCU-A-CB-O | NDHAS26B-24-O | Mini-Splits | NDHAS26B-24-I |  |  |  | 15 | 25.6 | 16.2 | FALSE | FALSE | TRUE | 18000 | 19300 | 3.01 | 23200 | 2.35
215213717 |  | Live | Midea Electric Trading | CONTINENTAL | Singlezone Non-Ducted, Wall Placement | 215213717 |  | HRCU-A-CB-O | CDHAS26B-24-O | Mini-Splits | CDHAS26B-24-I |  |  |  | 15 | 25.6 | 16.2 | TRUE | TRUE | TRUE | 18000 | 19300 | 3.01 | 23200 | 2.35
212924883 |  | Live | ASPEN | GE | Singlezone Ducted, Centrally Ducted | 212924883 |  | HRCU-A-C | AUH4860ZGDA* | Ducted Indoor Units | D(A,C,E)60C44+TDR |  |  |  | 10 | 15.2 | 8.5 | FALSE | FALSE | TRUE | 47000 | 31200 | 2.25 | 32000 | 1.98
214861922 |  | Live | Midea Electric Trading | MDV | Multizone Mix of Ducted and Non-Ducted | 214861922 |  | HMSV-A-CB | M6OE30-60HFN10-M1-D* | Mixed Ducted and Non-Ducted Indoor Units |  |  |  |  | 10 | 18.6 | 9.4 | FALSE | FALSE | TRUE | 60000 | 39000 | 2.65 | 40500 | 2.3
214861921 |  | Live | Midea Electric Trading | MDV | Multizone All Ducted | 214861921 |  | HMSV-A-CB | M6OE30-60HFN10-M1-D* | Ducted Indoor Units |  |  |  |  | 10 | 18 | 9.2 | FALSE | FALSE | TRUE | 60000 | 39000 | 2.6 | 41000 | 2.3
214861920 |  | Live | Midea Electric Trading | MDV | Multizone All Non-Ducted | 214861920 |  | HMSR-A-CB-O | M6OE30-60HFN10-M1-D* | Non-Ducted Indoor Units |  |  |  |  | 10 | 19.2 | 9.6 | FALSE | FALSE | TRUE | 60000 | 39000 | 2.7 | 40000 | 2.3
214861919 |  | Live | Midea Electric Trading | MDV | Multizone Mix of Ducted and Non-Ducted | 214861919 |  | HMSV-A-CB | M6OE30-48HFN10-M1-D* | Mixed Ducted and Non-Ducted Indoor Units |  |  |  |  | 11.85 | 20.85 | 10.3 | TRUE | TRUE | TRUE | 45000 | 35400 | 2.45 | 37500 | 2.15
214861918 |  | Live | Midea Electric Trading | MDV | Multizone All Ducted | 214861918 |  | HMSV-A-CB | M6OE30-48HFN10-M1-D* | Ducted Indoor Units |  |  |  |  | 12 | 20.4 | 10.6 | TRUE | TRUE | TRUE | 45000 | 37000 | 2.5 | 41000 | 2.4
214861917 |  | Live | Midea Electric Trading | MDV | Multizone All Non-Ducted | 214861917 |  | HMSR-A-CB-O | M6OE30-48HFN10-M1-D* | Non-Ducted Indoor Units |  |  |  |  | 11.7 | 21.3 | 10 | TRUE | TRUE | TRUE | 45000 | 34000 | 2.4 | 34000 | 1.9
214861914 |  | Live | Midea Electric Trading | MDV | Multizone All Non-Ducted | 214861914 |  | HMSR-A-CB-O | M5OD30-36HFN10-M1-D* | Non-Ducted Indoor Units |  |  |  |  | 12 | 23.1 | 10 | TRUE | TRUE | TRUE | 35000 | 27000 | 2.4 | 30000 | 2.18
214861913 |  | Live | Midea Electric Trading | MDV | Multizone Mix of Ducted and Non-Ducted | 214861913 |  | HMSV-A-CB | M4OD30-27HFN10-M1-D* | Mixed Ducted and Non-Ducted Indoor Units |  |  |  |  | 12.1 | 22 | 9.25 | TRUE | TRUE | TRUE | 26200 | 18200 | 2.5 | 18300 | 2.09
214861912 |  | Live | Midea Electric Trading | MDV | Multizone All Ducted | 214861912 |  | HMSV-A-CB | M4OD30-27HFN10-M1-D* | Ducted Indoor Units |  |  |  |  | 12 | 21 | 9 | TRUE | TRUE | TRUE | 26600 | 18400 | 2.5 | 18600 | 2.3
214861911 |  | Live | Midea Electric Trading | MDV | Multizone All Non-Ducted | 214861911 |  | HMSR-A-CB-O | M4OD30-27HFN10-M1-D* | Non-Ducted Indoor Units |  |  |  |  | 12.2 | 23 | 9.5 | TRUE | TRUE | TRUE | 26000 | 18000 | 2.5 | 18000 | 1.9
214861910 |  | Live | Midea Electric Trading | MDV | Multizone Mix of Ducted and Non-Ducted | 214861910 |  | HMSV-A-CB | M6OE30-60HFN10-M1-D | Mixed Ducted and Non-Ducted Indoor Units |  |  |  |  | 10 | 20 | 9.35 | FALSE | FALSE | TRUE | 60000 | 39000 | 2.7 | 41500 | 2.35
214861909 |  | Live | Midea Electric Trading | MDV | Multizone All Ducted | 214861909 |  | HMSV-A-CB | M6OE30-60HFN10-M1-D | Ducted Indoor Units |  |  |  |  | 10 | 18 | 9.2 | FALSE | FALSE | TRUE | 60000 | 39000 | 2.6 | 41000 | 2.3
214861908 |  | Live | Midea Electric Trading | MDV | Multizone All Non-Ducted | 214861908 |  | HMSR-A-CB-O | M6OE30-60HFN10-M1-D | Non-Ducted Indoor Units |  |  |  |  | 10 | 22 | 9.5 | FALSE | FALSE | TRUE | 60000 | 39000 | 2.8 | 42000 | 2.4
214861907 |  | Live | Midea Electric Trading | MDV | Multizone Mix of Ducted and Non-Ducted | 214861907 |  | HMSV-A-CB | M6OE30-48HFN10-M1-D | Mixed Ducted and Non-Ducted Indoor Units |  |  |  |  | 12.25 | 22.2 | 10.45 | TRUE | TRUE | TRUE | 46000 | 37400 | 2.5 | 39750 | 2.19
214861906 |  | Live | Midea Electric Trading | MDV | Multizone All Ducted | 214861906 |  | HMSV-A-CB | M6OE30-48HFN10-M1-D | Ducted Indoor Units |  |  |  |  | 12 | 20.4 | 10.6 | TRUE | TRUE | TRUE | 45000 | 37000 | 2.5 | 41000 | 2.4
214861905 |  | Live | Midea Electric Trading | MDV | Multizone All Non-Ducted | 214861905 |  | HMSR-A-CB-O | M6OE30-48HFN10-M1-D | Non-Ducted Indoor Units |  |  |  |  | 12.5 | 24 | 10.3 | TRUE | TRUE | TRUE | 47000 | 38000 | 2.5 | 38500 | 2
214861900 |  | Live | Midea Electric Trading | MDV | Multizone All Ducted | 214861900 |  | HMSV-A-CB | M4OD30-27HFN10-M1-D | Ducted Indoor Units |  |  |  |  | 12 | 21 | 9 | TRUE | TRUE | TRUE | 26600 | 18400 | 2.5 | 18600 | 2.3
214861898 |  | Live | Midea Electric Trading | MDV | Multizone Mix of Ducted and Non-Ducted | 214861898 |  | HMSV-A-CB | M6OE31-53HFN10-M1X-D* | Mixed Ducted and Non-Ducted Indoor Units |  |  |  |  | 11.85 | 20.7 | 10.65 | TRUE | TRUE | TRUE | 52000 | 45000 | 2.65 | 50500 | 2.25
214861897 |  | Live | Midea Electric Trading | MDV | Multizone All Ducted | 214861897 |  | HMSV-A-CB | M6OE31-53HFN10-M1X-D* | Ducted Indoor Units |  |  |  |  | 11.7 | 20 | 10.7 | TRUE | TRUE | TRUE | 53000 | 45000 | 2.7 | 52000 | 2.3
214861896 |  | Live | Midea Electric Trading | MDV | Multizone All Non-Ducted | 214861896 |  | HMSR-A-CB-O | M6OE31-53HFN10-M1X-D* | Non-Ducted Indoor Units |  |  |  |  | 12 | 21.4 | 10.6 | TRUE | TRUE | TRUE | 51000 | 45000 | 2.6 | 49000 | 2.2
214861895 |  | Live | Midea Electric Trading | MDV | Multizone Mix of Ducted and Non-Ducted | 214861895 |  | HMSV-A-CB | M6OE31-48HFN10-M1X-D* | Mixed Ducted and Non-Ducted Indoor Units |  |  |  |  | 11.85 | 20.8 | 10.6 | TRUE | TRUE | TRUE | 46000 | 42500 | 2.5 | 44000 | 2.1
214861894 |  | Live | Midea Electric Trading | MDV | Multizone All Ducted | 214861894 |  | HMSV-A-CB | M6OE31-48HFN10-M1X-D* | Ducted Indoor Units |  |  |  |  | 11.7 | 20.4 | 11 | TRUE | TRUE | TRUE | 47000 | 44500 | 2.6 | 46000 | 2.2
214861893 |  | Live | Midea Electric Trading | MDV | Multizone All Non-Ducted | 214861893 |  | HMSR-A-CB-O | M6OE31-48HFN10-M1X-D* | Non-Ducted Indoor Units |  |  |  |  | 12 | 21.2 | 10.2 | TRUE | TRUE | TRUE | 45000 | 40500 | 2.4 | 42000 | 2
214861892 |  | Live | Midea Electric Trading | MDV | Multizone Mix of Ducted and Non-Ducted | 214861892 |  | HMSV-A-CB | M5OX631-36HFN10-M1X-D* | Mixed Ducted and Non-Ducted Indoor Units |  |  |  |  | 12.1 | 20.45 | 10.85 | TRUE | TRUE | TRUE | 36000 | 34800 | 2.39 | 38500 | 2.26
214861891 |  | Live | Midea Electric Trading | MDV | Multizone All Ducted | 214861891 |  | HMSV-A-CB | M5OX631-36HFN10-M1X-D* | Ducted Indoor Units |  |  |  |  | 12 | 19.4 | 10.4 | TRUE | TRUE | TRUE | 36000 | 33000 | 2.4 | 34000 | 2.2
214861890 |  | Live | Midea Electric Trading | MDV | Multizone All Non-Ducted | 214861890 |  | HMSR-A-CB-O | M5OX631-36HFN10-M1X-D* | Non-Ducted Indoor Units |  |  |  |  | 12.2 | 21.5 | 11.3 | TRUE | TRUE | TRUE | 36000 | 36600 | 2.37 | 43000 | 2.3
214861889 |  | Live | Midea Electric Trading | MDV | Multizone Mix of Ducted and Non-Ducted | 214861889 |  | HMSV-A-CB | M4OD31-27HFN10-M1X-D* | Mixed Ducted and Non-Ducted Indoor Units |  |  |  |  | 12 | 20 | 9.75 | TRUE | TRUE | TRUE | 27400 | 23200 | 2.4 | 27000 | 1.99
214861888 |  | Live | Midea Electric Trading | MDV | Multizone All Ducted | 214861888 |  | HMSV-A-CB | M4OD31-27HFN10-M1X-D* | Ducted Indoor Units |  |  |  |  | 12 | 19 | 9.5 | TRUE | TRUE | TRUE | 28000 | 23000 | 2.4 | 27000 | 2.1
214861887 |  | Live | Midea Electric Trading | MDV | Multizone All Non-Ducted | 214861887 |  | HMSR-A-CB-O | M4OD31-27HFN10-M1X-D* | Non-Ducted Indoor Units |  |  |  |  | 12 | 21 | 10 | TRUE | TRUE | TRUE | 27000 | 23600 | 2.4 | 27000 | 1.9
214861886 |  | Live | Midea Electric Trading | MDV | Multizone Mix of Ducted and Non-Ducted | 214861886 |  | HMSV-A-CB | M3OD31-18HFN10-M1X-D* | Mixed Ducted and Non-Ducted Indoor Units |  |  |  |  | 13 | 20.5 | 10 | TRUE | TRUE | TRUE | 19000 | 16700 | 2.55 | 20000 | 2.3
214861885 |  | Live | Midea Electric Trading | MDV | Multizone All Ducted | 214861885 |  | HMSV-A-CB | M3OD31-18HFN10-M1X-D* | Ducted Indoor Units |  |  |  |  | 13 | 20 | 10 | TRUE | TRUE | TRUE | 19000 | 17000 | 2.59 | 22000 | 2.5
214861884 |  | Live | Midea Electric Trading | MDV | Multizone All Non-Ducted | 214861884 |  | HMSR-A-CB-O | M3OD31-18HFN10-M1X-D* | Non-Ducted Indoor Units |  |  |  |  | 13 | 21 | 10 | TRUE | TRUE | TRUE | 19000 | 16400 | 2.5 | 18000 | 2.1
214861883 |  | Live | Midea Electric Trading | MDV | Multizone Mix of Ducted and Non-Ducted | 214861883 |  | HMSV-A-CB | M6OE31-53HFN10-M1X-D | Mixed Ducted and Non-Ducted Indoor Units |  |  |  |  | 11.85 | 21.1 | 10.6 | TRUE | TRUE | TRUE | 52000 | 44500 | 2.65 | 49500 | 2.39
214861882 |  | Live | Midea Electric Trading | MDV | Multizone All Ducted | 214861882 |  | HMSV-A-CB | M6OE31-53HFN10-M1X-D | Ducted Indoor Units |  |  |  |  | 11.7 | 20 | 10.7 | TRUE | TRUE | TRUE | 53000 | 45000 | 2.7 | 52000 | 2.3
214861881 |  | Live | Midea Electric Trading | MDV | Multizone All Non-Ducted | 214861881 |  | HMSR-A-CB-O | M6OE31-53HFN10-M1X-D | Non-Ducted Indoor Units |  |  |  |  | 12 | 22.2 | 10.5 | TRUE | TRUE | TRUE | 51000 | 44000 | 2.6 | 47000 | 2.5
214861880 |  | Live | Midea Electric Trading | MDV | Multizone Mix of Ducted and Non-Ducted | 214861880 |  | HMSV-A-CB | M6OE31-48HFN10-M1X-D | Mixed Ducted and Non-Ducted Indoor Units |  |  |  |  | 11.85 | 21.7 | 11 | TRUE | TRUE | TRUE | 47000 | 44000 | 2.6 | 45500 | 2.1
214861879 |  | Live | Midea Electric Trading | MDV | Multizone All Ducted | 214861879 |  | HMSV-A-CB | M6OE31-48HFN10-M1X-D | Ducted Indoor Units |  |  |  |  | 11.7 | 20.4 | 11 | TRUE | TRUE | TRUE | 47000 | 44500 | 2.6 | 46000 | 2.2
214861878 |  | Live | Midea Electric Trading | MDV | Multizone All Non-Ducted | 214861878 |  | HMSR-A-CB-O | M6OE31-48HFN10-M1X-D | Non-Ducted Indoor Units |  |  |  |  | 12 | 23 | 11 | TRUE | TRUE | TRUE | 47000 | 44000 | 2.6 | 45000 | 2
214861877 |  | Live | Midea Electric Trading | MDV | Multizone Mix of Ducted and Non-Ducted | 214861877 |  | HMSV-A-CB | M5OX631-36HFN10-M1X-D | Mixed Ducted and Non-Ducted Indoor Units |  |  |  |  | 12.5 | 21.2 | 10.55 | TRUE | TRUE | TRUE | 36000 | 31400 | 2.4 | 38000 | 2.41
214861876 |  | Live | Midea Electric Trading | MDV | Multizone All Ducted | 214861876 |  | HMSV-A-CB | M5OX631-36HFN10-M1X-D | Ducted Indoor Units |  |  |  |  | 12 | 19.4 | 10.4 | TRUE | TRUE | TRUE | 36000 | 33000 | 2.4 | 34000 | 2.2
214861875 |  | Live | Midea Electric Trading | MDV | Multizone All Non-Ducted | 214861875 |  | HMSR-A-CB-O | M5OX631-36HFN10-M1X-D | Non-Ducted Indoor Units |  |  |  |  | 13 | 23 | 10.7 | TRUE | TRUE | TRUE | 36000 | 30000 | 2.4 | 42000 | 2.6
214861874 |  | Live | Midea Electric Trading | MDV | Multizone Mix of Ducted and Non-Ducted | 214861874 |  | HMSV-A-CB | M4OD31-27HFN10-M1X-D | Mixed Ducted and Non-Ducted Indoor Units |  |  |  |  | 12.25 | 21 | 10 | TRUE | TRUE | TRUE | 27400 | 24000 | 2.5 | 27500 | 2.15
214861873 |  | Live | Midea Electric Trading | MDV | Multizone All Ducted | 214861873 |  | HMSV-A-CB | M4OD31-27HFN10-M1X-D | Ducted Indoor Units |  |  |  |  | 12 | 19 | 9.5 | TRUE | TRUE | TRUE | 28000 | 23000 | 2.4 | 27000 | 2.1
214861872 |  | Live | Midea Electric Trading | MDV | Multizone All Non-Ducted | 214861872 |  | HMSR-A-CB-O | M4OD31-27HFN10-M1X-D | Non-Ducted Indoor Units |  |  |  |  | 12.5 | 23 | 10.5 | TRUE | TRUE | TRUE | 27000 | 25000 | 2.6 | 28000 | 2.2
214861871 |  | Live | Midea Electric Trading | MDV | Multizone Mix of Ducted and Non-Ducted | 214861871 |  | HMSV-A-CB | M3OD31-18HFN10-M1X-D | Mixed Ducted and Non-Ducted Indoor Units |  |  |  |  | 14 | 22.5 | 10.2 | TRUE | TRUE | TRUE | 19000 | 17300 | 2.65 | 20500 | 2.36
214861870 |  | Live | Midea Electric Trading | MDV | Multizone All Ducted | 214861870 |  | HMSV-A-CB | M3OD31-18HFN10-M1X-D | Ducted Indoor Units |  |  |  |  | 13 | 20 | 10 | TRUE | TRUE | TRUE | 19000 | 17000 | 2.59 | 22000 | 2.5
214861869 |  | Live | Midea Electric Trading | MDV | Multizone All Non-Ducted | 214861869 |  | HMSR-A-CB-O | M3OD31-18HFN10-M1X-D | Non-Ducted Indoor Units |  |  |  |  | 15 | 25 | 10.4 | TRUE | TRUE | TRUE | 19000 | 17600 | 2.7 | 19000 | 2.2
214861868 |  | Live | Midea Electric Trading | MDV | Multizone Mix of Ducted and Non-Ducted | 214861868 |  | HMSV-A-CB | M6OE30-60HFN10-M1D-D* | Mixed Ducted and Non-Ducted Indoor Units |  |  |  |  | 10 | 18.6 | 9.4 | FALSE | FALSE | TRUE | 60000 | 39000 | 2.65 | 40500 | 2.3
214861867 |  | Live | Midea Electric Trading | MDV | Multizone All Ducted | 214861867 |  | HMSV-A-CB | M6OE30-60HFN10-M1D-D* | Ducted Indoor Units |  |  |  |  | 10 | 18 | 9.2 | FALSE | FALSE | TRUE | 60000 | 39000 | 2.6 | 41000 | 2.3
214861866 |  | Live | Midea Electric Trading | MDV | Multizone All Non-Ducted | 214861866 |  | HMSR-A-CB-O | M6OE30-60HFN10-M1D-D* | Non-Ducted Indoor Units |  |  |  |  | 10 | 19.2 | 9.6 | FALSE | FALSE | TRUE | 60000 | 39000 | 2.7 | 40000 | 2.3
214861865 |  | Live | Midea Electric Trading | MDV | Multizone Mix of Ducted and Non-Ducted | 214861865 |  | HMSV-A-CB | M6OE30-48HFN10-M1D-D* | Mixed Ducted and Non-Ducted Indoor Units |  |  |  |  | 11.85 | 20.85 | 10.3 | TRUE | TRUE | TRUE | 45000 | 35400 | 2.45 | 37500 | 2.15
214861864 |  | Live | Midea Electric Trading | MDV | Multizone All Ducted | 214861864 |  | HMSV-A-CB | M6OE30-48HFN10-M1D-D* | Ducted Indoor Units |  |  |  |  | 12 | 20.4 | 10.6 | TRUE | TRUE | TRUE | 45000 | 37000 | 2.5 | 41000 | 2.4
214861863 |  | Live | Midea Electric Trading | MDV | Multizone All Non-Ducted | 214861863 |  | HMSR-A-CB-O | M6OE30-48HFN10-M1D-D* | Non-Ducted Indoor Units |  |  |  |  | 11.7 | 21.3 | 10 | TRUE | TRUE | TRUE | 45000 | 34000 | 2.4 | 34000 | 1.9
214861860 |  | Live | Midea Electric Trading | MDV | Multizone All Non-Ducted | 214861860 |  | HMSR-A-CB-O | M5OD30-36HFN10-M1D-D* | Non-Ducted Indoor Units |  |  |  |  | 12 | 23.1 | 10 | TRUE | TRUE | TRUE | 35000 | 27000 | 2.4 | 30000 | 2.18
214861859 |  | Live | Midea Electric Trading | MDV | Multizone Mix of Ducted and Non-Ducted | 214861859 |  | HMSV-A-CB | M4OD30-27HFN10-M1D-D* | Mixed Ducted and Non-Ducted Indoor Units |  |  |  |  | 12.1 | 22 | 9.25 | TRUE | TRUE | TRUE | 26200 | 18200 | 2.5 | 18300 | 2.09
214861858 |  | Live | Midea Electric Trading | MDV | Multizone All Ducted | 214861858 |  | HMSV-A-CB | M4OD30-27HFN10-M1D-D* | Ducted Indoor Units |  |  |  |  | 12 | 21 | 9 | TRUE | TRUE | TRUE | 26600 | 18400 | 2.5 | 18600 | 2.3
214861857 |  | Live | Midea Electric Trading | MDV | Multizone All Non-Ducted | 214861857 |  | HMSR-A-CB-O | M4OD30-27HFN10-M1D-D* | Non-Ducted Indoor Units |  |  |  |  | 12.2 | 23 | 9.5 | TRUE | TRUE | TRUE | 26000 | 18000 | 2.5 | 18000 | 1.9
214861854 |  | Live | Midea Electric Trading | MDV | Multizone All Non-Ducted | 214861854 |  | HMSR-A-CB-O | M3OX430-18HFN10-M1-D* | Non-Ducted Indoor Units |  |  |  |  | 12.5 | 23 | 10 | TRUE | TRUE | TRUE | 18000 | 13500 | 2.6 | 14000 | 2.21
214861853 |  | Live | Midea Electric Trading | MDV | Multizone Mix of Ducted and Non-Ducted | 214861853 |  | HMSV-A-CB | M6OE30-60HFN10-M1D-D | Mixed Ducted and Non-Ducted Indoor Units |  |  |  |  | 10 | 20 | 9.35 | FALSE | FALSE | TRUE | 60000 | 39000 | 2.7 | 41500 | 2.35
214861852 |  | Live | Midea Electric Trading | MDV | Multizone All Ducted | 214861852 |  | HMSV-A-CB | M6OE30-60HFN10-M1D-D | Ducted Indoor Units |  |  |  |  | 10 | 18 | 9.2 | FALSE | FALSE | TRUE | 60000 | 39000 | 2.6 | 41000 | 2.3
214861851 |  | Live | Midea Electric Trading | MDV | Multizone All Non-Ducted | 214861851 |  | HMSR-A-CB-O | M6OE30-60HFN10-M1D-D | Non-Ducted Indoor Units |  |  |  |  | 10 | 22 | 9.5 | FALSE | FALSE | TRUE | 60000 | 39000 | 2.8 | 42000 | 2.4
214861850 |  | Live | Midea Electric Trading | MDV | Multizone Mix of Ducted and Non-Ducted | 214861850 |  | HMSV-A-CB | M6OE30-48HFN10-M1D-D | Mixed Ducted and Non-Ducted Indoor Units |  |  |  |  | 12.25 | 22.2 | 10.45 | TRUE | TRUE | TRUE | 46000 | 37400 | 2.5 | 39750 | 2.19
214861849 |  | Live | Midea Electric Trading | MDV | Multizone All Ducted | 214861849 |  | HMSV-A-CB | M6OE30-48HFN10-M1D-D | Ducted Indoor Units |  |  |  |  | 12 | 20.4 | 10.6 | TRUE | TRUE | TRUE | 45000 | 37000 | 2.5 | 41000 | 2.4
214861848 |  | Live | Midea Electric Trading | MDV | Multizone All Non-Ducted | 214861848 |  | HMSR-A-CB-O | M6OE30-48HFN10-M1D-D | Non-Ducted Indoor Units |  |  |  |  | 12.5 | 24 | 10.3 | TRUE | TRUE | TRUE | 47000 | 38000 | 2.5 | 38500 | 2
214861843 |  | Live | Midea Electric Trading | MDV | Multizone All Ducted | 214861843 |  | HMSV-A-CB | M4OD30-27HFN10-M1D-D | Ducted Indoor Units |  |  |  |  | 12 | 21 | 9 | TRUE | TRUE | TRUE | 26600 | 18400 | 2.5 | 18600 | 2.3
214861838 |  | Live | Midea Electric Trading | MDV | Multizone Mix of Ducted and Non-Ducted | 214861838 |  | HMSV-A-CB | M6OE31-53HFN10-M1XD-D* | Mixed Ducted and Non-Ducted Indoor Units |  |  |  |  | 11.85 | 20.7 | 10.65 | TRUE | TRUE | TRUE | 52000 | 45000 | 2.65 | 50500 | 2.25
214861837 |  | Live | Midea Electric Trading | MDV | Multizone All Ducted | 214861837 |  | HMSV-A-CB | M6OE31-53HFN10-M1XD-D* | Ducted Indoor Units |  |  |  |  | 11.7 | 20 | 10.7 | TRUE | TRUE | TRUE | 53000 | 45000 | 2.7 | 52000 | 2.3
214861836 |  | Live | Midea Electric Trading | MDV | Multizone All Non-Ducted | 214861836 |  | HMSR-A-CB-O | M6OE31-53HFN10-M1XD-D* | Non-Ducted Indoor Units |  |  |  |  | 12 | 21.4 | 10.6 | TRUE | TRUE | TRUE | 51000 | 45000 | 2.6 | 49000 | 2.2
214861835 |  | Live | Midea Electric Trading | MDV | Multizone Mix of Ducted and Non-Ducted | 214861835 |  | HMSV-A-CB | M6OE31-48HFN10-M1XD-D* | Mixed Ducted and Non-Ducted Indoor Units |  |  |  |  | 11.85 | 20.8 | 10.6 | TRUE | TRUE | TRUE | 46000 | 42500 | 2.5 | 44000 | 2.1
214861834 |  | Live | Midea Electric Trading | MDV | Multizone All Ducted | 214861834 |  | HMSV-A-CB | M6OE31-48HFN10-M1XD-D* | Ducted Indoor Units |  |  |  |  | 11.7 | 20.4 | 11 | TRUE | TRUE | TRUE | 47000 | 44500 | 2.6 | 46000 | 2.2
214861833 |  | Live | Midea Electric Trading | MDV | Multizone All Non-Ducted | 214861833 |  | HMSR-A-CB-O | M6OE31-48HFN10-M1XD-D* | Non-Ducted Indoor Units |  |  |  |  | 12 | 21.2 | 10.2 | TRUE | TRUE | TRUE | 45000 | 40500 | 2.4 | 42000 | 2
214861832 |  | Live | Midea Electric Trading | MDV | Multizone Mix of Ducted and Non-Ducted | 214861832 |  | HMSV-A-CB | M5OX631-36HFN10-M1XD-D* | Mixed Ducted and Non-Ducted Indoor Units |  |  |  |  | 12.1 | 20.45 | 10.85 | TRUE | TRUE | TRUE | 36000 | 34800 | 2.39 | 38500 | 2.26
214861831 |  | Live | Midea Electric Trading | MDV | Multizone All Ducted | 214861831 |  | HMSV-A-CB | M5OX631-36HFN10-M1XD-D* | Ducted Indoor Units |  |  |  |  | 12 | 19.4 | 10.4 | TRUE | TRUE | TRUE | 36000 | 33000 | 2.4 | 34000 | 2.2
214861830 |  | Live | Midea Electric Trading | MDV | Multizone All Non-Ducted | 214861830 |  | HMSR-A-CB-O | M5OX631-36HFN10-M1XD-D* | Non-Ducted Indoor Units |  |  |  |  | 12.2 | 21.5 | 11.3 | TRUE | TRUE | TRUE | 36000 | 36600 | 2.37 | 43000 | 2.3
214861829 |  | Live | Midea Electric Trading | MDV | Multizone Mix of Ducted and Non-Ducted | 214861829 |  | HMSV-A-CB | M4OD31-27HFN10-M1XD-D* | Mixed Ducted and Non-Ducted Indoor Units |  |  |  |  | 12 | 20 | 9.75 | TRUE | TRUE | TRUE | 27400 | 23200 | 2.4 | 27000 | 1.99
214861828 |  | Live | Midea Electric Trading | MDV | Multizone All Ducted | 214861828 |  | HMSV-A-CB | M4OD31-27HFN10-M1XD-D* | Ducted Indoor Units |  |  |  |  | 12 | 19 | 9.5 | TRUE | TRUE | TRUE | 28000 | 23000 | 2.4 | 27000 | 2.1
214861827 |  | Live | Midea Electric Trading | MDV | Multizone All Non-Ducted | 214861827 |  | HMSR-A-CB-O | M4OD31-27HFN10-M1XD-D* | Non-Ducted Indoor Units |  |  |  |  | 12 | 21 | 10 | TRUE | TRUE | TRUE | 27000 | 23600 | 2.4 | 27000 | 1.9
214861826 |  | Live | Midea Electric Trading | MDV | Multizone Mix of Ducted and Non-Ducted | 214861826 |  | HMSV-A-CB | M3OD31-18HFN10-M1XD-D* | Mixed Ducted and Non-Ducted Indoor Units |  |  |  |  | 13 | 20.5 | 10 | TRUE | TRUE | TRUE | 19000 | 16700 | 2.55 | 20000 | 2.3
214861825 |  | Live | Midea Electric Trading | MDV | Multizone All Ducted | 214861825 |  | HMSV-A-CB | M3OD31-18HFN10-M1XD-D* | Ducted Indoor Units |  |  |  |  | 13 | 20 | 10 | TRUE | TRUE | TRUE | 19000 | 17000 | 2.59 | 22000 | 2.5
214861824 |  | Live | Midea Electric Trading | MDV | Multizone All Non-Ducted | 214861824 |  | HMSR-A-CB-O | M3OD31-18HFN10-M1XD-D* | Non-Ducted Indoor Units |  |  |  |  | 13 | 21 | 10 | TRUE | TRUE | TRUE | 19000 | 16400 | 2.5 | 18000 | 2.1
214861823 |  | Live | Midea Electric Trading | MDV | Multizone Mix of Ducted and Non-Ducted | 214861823 |  | HMSV-A-CB | M6OE31-53HFN10-M1XD-D | Mixed Ducted and Non-Ducted Indoor Units |  |  |  |  | 11.85 | 21.1 | 10.6 | TRUE | TRUE | TRUE | 52000 | 44500 | 2.65 | 49500 | 2.39
214861822 |  | Live | Midea Electric Trading | MDV | Multizone All Ducted | 214861822 |  | HMSV-A-CB | M6OE31-53HFN10-M1XD-D | Ducted Indoor Units |  |  |  |  | 11.7 | 20 | 10.7 | TRUE | TRUE | TRUE | 53000 | 45000 | 2.7 | 52000 | 2.3
214861821 |  | Live | Midea Electric Trading | MDV | Multizone All Non-Ducted | 214861821 |  | HMSR-A-CB-O | M6OE31-53HFN10-M1XD-D | Non-Ducted Indoor Units |  |  |  |  | 12 | 22.2 | 10.5 | TRUE | TRUE | TRUE | 51000 | 44000 | 2.6 | 47000 | 2.5
214861820 |  | Live | Midea Electric Trading | MDV | Multizone Mix of Ducted and Non-Ducted | 214861820 |  | HMSV-A-CB | M6OE31-48HFN10-M1XD-D | Mixed Ducted and Non-Ducted Indoor Units |  |  |  |  | 11.85 | 21.7 | 11 | TRUE | TRUE | TRUE | 47000 | 44000 | 2.6 | 45500 | 2.1
214861819 |  | Live | Midea Electric Trading | MDV | Multizone All Ducted | 214861819 |  | HMSV-A-CB | M6OE31-48HFN10-M1XD-D | Ducted Indoor Units |  |  |  |  | 11.7 | 20.4 | 11 | TRUE | TRUE | TRUE | 47000 | 44500 | 2.6 | 46000 | 2.2
214861818 |  | Live | Midea Electric Trading | MDV | Multizone All Non-Ducted | 214861818 |  | HMSR-A-CB-O | M6OE31-48HFN10-M1XD-D | Non-Ducted Indoor Units |  |  |  |  | 12 | 23 | 11 | TRUE | TRUE | TRUE | 47000 | 44000 | 2.6 | 45000 | 2
214861816 |  | Live | Midea Electric Trading | MDV | Multizone All Ducted | 214861816 |  | HMSV-A-CB | M5OX631-36HFN10-M1XD-D | Ducted Indoor Units |  |  |  |  | 12 | 19.4 | 10.4 | TRUE | TRUE | TRUE | 36000 | 33000 | 2.4 | 34000 | 2.2
214861814 |  | Live | Midea Electric Trading | MDV | Multizone Mix of Ducted and Non-Ducted | 214861814 |  | HMSV-A-CB | M4OD31-27HFN10-M1XD-D | Mixed Ducted and Non-Ducted Indoor Units |  |  |  |  | 12.25 | 21 | 10 | TRUE | TRUE | TRUE | 27400 | 24000 | 2.5 | 27500 | 2.15
214861813 |  | Live | Midea Electric Trading | MDV | Multizone All Ducted | 214861813 |  | HMSV-A-CB | M4OD31-27HFN10-M1XD-D | Ducted Indoor Units |  |  |  |  | 12 | 19 | 9.5 | TRUE | TRUE | TRUE | 28000 | 23000 | 2.4 | 27000 | 2.1
214861812 |  | Live | Midea Electric Trading | MDV | Multizone All Non-Ducted | 214861812 |  | HMSR-A-CB-O | M4OD31-27HFN10-M1XD-D | Non-Ducted Indoor Units |  |  |  |  | 12.5 | 23 | 10.5 | TRUE | TRUE | TRUE | 27000 | 25000 | 2.6 | 28000 | 2.2
214861811 |  | Live | Midea Electric Trading | MDV | Multizone Mix of Ducted and Non-Ducted | 214861811 |  | HMSV-A-CB | M3OD31-18HFN10-M1XD-D | Mixed Ducted and Non-Ducted Indoor Units |  |  |  |  | 14 | 22.5 | 10.2 | TRUE | TRUE | TRUE | 19000 | 17300 | 2.65 | 20500 | 2.36
214861810 |  | Live | Midea Electric Trading | MDV | Multizone All Ducted | 214861810 |  | HMSV-A-CB | M3OD31-18HFN10-M1XD-D | Ducted Indoor Units |  |  |  |  | 13 | 20 | 10 | TRUE | TRUE | TRUE | 19000 | 17000 | 2.59 | 22000 | 2.5
214861809 |  | Live | Midea Electric Trading | MDV | Multizone All Non-Ducted | 214861809 |  | HMSR-A-CB-O | M3OD31-18HFN10-M1XD-D | Non-Ducted Indoor Units |  |  |  |  | 15 | 25 | 10.4 | TRUE | TRUE | TRUE | 19000 | 17600 | 2.7 | 19000 | 2.2
214861808 |  | Live | Midea Electric Trading | MDV | Multizone Mix of Ducted and Non-Ducted | 214861808 |  | HMSV-A-CB | M6OE30-60HFN10-M1* | Mixed Ducted and Non-Ducted Indoor Units |  |  |  |  | 10 | 18.6 | 9.45 | FALSE | FALSE | TRUE | 60000 | 39000 | 2.65 | 40500 | 2.3
214861807 |  | Live | Midea Electric Trading | MDV | Multizone All Ducted | 214861807 |  | HMSV-A-CB | M6OE30-60HFN10-M1* | Ducted Indoor Units |  |  |  |  | 10 | 18 | 9.3 | FALSE | FALSE | TRUE | 60000 | 39000 | 2.6 | 41000 | 2.3
214861806 |  | Live | Midea Electric Trading | MDV | Multizone All Non-Ducted | 214861806 |  | HMSR-A-CB-O | M6OE30-60HFN10-M1* | Non-Ducted Indoor Units |  |  |  |  | 10 | 19.2 | 9.6 | FALSE | FALSE | TRUE | 60000 | 39000 | 2.7 | 40000 | 2.3
214861805 |  | Live | Midea Electric Trading | MDV | Multizone Mix of Ducted and Non-Ducted | 214861805 |  | HMSV-A-CB | M6OE30-48HFN10-M1* | Mixed Ducted and Non-Ducted Indoor Units |  |  |  |  | 11.85 | 20.9 | 10.3 | TRUE | TRUE | TRUE | 45000 | 35400 | 2.45 | 37500 | 2.15
214861804 |  | Live | Midea Electric Trading | MDV | Multizone All Ducted | 214861804 |  | HMSV-A-CB | M6OE30-48HFN10-M1* | Ducted Indoor Units |  |  |  |  | 12 | 20.5 | 10.6 | TRUE | TRUE | TRUE | 45000 | 37000 | 2.5 | 41000 | 2.4
214861803 |  | Live | Midea Electric Trading | MDV | Multizone All Non-Ducted | 214861803 |  | HMSR-A-CB-O | M6OE30-48HFN10-M1* | Non-Ducted Indoor Units |  |  |  |  | 11.7 | 21.3 | 10 | TRUE | TRUE | TRUE | 45000 | 34000 | 2.4 | 34000 | 1.9
214861800 |  | Live | Midea Electric Trading | MDV | Multizone All Non-Ducted | 214861800 |  | HMSR-A-CB-O | M5OD30-36HFN10-M1* | Non-Ducted Indoor Units |  |  |  |  | 12 | 23.1 | 10 | TRUE | TRUE | TRUE | 35000 | 27000 | 2.4 | 30000 | 2.18
214861799 |  | Live | Midea Electric Trading | MDV | Multizone Mix of Ducted and Non-Ducted | 214861799 |  | HMSV-A-CB | M4OD30-27HFN10-M1* | Mixed Ducted and Non-Ducted Indoor Units |  |  |  |  | 12.1 | 22 | 9.35 | TRUE | TRUE | TRUE | 26200 | 18200 | 2.5 | 18300 | 2.09
214861798 |  | Live | Midea Electric Trading | MDV | Multizone All Ducted | 214861798 |  | HMSV-A-CB | M4OD30-27HFN10-M1* | Ducted Indoor Units |  |  |  |  | 12 | 21 | 9.2 | TRUE | TRUE | TRUE | 26600 | 18400 | 2.5 | 18600 | 2.3
214861797 |  | Live | Midea Electric Trading | MDV | Multizone All Non-Ducted | 214861797 |  | HMSR-A-CB-O | M4OD30-27HFN10-M1* | Non-Ducted Indoor Units |  |  |  |  | 12.2 | 23 | 9.5 | TRUE | TRUE | TRUE | 26000 | 18000 | 2.5 | 18000 | 1.9
214861796 |  | Live | Midea Electric Trading | MDV | Multizone Mix of Ducted and Non-Ducted | 214861796 |  | HMSV-A-CB | M6OE31-53HFN10-M1X* | Mixed Ducted and Non-Ducted Indoor Units |  |  |  |  | 11.85 | 20.8 | 10.65 | TRUE | TRUE | TRUE | 52000 | 45000 | 2.65 | 50500 | 2.25
214861795 |  | Live | Midea Electric Trading | MDV | Multizone All Ducted | 214861795 |  | HMSV-A-CB | M6OE31-53HFN10-M1X* | Ducted Indoor Units |  |  |  |  | 11.7 | 20.2 | 10.7 | TRUE | TRUE | TRUE | 53000 | 45000 | 2.7 | 52000 | 2.3
214861794 |  | Live | Midea Electric Trading | MDV | Multizone All Non-Ducted | 214861794 |  | HMSR-A-CB-O | M6OE31-53HFN10-M1X* | Non-Ducted Indoor Units |  |  |  |  | 12 | 21.4 | 10.6 | TRUE | TRUE | TRUE | 51000 | 45000 | 2.6 | 49000 | 2.2
214861793 |  | Live | Midea Electric Trading | MDV | Multizone Mix of Ducted and Non-Ducted | 214861793 |  | HMSV-A-CB | M6OE31-48HFN10-M1X* | Mixed Ducted and Non-Ducted Indoor Units |  |  |  |  | 11.85 | 20.85 | 10.6 | TRUE | TRUE | TRUE | 46000 | 42500 | 2.5 | 44000 | 2.1
214861792 |  | Live | Midea Electric Trading | MDV | Multizone All Ducted | 214861792 |  | HMSV-A-CB | M6OE31-48HFN10-M1X* | Ducted Indoor Units |  |  |  |  | 11.7 | 20.5 | 11 | TRUE | TRUE | TRUE | 47000 | 44500 | 2.6 | 46000 | 2.2
214861791 |  | Live | Midea Electric Trading | MDV | Multizone All Non-Ducted | 214861791 |  | HMSR-A-CB-O | M6OE31-48HFN10-M1X* | Non-Ducted Indoor Units |  |  |  |  | 12 | 21.2 | 10.2 | TRUE | TRUE | TRUE | 45000 | 40500 | 2.4 | 42000 | 2
214861790 |  | Live | Midea Electric Trading | MDV | Multizone Mix of Ducted and Non-Ducted | 214861790 |  | HMSV-A-CB | M5OX631-36HFN10-M1X** | Mixed Ducted and Non-Ducted Indoor Units |  |  |  |  | 12.1 | 20.5 | 10.9 | TRUE | TRUE | TRUE | 36000 | 34800 | 2.39 | 38500 | 2.26
214861789 |  | Live | Midea Electric Trading | MDV | Multizone All Ducted | 214861789 |  | HMSV-A-CB | M5OX631-36HFN10-M1X** | Ducted Indoor Units |  |  |  |  | 12 | 19.5 | 10.5 | TRUE | TRUE | TRUE | 36000 | 33000 | 2.4 | 34000 | 2.2
214861788 |  | Live | Midea Electric Trading | MDV | Multizone All Non-Ducted | 214861788 |  | HMSR-A-CB-O | M5OX631-36HFN10-M1X** | Non-Ducted Indoor Units |  |  |  |  | 12.2 | 21.5 | 11.3 | TRUE | TRUE | TRUE | 36000 | 36600 | 2.37 | 43000 | 2.3
214861787 |  | Live | Midea Electric Trading | MDV | Multizone Mix of Ducted and Non-Ducted | 214861787 |  | HMSV-A-CB | M5OX631-36HFN10-M1X* | Mixed Ducted and Non-Ducted Indoor Units |  |  |  |  | 12.55 | 21.3 | 10.6 | TRUE | TRUE | TRUE | 36000 | 31400 | 2.4 | 38000 | 2.41
214861786 |  | Live | Midea Electric Trading | MDV | Multizone All Ducted | 214861786 |  | HMSV-A-CB | M5OX631-36HFN10-M1X* | Ducted Indoor Units |  |  |  |  | 12 | 19.5 | 10.5 | TRUE | TRUE | TRUE | 36000 | 33000 | 2.4 | 34000 | 2.2
214861785 |  | Live | Midea Electric Trading | MDV | Multizone All Non-Ducted | 214861785 |  | HMSR-A-CB-O | M5OX631-36HFN10-M1X* | Non-Ducted Indoor Units |  |  |  |  | 13.1 | 23.1 | 10.7 | TRUE | TRUE | TRUE | 36000 | 30000 | 2.4 | 42000 | 2.6
214861784 |  | Live | Midea Electric Trading | MDV | Multizone Mix of Ducted and Non-Ducted | 214861784 |  | HMSV-A-CB | M4OD31-27HFN10-M1X* | Mixed Ducted and Non-Ducted Indoor Units |  |  |  |  | 12 | 20 | 9.75 | TRUE | TRUE | TRUE | 27400 | 23200 | 2.4 | 27000 | 1.99
214861783 |  | Live | Midea Electric Trading | MDV | Multizone All Ducted | 214861783 |  | HMSV-A-CB | M4OD31-27HFN10-M1X* | Ducted Indoor Units |  |  |  |  | 12 | 19 | 9.5 | TRUE | TRUE | TRUE | 28000 | 23000 | 2.4 | 27000 | 2.1
214861782 |  | Live | Midea Electric Trading | MDV | Multizone All Non-Ducted | 214861782 |  | HMSR-A-CB-O | M4OD31-27HFN10-M1X* | Non-Ducted Indoor Units |  |  |  |  | 12 | 21 | 10 | TRUE | TRUE | TRUE | 27000 | 23600 | 2.4 | 27000 | 1.9
214861781 |  | Live | Midea Electric Trading | MDV | Multizone Mix of Ducted and Non-Ducted | 214861781 |  | HMSV-A-CB | M3OD31-18HFN10-M1X* | Mixed Ducted and Non-Ducted Indoor Units |  |  |  |  | 13 | 20.5 | 10 | TRUE | TRUE | TRUE | 19000 | 16700 | 2.55 | 20000 | 2.3
214861780 |  | Live | Midea Electric Trading | MDV | Multizone All Ducted | 214861780 |  | HMSV-A-CB | M3OD31-18HFN10-M1X* | Ducted Indoor Units |  |  |  |  | 13 | 20 | 10 | TRUE | TRUE | TRUE | 19000 | 17000 | 2.59 | 22000 | 2.5
214861779 |  | Live | Midea Electric Trading | MDV | Multizone All Non-Ducted | 214861779 |  | HMSR-A-CB-O | M3OD31-18HFN10-M1X* | Non-Ducted Indoor Units |  |  |  |  | 13 | 21 | 10 | TRUE | TRUE | TRUE | 19000 | 16400 | 2.5 | 18000 | 2.1
214861778 |  | Live | Midea Electric Trading | MDV | Multizone Mix of Ducted and Non-Ducted | 214861778 |  | HMSV-A-CB | M6OE30-60HFN10-M1D* | Mixed Ducted and Non-Ducted Indoor Units |  |  |  |  | 10 | 18.6 | 9.45 | FALSE | FALSE | TRUE | 60000 | 39000 | 2.65 | 40500 | 2.3
214861777 |  | Live | Midea Electric Trading | MDV | Multizone All Ducted | 214861777 |  | HMSV-A-CB | M6OE30-60HFN10-M1D* | Ducted Indoor Units |  |  |  |  | 10 | 18 | 9.3 | FALSE | FALSE | TRUE | 60000 | 39000 | 2.6 | 41000 | 2.3
214861776 |  | Live | Midea Electric Trading | MDV | Multizone All Non-Ducted | 214861776 |  | HMSR-A-CB-O | M6OE30-60HFN10-M1D* | Non-Ducted Indoor Units |  |  |  |  | 10 | 19.2 | 9.6 | FALSE | FALSE | TRUE | 60000 | 39000 | 2.7 | 40000 | 2.3
214861775 |  | Live | Midea Electric Trading | MDV | Multizone Mix of Ducted and Non-Ducted | 214861775 |  | HMSV-A-CB | M6OE30-48HFN10-M1D* | Mixed Ducted and Non-Ducted Indoor Units |  |  |  |  | 11.85 | 20.9 | 10.3 | TRUE | TRUE | TRUE | 45000 | 35400 | 2.45 | 37500 | 2.15
214861774 |  | Live | Midea Electric Trading | MDV | Multizone All Ducted | 214861774 |  | HMSV-A-CB | M6OE30-48HFN10-M1D* | Ducted Indoor Units |  |  |  |  | 12 | 20.5 | 10.6 | TRUE | TRUE | TRUE | 45000 | 37000 | 2.5 | 41000 | 2.4
214861773 |  | Live | Midea Electric Trading | MDV | Multizone All Non-Ducted | 214861773 |  | HMSR-A-CB-O | M6OE30-48HFN10-M1D* | Non-Ducted Indoor Units |  |  |  |  | 11.7 | 21.3 | 10 | TRUE | TRUE | TRUE | 45000 | 34000 | 2.4 | 34000 | 1.9
214861770 |  | Live | Midea Electric Trading | MDV | Multizone All Non-Ducted | 214861770 |  | HMSR-A-CB-O | M5OD30-36HFN10-M1D* | Non-Ducted Indoor Units |  |  |  |  | 12 | 23.1 | 10 | TRUE | TRUE | TRUE | 35000 | 27000 | 2.4 | 30000 | 2.18
214861769 |  | Live | Midea Electric Trading | MDV | Multizone Mix of Ducted and Non-Ducted | 214861769 |  | HMSV-A-CB | M4OD30-27HFN10-M1D* | Mixed Ducted and Non-Ducted Indoor Units |  |  |  |  | 12.1 | 22 | 9.35 | TRUE | TRUE | TRUE | 26200 | 18200 | 2.5 | 18300 | 2.09
214861768 |  | Live | Midea Electric Trading | MDV | Multizone All Ducted | 214861768 |  | HMSV-A-CB | M4OD30-27HFN10-M1D* | Ducted Indoor Units |  |  |  |  | 12 | 21 | 9.2 | TRUE | TRUE | TRUE | 26600 | 18400 | 2.5 | 18600 | 2.3
214861767 |  | Live | Midea Electric Trading | MDV | Multizone All Non-Ducted | 214861767 |  | HMSR-A-CB-O | M4OD30-27HFN10-M1D* | Non-Ducted Indoor Units |  |  |  |  | 12.2 | 23 | 9.5 | TRUE | TRUE | TRUE | 26000 | 18000 | 2.5 | 18000 | 1.9
214861764 |  | Live | Midea Electric Trading | MDV | Multizone All Non-Ducted | 214861764 |  | HMSR-A-CB-O | M3OX430-18HFN10-M1* | Non-Ducted Indoor Units |  |  |  |  | 12.5 | 23 | 10 | TRUE | TRUE | TRUE | 18000 | 13500 | 2.6 | 14000 | 2.21
214861763 |  | Live | Midea Electric Trading | MDV | Multizone Mix of Ducted and Non-Ducted | 214861763 |  | HMSV-A-CB | M6OE31-53HFN10-M1XD* | Mixed Ducted and Non-Ducted Indoor Units |  |  |  |  | 11.85 | 20.8 | 10.65 | TRUE | TRUE | TRUE | 52000 | 45000 | 2.65 | 50500 | 2.25
214861762 |  | Live | Midea Electric Trading | MDV | Multizone All Ducted | 214861762 |  | HMSV-A-CB | M6OE31-53HFN10-M1XD* | Ducted Indoor Units |  |  |  |  | 11.7 | 20.2 | 10.7 | TRUE | TRUE | TRUE | 53000 | 45000 | 2.7 | 52000 | 2.3
214861761 |  | Live | Midea Electric Trading | MDV | Multizone All Non-Ducted | 214861761 |  | HMSR-A-CB-O | M6OE31-53HFN10-M1XD* | Non-Ducted Indoor Units |  |  |  |  | 12 | 21.4 | 10.6 | TRUE | TRUE | TRUE | 51000 | 45000 | 2.6 | 49000 | 2.2
214861760 |  | Live | Midea Electric Trading | MDV | Multizone Mix of Ducted and Non-Ducted | 214861760 |  | HMSV-A-CB | M6OE31-48HFN10-M1XD* | Mixed Ducted and Non-Ducted Indoor Units |  |  |  |  | 11.85 | 20.85 | 10.6 | TRUE | TRUE | TRUE | 46000 | 42500 | 2.5 | 44000 | 2.1
214861759 |  | Live | Midea Electric Trading | MDV | Multizone All Ducted | 214861759 |  | HMSV-A-CB | M6OE31-48HFN10-M1XD* | Ducted Indoor Units |  |  |  |  | 11.7 | 20.5 | 11 | TRUE | TRUE | TRUE | 47000 | 44500 | 2.6 | 46000 | 2.2
214861758 |  | Live | Midea Electric Trading | MDV | Multizone All Non-Ducted | 214861758 |  | HMSR-A-CB-O | M6OE31-48HFN10-M1XD* | Non-Ducted Indoor Units |  |  |  |  | 12 | 21.2 | 10.2 | TRUE | TRUE | TRUE | 45000 | 40500 | 2.4 | 42000 | 2
214861757 |  | Live | Midea Electric Trading | MDV | Multizone Mix of Ducted and Non-Ducted | 214861757 |  | HMSV-A-CB | M5OX631-36HFN10-M1XD* | Mixed Ducted and Non-Ducted Indoor Units |  |  |  |  | 12.1 | 20.5 | 10.9 | TRUE | TRUE | TRUE | 36000 | 34800 | 2.39 | 38500 | 2.26
214861756 |  | Live | Midea Electric Trading | MDV | Multizone All Ducted | 214861756 |  | HMSV-A-CB | M5OX631-36HFN10-M1XD* | Ducted Indoor Units |  |  |  |  | 12 | 19.5 | 10.5 | TRUE | TRUE | TRUE | 36000 | 33000 | 2.4 | 34000 | 2.2
214861755 |  | Live | Midea Electric Trading | MDV | Multizone All Non-Ducted | 214861755 |  | HMSR-A-CB-O | M5OX631-36HFN10-M1XD* | Non-Ducted Indoor Units |  |  |  |  | 12.2 | 21.5 | 11.3 | TRUE | TRUE | TRUE | 36000 | 36600 | 2.37 | 43000 | 2.3
214861754 |  | Live | Midea Electric Trading | MDV | Multizone Mix of Ducted and Non-Ducted | 214861754 |  | HMSV-A-CB | M4OD31-27HFN10-M1XD* | Mixed Ducted and Non-Ducted Indoor Units |  |  |  |  | 12 | 20 | 9.75 | TRUE | TRUE | TRUE | 27400 | 23200 | 2.4 | 27000 | 1.99
214861753 |  | Live | Midea Electric Trading | MDV | Multizone All Ducted | 214861753 |  | HMSV-A-CB | M4OD31-27HFN10-M1XD* | Ducted Indoor Units |  |  |  |  | 12 | 19 | 9.5 | TRUE | TRUE | TRUE | 28000 | 23000 | 2.4 | 27000 | 2.1
214861752 |  | Live | Midea Electric Trading | MDV | Multizone All Non-Ducted | 214861752 |  | HMSR-A-CB-O | M4OD31-27HFN10-M1XD* | Non-Ducted Indoor Units |  |  |  |  | 12 | 21 | 10 | TRUE | TRUE | TRUE | 27000 | 23600 | 2.4 | 27000 | 1.9
214861751 |  | Live | Midea Electric Trading | MDV | Multizone Mix of Ducted and Non-Ducted | 214861751 |  | HMSV-A-CB | M3OD31-18HFN10-M1XD* | Mixed Ducted and Non-Ducted Indoor Units |  |  |  |  | 13 | 20.5 | 10 | TRUE | TRUE | TRUE | 19000 | 16700 | 2.55 | 20000 | 2.3
214861750 |  | Live | Midea Electric Trading | MDV | Multizone All Ducted | 214861750 |  | HMSV-A-CB | M3OD31-18HFN10-M1XD* | Ducted Indoor Units |  |  |  |  | 13 | 20 | 10 | TRUE | TRUE | TRUE | 19000 | 17000 | 2.59 | 22000 | 2.5
214861749 |  | Live | Midea Electric Trading | MDV | Multizone All Non-Ducted | 214861749 |  | HMSR-A-CB-O | M3OD31-18HFN10-M1XD* | Non-Ducted Indoor Units |  |  |  |  | 13 | 21 | 10 | TRUE | TRUE | TRUE | 19000 | 16400 | 2.5 | 18000 | 2.1
214861748 |  | Live | Midea Electric Trading | MDV | Multizone Mix of Ducted and Non-Ducted | 214861748 |  | HMSV-A-CB | M6OE30-60HFN10-M1 | Mixed Ducted and Non-Ducted Indoor Units |  |  |  |  | 10 | 20 | 9.45 | FALSE | FALSE | TRUE | 60000 | 39000 | 2.7 | 41500 | 2.35
214861747 |  | Live | Midea Electric Trading | MDV | Multizone All Ducted | 214861747 |  | HMSV-A-CB | M6OE30-60HFN10-M1 | Ducted Indoor Units |  |  |  |  | 10 | 18 | 9.3 | FALSE | FALSE | TRUE | 60000 | 39000 | 2.6 | 41000 | 2.3
214861746 |  | Live | Midea Electric Trading | MDV | Multizone All Non-Ducted | 214861746 |  | HMSR-A-CB-O | M6OE30-60HFN10-M1 | Non-Ducted Indoor Units |  |  |  |  | 10 | 22 | 9.6 | FALSE | FALSE | TRUE | 60000 | 39000 | 2.8 | 42000 | 2.4
214861745 |  | Live | Midea Electric Trading | MDV | Multizone Mix of Ducted and Non-Ducted | 214861745 |  | HMSV-A-CB | M6OE30-60HFN10-M1D | Mixed Ducted and Non-Ducted Indoor Units |  |  |  |  | 10 | 20 | 9.45 | FALSE | FALSE | TRUE | 60000 | 39000 | 2.7 | 41500 | 2.35
214861744 |  | Live | Midea Electric Trading | MDV | Multizone All Ducted | 214861744 |  | HMSV-A-CB | M6OE30-60HFN10-M1D | Ducted Indoor Units |  |  |  |  | 10 | 18 | 9.3 | FALSE | FALSE | TRUE | 60000 | 39000 | 2.6 | 41000 | 2.3
214861743 |  | Live | Midea Electric Trading | MDV | Multizone All Non-Ducted | 214861743 |  | HMSR-A-CB-O | M6OE30-60HFN10-M1D | Non-Ducted Indoor Units |  |  |  |  | 10 | 22 | 9.6 | FALSE | FALSE | TRUE | 60000 | 39000 | 2.8 | 42000 | 2.4
214861742 |  | Live | Midea Electric Trading | MDV | Multizone Mix of Ducted and Non-Ducted | 214861742 |  | HMSV-A-CB | M6OE30-48HFN10-M1 | Mixed Ducted and Non-Ducted Indoor Units |  |  |  |  | 12.25 | 22.25 | 10.5 | TRUE | TRUE | TRUE | 46000 | 37400 | 2.5 | 39750 | 2.19
214861741 |  | Live | Midea Electric Trading | MDV | Multizone All Ducted | 214861741 |  | HMSV-A-CB | M6OE30-48HFN10-M1 | Ducted Indoor Units |  |  |  |  | 12 | 20.5 | 10.6 | TRUE | TRUE | TRUE | 45000 | 37000 | 2.5 | 41000 | 2.4
214861740 |  | Live | Midea Electric Trading | MDV | Multizone All Non-Ducted | 214861740 |  | HMSR-A-CB-O | M6OE30-48HFN10-M1 | Non-Ducted Indoor Units |  |  |  |  | 12.5 | 24 | 10.4 | TRUE | TRUE | TRUE | 47000 | 38000 | 2.5 | 38500 | 2
214861735 |  | Live | Midea Electric Trading | MDV | Multizone All Ducted | 214861735 |  | HMSV-A-CB | M4OD30-27HFN10-M1 | Ducted Indoor Units |  |  |  |  | 12 | 21 | 9.2 | TRUE | TRUE | TRUE | 26600 | 18400 | 2.5 | 18600 | 2.3
214861731 |  | Live | Midea Electric Trading | MDV | Multizone Mix of Ducted and Non-Ducted | 214861731 |  | HMSV-A-CB | M6OE31-53HFN10-M1X | Mixed Ducted and Non-Ducted Indoor Units |  |  |  |  | 11.85 | 21.25 | 10.6 | TRUE | TRUE | TRUE | 52000 | 44500 | 2.65 | 49500 | 2.39
214861730 |  | Live | Midea Electric Trading | MDV | Multizone All Ducted | 214861730 |  | HMSV-A-CB | M6OE31-53HFN10-M1X | Ducted Indoor Units |  |  |  |  | 11.7 | 20.2 | 10.7 | TRUE | TRUE | TRUE | 53000 | 45000 | 2.7 | 52000 | 2.3
214861729 |  | Live | Midea Electric Trading | MDV | Multizone All Non-Ducted | 214861729 |  | HMSR-A-CB-O | M6OE31-53HFN10-M1X | Non-Ducted Indoor Units |  |  |  |  | 12 | 22.3 | 10.5 | TRUE | TRUE | TRUE | 51000 | 44000 | 2.6 | 47000 | 2.5
214861728 |  | Live | Midea Electric Trading | MDV | Multizone Mix of Ducted and Non-Ducted | 214861728 |  | HMSV-A-CB | M6OE31-48HFN10-M1X | Mixed Ducted and Non-Ducted Indoor Units |  |  |  |  | 11.85 | 21.75 | 11.15 | TRUE | TRUE | TRUE | 47000 | 44000 | 2.6 | 45500 | 2.1
214861727 |  | Live | Midea Electric Trading | MDV | Multizone All Ducted | 214861727 |  | HMSV-A-CB | M6OE31-48HFN10-M1X | Ducted Indoor Units |  |  |  |  | 11.7 | 20.5 | 11 | TRUE | TRUE | TRUE | 47000 | 44500 | 2.6 | 46000 | 2.2
214861726 |  | Live | Midea Electric Trading | MDV | Multizone All Non-Ducted | 214861726 |  | HMSR-A-CB-O | M6OE31-48HFN10-M1X | Non-Ducted Indoor Units |  |  |  |  | 12 | 23 | 11.3 | TRUE | TRUE | TRUE | 47000 | 44000 | 2.6 | 45000 | 2
214861724 |  | Live | Midea Electric Trading | MDV | Multizone Mix of Ducted and Non-Ducted | 214861724 |  | HMSV-A-CB | M4OD31-27HFN10-M1X | Mixed Ducted and Non-Ducted Indoor Units |  |  |  |  | 12.35 | 21.05 | 10 | TRUE | TRUE | TRUE | 27400 | 24000 | 2.5 | 27500 | 2.15
214861723 |  | Live | Midea Electric Trading | MDV | Multizone All Ducted | 214861723 |  | HMSV-A-CB | M4OD31-27HFN10-M1X | Ducted Indoor Units |  |  |  |  | 12 | 19 | 9.5 | TRUE | TRUE | TRUE | 28000 | 23000 | 2.4 | 27000 | 2.1
214861722 |  | Live | Midea Electric Trading | MDV | Multizone All Non-Ducted | 214861722 |  | HMSR-A-CB-O | M4OD31-27HFN10-M1X | Non-Ducted Indoor Units |  |  |  |  | 12.7 | 23.1 | 10.5 | TRUE | TRUE | TRUE | 27000 | 25000 | 2.6 | 28000 | 2.2
214861721 |  | Live | Midea Electric Trading | MDV | Multizone Mix of Ducted and Non-Ducted | 214861721 |  | HMSV-A-CB | M3OD31-18HFN10-M1X | Mixed Ducted and Non-Ducted Indoor Units |  |  |  |  | 14 | 22.5 | 10.25 | TRUE | TRUE | TRUE | 19000 | 17300 | 2.65 | 20500 | 2.36
214861720 |  | Live | Midea Electric Trading | MDV | Multizone All Ducted | 214861720 |  | HMSV-A-CB | M3OD31-18HFN10-M1X | Ducted Indoor Units |  |  |  |  | 13 | 20 | 10 | TRUE | TRUE | TRUE | 19000 | 17000 | 2.59 | 22000 | 2.5
214861719 |  | Live | Midea Electric Trading | MDV | Multizone All Non-Ducted | 214861719 |  | HMSR-A-CB-O | M3OD31-18HFN10-M1X | Non-Ducted Indoor Units |  |  |  |  | 15 | 25 | 10.5 | TRUE | TRUE | TRUE | 19000 | 17600 | 2.7 | 19000 | 2.2
214861718 |  | Live | Midea Electric Trading | MDV | Multizone Mix of Ducted and Non-Ducted | 214861718 |  | HMSV-A-CB | M6OE30-48HFN10-M1D | Mixed Ducted and Non-Ducted Indoor Units |  |  |  |  | 12.25 | 22.5 | 10.5 | TRUE | TRUE | TRUE | 46000 | 37400 | 2.5 | 39750 | 2.19
214861717 |  | Live | Midea Electric Trading | MDV | Multizone All Ducted | 214861717 |  | HMSV-A-CB | M6OE30-48HFN10-M1D | Ducted Indoor Units |  |  |  |  | 12 | 20.5 | 10.6 | TRUE | TRUE | TRUE | 45000 | 37000 | 2.5 | 41000 | 2.4
214861716 |  | Live | Midea Electric Trading | MDV | Multizone All Non-Ducted | 214861716 |  | HMSR-A-CB-O | M6OE30-48HFN10-M1D | Non-Ducted Indoor Units |  |  |  |  | 12.5 | 24 | 10.4 | TRUE | TRUE | TRUE | 47000 | 38000 | 2.5 | 38500 | 2
214861711 |  | Live | Midea Electric Trading | MDV | Multizone All Ducted | 214861711 |  | HMSV-A-CB | M4OD30-27HFN10-M1D | Ducted Indoor Units |  |  |  |  | 12 | 21 | 9.2 | TRUE | TRUE | TRUE | 26600 | 18400 | 2.5 | 18600 | 2.3
214861709 |  | Live | Midea Electric Trading | MDV | Multizone Mix of Ducted and Non-Ducted | 214861709 |  | HMSV-A-CB | M3OX430-18HFN10-M1 | Mixed Ducted and Non-Ducted Indoor Units |  |  |  |  | 13 | 22.6 | 9.9 | TRUE | TRUE | TRUE | 18000 | 14100 | 2.79 | 14300 | 2.39
214861708 |  | Live | Midea Electric Trading | MDV | Multizone All Ducted | 214861708 |  | HMSV-A-CB | M3OX430-18HFN10-M1 | Ducted Indoor Units |  |  |  |  | 12 | 20 | 10 | TRUE | TRUE | TRUE | 18000 | 14600 | 2.8 | 14600 | 2.3
214861706 |  | Live | Midea Electric Trading | MDV | Multizone Mix of Ducted and Non-Ducted | 214861706 |  | HMSV-A-CB | M6OE31-53HFN10-M1XD | Mixed Ducted and Non-Ducted Indoor Units |  |  |  |  | 11.85 | 21.25 | 10.6 | TRUE | TRUE | TRUE | 52000 | 44500 | 2.65 | 49500 | 2.39
214861705 |  | Live | Midea Electric Trading | MDV | Multizone All Ducted | 214861705 |  | HMSV-A-CB | M6OE31-53HFN10-M1XD | Ducted Indoor Units |  |  |  |  | 11.7 | 20.2 | 10.7 | TRUE | TRUE | TRUE | 53000 | 45000 | 2.7 | 52000 | 2.3
214861704 |  | Live | Midea Electric Trading | MDV | Multizone All Non-Ducted | 214861704 |  | HMSR-A-CB-O | M6OE31-53HFN10-M1XD | Non-Ducted Indoor Units |  |  |  |  | 12 | 22.3 | 10.5 | TRUE | TRUE | TRUE | 51000 | 44000 | 2.6 | 47000 | 2.5
214861703 |  | Live | Midea Electric Trading | MDV | Multizone Mix of Ducted and Non-Ducted | 214861703 |  | HMSV-A-CB | M6OE31-48HFN10-M1XD | Mixed Ducted and Non-Ducted Indoor Units |  |  |  |  | 11.85 | 21.75 | 11.15 | TRUE | TRUE | TRUE | 47000 | 44000 | 2.6 | 45500 | 2.1
214861702 |  | Live | Midea Electric Trading | MDV | Multizone All Ducted | 214861702 |  | HMSV-A-CB | M6OE31-48HFN10-M1XD | Ducted Indoor Units |  |  |  |  | 11.7 | 20.5 | 11 | TRUE | TRUE | TRUE | 47000 | 44500 | 2.6 | 46000 | 2.2
214861701 |  | Live | Midea Electric Trading | MDV | Multizone All Non-Ducted | 214861701 |  | HMSR-A-CB-O | M6OE31-48HFN10-M1XD | Non-Ducted Indoor Units |  |  |  |  | 12 | 23 | 11.3 | TRUE | TRUE | TRUE | 47000 | 44000 | 2.6 | 45000 | 2
214861699 |  | Live | Midea Electric Trading | MDV | Multizone All Ducted | 214861699 |  | HMSV-A-CB | M5OX631-36HFN10-M1XD | Ducted Indoor Units |  |  |  |  | 12 | 19.5 | 10.5 | TRUE | TRUE | TRUE | 36000 | 33000 | 2.4 | 34000 | 2.2
214861697 |  | Live | Midea Electric Trading | MDV | Multizone Mix of Ducted and Non-Ducted | 214861697 |  | HMSV-A-CB | M4OD31-27HFN10-M1XD | Mixed Ducted and Non-Ducted Indoor Units |  |  |  |  | 12.35 | 21.05 | 10 | TRUE | TRUE | TRUE | 27400 | 24000 | 2.5 | 27500 | 2.15
214861696 |  | Live | Midea Electric Trading | MDV | Multizone All Ducted | 214861696 |  | HMSV-A-CB | M4OD31-27HFN10-M1XD | Ducted Indoor Units |  |  |  |  | 12 | 19 | 9.5 | TRUE | TRUE | TRUE | 28000 | 23000 | 2.4 | 27000 | 2.1
214861695 |  | Live | Midea Electric Trading | MDV | Multizone All Non-Ducted | 214861695 |  | HMSR-A-CB-O | M4OD31-27HFN10-M1XD | Non-Ducted Indoor Units |  |  |  |  | 12.7 | 23.1 | 10.5 | TRUE | TRUE | TRUE | 27000 | 25000 | 2.6 | 28000 | 2.2
214861694 |  | Live | Midea Electric Trading | MDV | Multizone Mix of Ducted and Non-Ducted | 214861694 |  | HMSV-A-CB | M3OD31-18HFN10-M1XD | Mixed Ducted and Non-Ducted Indoor Units |  |  |  |  | 14 | 22.5 | 10.25 | TRUE | TRUE | TRUE | 19000 | 17300 | 2.65 | 20500 | 2.36
214861693 |  | Live | Midea Electric Trading | MDV | Multizone All Ducted | 214861693 |  | HMSV-A-CB | M3OD31-18HFN10-M1XD | Ducted Indoor Units |  |  |  |  | 13 | 20 | 10 | TRUE | TRUE | TRUE | 19000 | 17000 | 2.59 | 22000 | 2.5
214861692 |  | Live | Midea Electric Trading | MDV | Multizone All Non-Ducted | 214861692 |  | HMSR-A-CB-O | M3OD31-18HFN10-M1XD | Non-Ducted Indoor Units |  |  |  |  | 15 | 25 | 10.5 | TRUE | TRUE | TRUE | 19000 | 17600 | 2.7 | 19000 | 2.2
215213797 |  | Live | Midea Electric Trading | DIRECT AIR | Multizone All Ducted | 215213797 |  | HMSV-A-CB | DIRM4-48DA25-5Z | Ducted Indoor Units |  |  |  |  | 12 | 20.4 | 10.6 | TRUE | TRUE | TRUE | 45000 | 37000 | 2.5 | 41000 | 2.4
215213810 |  | Live | Midea Electric Trading | DIRECT AIR | Multizone Mix of Ducted and Non-Ducted | 215213810 |  | HMSV-A-CB | DIRM4-48HXPRO28-5Z | Mixed Ducted and Non-Ducted Indoor Units |  |  |  |  | 11.85 | 21.7 | 11 | TRUE | TRUE | TRUE | 47000 | 44000 | 2.6 | 45500 | 2.1
215213809 |  | Live | Midea Electric Trading | DIRECT AIR | Multizone All Ducted | 215213809 |  | HMSV-A-CB | DIRM4-48HXPRO28-5Z | Ducted Indoor Units |  |  |  |  | 11.7 | 20.4 | 11 | TRUE | TRUE | TRUE | 47000 | 44500 | 2.6 | 46000 | 2.2
215213808 |  | Live | Midea Electric Trading | DIRECT AIR | Multizone All Non-Ducted | 215213808 |  | HMSR-A-CB-O | DIRM4-48HXPRO28-5Z | Non-Ducted Indoor Units |  |  |  |  | 12 | 23 | 11 | TRUE | TRUE | TRUE | 47000 | 44000 | 2.6 | 45000 | 2
215213726 |  | Live | Midea Electric Trading | NAPOLEON | Multizone All Ducted | 215213726 |  | HMSV-A-CB | NDHAMB-36-O | Ducted Indoor Units |  |  |  |  | 12 | 19.4 | 10.4 | FALSE | FALSE | TRUE | 36000 | 33000 | 2.4 | 34000 | 2.2
215213729 |  | Live | Midea Electric Trading | CONTINENTAL | Multizone All Ducted | 215213729 |  | HMSV-A-CB | NDHAMB-36-O | Ducted Indoor Units |  |  |  |  | 12 | 19.4 | 10.4 | TRUE | TRUE | TRUE | 36000 | 33000 | 2.4 | 34000 | 2.2
215213806 |  | Live | Midea Electric Trading | DIRECT AIR | Multizone All Ducted | 215213806 |  | HMSV-A-CB | DIRM4-36HXPRO28-4Z | Ducted Indoor Units |  |  |  |  | 12 | 19.4 | 10.4 | TRUE | TRUE | TRUE | 36000 | 33000 | 2.4 | 34000 | 2.2
215213792 |  | Live | Midea Electric Trading | DIRECT AIR | Multizone Mix of Ducted and Non-Ducted | 215213792 |  | HMSV-A-CB | DIRM4-27DA25-3Z | Mixed Ducted and Non-Ducted Indoor Units |  |  |  |  | 12.25 | 21 | 10 | TRUE | TRUE | TRUE | 27400 | 24000 | 2.5 | 27500 | 2.15
215213724 |  | Live | Midea Electric Trading | CONTINENTAL | Multizone Mix of Ducted and Non-Ducted | 215213724 |  | HMSV-A-CB | CDHAMB-27-O | Mixed Ducted and Non-Ducted Indoor Units |  |  |  |  | 12.25 | 21 | 10 | TRUE | TRUE | TRUE | 27400 | 24000 | 2.5 | 27500 | 2.15
215213721 |  | Live | Midea Electric Trading | NAPOLEON | Multizone Mix of Ducted and Non-Ducted | 215213721 |  | HMSV-A-CB | NDHAMB-27-O | Mixed Ducted and Non-Ducted Indoor Units |  |  |  |  | 12.25 | 21 | 10 | FALSE | FALSE | TRUE | 27400 | 24000 | 2.5 | 27500 | 2.15
215213804 |  | Live | Midea Electric Trading | DIRECT AIR | Multizone Mix of Ducted and Non-Ducted | 215213804 |  | HMSV-A-CB | DIRM4-28HXPRO28-3Z | Mixed Ducted and Non-Ducted Indoor Units |  |  |  |  | 12.25 | 21 | 10 | TRUE | TRUE | TRUE | 27400 | 24000 | 2.5 | 27500 | 2.15
215213803 |  | Live | Midea Electric Trading | DIRECT AIR | Multizone All Ducted | 215213803 |  | HMSV-A-CB | DIRM4-28HXPRO28-3Z | Ducted Indoor Units |  |  |  |  | 12 | 19 | 9.5 | TRUE | TRUE | TRUE | 28000 | 23000 | 2.4 | 27000 | 2.1
215213720 |  | Live | Midea Electric Trading | NAPOLEON | Multizone All Ducted | 215213720 |  | HMSV-A-CB | NDHAMB-27-O | Ducted Indoor Units |  |  |  |  | 12 | 19 | 9.5 | FALSE | FALSE | TRUE | 28000 | 23000 | 2.4 | 27000 | 2.1
215213723 |  | Live | Midea Electric Trading | CONTINENTAL | Multizone All Ducted | 215213723 |  | HMSV-A-CB | CDHAMB-27-O | Ducted Indoor Units |  |  |  |  | 12 | 19 | 9.5 | TRUE | TRUE | TRUE | 28000 | 23000 | 2.4 | 27000 | 2.1
215213791 |  | Live | Midea Electric Trading | DIRECT AIR | Multizone All Ducted | 215213791 |  | HMSV-A-CB | DIRM4-27DA25-3Z | Ducted Indoor Units |  |  |  |  | 12 | 19 | 9.5 | TRUE | TRUE | TRUE | 28000 | 23000 | 2.4 | 27000 | 2.1
215213790 |  | Live | Midea Electric Trading | DIRECT AIR | Multizone All Non-Ducted | 215213790 |  | HMSR-A-CB-O | DIRM4-27DA25-3Z | Non-Ducted Indoor Units |  |  |  |  | 12.5 | 23 | 10.5 | TRUE | TRUE | TRUE | 27000 | 25000 | 2.6 | 28000 | 2.2
215213722 |  | Live | Midea Electric Trading | CONTINENTAL | Multizone All Non-Ducted | 215213722 |  | HMSR-A-CB-O | CDHAMB-27-O | Non-Ducted Indoor Units |  |  |  |  | 12.5 | 23 | 10.5 | TRUE | TRUE | TRUE | 27000 | 25000 | 2.6 | 28000 | 2.2
215213719 |  | Live | Midea Electric Trading | NAPOLEON | Multizone All Non-Ducted | 215213719 |  | HMSR-A-CB-O | NDHAMB-27-O | Non-Ducted Indoor Units |  |  |  |  | 12.5 | 23 | 10.5 | FALSE | FALSE | TRUE | 27000 | 25000 | 2.6 | 28000 | 2.2
215213802 |  | Live | Midea Electric Trading | DIRECT AIR | Multizone All Non-Ducted | 215213802 |  | HMSR-A-CB-O | DIRM4-28HXPRO28-3Z | Non-Ducted Indoor Units |  |  |  |  | 12.5 | 23 | 10.5 | TRUE | TRUE | TRUE | 27000 | 25000 | 2.6 | 28000 | 2.2
215213801 |  | Live | Midea Electric Trading | DIRECT AIR | Multizone Mix of Ducted and Non-Ducted | 215213801 |  | HMSV-A-CB | DIRM4-18HXPRO28-2Z | Mixed Ducted and Non-Ducted Indoor Units |  |  |  |  | 14 | 22.5 | 10.2 | TRUE | TRUE | TRUE | 19000 | 17300 | 2.65 | 20500 | 2.36
215213800 |  | Live | Midea Electric Trading | DIRECT AIR | Multizone All Ducted | 215213800 |  | HMSV-A-CB | DIRM4-18HXPRO28-2Z | Ducted Indoor Units |  |  |  |  | 13 | 20 | 10 | TRUE | TRUE | TRUE | 19000 | 17000 | 2.59 | 22000 | 2.5
215213799 |  | Live | Midea Electric Trading | DIRECT AIR | Multizone All Non-Ducted | 215213799 |  | HMSR-A-CB-O | DIRM4-18HXPRO28-2Z | Non-Ducted Indoor Units |  |  |  |  | 15 | 25 | 10.4 | TRUE | TRUE | TRUE | 19000 | 17600 | 2.7 | 19000 | 2.2
203994965 |  | Live | Johnson Controls Inc. (York International Norman) | HITACHI | Multizone All Non-Ducted | 203994965 |  | HMSR-A-CB-O | HVAHP060B21S* | Non-Ducted Indoor Units |  | 12.2 | 16.8 | 12.1 | 12.8 | 20.3 | 10.5 | FALSE | FALSE | FALSE | 60000 | 42000 | 2.88 | 47100 | 2.94
203994964 |  | Live | Johnson Controls Inc. (York International Norman) | YORK | Multizone All Non-Ducted | 203994964 |  | HMSR-A-CB-O | YVAHP060B21S* | Non-Ducted Indoor Units |  | 12.2 | 16.8 | 12.1 | 12.8 | 20.3 | 10.5 | FALSE | FALSE | FALSE | 60000 | 42000 | 2.88 | 47100 | 2.94
211497166 |  | Live | Gree | KINGHOME | Multizone Mix of Ducted and Non-Ducted | 211497166 |  | HMSV-A-CB | KM42H5O | Mixed Ducted and Non-Ducted Indoor Units |  |  |  |  | 11.5 | 18.5 | 9 | FALSE | FALSE | FALSE | 36000 | 34000 | 2.29 | 38200 | 2.19
211497165 |  | Live | Gree | KINGHOME | Multizone Mix of Ducted and Non-Ducted | 211497165 |  | HMSV-A-CB | KM36H5O | Mixed Ducted and Non-Ducted Indoor Units |  |  |  |  | 11.5 | 18.5 | 9 | FALSE | FALSE | FALSE | 34000 | 30400 | 2.02 | 37720 | 2.16
211497164 |  | Live | Gree | KINGHOME | Multizone Mix of Ducted and Non-Ducted | 211497164 |  | HMSV-A-CB | KM30H5O | Mixed Ducted and Non-Ducted Indoor Units |  |  |  |  | 11.75 | 18.5 | 9 | FALSE | FALSE | FALSE | 28400 | 27000 | 2.31 | 31860 | 2.29
211497163 |  | Live | Gree | KINGHOME | Multizone Mix of Ducted and Non-Ducted | 211497163 |  | HMSV-A-CB | KM24H5O | Mixed Ducted and Non-Ducted Indoor Units |  |  |  |  | 11.75 | 18.5 | 9 | FALSE | FALSE | FALSE | 23200 | 23200 | 2.22 | 26600 | 2.38
211497162 |  | Live | Gree | KINGHOME | Multizone Mix of Ducted and Non-Ducted | 211497162 |  | HMSV-A-CB | KM18H5O | Mixed Ducted and Non-Ducted Indoor Units |  |  |  |  | 11.5 | 18.5 | 9 | FALSE | FALSE | FALSE | 17000 | 14300 | 2.54 | 16400 | 2.52
211174360 |  | Live | Gree | TOSOT | Multizone Mix of Ducted and Non-Ducted | 211174360 |  | HMSV-A-CB | TM42HX4O | Mixed Ducted and Non-Ducted Indoor Units |  |  |  |  | 11.5 | 18.5 | 9 | FALSE | FALSE | FALSE | 36000 | 34000 | 2.29 | 38200 | 2.19
211174359 |  | Live | Gree | TOSOT | Multizone Mix of Ducted and Non-Ducted | 211174359 |  | HMSV-A-CB | TM36HX4O | Mixed Ducted and Non-Ducted Indoor Units |  |  |  |  | 11.5 | 18.5 | 9 | FALSE | FALSE | FALSE | 34000 | 30400 | 2.02 | 37720 | 2.16
211174358 |  | Live | Gree | TOSOT | Multizone Mix of Ducted and Non-Ducted | 211174358 |  | HMSV-A-CB | TM30HX4O | Mixed Ducted and Non-Ducted Indoor Units |  |  |  |  | 11.75 | 18.5 | 9 | FALSE | FALSE | FALSE | 28400 | 27000 | 2.31 | 31860 | 2.29
211174357 |  | Live | Gree | TOSOT | Multizone Mix of Ducted and Non-Ducted | 211174357 |  | HMSV-A-CB | TM24HX4O | Mixed Ducted and Non-Ducted Indoor Units |  |  |  |  | 11.75 | 18.5 | 9 | FALSE | FALSE | FALSE | 23200 | 23200 | 2.22 | 26600 | 2.38
211174356 |  | Live | Gree | TOSOT | Multizone Mix of Ducted and Non-Ducted | 211174356 |  | HMSV-A-CB | TM18HX4O | Mixed Ducted and Non-Ducted Indoor Units |  |  |  |  | 11.5 | 18.5 | 9 | FALSE | FALSE | FALSE | 17000 | 14300 | 2.54 | 16400 | 2.52
214802098 |  | Live | Hisense | HISENSE | Singlezone Ducted, Centrally Ducted | 214802098 |  | HRCU-A-CB | AUWR-60U3TH5 |  | AUH-60UX3TEH3 |  |  |  | 11 | 19 | 9 | TRUE | TRUE | TRUE | 57000 | 37000 | 2.61 | 42000 | 2.34
214802097 |  | Live | Hisense | HISENSE | Singlezone Ducted, Centrally Ducted | 214802097 |  | HRCU-A-CB | AUWR-36U3TW5 |  | AUH-36UX3TDH3 |  |  |  | 11.7 | 19.5 | 11 | TRUE | TRUE | TRUE | 32000 | 32000 | 2.93 | 34000 | 2.34
214802096 |  | Live | Hisense | HISENSE | Singlezone Ducted, Centrally Ducted | 214802096 |  | HRCU-A-CB | AUWR-24U3TK5 |  | AUH-24UX3TDH3 |  |  |  | 12 | 20 | 10 | TRUE | TRUE | TRUE | 24000 | 20400 | 3.05 | 21500 | 2.47
214825967 |  | Live | Bosch | BOSCH | Singlezone Ducted, Centrally Ducted | 214825967 |  | HRCU-A-C | BOVA-60MTB-M19E |  | BMAC4860DBTA |  |  |  | 11.2 | 15.2 | 8.5 | FALSE | TRUE | TRUE | 52000 | 52000 | 2.05 | 52000 | 2.05
214825966 |  | Live | Bosch | BOSCH | Singlezone Ducted, Centrally Ducted | 214825966 |  | HRCU-A-C | BOVA-60MTB-M19E |  | BMAC4860CBTA |  |  |  | 11.2 | 15.2 | 8.5 | FALSE | TRUE | TRUE | 52000 | 52000 | 2.05 | 52000 | 2.05
214825965 |  | Live | Bosch | BOSCH | Singlezone Ducted, Centrally Ducted | 214825965 |  | HRCU-A-C | BOVA-60MTB-M19E |  | BMAC4248DBTA |  |  |  | 11.7 | 15.2 | 8.5 | TRUE | TRUE | TRUE | 43500 | 46000 | 2.1 | 46000 | 2.1
214825964 |  | Live | Bosch | BOSCH | Singlezone Ducted, Centrally Ducted | 214825964 |  | HRCU-A-C | BOVA-60MTB-M19E |  | BMAC4248CBTA |  |  |  | 11.7 | 15.2 | 8.5 | TRUE | TRUE | TRUE | 43500 | 46000 | 2.1 | 46000 | 2.1
214825963 |  | Live | Bosch | BOSCH | Singlezone Ducted, Centrally Ducted | 214825963 |  | HRCU-A-C | BOVA-60MTB-M19E |  | BMAC4248BBTA |  |  |  | 11.2 | 15.2 | 8.5 | FALSE | TRUE | TRUE | 42500 | 45500 | 2.1 | 45500 | 2.1
214825962 |  | Live | Bosch | BOSCH | Singlezone Ducted, Centrally Ducted | 214825962 |  | HRCU-A-CB | BOVA-60MTB-M19E |  | BIVA-60MCB-M19X |  |  |  | 11.7 | 19 | 10 | TRUE | TRUE | TRUE | 53500 | 55000 | 2.1 | 55000 | 2.1
207702799 |  | Live | Mitsubishi Electric Trane | TRANE / MITSUBISHI ELECTRIC | Singlezone Ducted, Compact Ducted | 207702799 |  | HRCU-A-CB | PUZ-HA42NKA1 | Mini-Splits | TPEADA0421AA*** | 10.7 | 15 | 9.8 | 10.4 | 15.5 | 8.9 | FALSE | TRUE | TRUE | 42000 | 39500 | 2.27 | 48000 | 2.1
209949002 |  | Live | Mitsubishi Electric Trane | MITSUBISHI ELECTRIC | Multizone Mix of Ducted and Non-Ducted | 209949002 |  | HMSR-A-CB-O | MXZ-4C36NA3*** | Mixed Ducted and Non-Ducted Indoor Units |  | 9.05 | 17.6 | 10.4 | 9.05 | 17.6 | 9.65 | FALSE | FALSE | FALSE | 34900 | 22400 | 2.66 | 26600 | 2.23
209832227 |  | Live | Mitsubishi Electric Trane | TRANE / MITSUBISHI ELECTRIC | Singlezone Non-Ducted, Wall Placement | 209832227 |  | HRCU-A-CB-O | MUZ-HM24NA*** | Mini-Splits | NTXWMT24A112A* | 8.6 | 18 | 10 | 8.6 | 20 | 10 | FALSE | FALSE | FALSE | 22400 | 18500 | 2.36 | 18500 | 2.42
209832194 |  | Live | Mitsubishi Electric Trane | MITSUBISHI ELECTRIC | Singlezone Non-Ducted, Wall Placement | 209832194 |  | HRCU-A-CB-O | MUZ-HM24NA*** | Mini-Splits | NAXWMT24A112A* | 8.6 | 18 | 10 | 8.6 | 20 | 10 | FALSE | FALSE | FALSE | 22400 | 18500 | 2.36 | 18500 | 2.42
209832269 |  | Live | Mitsubishi Electric Trane | MITSUBISHI ELECTRIC | Singlezone Non-Ducted, Wall Placement | 209832269 | 209832227 | HRCU-A-CB-O | MUZ-HM24NA*** | Mini-Splits | MSZ-HM24NA*** | 8.6 | 18 | 10 | 8.6 | 20 | 10 | FALSE | FALSE | FALSE | 22400 | 18500 | 2.36 | 18500 | 2.42
201754303 |  | Live | Mitsubishi Electric Trane | MITSUBISHI ELECTRIC | Singlezone Non-Ducted, Wall Placement | 201754303 |  | HRCU-A-CB-O | MUZ-FH18NAH2 | Mini-Splits | MSZ-FH18NA** | 12.5 | 21 | 11 | 12.5 | 21 | 10.3 | FALSE | FALSE | FALSE | 17200 | 13700 | 3.21 | 24300 | 2.1
201754301 |  | Live | Mitsubishi Electric Trane | MITSUBISHI ELECTRIC | Singlezone Non-Ducted, Wall Placement | 201754301 |  | HRCU-A-CB-O | MUZ-FH15NAH | Mini-Splits | MSZ-FH15NA** | 12.5 | 22 | 11 | 12.5 | 21.5 | 9.9 | FALSE | FALSE | FALSE | 15000 | 11000 | 3.39 | 20200 | 1.76
214421551 |  | Live | Johnson Controls Inc. (York International Norman) | COLEMAN | Singlezone Ducted, Centrally Ducted | 214421551 |  | HRCU-A-CB | HH860E2S11 |  | CTM60D5CJS1+JMET18DS2N1 |  |  |  | 11 | 19 | 8.5 | TRUE | TRUE | TRUE | 52500 | 37200 | 2.64 | 37200 | 2.64
214421503 |  | Live | Johnson Controls Inc. (York International Norman) | YORK | Singlezone Ducted, Centrally Ducted | 214421503 |  | HRCU-A-CB | HH860E2S11 |  | CTM60D5CJS1+JMET18DS2N1 |  |  |  | 11 | 19 | 8.5 | TRUE | TRUE | TRUE | 52500 | 37200 | 2.64 | 37200 | 2.64
214398378 |  | Live | Johnson Controls Inc. (York International Norman) | JOHNSON CONTROLS | Singlezone Ducted, Centrally Ducted | 214398378 |  | HRCU-A-CB | HH824E2S11 |  | CTF30B5ACS1+JMET12BS2N1 |  |  |  | 12 | 18 | 9 | TRUE | TRUE | TRUE | 23000 | 18400 | 2.78 | 18400 | 2.78
214398377 |  | Live | Johnson Controls Inc. (York International Norman) | CHAMPION HEATING AND COOLING | Singlezone Ducted, Centrally Ducted | 214398377 |  | HRCU-A-CB | HH824E2S11 |  | CTF30B5ACS1+JMET12BS2N1 |  |  |  | 12 | 18 | 9 | TRUE | TRUE | TRUE | 23000 | 18400 | 2.78 | 18400 | 2.78
214398376 |  | Live | Johnson Controls Inc. (York International Norman) | FRASER-JOHNSTON | Singlezone Ducted, Centrally Ducted | 214398376 |  | HRCU-A-CB | HH824E2S11 |  | CTF30B5ACS1+JMET12BS2N1 |  |  |  | 12 | 18 | 9 | TRUE | TRUE | TRUE | 23000 | 18400 | 2.78 | 18400 | 2.78
214398375 |  | Live | Johnson Controls Inc. (York International Norman) | LUXAIRE | Singlezone Ducted, Centrally Ducted | 214398375 |  | HRCU-A-CB | HH824E2S11 |  | CTF30B5ACS1+JMET12BS2N1 |  |  |  | 12 | 18 | 9 | TRUE | TRUE | TRUE | 23000 | 18400 | 2.78 | 18400 | 2.78
214398374 |  | Live | Johnson Controls Inc. (York International Norman) | COLEMAN | Singlezone Ducted, Centrally Ducted | 214398374 |  | HRCU-A-CB | HH824E2S11 |  | CTF30B5ACS1+JMET12BS2N1 |  |  |  | 12 | 18 | 9 | TRUE | TRUE | TRUE | 23000 | 18400 | 2.78 | 18400 | 2.78
214395876 |  | Live | Johnson Controls Inc. (York International Norman) | YORK | Singlezone Ducted, Centrally Ducted | 214395876 |  | HRCU-A-CB | HH824E2S11 |  | CTF30B5ACS1+JMET12BS2N1 |  |  |  | 12 | 18 | 9 | TRUE | TRUE | TRUE | 23000 | 18400 | 2.78 | 18400 | 2.78
212928549 |  | Live | Midea Electric Trading | MDV | Singlezone Ducted, Centrally Ducted | 212928549 |  | HRCU-A-C | MOE31U-36HFN1-M |  | MVB-36B23T4N1 |  |  |  | 10 | 15.5 | 8.6 | FALSE | TRUE | TRUE | 35000 | 27400 | 2.12 | 38000 | 1.9
213732673 |  | Live | Midea Electric Trading | CTMORLEY | Singlezone Ducted, Centrally Ducted | 213732673 |  | HRCU-A-C | MOU-A36VH-4 |  | MAC-A3617 |  |  |  | 10 | 15.5 | 8.6 | FALSE | FALSE | TRUE | 35000 | 27400 | 2.12 | 38000 | 1.9
213785773 |  | Live | Midea Electric Trading | CUSTOM COMFORT | Singlezone Ducted, Centrally Ducted | 213785773 |  | HRCU-A-C | CCOXHA24V36HP |  | CCOACC3036B |  |  |  | 10 | 15.5 | 8.6 | FALSE | TRUE | TRUE | 35000 | 27400 | 2.12 | 38000 | 1.9
214489074 |  | Live | Midea Electric Trading | BLADEX | Singlezone Ducted, Centrally Ducted | 214489074 |  | HRCU-A-C | BX31U-42HPHYHA |  | BLCB-36B18AC-UNC |  |  |  | 10 | 15.5 | 8.6 | FALSE | FALSE | TRUE | 35000 | 27400 | 2.12 | 38000 | 1.9
214489073 |  | Live | Midea Electric Trading | BLADEX | Singlezone Ducted, Centrally Ducted | 214489073 |  | HRCU-A-C | BX31U-42HPHYHA |  | BLCB-36B18AC |  |  |  | 10 | 15.5 | 8.6 | FALSE | FALSE | TRUE | 35000 | 27400 | 2.12 | 38000 | 1.9
214610379 |  | Live | Midea Electric Trading | KEPLER | Singlezone Ducted, Centrally Ducted | 214610379 |  | HRCU-A-C | AZPN/36WD |  | AZPN/B36WAC-UC |  |  |  | 10 | 15.5 | 8.6 | FALSE | TRUE | TRUE | 35000 | 27400 | 2.12 | 38000 | 1.9
213062283 |  | Live | Midea Electric Trading | KEPLER | Singlezone Ducted, Centrally Ducted | 213062283 |  | HRCU-A-C | AZPN/36WAC |  | AZPN/B36WAC |  |  |  | 10 | 15.5 | 8.6 | FALSE | TRUE | TRUE | 35000 | 27400 | 2.12 | 38000 | 1.9
212928575 |  | Live | Midea Electric Trading | TEMP SHIFT | Singlezone Ducted, Centrally Ducted | 212928575 |  | HRCU-A-C | TSMOE31U36HFN1M |  | TSMVB36B24T4N1 |  |  |  | 10 | 15.5 | 8.6 | FALSE | FALSE | TRUE | 35000 | 27400 | 2.12 | 38000 | 1.9
212928568 |  | Live | Midea Electric Trading | BLADEX | Singlezone Ducted, Centrally Ducted | 212928568 |  | HRCU-A-C | BX31U-36HPHYHA |  | BLCB-36B18AC |  |  |  | 10 | 15.5 | 8.6 | FALSE | FALSE | TRUE | 35000 | 27400 | 2.12 | 38000 | 1.9
213160474 |  | Live | Midea Electric Trading | INNOVAIR | Singlezone Ducted, Centrally Ducted | 213160474 |  | HRCU-A-C | SHV36H2R20 |  | MAC36H1724E |  |  |  | 10 | 15.5 | 8.6 | FALSE | TRUE | TRUE | 35000 | 27400 | 2.12 | 38000 | 1.9
213160449 |  | Live | Midea Electric Trading | DIRECT AIR | Singlezone Ducted, Centrally Ducted | 213160449 |  | HRCU-A-C | DIRM-36MAGICPRO20-OU |  | DIRM-36MAGICPRO20-175-COIL |  |  |  | 10 | 15.5 | 8.6 | FALSE | TRUE | TRUE | 35000 | 27400 | 2.12 | 38000 | 1.9
213279900 |  | Live | Midea Electric Trading | IFLOW | Singlezone Ducted, Centrally Ducted | 213279900 |  | HRCU-A-C | 70HPIC36A |  | 70C3036BA |  |  |  | 10 | 15.5 | 8.6 | FALSE | FALSE | TRUE | 35000 | 27400 | 2.12 | 38000 | 1.9
213307872 |  | Live | Midea Electric Trading | CUSTOM COMFORT | Singlezone Ducted, Centrally Ducted | 213307872 |  | HRCU-A-C | CCOXHA24V36HP |  | CCOEHACC3036B |  |  |  | 10 | 15.5 | 8.6 | FALSE | TRUE | TRUE | 35000 | 27400 | 2.12 | 38000 | 1.9
213307904 |  | Live | Midea Electric Trading | WELLS | Singlezone Ducted, Centrally Ducted | 213307904 |  | HRCU-A-C | WUCA-36HFMO |  | WUA-36BHFM |  |  |  | 10 | 15.5 | 8.6 | FALSE | TRUE | TRUE | 35000 | 27400 | 2.12 | 38000 | 1.9
213307892 |  | Live | Midea Electric Trading | BLADEX | Singlezone Ducted, Centrally Ducted | 213307892 |  | HRCU-A-C | BX31U-36HPHYHA |  | BLCB-36B18AC-UNC |  |  |  | 10 | 15.5 | 8.6 | FALSE | FALSE | TRUE | 35000 | 27400 | 2.12 | 38000 | 1.9
213492127 |  | Live | Midea Electric Trading | 1HVAC | Singlezone Ducted, Centrally Ducted | 213492127 |  | HRCU-A-C | ACIQ-36-HPB |  | ACIQ-36-ACL-17 |  |  |  | 10 | 15.5 | 8.6 | FALSE | TRUE | TRUE | 35000 | 27400 | 2.12 | 38000 | 1.9
213492151 |  | Live | Midea Electric Trading | DIYCOOL | Singlezone Ducted, Centrally Ducted | 213492151 |  | HRCU-A-C | ACIQ-36-HPB |  | ACIQ-36-ACL-17 |  |  |  | 10 | 15.5 | 8.6 | FALSE | TRUE | TRUE | 35000 | 27400 | 2.12 | 38000 | 1.9
213492139 |  | Live | Midea Electric Trading | ACIQ | Singlezone Ducted, Centrally Ducted | 213492139 |  | HRCU-A-C | ACIQ-36-HPB |  | ACIQ-36-ACL-17 |  |  |  | 10 | 15.5 | 8.6 | FALSE | TRUE | TRUE | 35000 | 27400 | 2.12 | 38000 | 1.9
213492173 |  | Live | Midea Electric Trading | STEALTH | Singlezone Ducted, Centrally Ducted | 213492173 |  | HRCU-A-C | ACIQ-36-HPB |  | ACIQ-36-ACL-17 |  |  |  | 10 | 15.5 | 8.6 | FALSE | TRUE | TRUE | 35000 | 27400 | 2.12 | 38000 | 1.9
213492161 |  | Live | Midea Electric Trading | POLARWAVE | Singlezone Ducted, Centrally Ducted | 213492161 |  | HRCU-A-C | ACIQ-36-HPB |  | ACIQ-36-ACL-17 |  |  |  | 10 | 15.5 | 8.6 | FALSE | TRUE | TRUE | 35000 | 27400 | 2.12 | 38000 | 1.9
213732641 |  | Live | Midea Electric Trading | BREEZE33 | Singlezone Ducted, Centrally Ducted | 213732641 |  | HRCU-A-C | BZ33-INV36OUT2-J |  | BZ33-MSC36B-J |  |  |  | 10 | 15.5 | 8.6 | FALSE | TRUE | TRUE | 35000 | 27400 | 2.12 | 38000 | 1.9
214232452 |  | Live | Midea Electric Trading | AURORA | Singlezone Ducted, Centrally Ducted | 214232452 |  | HRCU-A-C | AU-LXU36-2A-O |  | AU-36B23T4N1 |  |  |  | 10 | 15.5 | 8.6 | FALSE | FALSE | TRUE | 35000 | 27400 | 2.12 | 38000 | 1.9
213386480 |  | Live | Midea Electric Trading | ECO-AIR | Singlezone Ducted, Centrally Ducted | 213386480 |  | HRCU-A-C | MOE31U-36HFN1-M |  | MVB-36B23T4N1 |  |  |  | 10 | 15.5 | 8.6 | FALSE | TRUE | TRUE | 35000 | 27400 | 2.12 | 38000 | 1.9
213386485 |  | Live | Midea Electric Trading | ALSETRIA | Singlezone Ducted, Centrally Ducted | 213386485 |  | HRCU-A-C | MOE31U-36HFN1-M |  | MVB-36B23T4N1 |  |  |  | 10 | 15.5 | 8.6 | FALSE | TRUE | TRUE | 35000 | 27400 | 2.12 | 38000 | 1.9
213081452 |  | Live | Midea Electric Trading | ELIOS | Singlezone Ducted, Centrally Ducted | 213081452 |  | HRCU-A-C | DEA36HOS20230E7 |  | CUB36HAC20BWT7A |  |  |  | 10 | 15.5 | 8.6 | FALSE | TRUE | TRUE | 35000 | 27400 | 2.12 | 38000 | 1.9
212928594 |  | Live | Midea Electric Trading | MITS AIR | Singlezone Ducted, Centrally Ducted | 212928594 |  | HRCU-A-C | MOE31U-36HFN1-M |  | MVB-36B23T4N1 |  |  |  | 10 | 15.5 | 8.6 | FALSE | FALSE | TRUE | 35000 | 27400 | 2.12 | 38000 | 1.9
212928556 |  | Live | Midea Electric Trading | MOOVAIR | Singlezone Ducted, Centrally Ducted | 212928556 |  | HRCU-A-C | DMA36HOS20230E7 |  | CUB36HAC20BWT7A |  |  |  | 10 | 15.5 | 8.6 | FALSE | TRUE | TRUE | 35000 | 27400 | 2.12 | 38000 | 1.9
213160481 |  | Live | Midea Electric Trading | DETTSON | Singlezone Ducted, Centrally Ducted | 213160481 |  | HRCU-A-C | EVD-36-O |  | MAC36H1724E |  |  |  | 10 | 15.5 | 8.6 | FALSE | TRUE | TRUE | 35000 | 27400 | 2.12 | 38000 | 1.9
213160446 |  | Live | Midea Electric Trading | CANAIR | Singlezone Ducted, Centrally Ducted | 213160446 |  | HRCU-A-C | CDH2036C21 |  | MVB-36B24T4N1 |  |  |  | 10 | 15.5 | 8.6 | FALSE | TRUE | TRUE | 35000 | 27400 | 2.12 | 38000 | 1.9
213082094 |  | Live | Midea Electric Trading | PANASONIC | Singlezone Ducted, Centrally Ducted | 213082094 |  | HRCU-A-C | CU-HE36YAHK6 |  | CS-HE36YAS6 |  |  |  | 10 | 15.5 | 8.6 | FALSE | TRUE | TRUE | 35000 | 27400 | 2.12 | 38000 | 1.9
213160451 |  | Live | Midea Electric Trading | PANASONIC | Singlezone Ducted, Centrally Ducted | 213160451 |  | HRCU-A-C | CU-HE36YAHK6 |  | CS-HE36YAS6* |  |  |  | 10 | 15.5 | 8.6 | FALSE | TRUE | TRUE | 35000 | 27400 | 2.12 | 38000 | 1.9
213885868 |  | Live | Midea Electric Trading | THERMAL ZONE | Singlezone Ducted, Centrally Ducted | 213885868 |  | HRCU-A-C | TZPLV362PA |  | MVB-36B23T4N1 |  |  |  | 10 | 15.5 | 8.6 | FALSE | TRUE | TRUE | 35000 | 27400 | 2.12 | 38000 | 1.9
214797744 |  | Live | Midea Electric Trading | WELLS | Singlezone Ducted, Compact Ducted | 214797744 |  | HRCU-A-CB | WSMA-60HFMO | Mini-Splits | WSMA-60HFMD | 10.6 | 19.2 | 10.2 | 10.3 | 17 | 8.4 | FALSE | FALSE | FALSE | 59000 | 34400 | 2.37 | 36000 | 2.29
214797743 |  | Live | Midea Electric Trading | WELLS | Singlezone Ducted, Compact Ducted | 214797743 |  | HRCU-A-CB | WSMA-48HFMO | Mini-Splits | WSMA-48HFMD | 9.2 | 17.4 | 10.3 | 8.5 | 15.1 | 9.3 | FALSE | FALSE | FALSE | 48000 | 34000 | 2.32 | 41000 | 2.32
214797742 |  | Live | Midea Electric Trading | WELLS | Singlezone Ducted, Compact Ducted | 214797742 |  | HRCU-A-CB | WSMA-36HFMO | Mini-Splits | WSMA-36HFMD | 9 | 16.7 | 11.5 | 8.8 | 15.8 | 8.8 | FALSE | FALSE | FALSE | 36000 | 25000 | 2.49 | 26000 | 2.22
214723147 |  | Live | Midea Electric Trading | ZERO | Singlezone Non-Ducted, Wall Placement | 214723147 |  | HRCU-A-CB-O | ZMSB-24HV-US-O | Mini-Splits | ZMSB-24HV-US-I | 9.5 | 18.5 | 10.2 | 9.5 | 18.5 | 8.6 | FALSE | FALSE | FALSE | 24000 | 16500 | 2.38 | 19257 | 2.11
214797718 |  | Live | Midea Electric Trading | MULTI MFG | Singlezone Non-Ducted, Wall Placement | 214797718 |  | HRCU-A-CB-O | 24MSZ-M-A | Mini-Splits | 24MHW0-HP-A | 9.5 | 18.5 | 10.2 | 9.5 | 18.5 | 8.6 | FALSE | FALSE | FALSE | 24000 | 16500 | 2.38 | 19257 | 2.11
214723144 |  | Live | Midea Electric Trading | ZERO | Singlezone Non-Ducted, Wall Placement | 214723144 |  | HRCU-A-CB-O | ZMSB-12HV110-US-O | Mini-Splits | ZMSB-12HV110-US-I | 10.3 | 20 | 10.8 | 10.3 | 20.8 | 8.7 | FALSE | FALSE | FALSE | 12000 | 7800 | 2.31 | 8200 | 1.35
214797714 |  | Live | Midea Electric Trading | MULTI MFG | Singlezone Non-Ducted, Wall Placement | 214797714 |  | HRCU-A-CB-O | 12MSZ-115-M-A | Mini-Splits | 12MHW0-115-HP-A | 10.3 | 20 | 10.8 | 10.3 | 20.8 | 8.7 | FALSE | FALSE | FALSE | 12000 | 7800 | 2.31 | 8200 | 1.35
214717543 |  | Live | Midea Electric Trading | PREMIUM LEVELLA | Singlezone Non-Ducted, Ceiling Placement | 214717543 |  | HRCU-A-CB-O | PIACWMZ9082280B | Mini-Splits | PIACWMZ9082279A |  |  |  | 13 | 22.5 | 11.5 | TRUE | TRUE | TRUE | 9000 | 8000 | 2.66 | 10000 | 2.4
214602075 |  | Live | Midea Electric Trading | STEALTH | Singlezone Ducted, Centrally Ducted | 214602075 |  | HRCU-A-CB | ACIQ-12-EHPB |  | ACIQ-12-AHB |  |  |  | 11.7 | 17.5 | 9 | TRUE | TRUE | TRUE | 12000 | 12000 | 2.61 | 12000 | 2.61
214602074 |  | Live | Midea Electric Trading | POLARWAVE | Singlezone Ducted, Centrally Ducted | 214602074 |  | HRCU-A-CB | ACIQ-12-EHPB |  | ACIQ-12-AHB |  |  |  | 11.7 | 17.5 | 9 | TRUE | TRUE | TRUE | 12000 | 12000 | 2.61 | 12000 | 2.61
214602073 |  | Live | Midea Electric Trading | DIYCOOL | Singlezone Ducted, Centrally Ducted | 214602073 |  | HRCU-A-CB | ACIQ-12-EHPB |  | ACIQ-12-AHB |  |  |  | 11.7 | 17.5 | 9 | TRUE | TRUE | TRUE | 12000 | 12000 | 2.61 | 12000 | 2.61
214602072 |  | Live | Midea Electric Trading | ACIQ | Singlezone Ducted, Centrally Ducted | 214602072 |  | HRCU-A-CB | ACIQ-12-EHPB |  | ACIQ-12-AHB |  |  |  | 11.7 | 17.5 | 9 | TRUE | TRUE | TRUE | 12000 | 12000 | 2.61 | 12000 | 2.61
214602071 |  | Live | Midea Electric Trading | 1HVAC | Singlezone Ducted, Centrally Ducted | 214602071 |  | HRCU-A-CB | ACIQ-12-EHPB |  | ACIQ-12-AHB |  |  |  | 11.7 | 17.5 | 9 | TRUE | TRUE | TRUE | 12000 | 12000 | 2.61 | 12000 | 2.61
214655310 |  | Live | Midea Electric Trading | DURASTAR | Singlezone Ducted, Centrally Ducted | 214655310 |  | HRCU-A-C | DRA1U36S1A |  | MVB-36B23T4N1 |  |  |  | 9.7 | 14.6 | 7.7 | FALSE | FALSE | FALSE | 35000 | 19400 | 2.1 | 21200 | 2.2
214655312 |  | Live | Midea Electric Trading | DURASTAR | Singlezone Ducted, Centrally Ducted | 214655312 |  | HRCU-A-C | DRA1U48S1A |  | MAC-48HWDN1-MN0 | 9.15 | 14 | 9.4 | 8.6 | 14.3 | 8.3 | FALSE | FALSE | FALSE | 48000 | 30400 | 2.2 | 32000 | 2.03
214655311 |  | Live | Midea Electric Trading | DURASTAR | Singlezone Ducted, Centrally Ducted | 214655311 |  | HRCU-A-C | DRA1U36S1A |  | MAC-36HWDN1-MN0 | 10.1 | 14.2 | 9.2 | 9.3 | 14.4 | 8 | FALSE | FALSE | FALSE | 36000 | 19800 | 2.2 | 24900 | 2.13
214655313 |  | Live | Midea Electric Trading | DURASTAR | Singlezone Ducted, Centrally Ducted | 214655313 |  | HRCU-A-C | DRA1U60S1A |  | MAC-60HWDN1-MN0 | 9.5 | 14.9 | 9.3 | 9 | 15.2 | 8.5 | FALSE | FALSE | FALSE | 53000 | 34000 | 2.2 | 36000 | 2.19
214655309 |  | Live | Midea Electric Trading | DURASTAR | Singlezone Ducted, Centrally Ducted | 214655309 |  | HRCU-A-C | DRA1U30S1A |  | MAC-36HWDN1-MN0 | 10 | 14.2 | 9.5 | 10.2 | 14.9 | 9.3 | FALSE | FALSE | FALSE | 30000 | 22000 | 2.6 | 24400 | 2.1
214771746 |  | Live | Bosch | BOSCH | Singlezone Ducted, Centrally Ducted | 214771746 |  | HRCU-A-C | BOVA-60RTB-M20S |  | BMAC4860DBTA |  |  |  | 10.8 | 14.5 | 8.2 | FALSE | FALSE | FALSE | 52000 | 39000 | 2.1 | 39000 | 2.1
214771745 |  | Live | Bosch | BOSCH | Singlezone Ducted, Centrally Ducted | 214771745 |  | HRCU-A-C | BOVA-60RTB-M20S |  | BMAC4860CBTA |  |  |  | 10.8 | 14.5 | 8.2 | FALSE | FALSE | FALSE | 52000 | 38000 | 2.1 | 38000 | 2.1
214771744 |  | Live | Bosch | BOSCH | Singlezone Ducted, Centrally Ducted | 214771744 |  | HRCU-A-C | BOVA-60RTB-M20S |  | BMAC4248DBTA |  |  |  | 11.7 | 14.4 | 8.5 | FALSE | FALSE | FALSE | 43500 | 33200 | 2.1 | 33200 | 2.1
214771743 |  | Live | Bosch | BOSCH | Singlezone Ducted, Centrally Ducted | 214771743 |  | HRCU-A-C | BOVA-60RTB-M20S |  | BMAC4248CBTA |  |  |  | 11.7 | 14.4 | 8.5 | FALSE | FALSE | FALSE | 43500 | 33000 | 2.1 | 33000 | 2.1
214771742 |  | Live | Bosch | BOSCH | Singlezone Ducted, Centrally Ducted | 214771742 |  | HRCU-A-C | BOVA-60RTB-M20S |  | BMAC4248BBTA |  |  |  | 11.2 | 14.3 | 8.5 | FALSE | FALSE | FALSE | 42500 | 33000 | 2.1 | 33000 | 2.1
214771731 |  | Live | Bosch | BOSCH | Singlezone Ducted, Centrally Ducted | 214771731 |  | HRCU-A-C | BOVA-36RTB-M20S |  | BMAC4248DBTA |  |  |  | 11 | 15.2 | 9 | FALSE | TRUE | TRUE | 32000 | 24600 | 2.2 | 24600 | 2.2
214771730 |  | Live | Bosch | BOSCH | Singlezone Ducted, Centrally Ducted | 214771730 |  | HRCU-A-C | BOVA-36RTB-M20S |  | BMAC4248CBTA |  |  |  | 11 | 15.2 | 9 | FALSE | TRUE | TRUE | 32000 | 24600 | 2.2 | 24600 | 2.2
214771729 |  | Live | Bosch | BOSCH | Singlezone Ducted, Centrally Ducted | 214771729 |  | HRCU-A-C | BOVA-36RTB-M20S |  | BMAC4248BBTA |  |  |  | 11 | 15.2 | 9 | FALSE | TRUE | TRUE | 32000 | 24600 | 2.2 | 24600 | 2.2
214771728 |  | Live | Bosch | BOSCH | Singlezone Ducted, Centrally Ducted | 214771728 |  | HRCU-A-C | BOVA-36RTB-M20S |  | BMAC3036CBTA |  |  |  | 11 | 14.3 | 9 | FALSE | FALSE | FALSE | 32000 | 23600 | 2.2 | 23600 | 2.2
214771727 |  | Live | Bosch | BOSCH | Singlezone Ducted, Centrally Ducted | 214771727 |  | HRCU-A-C | BOVA-36RTB-M20S |  | BMAC3036BBTA |  |  |  | 11 | 14.3 | 9 | FALSE | FALSE | FALSE | 32000 | 23600 | 2.2 | 23600 | 2.2
214771726 |  | Live | Bosch | BOSCH | Singlezone Ducted, Centrally Ducted | 214771726 |  | HRCU-A-C | BOVA-36RTB-M20S |  | BMAC3036ABTA |  |  |  | 10.6 | 14.3 | 9 | FALSE | FALSE | FALSE | 32000 | 23400 | 2.21 | 23400 | 2.21
214771725 |  | Live | Bosch | BOSCH | Singlezone Ducted, Centrally Ducted | 214771725 |  | HRCU-A-C | BOVA-36RTB-M20S |  | BMAC2430BBTA |  |  |  | 12 | 15.2 | 9 | TRUE | TRUE | TRUE | 23400 | 19400 | 2.2 | 19400 | 2.2
214771724 |  | Live | Bosch | BOSCH | Singlezone Ducted, Centrally Ducted | 214771724 |  | HRCU-A-C | BOVA-36RTB-M20S |  | BMAC2430ABTA |  |  |  | 11.7 | 15.2 | 9 | TRUE | TRUE | TRUE | 23000 | 19400 | 2 | 19400 | 2
214771733 |  | Live | Bosch | BOSCH | Singlezone Ducted, Centrally Ducted | 214771733 |  | HRCU-A-CB | BOVA-60RTB-M20S |  | BIVA-60RCB-M20X |  |  |  | 11.7 | 18 | 9.5 | TRUE | TRUE | TRUE | 52000 | 44000 | 2.5 | 44000 | 2.5
214771732 |  | Live | Bosch | BOSCH | Singlezone Ducted, Centrally Ducted | 214771732 |  | HRCU-A-CB | BOVA-60RTB-M20S |  | BIVA-48RCB-M20X |  |  |  | 12 | 18.5 | 9.5 | TRUE | TRUE | TRUE | 47000 | 40000 | 2.5 | 40000 | 2.5
214771711 |  | Live | Bosch | BOSCH | Singlezone Ducted, Centrally Ducted | 214771711 |  | HRCU-A-CB | BOVA-36RTB-M20S |  | BIVA-36RCB-M20X |  |  |  | 12 | 19 | 9.5 | TRUE | TRUE | TRUE | 34200 | 28000 | 2.5 | 28000 | 2.5
214771710 |  | Live | Bosch | BOSCH | Singlezone Ducted, Centrally Ducted | 214771710 |  | HRCU-A-CB | BOVA-36RTB-M20S |  | BIVA-24RCB-M20X |  |  |  | 13 | 20 | 9.5 | TRUE | TRUE | TRUE | 24000 | 22400 | 2.51 | 22400 | 2.51
214396358 |  | Live | Johnson Controls Inc. (York International Norman) | JOHNSON CONTROLS | Singlezone Ducted, Centrally Ducted | 214396358 |  | HRCU-A-CB | HH860E2S11 |  | CTM60D5CJS1+JMC20D2SN1 |  |  |  | 11 | 19 | 8.5 | TRUE | TRUE | TRUE | 52500 | 37000 | 2.64 | 37000 | 2.64
214396357 |  | Live | Johnson Controls Inc. (York International Norman) | CHAMPION HEATING AND COOLING | Singlezone Ducted, Centrally Ducted | 214396357 |  | HRCU-A-CB | HH860E2S11 |  | CTM60D5CJS1+JMC20D2SN1 |  |  |  | 11 | 19 | 8.5 | TRUE | TRUE | TRUE | 52500 | 37000 | 2.64 | 37000 | 2.64
214396356 |  | Live | Johnson Controls Inc. (York International Norman) | FRASER-JOHNSTON | Singlezone Ducted, Centrally Ducted | 214396356 |  | HRCU-A-CB | HH860E2S11 |  | CTM60D5CJS1+JMC20D2SN1 |  |  |  | 11 | 19 | 8.5 | TRUE | TRUE | TRUE | 52500 | 37000 | 2.64 | 37000 | 2.64
214396355 |  | Live | Johnson Controls Inc. (York International Norman) | LUXAIRE | Singlezone Ducted, Centrally Ducted | 214396355 |  | HRCU-A-CB | HH860E2S11 |  | CTM60D5CJS1+JMC20D2SN1 |  |  |  | 11 | 19 | 8.5 | TRUE | TRUE | TRUE | 52500 | 37000 | 2.64 | 37000 | 2.64
214396354 |  | Live | Johnson Controls Inc. (York International Norman) | COLEMAN | Singlezone Ducted, Centrally Ducted | 214396354 |  | HRCU-A-CB | HH860E2S11 |  | CTM60D5CJS1+JMC20D2SN1 |  |  |  | 11 | 19 | 8.5 | TRUE | TRUE | TRUE | 52500 | 37000 | 2.64 | 37000 | 2.64
214395993 |  | Live | Johnson Controls Inc. (York International Norman) | YORK | Singlezone Ducted, Centrally Ducted | 214395993 |  | HRCU-A-CB | HH860E2S11 |  | CTM60D5CJS1+JMC20D2SN1 |  |  |  | 11 | 19 | 8.5 | TRUE | TRUE | TRUE | 52500 | 37000 | 2.64 | 37000 | 2.64
214421520 |  | Live | Johnson Controls Inc. (York International Norman) | JOHNSON CONTROLS | Singlezone Ducted, Centrally Ducted | 214421520 |  | HRCU-A-CB | HH860E2S11 |  | CTF60D5CJS1+JMVT20DC2N1 |  |  |  | 11 | 19 | 8.5 | TRUE | TRUE | TRUE | 52500 | 37000 | 2.66 | 37000 | 2.66
214421519 |  | Live | Johnson Controls Inc. (York International Norman) | CHAMPION HEATING AND COOLING | Singlezone Ducted, Centrally Ducted | 214421519 |  | HRCU-A-CB | HH860E2S11 |  | CTF60D5CJS1+JMVT20DC2N1 |  |  |  | 11 | 19 | 8.5 | TRUE | TRUE | TRUE | 52500 | 37000 | 2.66 | 37000 | 2.66
214421518 |  | Live | Johnson Controls Inc. (York International Norman) | FRASER-JOHNSTON | Singlezone Ducted, Centrally Ducted | 214421518 |  | HRCU-A-CB | HH860E2S11 |  | CTF60D5CJS1+JMVT20DC2N1 |  |  |  | 11 | 19 | 8.5 | TRUE | TRUE | TRUE | 52500 | 37000 | 2.66 | 37000 | 2.66
214421517 |  | Live | Johnson Controls Inc. (York International Norman) | LUXAIRE | Singlezone Ducted, Centrally Ducted | 214421517 |  | HRCU-A-CB | HH860E2S11 |  | CTF60D5CJS1+JMVT20DC2N1 |  |  |  | 11 | 19 | 8.5 | TRUE | TRUE | TRUE | 52500 | 37000 | 2.66 | 37000 | 2.66
214421516 |  | Live | Johnson Controls Inc. (York International Norman) | COLEMAN | Singlezone Ducted, Centrally Ducted | 214421516 |  | HRCU-A-CB | HH860E2S11 |  | CTF60D5CJS1+JMVT20DC2N1 |  |  |  | 11 | 19 | 8.5 | TRUE | TRUE | TRUE | 52500 | 37000 | 2.66 | 37000 | 2.66
214421497 |  | Live | Johnson Controls Inc. (York International Norman) | YORK | Singlezone Ducted, Centrally Ducted | 214421497 |  | HRCU-A-CB | HH860E2S11 |  | CTF60D5CJS1+JMVT20DC2N1 |  |  |  | 11 | 19 | 8.5 | TRUE | TRUE | TRUE | 52500 | 37000 | 2.66 | 37000 | 2.66
213298107 |  | Live | Johnson Controls Inc. (York International Norman) | JOHNSON CONTROLS | Singlezone Ducted, Centrally Ducted | 213298107 |  | HRCU-A-CB | HMH72B341 |  | XAFB36DBCN1+JMET12BS2N1 |  |  |  | 10.5 | 18.5 | 8.5 | FALSE | FALSE | FALSE | 34000 | 25200 | 2.58 | 25200 | 2.58
213298106 |  | Live | Johnson Controls Inc. (York International Norman) | CHAMPION HEATING AND COOLING | Singlezone Ducted, Centrally Ducted | 213298106 |  | HRCU-A-CB | HMH72B341 |  | XAFB36DBCN1+JMET12BS2N1 |  |  |  | 10.5 | 18.5 | 8.5 | FALSE | FALSE | FALSE | 34000 | 25200 | 2.58 | 25200 | 2.58
213298105 |  | Live | Johnson Controls Inc. (York International Norman) | FRASER-JOHNSTON | Singlezone Ducted, Centrally Ducted | 213298105 |  | HRCU-A-CB | HMH72B341 |  | XAFB36DBCN1+JMET12BS2N1 |  |  |  | 10.5 | 18.5 | 8.5 | FALSE | FALSE | FALSE | 34000 | 25200 | 2.58 | 25200 | 2.58
213298104 |  | Live | Johnson Controls Inc. (York International Norman) | LUXAIRE | Singlezone Ducted, Centrally Ducted | 213298104 |  | HRCU-A-CB | HMH72B341 |  | XAFB36DBCN1+JMET12BS2N1 |  |  |  | 10.5 | 18.5 | 8.5 | FALSE | FALSE | FALSE | 34000 | 25200 | 2.58 | 25200 | 2.58
213298103 |  | Live | Johnson Controls Inc. (York International Norman) | COLEMAN | Singlezone Ducted, Centrally Ducted | 213298103 |  | HRCU-A-CB | HMH72B341 |  | XAFB36DBCN1+JMET12BS2N1 |  |  |  | 10.5 | 18.5 | 8.5 | FALSE | FALSE | FALSE | 34000 | 25200 | 2.58 | 25200 | 2.58
213296781 |  | Live | Johnson Controls Inc. (York International Norman) | YORK | Singlezone Ducted, Centrally Ducted | 213296781 |  | HRCU-A-CB | HMH72B341 |  | XAFB36DBCN1+JMET12BS2N1 |  |  |  | 10.5 | 18.5 | 8.5 | FALSE | FALSE | FALSE | 34000 | 25200 | 2.58 | 25200 | 2.58
213297422 |  | Live | Johnson Controls Inc. (York International Norman) | JOHNSON CONTROLS | Singlezone Ducted, Centrally Ducted | 213297422 |  | HRCU-A-CB | HMH72B341 |  | XAFB36DBCN1+JMVT12BC2N1 |  |  |  | 10 | 18.5 | 8.5 | FALSE | FALSE | FALSE | 34000 | 25000 | 2.56 | 25000 | 2.56
213297421 |  | Live | Johnson Controls Inc. (York International Norman) | CHAMPION HEATING AND COOLING | Singlezone Ducted, Centrally Ducted | 213297421 |  | HRCU-A-CB | HMH72B341 |  | XAFB36DBCN1+JMVT12BC2N1 |  |  |  | 10 | 18.5 | 8.5 | FALSE | FALSE | FALSE | 34000 | 25000 | 2.56 | 25000 | 2.56
213297420 |  | Live | Johnson Controls Inc. (York International Norman) | FRASER-JOHNSTON | Singlezone Ducted, Centrally Ducted | 213297420 |  | HRCU-A-CB | HMH72B341 |  | XAFB36DBCN1+JMVT12BC2N1 |  |  |  | 10 | 18.5 | 8.5 | FALSE | FALSE | FALSE | 34000 | 25000 | 2.56 | 25000 | 2.56
213297419 |  | Live | Johnson Controls Inc. (York International Norman) | LUXAIRE | Singlezone Ducted, Centrally Ducted | 213297419 |  | HRCU-A-CB | HMH72B341 |  | XAFB36DBCN1+JMVT12BC2N1 |  |  |  | 10 | 18.5 | 8.5 | FALSE | FALSE | FALSE | 34000 | 25000 | 2.56 | 25000 | 2.56
213297418 |  | Live | Johnson Controls Inc. (York International Norman) | COLEMAN | Singlezone Ducted, Centrally Ducted | 213297418 |  | HRCU-A-CB | HMH72B341 |  | XAFB36DBCN1+JMVT12BC2N1 |  |  |  | 10 | 18.5 | 8.5 | FALSE | FALSE | FALSE | 34000 | 25000 | 2.56 | 25000 | 2.56
213296644 |  | Live | Johnson Controls Inc. (York International Norman) | YORK | Singlezone Ducted, Centrally Ducted | 213296644 |  | HRCU-A-CB | HMH72B341 |  | XAFB36DBCN1+JMVT12BC2N1 |  |  |  | 10 | 18.5 | 8.5 | FALSE | FALSE | FALSE | 34000 | 25000 | 2.56 | 25000 | 2.56
213297222 |  | Live | Johnson Controls Inc. (York International Norman) | JOHNSON CONTROLS | Singlezone Ducted, Centrally Ducted | 213297222 |  | HRCU-A-CB | HMH72B341 |  | XAHC36DBCN1+JMET12CS2N1 |  |  |  | 10 | 18 | 8.1 | FALSE | FALSE | FALSE | 33800 | 24600 | 2.52 | 24600 | 2.52
213297221 |  | Live | Johnson Controls Inc. (York International Norman) | CHAMPION HEATING AND COOLING | Singlezone Ducted, Centrally Ducted | 213297221 |  | HRCU-A-CB | HMH72B341 |  | XAHC36DBCN1+JMET12CS2N1 |  |  |  | 10 | 18 | 8.1 | FALSE | FALSE | FALSE | 33800 | 24600 | 2.52 | 24600 | 2.52
213297220 |  | Live | Johnson Controls Inc. (York International Norman) | FRASER-JOHNSTON | Singlezone Ducted, Centrally Ducted | 213297220 |  | HRCU-A-CB | HMH72B341 |  | XAHC36DBCN1+JMET12CS2N1 |  |  |  | 10 | 18 | 8.1 | FALSE | FALSE | FALSE | 33800 | 24600 | 2.52 | 24600 | 2.52
213297219 |  | Live | Johnson Controls Inc. (York International Norman) | LUXAIRE | Singlezone Ducted, Centrally Ducted | 213297219 |  | HRCU-A-CB | HMH72B341 |  | XAHC36DBCN1+JMET12CS2N1 |  |  |  | 10 | 18 | 8.1 | FALSE | FALSE | FALSE | 33800 | 24600 | 2.52 | 24600 | 2.52
213297218 |  | Live | Johnson Controls Inc. (York International Norman) | COLEMAN | Singlezone Ducted, Centrally Ducted | 213297218 |  | HRCU-A-CB | HMH72B341 |  | XAHC36DBCN1+JMET12CS2N1 |  |  |  | 10 | 18 | 8.1 | FALSE | FALSE | FALSE | 33800 | 24600 | 2.52 | 24600 | 2.52
213296604 |  | Live | Johnson Controls Inc. (York International Norman) | YORK | Singlezone Ducted, Centrally Ducted | 213296604 |  | HRCU-A-CB | HMH72B341 |  | XAHC36DBCN1+JMET12CS2N1 |  |  |  | 10 | 18 | 8.1 | FALSE | FALSE | FALSE | 33800 | 24600 | 2.52 | 24600 | 2.52
213297847 |  | Live | Johnson Controls Inc. (York International Norman) | JOHNSON CONTROLS | Singlezone Ducted, Centrally Ducted | 213297847 |  | HRCU-A-CB | HMH72B341 |  | XAHB36DBCN1+JMVT12BC2N1 |  |  |  | 10 | 18 | 8.1 | FALSE | FALSE | FALSE | 33200 | 24400 | 2.48 | 24400 | 2.48
213297846 |  | Live | Johnson Controls Inc. (York International Norman) | CHAMPION HEATING AND COOLING | Singlezone Ducted, Centrally Ducted | 213297846 |  | HRCU-A-CB | HMH72B341 |  | XAHB36DBCN1+JMVT12BC2N1 |  |  |  | 10 | 18 | 8.1 | FALSE | FALSE | FALSE | 33200 | 24400 | 2.48 | 24400 | 2.48
213297845 |  | Live | Johnson Controls Inc. (York International Norman) | FRASER-JOHNSTON | Singlezone Ducted, Centrally Ducted | 213297845 |  | HRCU-A-CB | HMH72B341 |  | XAHB36DBCN1+JMVT12BC2N1 |  |  |  | 10 | 18 | 8.1 | FALSE | FALSE | FALSE | 33200 | 24400 | 2.48 | 24400 | 2.48
213297844 |  | Live | Johnson Controls Inc. (York International Norman) | LUXAIRE | Singlezone Ducted, Centrally Ducted | 213297844 |  | HRCU-A-CB | HMH72B341 |  | XAHB36DBCN1+JMVT12BC2N1 |  |  |  | 10 | 18 | 8.1 | FALSE | FALSE | FALSE | 33200 | 24400 | 2.48 | 24400 | 2.48
213297843 |  | Live | Johnson Controls Inc. (York International Norman) | COLEMAN | Singlezone Ducted, Centrally Ducted | 213297843 |  | HRCU-A-CB | HMH72B341 |  | XAHB36DBCN1+JMVT12BC2N1 |  |  |  | 10 | 18 | 8.1 | FALSE | FALSE | FALSE | 33200 | 24400 | 2.48 | 24400 | 2.48
213296729 |  | Live | Johnson Controls Inc. (York International Norman) | YORK | Singlezone Ducted, Centrally Ducted | 213296729 |  | HRCU-A-CB | HMH72B341 |  | XAHB36DBCN1+JMVT12BC2N1 |  |  |  | 10 | 18 | 8.1 | FALSE | FALSE | FALSE | 33200 | 24400 | 2.48 | 24400 | 2.48
213297857 |  | Live | Johnson Controls Inc. (York International Norman) | JOHNSON CONTROLS | Singlezone Ducted, Centrally Ducted | 213297857 |  | HRCU-A-CB | HMH72B341 |  | XAFC36DBCN1+JMET12CS2N1 |  |  |  | 10 | 18.5 | 8.5 | FALSE | FALSE | FALSE | 34000 | 25400 | 2.6 | 25400 | 2.6
213297856 |  | Live | Johnson Controls Inc. (York International Norman) | CHAMPION HEATING AND COOLING | Singlezone Ducted, Centrally Ducted | 213297856 |  | HRCU-A-CB | HMH72B341 |  | XAFC36DBCN1+JMET12CS2N1 |  |  |  | 10 | 18.5 | 8.5 | FALSE | FALSE | FALSE | 34000 | 25400 | 2.6 | 25400 | 2.6
213297855 |  | Live | Johnson Controls Inc. (York International Norman) | FRASER-JOHNSTON | Singlezone Ducted, Centrally Ducted | 213297855 |  | HRCU-A-CB | HMH72B341 |  | XAFC36DBCN1+JMET12CS2N1 |  |  |  | 10 | 18.5 | 8.5 | FALSE | FALSE | FALSE | 34000 | 25400 | 2.6 | 25400 | 2.6
213297854 |  | Live | Johnson Controls Inc. (York International Norman) | LUXAIRE | Singlezone Ducted, Centrally Ducted | 213297854 |  | HRCU-A-CB | HMH72B341 |  | XAFC36DBCN1+JMET12CS2N1 |  |  |  | 10 | 18.5 | 8.5 | FALSE | FALSE | FALSE | 34000 | 25400 | 2.6 | 25400 | 2.6
213297853 |  | Live | Johnson Controls Inc. (York International Norman) | COLEMAN | Singlezone Ducted, Centrally Ducted | 213297853 |  | HRCU-A-CB | HMH72B341 |  | XAFC36DBCN1+JMET12CS2N1 |  |  |  | 10 | 18.5 | 8.5 | FALSE | FALSE | FALSE | 34000 | 25400 | 2.6 | 25400 | 2.6
213296731 |  | Live | Johnson Controls Inc. (York International Norman) | YORK | Singlezone Ducted, Centrally Ducted | 213296731 |  | HRCU-A-CB | HMH72B341 |  | XAFC36DBCN1+JMET12CS2N1 |  |  |  | 10 | 18.5 | 8.5 | FALSE | FALSE | FALSE | 34000 | 25400 | 2.6 | 25400 | 2.6
212386859 |  | Live | Treasure Link Inc. | FUJIECO | Singlezone Non-Ducted, Wall Placement | 212386859 |  | HRCU-A-CB-O | FES-24H2TQ(O) | Mini-Splits | FES-24H2TQ(I) |  |  |  | 10 | 19 | 8.5 | FALSE | FALSE | FALSE | 24000 | 15800 | 2.77 | 17000 | 2.21
211528296 |  | Live | Lennox Industries | ARMSTRONG AIR | Singlezone Ducted, Centrally Ducted | 211528296 |  | HRCU-A-CB | 4SHP22LX136P-**A |  | BCE7S42M*4X |  |  |  | 11.7 | 19.5 | 9 | TRUE | FALSE | TRUE | 35400 | 22800 | 2.64 | 22800 | 2.64
211528295 |  | Live | Lennox Industries | ARMSTRONG AIR | Singlezone Ducted, Centrally Ducted | 211528295 |  | HRCU-A-CB | 4SHP22LX136P-**A |  | BCE7E42M*4X |  |  |  | 11.7 | 19 | 9 | TRUE | FALSE | TRUE | 35000 | 22200 | 2.6 | 22200 | 2.6
211528294 |  | Live | Lennox Industries | ARMSTRONG AIR | Singlezone Ducted, Centrally Ducted | 211528294 |  | HRCU-A-CB | 4SHP22LX136P-**A |  | BCE7E36M*4X |  |  |  | 11.7 | 20.5 | 8.8 | TRUE | FALSE | TRUE | 34600 | 23000 | 2.6 | 23000 | 2.6
211528293 |  | Live | Lennox Industries | ARMSTRONG AIR | Singlezone Ducted, Centrally Ducted | 211528293 |  | HRCU-A-CB | 4SHP22LX136P-**A |  | BCE5V42M*4X |  |  |  | 12 | 17.5 | 8.8 | TRUE | FALSE | TRUE | 35600 | 22200 | 2.6 | 22200 | 2.6
211528292 |  | Live | Lennox Industries | ARMSTRONG AIR | Singlezone Ducted, Centrally Ducted | 211528292 |  | HRCU-A-CB | 4SHP22LX136P-**A |  | BCE5V36M*4X |  |  |  | 12 | 19.5 | 9 | TRUE | FALSE | TRUE | 35400 | 22200 | 2.58 | 22200 | 2.58
211529021 |  | Live | Lennox Industries | AIREASE | Singlezone Ducted, Centrally Ducted | 211529021 |  | HRCU-A-CB | 4SHP22LX160P-**A |  | BCE7E60M*4X |  |  |  | 12 | 18 | 8.7 | TRUE | FALSE | TRUE | 54500 | 37000 | 2.42 | 37000 | 2.42
211528572 |  | Live | Lennox Industries | AIREASE | Singlezone Ducted, Centrally Ducted | 211528572 |  | HRCU-A-CB | 4SHP22LX136P-**A |  | BCE7S42M*4X |  |  |  | 11.7 | 19.5 | 9 | TRUE | FALSE | TRUE | 35400 | 22800 | 2.64 | 22800 | 2.64
211528571 |  | Live | Lennox Industries | AIREASE | Singlezone Ducted, Centrally Ducted | 211528571 |  | HRCU-A-CB | 4SHP22LX136P-**A |  | BCE7E42M*4X |  |  |  | 11.7 | 19 | 9 | TRUE | FALSE | TRUE | 35000 | 22200 | 2.6 | 22200 | 2.6
211528570 |  | Live | Lennox Industries | AIREASE | Singlezone Ducted, Centrally Ducted | 211528570 |  | HRCU-A-CB | 4SHP22LX136P-**A |  | BCE7E36M*4X |  |  |  | 11.7 | 20.5 | 8.8 | TRUE | FALSE | TRUE | 34600 | 23000 | 2.6 | 23000 | 2.6
211528569 |  | Live | Lennox Industries | AIREASE | Singlezone Ducted, Centrally Ducted | 211528569 |  | HRCU-A-CB | 4SHP22LX136P-**A |  | BCE5V42M*4X |  |  |  | 12 | 17.5 | 8.8 | TRUE | FALSE | TRUE | 35600 | 22200 | 2.6 | 22200 | 2.6
211528982 |  | Live | Lennox Industries | ARMSTRONG AIR | Singlezone Ducted, Centrally Ducted | 211528982 |  | HRCU-A-CB | 4SHP22LX160P-**A |  | BCE7E60M*4X |  |  |  | 12 | 18 | 8.7 | TRUE | FALSE | TRUE | 54500 | 37000 | 2.42 | 37000 | 2.42
211528568 |  | Live | Lennox Industries | AIREASE | Singlezone Ducted, Centrally Ducted | 211528568 |  | HRCU-A-CB | 4SHP22LX136P-**A |  | BCE5V36M*4X |  |  |  | 12 | 19.5 | 9 | TRUE | FALSE | TRUE | 35400 | 22200 | 2.58 | 22200 | 2.58
211528878 |  | Live | Lennox Industries | AIREASE | Singlezone Ducted, Centrally Ducted | 211528878 |  | HRCU-A-CB | 4SHP22LX148P-**A |  | BCE7S48M*4X |  |  |  | 12 | 19.5 | 8.1 | TRUE | FALSE | TRUE | 46000 | 28400 | 2.12 | 28400 | 2.12
211528877 |  | Live | Lennox Industries | AIREASE | Singlezone Ducted, Centrally Ducted | 211528877 |  | HRCU-A-CB | 4SHP22LX148P-**A |  | BCE7E60M*4X |  |  |  | 12 | 17.5 | 8.2 | TRUE | FALSE | TRUE | 46000 | 27000 | 2.34 | 27000 | 2.34
211528876 |  | Live | Lennox Industries | AIREASE | Singlezone Ducted, Centrally Ducted | 211528876 |  | HRCU-A-CB | 4SHP22LX148P-**A |  | BCE7E48M*4X |  |  |  | 12 | 19 | 8 | TRUE | FALSE | FALSE | 46000 | 27800 | 2.1 | 27800 | 2.1
211694776 |  | Live | Lennox Industries | LENNOX | Singlezone Ducted, Centrally Ducted | 211694776 |  | HRCU-A-CB | EL22XPV-024-230A** | Ducted Indoor Units | CBA38MV-018/024-230*+TDR |  |  |  | 13 | 20.5 | 8.8 | TRUE | FALSE | TRUE | 23800 | 14400 | 2.56 | 14400 | 2.56
211694775 |  | Live | Lennox Industries | LENNOX | Singlezone Ducted, Centrally Ducted | 211694775 |  | HRCU-A-CB | EL22XPV-024-230A** | Ducted Indoor Units | CBA27UHE-030-230*+TDR |  |  |  | 14 | 22 | 9 | TRUE | FALSE | TRUE | 24000 | 14300 | 2.85 | 14300 | 2.85
211694774 |  | Live | Lennox Industries | LENNOX | Singlezone Ducted, Centrally Ducted | 211694774 |  | HRCU-A-CB | EL22XPV-024-230A** | Ducted Indoor Units | CBA27UHE-024-230*+TDR |  |  |  | 13 | 21 | 8.8 | TRUE | FALSE | TRUE | 24000 | 14500 | 2.56 | 14500 | 2.56
211694773 |  | Live | Lennox Industries | LENNOX | Singlezone Ducted, Centrally Ducted | 211694773 |  | HRCU-A-CB | EL22XPV-024-230A** | Ducted Indoor Units | CBA27UHE-018-230*+TDR |  |  |  | 13 | 21 | 8.7 | TRUE | FALSE | TRUE | 23800 | 14100 | 2.54 | 14100 | 2.54
211694772 |  | Live | Lennox Industries | LENNOX | Singlezone Ducted, Centrally Ducted | 211694772 |  | HRCU-A-CB | EL22XPV-024-230A** | Ducted Indoor Units | CBA25UHV-030-230-** |  |  |  | 13.5 | 20.5 | 8.8 | TRUE | FALSE | TRUE | 23800 | 14500 | 2.67 | 14500 | 2.67
211694771 |  | Live | Lennox Industries | LENNOX | Singlezone Ducted, Centrally Ducted | 211694771 |  | HRCU-A-CB | EL22XPV-024-230A** | Ducted Indoor Units | CBA25UHV-024-230-** |  |  |  | 13 | 20.5 | 8.8 | TRUE | FALSE | TRUE | 23800 | 14900 | 2.68 | 14900 | 2.68
211694770 |  | Live | Lennox Industries | LENNOX | Singlezone Ducted, Centrally Ducted | 211694770 |  | HRCU-A-CB | EL22XPV-024-230A** | Ducted Indoor Units | CBA25UH-030-230-** |  |  |  | 12.5 | 16 | 8.5 | TRUE | FALSE | TRUE | 24000 | 14900 | 2.6 | 14900 | 2.6
211694769 |  | Live | Lennox Industries | LENNOX | Singlezone Ducted, Centrally Ducted | 211694769 |  | HRCU-A-CB | EL22XPV-024-230A** | Ducted Indoor Units | CBA25UH-024-230-** |  |  |  | 13 | 18.5 | 8.5 | TRUE | FALSE | TRUE | 23600 | 14700 | 2.5 | 14700 | 2.5
211528788 |  | Live | Lennox Industries | ARMSTRONG AIR | Singlezone Ducted, Centrally Ducted | 211528788 |  | HRCU-A-CB | 4SHP22LX148P-**A |  | BCE7S48M*4X |  |  |  | 12 | 19.5 | 8.1 | TRUE | FALSE | TRUE | 46000 | 28400 | 2.12 | 28400 | 2.12
211528787 |  | Live | Lennox Industries | ARMSTRONG AIR | Singlezone Ducted, Centrally Ducted | 211528787 |  | HRCU-A-CB | 4SHP22LX148P-**A |  | BCE7E60M*4X |  |  |  | 12 | 17.5 | 8.2 | TRUE | FALSE | TRUE | 46000 | 27000 | 2.34 | 27000 | 2.34
211528786 |  | Live | Lennox Industries | ARMSTRONG AIR | Singlezone Ducted, Centrally Ducted | 211528786 |  | HRCU-A-CB | 4SHP22LX148P-**A |  | BCE7E48M*4X |  |  |  | 12 | 19 | 8 | TRUE | FALSE | FALSE | 46000 | 27800 | 2.1 | 27800 | 2.1
211709072 |  | Live | Lennox Industries | GE | Singlezone Ducted, Centrally Ducted | 211709072 |  | HRCU-A-CB | NS22H60MA4-**A |  | NAM60V1TA4 |  |  |  | 11 | 16.9 | 8.5 | FALSE | FALSE | TRUE | 53500 | 37200 | 2.28 | 37200 | 2.28
211709071 |  | Live | Lennox Industries | GE | Singlezone Ducted, Centrally Ducted | 211709071 |  | HRCU-A-CB | NS22H60MA4-**A |  | NAM60P1TA4 |  |  |  | 11 | 16.9 | 8.1 | FALSE | FALSE | TRUE | 53500 | 36800 | 2.3 | 36800 | 2.3
211694663 |  | Live | Lennox Industries | LENNOX | Singlezone Ducted, Centrally Ducted | 211694663 |  | HRCU-A-CB | EL22XPV-024-230A** | Ducted Indoor Units | CBA38MV-030-230*+TDR |  |  |  | 13.5 | 21 | 9 | TRUE | FALSE | TRUE | 24000 | 14300 | 2.83 | 14300 | 2.83
211709062 |  | Live | Lennox Industries | GE | Singlezone Ducted, Centrally Ducted | 211709062 |  | HRCU-A-CB | NS22H48MA4-**A |  | NAM60P1TA4 |  |  |  | 11 | 17 | 7.8 | FALSE | FALSE | FALSE | 43000 | 28200 | 2.1 | 28200 | 2.1
211530246 |  | Live | Lennox Industries | AIREASE | Singlezone Ducted, Centrally Ducted | 211530246 |  | HRCU-A-CB | 4SHP22LX160P-**A |  | BCE5V60M*4X |  |  |  | 11 | 16.9 | 8.5 | FALSE | FALSE | TRUE | 53500 | 37200 | 2.28 | 37200 | 2.28
211530245 |  | Live | Lennox Industries | AIREASE | Singlezone Ducted, Centrally Ducted | 211530245 |  | HRCU-A-CB | 4SHP22LX160P-**A |  | BCE5C60M*4X |  |  |  | 11 | 16.9 | 8.1 | FALSE | FALSE | TRUE | 53500 | 36800 | 2.3 | 36800 | 2.3
211530216 |  | Live | Lennox Industries | ARMSTRONG AIR | Singlezone Ducted, Centrally Ducted | 211530216 |  | HRCU-A-CB | 4SHP22LX160P-**A |  | BCE5V60M*4X |  |  |  | 11 | 16.9 | 8.5 | FALSE | FALSE | TRUE | 53500 | 37200 | 2.28 | 37200 | 2.28
211530215 |  | Live | Lennox Industries | ARMSTRONG AIR | Singlezone Ducted, Centrally Ducted | 211530215 |  | HRCU-A-CB | 4SHP22LX160P-**A |  | BCE5C60M*4X |  |  |  | 11 | 16.9 | 8.1 | FALSE | FALSE | TRUE | 53500 | 36800 | 2.3 | 36800 | 2.3
211530188 |  | Live | Lennox Industries | AIREASE | Singlezone Ducted, Centrally Ducted | 211530188 |  | HRCU-A-CB | 4SHP22LX148P-**A |  | BCE5V60M*4X |  |  |  | 11 | 17.5 | 7.8 | FALSE | FALSE | FALSE | 43500 | 28000 | 2.12 | 28000 | 2.12
211530187 |  | Live | Lennox Industries | AIREASE | Singlezone Ducted, Centrally Ducted | 211530187 |  | HRCU-A-CB | 4SHP22LX148P-**A |  | BCE5V48M*4X |  |  |  | 11 | 17.5 | 7.8 | FALSE | FALSE | FALSE | 44000 | 28600 | 2.04 | 28600 | 2.04
211530186 |  | Live | Lennox Industries | AIREASE | Singlezone Ducted, Centrally Ducted | 211530186 |  | HRCU-A-CB | 4SHP22LX148P-**A |  | BCE5C60M*4X |  |  |  | 11 | 17 | 7.8 | FALSE | FALSE | FALSE | 43000 | 28200 | 2.1 | 28200 | 2.1
211530169 |  | Live | Lennox Industries | ARMSTRONG AIR | Singlezone Ducted, Centrally Ducted | 211530169 |  | HRCU-A-CB | 4SHP22LX148P-**A |  | BCE5V60M*4X |  |  |  | 11 | 17.5 | 7.8 | FALSE | FALSE | FALSE | 43500 | 28000 | 2.12 | 28000 | 2.12
211530168 |  | Live | Lennox Industries | ARMSTRONG AIR | Singlezone Ducted, Centrally Ducted | 211530168 |  | HRCU-A-CB | 4SHP22LX148P-**A |  | BCE5V48M*4X |  |  |  | 11 | 17.5 | 7.8 | FALSE | FALSE | FALSE | 44000 | 28600 | 2.04 | 28600 | 2.04
211530167 |  | Live | Lennox Industries | ARMSTRONG AIR | Singlezone Ducted, Centrally Ducted | 211530167 |  | HRCU-A-CB | 4SHP22LX148P-**A |  | BCE5C60M*4X |  |  |  | 11 | 17 | 7.8 | FALSE | FALSE | FALSE | 43000 | 28200 | 2.1 | 28200 | 2.1
211708859 |  | Live | Lennox Industries | GE | Singlezone Ducted, Centrally Ducted | 211708859 |  | HRCU-A-CB | NS22H36MA4-**A |  | NAM42V1TA4 |  |  |  | 12 | 17.5 | 8.8 | TRUE | FALSE | TRUE | 35600 | 22200 | 2.6 | 22200 | 2.6
211708858 |  | Live | Lennox Industries | GE | Singlezone Ducted, Centrally Ducted | 211708858 |  | HRCU-A-CB | NS22H36MA4-**A |  | NAM36V1TA4 |  |  |  | 12 | 19.5 | 9 | TRUE | FALSE | TRUE | 35400 | 22200 | 2.58 | 22200 | 2.58
211708571 |  | Live | Lennox Industries | ARMSTRONG AIR | Singlezone Ducted, Centrally Ducted | 211708571 |  | HRCU-A-CB | 4SHP22LX136P-**A | Ducted Indoor Units | BCE5E42M |  |  |  | 12 | 18 | 8.8 | TRUE | FALSE | TRUE | 34600 | 22000 | 2.56 | 22000 | 2.56
211708570 |  | Live | Lennox Industries | ARMSTRONG AIR | Singlezone Ducted, Centrally Ducted | 211708570 |  | HRCU-A-CB | 4SHP22LX136P-**A | Ducted Indoor Units | BCE5E36M |  |  |  | 11.7 | 17.5 | 8.8 | TRUE | FALSE | TRUE | 34000 | 21800 | 2.5 | 21800 | 2.5
211708569 |  | Live | Lennox Industries | AIREASE | Singlezone Ducted, Centrally Ducted | 211708569 |  | HRCU-A-CB | 4SHP22LX136P-**A | Ducted Indoor Units | BCE5E42M |  |  |  | 12 | 18 | 8.8 | TRUE | FALSE | TRUE | 34600 | 22000 | 2.56 | 22000 | 2.56
211708568 |  | Live | Lennox Industries | AIREASE | Singlezone Ducted, Centrally Ducted | 211708568 |  | HRCU-A-CB | 4SHP22LX136P-**A | Ducted Indoor Units | BCE5E36M |  |  |  | 11.7 | 17.5 | 8.8 | TRUE | FALSE | TRUE | 34000 | 21800 | 2.5 | 21800 | 2.5
211708567 |  | Live | Lennox Industries | ARMSTRONG AIR | Singlezone Ducted, Centrally Ducted | 211708567 |  | HRCU-A-CB | 4SHP22LX136P-**A | Ducted Indoor Units | BCE7S36M*4X |  |  |  | 12 | 20 | 9 | TRUE | FALSE | TRUE | 34200 | 22800 | 2.6 | 22800 | 2.6
211708566 |  | Live | Lennox Industries | AIREASE | Singlezone Ducted, Centrally Ducted | 211708566 |  | HRCU-A-CB | 4SHP22LX136P-**A | Ducted Indoor Units | BCE7S36M*4X |  |  |  | 12 | 20 | 9 | TRUE | FALSE | TRUE | 34200 | 22800 | 2.6 | 22800 | 2.6
211699899 |  | Live | Lennox Industries | ARMSTRONG AIR | Singlezone Ducted, Centrally Ducted | 211699899 |  | HRCU-A-CB | 4SHP22LX148P-**A | Ducted Indoor Units | BCE7S60M*4X |  |  |  | 12 | 19.5 | 8.5 | TRUE | FALSE | TRUE | 47000 | 27200 | 2.34 | 27200 | 2.34
211699898 |  | Live | Lennox Industries | AIREASE | Singlezone Ducted, Centrally Ducted | 211699898 |  | HRCU-A-CB | 4SHP22LX148P-**A | Ducted Indoor Units | BCE7S60M*4X |  |  |  | 12 | 19.5 | 8.5 | TRUE | FALSE | TRUE | 47000 | 27200 | 2.34 | 27200 | 2.34
211709580 |  | Live | Lennox Industries | AIREASE | Singlezone Ducted, Centrally Ducted | 211709580 |  | HRCU-A-CB | 4SHP22LX124P-**A |  | BCE7S24M*4X |  |  |  | 13 | 20.5 | 8.8 | TRUE | FALSE | TRUE | 23800 | 14400 | 2.56 | 14400 | 2.56
211709579 |  | Live | Lennox Industries | AIREASE | Singlezone Ducted, Centrally Ducted | 211709579 |  | HRCU-A-CB | 4SHP22LX124P-**A |  | BCE7E30M*4X |  |  |  | 14 | 22 | 9 | TRUE | FALSE | TRUE | 24000 | 14300 | 2.85 | 14300 | 2.85
211709578 |  | Live | Lennox Industries | AIREASE | Singlezone Ducted, Centrally Ducted | 211709578 |  | HRCU-A-CB | 4SHP22LX124P-**A |  | BCE7E24M*4X |  |  |  | 13 | 21 | 8.8 | TRUE | FALSE | TRUE | 24000 | 14500 | 2.56 | 14500 | 2.56
211709577 |  | Live | Lennox Industries | AIREASE | Singlezone Ducted, Centrally Ducted | 211709577 |  | HRCU-A-CB | 4SHP22LX124P-**A |  | BCE7E18M*4X |  |  |  | 13 | 21 | 8.7 | TRUE | FALSE | TRUE | 23800 | 14100 | 2.54 | 14100 | 2.54
211709576 |  | Live | Lennox Industries | AIREASE | Singlezone Ducted, Centrally Ducted | 211709576 |  | HRCU-A-CB | 4SHP22LX124P-**A |  | BCE5V30M*4X |  |  |  | 13.5 | 20.5 | 8.8 | TRUE | FALSE | TRUE | 23800 | 14500 | 2.67 | 14500 | 2.67
211709575 |  | Live | Lennox Industries | AIREASE | Singlezone Ducted, Centrally Ducted | 211709575 |  | HRCU-A-CB | 4SHP22LX124P-**A |  | BCE5V24M*4X |  |  |  | 13 | 20.5 | 8.8 | TRUE | FALSE | TRUE | 23800 | 14900 | 2.68 | 14900 | 2.68
211709574 |  | Live | Lennox Industries | AIREASE | Singlezone Ducted, Centrally Ducted | 211709574 |  | HRCU-A-CB | 4SHP22LX124P-**A |  | BCE5C30M*4X |  |  |  | 12.5 | 16 | 8.5 | TRUE | FALSE | TRUE | 24000 | 14900 | 2.6 | 14900 | 2.6
211709573 |  | Live | Lennox Industries | AIREASE | Singlezone Ducted, Centrally Ducted | 211709573 |  | HRCU-A-CB | 4SHP22LX124P-**A |  | BCE5C24M*4X |  |  |  | 13 | 18.5 | 8.5 | TRUE | FALSE | TRUE | 23600 | 14700 | 2.5 | 14700 | 2.5
211709430 |  | Live | Lennox Industries | ARMSTRONG AIR | Singlezone Ducted, Centrally Ducted | 211709430 |  | HRCU-A-CB | 4SHP22LX124P-**A |  | BCE7S24M*4X |  |  |  | 13 | 20.5 | 8.8 | TRUE | FALSE | TRUE | 23800 | 14400 | 2.56 | 14400 | 2.56
211709429 |  | Live | Lennox Industries | ARMSTRONG AIR | Singlezone Ducted, Centrally Ducted | 211709429 |  | HRCU-A-CB | 4SHP22LX124P-**A |  | BCE7E30M*4X |  |  |  | 14 | 22 | 9 | TRUE | FALSE | TRUE | 24000 | 14300 | 2.85 | 14300 | 2.85
211709428 |  | Live | Lennox Industries | ARMSTRONG AIR | Singlezone Ducted, Centrally Ducted | 211709428 |  | HRCU-A-CB | 4SHP22LX124P-**A |  | BCE7E24M*4X |  |  |  | 13 | 21 | 8.8 | TRUE | FALSE | TRUE | 24000 | 14500 | 2.56 | 14500 | 2.56
211709427 |  | Live | Lennox Industries | ARMSTRONG AIR | Singlezone Ducted, Centrally Ducted | 211709427 |  | HRCU-A-CB | 4SHP22LX124P-**A |  | BCE7E18M*4X |  |  |  | 13 | 21 | 8.7 | TRUE | FALSE | TRUE | 23800 | 14100 | 2.54 | 14100 | 2.54
211709426 |  | Live | Lennox Industries | ARMSTRONG AIR | Singlezone Ducted, Centrally Ducted | 211709426 |  | HRCU-A-CB | 4SHP22LX124P-**A |  | BCE5V30M*4X |  |  |  | 13.5 | 20.5 | 8.8 | TRUE | FALSE | TRUE | 23800 | 14500 | 2.67 | 14500 | 2.67
211709425 |  | Live | Lennox Industries | ARMSTRONG AIR | Singlezone Ducted, Centrally Ducted | 211709425 |  | HRCU-A-CB | 4SHP22LX124P-**A |  | BCE5V24M*4X |  |  |  | 13 | 20.5 | 8.8 | TRUE | FALSE | TRUE | 23800 | 14900 | 2.68 | 14900 | 2.68
211709424 |  | Live | Lennox Industries | ARMSTRONG AIR | Singlezone Ducted, Centrally Ducted | 211709424 |  | HRCU-A-CB | 4SHP22LX124P-**A |  | BCE5C30M*4X |  |  |  | 12.5 | 16 | 8.5 | TRUE | FALSE | TRUE | 24000 | 14900 | 2.6 | 14900 | 2.6
211709423 |  | Live | Lennox Industries | ARMSTRONG AIR | Singlezone Ducted, Centrally Ducted | 211709423 |  | HRCU-A-CB | 4SHP22LX124P-**A |  | BCE5C24M*4X |  |  |  | 13 | 18.5 | 8.5 | TRUE | FALSE | TRUE | 23600 | 14700 | 2.5 | 14700 | 2.5
212403840 |  | Live | Lennox Industries | GE | Singlezone Ducted, Centrally Ducted | 212403840 |  | HRCU-A-CB | NS22H36MA4-**A | Ducted Indoor Units | NAM42E1AT |  |  |  | 12 | 18.5 | 8.8 | TRUE | FALSE | TRUE | 35000 | 22200 | 2.56 | 22200 | 2.56
212403838 |  | Live | Lennox Industries | GE | Singlezone Ducted, Centrally Ducted | 212403838 |  | HRCU-A-CB | NS22H36MA4-**A | Ducted Indoor Units | NAM36V2TA4 |  |  |  | 12 | 20 | 9 | TRUE | FALSE | TRUE | 34200 | 22800 | 2.6 | 22800 | 2.6
211727079 |  | Live | Lennox Industries | ARMSTRONG AIR | Singlezone Ducted, Centrally Ducted | 211727079 |  | HRCU-A-CB | 4SHP22LX160P-**A | Ducted Indoor Units | BCE5E60M |  |  |  | 11 | 17 | 8.1 | FALSE | FALSE | TRUE | 53500 | 36800 | 2.3 | 36800 | 2.3
211727078 |  | Live | Lennox Industries | AIREASE | Singlezone Ducted, Centrally Ducted | 211727078 |  | HRCU-A-CB | 4SHP22LX160P-**A | Ducted Indoor Units | BCE5E60M |  |  |  | 11 | 17 | 8.1 | FALSE | FALSE | TRUE | 53500 | 36800 | 2.3 | 36800 | 2.3
211727077 |  | Live | Lennox Industries | ARMSTRONG AIR | Singlezone Ducted, Centrally Ducted | 211727077 |  | HRCU-A-CB | 4SHP22LX160P-**A | Ducted Indoor Units | BCE7S60M*4X |  |  |  | 12 | 19 | 8.7 | TRUE | FALSE | TRUE | 55000 | 37000 | 2.42 | 37000 | 2.42
211727076 |  | Live | Lennox Industries | AIREASE | Singlezone Ducted, Centrally Ducted | 211727076 |  | HRCU-A-CB | 4SHP22LX160P-**A | Ducted Indoor Units | BCE7S60M*4X |  |  |  | 12 | 19 | 8.7 | TRUE | FALSE | TRUE | 55000 | 37000 | 2.42 | 37000 | 2.42
212403800 |  | Live | Lennox Industries | GE | Singlezone Ducted, Centrally Ducted | 212403800 |  | HRCU-A-CB | NS22H48MA4-**A | Ducted Indoor Units | NAM60E1AT |  |  |  | 11 | 17 | 7.8 | FALSE | FALSE | FALSE | 43000 | 28200 | 2.1 | 28200 | 2.1
212403797 |  | Live | Lennox Industries | GE | Singlezone Ducted, Centrally Ducted | 212403797 |  | HRCU-A-CB | NS22H48MA4-**A | Ducted Indoor Units | NAM60V2TA4 |  |  |  | 12 | 19.5 | 8.5 | TRUE | FALSE | TRUE | 47000 | 27200 | 2.34 | 27200 | 2.34
212396451 |  | Live | Lennox Industries | GE | Singlezone Ducted, Centrally Ducted | 212396451 |  | HRCU-A-CB | NS22H24MA4-**A | Ducted Indoor Units | NAM30E1AT |  |  |  | 13.5 | 20 | 8.8 | TRUE | FALSE | TRUE | 24000 | 14500 | 2.71 | 14500 | 2.71
212396450 |  | Live | Lennox Industries | GE | Singlezone Ducted, Centrally Ducted | 212396450 |  | HRCU-A-CB | NS22H24MA4-**A | Ducted Indoor Units | NAM24E1AT |  |  |  | 13.5 | 21 | 8.8 | TRUE | FALSE | TRUE | 24000 | 15000 | 2.75 | 15000 | 2.75
212396449 |  | Live | Lennox Industries | GE | Singlezone Ducted, Centrally Ducted | 212396449 |  | HRCU-A-CB | NS22H24MA4-**A | Ducted Indoor Units | NAM24V2AT |  |  |  | 13 | 20.5 | 8.8 | TRUE | FALSE | TRUE | 24000 | 14300 | 2.56 | 14300 | 2.56
212396412 |  | Live | Lennox Industries | GE | Singlezone Ducted, Centrally Ducted | 212396412 |  | HRCU-A-CB | NS22H24MA4-**A | Ducted Indoor Units | NAM30V2TA4 |  |  |  | 13.5 | 21 | 9.5 | TRUE | FALSE | TRUE | 24000 | 14900 | 2.84 | 14900 | 2.84
212349557 |  | Live | Lennox Industries | GE | Singlezone Ducted, Centrally Ducted | 212349557 |  | HRCU-A-CB | NS22H24MA4-**A |  | NAM30V1TA4 |  |  |  | 13.5 | 20.5 | 8.8 | TRUE | FALSE | TRUE | 23800 | 14500 | 2.67 | 14500 | 2.67
212349556 |  | Live | Lennox Industries | GE | Singlezone Ducted, Centrally Ducted | 212349556 |  | HRCU-A-CB | NS22H24MA4-**A |  | NAM24V1TA4 |  |  |  | 13 | 20.5 | 8.8 | TRUE | FALSE | TRUE | 23800 | 14900 | 2.68 | 14900 | 2.68
212349555 |  | Live | Lennox Industries | GE | Singlezone Ducted, Centrally Ducted | 212349555 |  | HRCU-A-CB | NS22H24MA4-**A |  | NAM30P1TA4 |  |  |  | 12.5 | 16 | 8.5 | TRUE | FALSE | TRUE | 24000 | 14900 | 2.6 | 14900 | 2.6
212349554 |  | Live | Lennox Industries | GE | Singlezone Ducted, Centrally Ducted | 212349554 |  | HRCU-A-CB | NS22H24MA4-**A |  | NAM24P1TA4 |  |  |  | 13 | 18.5 | 8.5 | TRUE | FALSE | TRUE | 23600 | 14700 | 2.5 | 14700 | 2.5
211467722 |  | Live | Lennox Industries | LENNOX | Singlezone Ducted, Centrally Ducted | 211467722 |  | HRCU-A-CB | EL22XPV-036-230A** | Ducted Indoor Units | CBA38MV-042-230*+TDR |  |  |  | 11.7 | 19.5 | 9 | TRUE | FALSE | TRUE | 35400 | 22800 | 2.64 | 22800 | 2.64
211467721 |  | Live | Lennox Industries | LENNOX | Singlezone Ducted, Centrally Ducted | 211467721 |  | HRCU-A-CB | EL22XPV-036-230A** | Ducted Indoor Units | CBA27UHE-042-230*+TDR |  |  |  | 11.7 | 19 | 9 | TRUE | FALSE | TRUE | 35000 | 22200 | 2.6 | 22200 | 2.6
211467720 |  | Live | Lennox Industries | LENNOX | Singlezone Ducted, Centrally Ducted | 211467720 |  | HRCU-A-CB | EL22XPV-036-230A** | Ducted Indoor Units | CBA27UHE-036-230*+TDR |  |  |  | 11.7 | 20.5 | 8.8 | TRUE | FALSE | TRUE | 34600 | 23000 | 2.6 | 23000 | 2.6
211467719 |  | Live | Lennox Industries | LENNOX | Singlezone Ducted, Centrally Ducted | 211467719 |  | HRCU-A-CB | EL22XPV-036-230A** | Ducted Indoor Units | CBA25UHV-042-230-** |  |  |  | 12 | 17.5 | 8.8 | TRUE | FALSE | TRUE | 35600 | 22200 | 2.6 | 22200 | 2.6
211467718 |  | Live | Lennox Industries | LENNOX | Singlezone Ducted, Centrally Ducted | 211467718 |  | HRCU-A-CB | EL22XPV-036-230A** | Ducted Indoor Units | CBA25UHV-036-230-** |  |  |  | 12 | 19.5 | 9 | TRUE | FALSE | TRUE | 35400 | 22200 | 2.58 | 22200 | 2.58
211467586 |  | Live | Lennox Industries | LENNOX | Singlezone Ducted, Centrally Ducted | 211467586 |  | HRCU-A-CB | EL22XPV-036-230A** | Ducted Indoor Units | CBA38MV-036-230*+TDR |  |  |  | 12 | 20 | 9 | TRUE | FALSE | TRUE | 34200 | 22800 | 2.6 | 22800 | 2.6
211465323 |  | Live | Lennox Industries | LENNOX | Singlezone Ducted, Centrally Ducted | 211465323 |  | HRCU-A-CB | EL22XPV-060-230A** | Ducted Indoor Units | CBA27UHE-060-230-** |  |  |  | 12 | 18 | 8.7 | TRUE | FALSE | TRUE | 54500 | 37000 | 2.42 | 37000 | 2.42
211465259 |  | Live | Lennox Industries | LENNOX | Singlezone Ducted, Centrally Ducted | 211465259 |  | HRCU-A-CB | EL22XPV-060-230A** | Ducted Indoor Units | CBA25UHV-060-230-** |  |  |  | 11 | 16.9 | 8.5 | FALSE | FALSE | TRUE | 53500 | 37200 | 2.28 | 37200 | 2.28
211465258 |  | Live | Lennox Industries | LENNOX | Singlezone Ducted, Centrally Ducted | 211465258 |  | HRCU-A-CB | EL22XPV-060-230A** | Ducted Indoor Units | CBA25UH-060-230-** |  |  |  | 11 | 16.9 | 8.1 | FALSE | FALSE | TRUE | 53500 | 36800 | 2.3 | 36800 | 2.3
211465229 |  | Live | Lennox Industries | LENNOX | Singlezone Ducted, Centrally Ducted | 211465229 |  | HRCU-A-CB | EL22XPV-060-230A** | Ducted Indoor Units | CBA38MV-060-230*+TDR |  |  |  | 12 | 19 | 8.7 | TRUE | FALSE | TRUE | 55000 | 37000 | 2.42 | 37000 | 2.42
211455263 |  | Live | Lennox Industries | LENNOX | Singlezone Ducted, Centrally Ducted | 211455263 |  | HRCU-A-CB | EL22XPV-048-230A** | Ducted Indoor Units | CBA25UHV-060-230-** |  |  |  | 11 | 17.5 | 7.8 | FALSE | FALSE | FALSE | 43500 | 28000 | 2.12 | 28000 | 2.12
211455262 |  | Live | Lennox Industries | LENNOX | Singlezone Ducted, Centrally Ducted | 211455262 |  | HRCU-A-CB | EL22XPV-048-230A** | Ducted Indoor Units | CBA25UHV-048-230-** |  |  |  | 11 | 17.5 | 7.8 | FALSE | FALSE | FALSE | 44000 | 28600 | 2.04 | 28600 | 2.04
211455261 |  | Live | Lennox Industries | LENNOX | Singlezone Ducted, Centrally Ducted | 211455261 |  | HRCU-A-CB | EL22XPV-048-230A** | Ducted Indoor Units | CBA25UH-060-230-** |  |  |  | 11 | 17 | 7.8 | FALSE | FALSE | FALSE | 43000 | 28200 | 2.1 | 28200 | 2.1
211455168 |  | Live | Lennox Industries | LENNOX | Singlezone Ducted, Centrally Ducted | 211455168 |  | HRCU-A-CB | EL22XPV-048-230A** | Ducted Indoor Units | CBA38MV-048-230*+TDR |  |  |  | 12 | 19.5 | 8.1 | TRUE | FALSE | TRUE | 46000 | 28400 | 2.12 | 28400 | 2.12
211455167 |  | Live | Lennox Industries | LENNOX | Singlezone Ducted, Centrally Ducted | 211455167 |  | HRCU-A-CB | EL22XPV-048-230A** | Ducted Indoor Units | CBA27UHE-060-230*+TDR |  |  |  | 12 | 17.5 | 8.2 | TRUE | FALSE | TRUE | 46000 | 27000 | 2.34 | 27000 | 2.34
211455166 |  | Live | Lennox Industries | LENNOX | Singlezone Ducted, Centrally Ducted | 211455166 |  | HRCU-A-CB | EL22XPV-048-230A** | Ducted Indoor Units | CBA27UHE-048-230*+TDR |  |  |  | 12 | 19 | 8 | TRUE | FALSE | FALSE | 46000 | 27800 | 2.1 | 27800 | 2.1
211455134 |  | Live | Lennox Industries | LENNOX | Singlezone Ducted, Centrally Ducted | 211455134 |  | HRCU-A-CB | EL22XPV-048-230A** | Ducted Indoor Units | CBA38MV-060-230*+TDR |  |  |  | 12 | 19.5 | 8.5 | TRUE | FALSE | TRUE | 47000 | 27200 | 2.34 | 27200 | 2.34
206841288 |  | Live | Lennox Industries | LENNOX | Singlezone Ducted, Centrally Ducted | 206841288 |  | HRCU-A-CB | EL18XPV-060-230A** | Ducted Indoor Units | CBA38MV-060-230*+TDR | 10 | 17.5 | 9.6 | 10.5 | 16.8 | 8 | FALSE | FALSE | FALSE | 56000 | 35800 | 2.32 | 35800 | 2.32
206841139 |  | Live | Lennox Industries | LENNOX | Singlezone Ducted, Centrally Ducted | 206841139 |  | HRCU-A-CB | EL18XPV-048-230A** | Ducted Indoor Units | CBA25UHV-060-230-** | 10 | 17 | 9.6 | 10.7 | 17.4 | 8.1 | FALSE | FALSE | TRUE | 46000 | 28800 | 2.34 | 28800 | 2.34
206841138 |  | Live | Lennox Industries | LENNOX | Singlezone Ducted, Centrally Ducted | 206841138 |  | HRCU-A-CB | EL18XPV-048-230A** | Ducted Indoor Units | CBA25UHV-048-230-** | 10 | 16 | 9 | 10.2 | 16.6 | 8 | FALSE | FALSE | FALSE | 43500 | 30800 | 2.16 | 30800 | 2.16
206840865 |  | Live | Lennox Industries | LENNOX | Singlezone Ducted, Centrally Ducted | 206840865 |  | HRCU-A-CB | EL18XPV-036-230A** | Ducted Indoor Units | CBA27UHE-036-230*+TDR | 10 | 18 | 9.6 | 10.7 | 19 | 8.4 | FALSE | FALSE | TRUE | 33400 | 21000 | 2.52 | 21000 | 2.52
206840800 |  | Live | Lennox Industries | LENNOX | Singlezone Ducted, Centrally Ducted | 206840800 |  | HRCU-A-CB | EL18XPV-036-230A** | Ducted Indoor Units | CBA38MV-036-230*+TDR | 10 | 18 | 9.6 | 10.7 | 19.4 | 8.4 | FALSE | FALSE | TRUE | 33000 | 21200 | 2.54 | 21200 | 2.54
212925417 |  | Live | Lennox Industries | ADP | Singlezone Ducted, Centrally Ducted | 212925417 |  | HRCU-A-C | FLEXX60HP230V1AO | Ducted Indoor Units | HG52960 |  |  |  | 9.5 | 15.2 | 8.5 | FALSE | FALSE | FALSE | 50500 | 34200 | 2.1 | 36900 | 2.08
212365507 |  | Live | Trane U.S. Inc. | AMERISTAR | Singlezone Non-Ducted, Wall Placement | 212365507 |  | HRCU-A-CB-O | M4TVS1724A11NA | Mini-Splits | M4MVW1724A1N0A |  |  |  | 10 | 17 | 8.5 | FALSE | FALSE | FALSE | 24000 | 15800 | 2.77 | 17000 | 2.21
212365506 |  | Live | Trane U.S. Inc. | AMERISTAR | Singlezone Non-Ducted, Wall Placement | 212365506 |  | HRCU-A-CB-O | M4TVS1718A11NA | Mini-Splits | M4MVW1718A1N0A |  |  |  | 9.4 | 17 | 8.5 | FALSE | FALSE | FALSE | 18000 | 12000 | 2.66 | 12400 | 1.91
212365505 |  | Live | Trane U.S. Inc. | AMERISTAR | Singlezone Non-Ducted, Wall Placement | 212365505 |  | HRCU-A-CB-O | M4TVS1712A11NA | Mini-Splits | M4MVW1712A1N0A |  |  |  | 10 | 17 | 8.5 | FALSE | FALSE | FALSE | 12000 | 6900 | 2.53 | 9700 | 2.2
212365504 |  | Live | Trane U.S. Inc. | AMERISTAR | Singlezone Non-Ducted, Wall Placement | 212365504 |  | HRCU-A-CB-O | M4TVS1709A11NA | Mini-Splits | M4MVW1709A1N0A |  |  |  | 10 | 17 | 8.5 | FALSE | FALSE | FALSE | 9000 | 5400 | 2.43 | 8200 | 2.05
212365503 |  | Live | Trane U.S. Inc. | RUNTRU | Singlezone Non-Ducted, Wall Placement | 212365503 |  | HRCU-A-CB-O | M4TVS1724A11NA | Mini-Splits | M4MVW1724A1N0A |  |  |  | 10 | 17 | 8.5 | FALSE | FALSE | FALSE | 24000 | 15800 | 2.77 | 17000 | 2.21
212365502 |  | Live | Trane U.S. Inc. | RUNTRU | Singlezone Non-Ducted, Wall Placement | 212365502 |  | HRCU-A-CB-O | M4TVS1718A11NA | Mini-Splits | M4MVW1718A1N0A |  |  |  | 9.4 | 17 | 8.5 | FALSE | FALSE | FALSE | 18000 | 12000 | 2.66 | 12400 | 1.91
212365501 |  | Live | Trane U.S. Inc. | RUNTRU | Singlezone Non-Ducted, Wall Placement | 212365501 |  | HRCU-A-CB-O | M4TVS1712A11NA | Mini-Splits | M4MVW1712A1N0A |  |  |  | 10 | 17 | 8.5 | FALSE | FALSE | FALSE | 12000 | 6900 | 2.53 | 9700 | 2.2
212365500 |  | Live | Trane U.S. Inc. | RUNTRU | Singlezone Non-Ducted, Wall Placement | 212365500 |  | HRCU-A-CB-O | M4TVS1709A11NA | Mini-Splits | M4MVW1709A1N0A |  |  |  | 10 | 17 | 8.5 | FALSE | FALSE | FALSE | 9000 | 5400 | 2.43 | 8200 | 2.05
207158009 |  | Live | Daikin North America, LLC | DAIKIN | Singlezone Non-Ducted, Wall Placement | 207158009 |  | HRCU-A-CB-O | RXM09VVJU | Mini-Splits | FTXM09VVJU | 16.3 | 27.4 | 13.8 | 16.3 | 27.4 | 11.2 | FALSE | FALSE | TRUE | 9000 | 6600 | 3.17 | 13200 | 2.33
207158011 |  | Live | Daikin North America, LLC | DAIKIN | Singlezone Non-Ducted, Wall Placement | 207158011 |  | HRCU-A-CB-O | RXM18VVJU | Mini-Splits | FTXM18VVJU | 12.5 | 22.7 | 12.5 | 12.5 | 22.7 | 10 | FALSE | FALSE | TRUE | 18000 | 15400 | 2.69 | 23800 | 2.02
207158012 |  | Live | Daikin North America, LLC | DAIKIN | Singlezone Non-Ducted, Wall Placement | 207158012 |  | HRCU-A-CB-O | RXM24VVJU | Mini-Splits | FTXM24VVJU | 12.5 | 22 | 12.5 | 12.5 | 22 | 10 | FALSE | FALSE | TRUE | 21600 | 16000 | 2.73 | 26100 | 2
207158010 |  | Live | Daikin North America, LLC | DAIKIN | Singlezone Non-Ducted, Wall Placement | 207158010 |  | HRCU-A-CB-O | RXM12VVJU | Mini-Splits | FTXM12VVJU | 13.2 | 25.2 | 13 | 13.2 | 25.2 | 10.7 | FALSE | FALSE | TRUE | 12000 | 8600 | 3.11 | 15900 | 2.24
207776278 |  | Live | Daikin North America, LLC | DAIKIN | Singlezone Non-Ducted, Wall Placement | 207776278 |  | HRCU-A-CB-O | RXL12QMVJU9* | Mini-Splits | FTX12NMVJU* | 12.5 | 20 | 12 | 12.5 | 19.5 | 10 | FALSE | FALSE | TRUE | 10600 | 8800 | 2.9 | 15380 | 2.52
207776283 |  | Live | Daikin North America, LLC | DAIKIN | Singlezone Non-Ducted, Ceiling Placement | 207776283 |  | HRCU-A-CB-O | RX09RMVJU9* | Mini-Splits | FFQ09Q2VJU | 13 | 20.9 | 11.7 | 13 | 22 | 9.5 | FALSE | FALSE | TRUE | 9100 | 6000 | 3.08 | 9130 | 2.68
207776284 |  | Live | Daikin North America, LLC | DAIKIN | Singlezone Non-Ducted, Ceiling Placement | 207776284 |  | HRCU-A-CB-O | RX12RMVJU9* | Mini-Splits | FFQ12Q2VJU | 12.5 | 20.2 | 11.2 | 12.5 | 19.5 | 9 | FALSE | FALSE | FALSE | 10800 | 8300 | 2.9 | 10960 | 3.21
205663342 |  | Live | Daikin North America, LLC | DAIKIN | Singlezone Non-Ducted, Wall Placement | 205663342 |  | HRCU-A-CB-O | RXL18UMVJU* | Mini-Splits | FTX18UVJU | 12.5 | 20.3 | 10.3 | 12.5 | 19.8 | 8.5 | FALSE | FALSE | FALSE | 18000 | 14000 | 2.61 | 23200 | 2.16
205663346 |  | Live | Daikin North America, LLC | DAIKIN | Singlezone Non-Ducted, Ceiling Placement | 205663346 |  | HRCU-A-CB-O | RX15RMVJU* | Mini-Splits | FFQ15Q2VJU | 12.5 | 20.7 | 11 | 12.5 | 19.6 | 8.8 | FALSE | FALSE | FALSE | 14400 | 10600 | 2.8 | 10650 | 2.74
205663344 |  | Live | Daikin North America, LLC | DAIKIN | Singlezone Non-Ducted, Wall Placement | 205663344 |  | HRCU-A-CB-O | RXL24UMVJU* | Mini-Splits | FTX24UVJU | 12.5 | 20 | 10.3 | 12.5 | 19.5 | 8.5 | FALSE | FALSE | FALSE | 21200 | 15800 | 2.56 | 26100 | 1.97
205782845 |  | Live | Daikin North America, LLC | DAIKIN | Singlezone Non-Ducted, Wall Placement | 205782845 |  | HRCU-A-CB-O | RX09AXVJU | Mini-Splits | FTX09AXVJU | 12.5 | 19 | 10 | 12.5 | 19 | 9 | FALSE | FALSE | FALSE | 8900 | 5700 | 2.65 | 8205 | 2.59
205782846 |  | Live | Daikin North America, LLC | DAIKIN | Singlezone Non-Ducted, Wall Placement | 205782846 |  | HRCU-A-CB-O | RX12AXVJU | Mini-Splits | FTX12AXVJU | 12.5 | 19 | 10 | 12.5 | 19 | 10 | FALSE | FALSE | TRUE | 10700 | 8600 | 2.9 | 10500 | 2.59
210800985 |  | Live | Daikin North America, LLC | DAIKIN | Multizone Mix of Ducted and Non-Ducted | 210800985 |  | HMSV-A-CB | 3MXS24WMVJU* | Mixed Ducted and Non-Ducted Indoor Units |  |  |  |  | 10.1 | 16.5 | 8.8 | FALSE | FALSE | TRUE | 24000 | 15200 | 3.07 | 21550 | 2.3
210609969 |  | Live | Daikin North America, LLC | AMANA | Singlezone Ducted, Centrally Ducted | 210609969 |  | HRCU-A-CB | ASZV903610A* | Ducted Indoor Units | AMVE48DP1400A* |  |  |  | 12 | 19 | 8.2 | TRUE | FALSE | TRUE | 33600 | 21400 | 2.61 | 29200 | 2.23
210609967 |  | Live | Daikin North America, LLC | GOODMAN | Singlezone Ducted, Centrally Ducted | 210609967 |  | HRCU-A-CB | GSZV903610A* | Ducted Indoor Units | AMVE48DP1400A* |  |  |  | 12 | 19 | 8.2 | TRUE | FALSE | TRUE | 33600 | 21400 | 2.61 | 29200 | 2.23
210609965 |  | Live | Daikin North America, LLC | DAIKIN | Singlezone Ducted, Centrally Ducted | 210609965 |  | HRCU-A-CB | DZ9VCA3610A* | Ducted Indoor Units | DMVE48DP1400A* |  |  |  | 12 | 19 | 8.2 | TRUE | FALSE | TRUE | 33600 | 21400 | 2.61 | 29200 | 2.23
202373696 |  | Live | Mitsubishi Electric Trane | AMERICAN STANDARD / MITSUBISHI ELECTRIC | Singlezone Non-Ducted, Wall Placement | 202373696 |  | HRCU-A-CB-O | NAXSST24A112A* |  | NAXWST24A112A* | 12.5 | 20.5 | 10 |  |  |  | FALSE | FALSE | FALSE | 22400 | 16000 | 2.65 | 24600 | 2.19
213082103 |  | Live | Midea Electric Trading | ECO AC | Singlezone Non-Ducted, Wall Placement | 213082103 |  | HRCU-A-CB-O | EHH-O48BB | Mini-Splits | EHH-C48BC | 9.5 | 17.8 | 11.5 | 9.5 | 18.5 | 9.8 | FALSE | FALSE | TRUE | 48000 | 30000 | 2.34 | 39000 | 2.05
207036648 |  | Live | TTI Climatisation | ZEPHYR | Singlezone Ducted, Centrally Ducted | 207036648 |  | HRCU-A-CB | ZE-60HPB |  | AH-60B | 8.5 | 17.5 | 10 | 8.25 | 17 | 8.5 | FALSE | FALSE | FALSE | 56000 | 40000 | 2.34 | 42000 | 2.1
214500319 |  | Live | Daikin North America, LLC | DAIKIN | Singlezone Ducted, Centrally Ducted | 214500319 |  | HRCU-A-CB | DZ6VSA3610A* | Ducted Indoor Units | CA*EA3026*4B*+MBVK20DP1X00A* |  |  |  | 8.7 | 16.3 | 8.2 | FALSE | FALSE | FALSE | 33200 | 22400 | 2.43 | 25200 | 2.37
214500318 |  | Live | Daikin North America, LLC | DAIKIN | Singlezone Ducted, Centrally Ducted | 214500318 |  | HRCU-A-CB | DZ6VSA3610A* | Ducted Indoor Units | CA*EA3026*4B*+MBVK16CP1X00A* |  |  |  | 8.7 | 16.3 | 8.2 | FALSE | FALSE | FALSE | 33200 | 22400 | 2.43 | 25200 | 2.37
214500317 |  | Live | Daikin North America, LLC | DAIKIN | Singlezone Ducted, Centrally Ducted | 214500317 |  | HRCU-A-CB | DZ6VSA3610A* | Ducted Indoor Units | CA*EA3026*4B*+MBVK12BP1X00A* |  |  |  | 8.7 | 16.3 | 8.2 | FALSE | FALSE | FALSE | 33200 | 22400 | 2.43 | 25200 | 2.37
214491767 |  | Live | Daikin North America, LLC | DAIKIN | Singlezone Ducted, Centrally Ducted | 214491767 |  | HRCU-A-CB | DZ6VSA3610A* | Ducted Indoor Units | CA*EA3026*4B*+MBVC2000**-1A* |  |  |  | 8.7 | 16.3 | 8.2 | FALSE | FALSE | FALSE | 33200 | 22400 | 2.43 | 25200 | 2.37
214491762 |  | Live | Daikin North America, LLC | DAIKIN | Singlezone Ducted, Centrally Ducted | 214491762 |  | HRCU-A-CB | DZ6VSA3610A* | Ducted Indoor Units | CA*EA3026*4B*+MBVC1600**-1A* |  |  |  | 8.7 | 16.3 | 8.2 | FALSE | FALSE | FALSE | 33200 | 22400 | 2.43 | 25200 | 2.37
214491752 |  | Live | Daikin North America, LLC | DAIKIN | Singlezone Ducted, Centrally Ducted | 214491752 |  | HRCU-A-CB | DZ6VSA3610A* | Ducted Indoor Units | CA*EA3026*4B*+MBVC1200**-1A* |  |  |  | 8.7 | 16.3 | 8.2 | FALSE | FALSE | FALSE | 33200 | 22400 | 2.43 | 25200 | 2.37
214500349 |  | Live | Daikin North America, LLC | LIBERTY HEATING & AIR CONDITIONING | Singlezone Ducted, Centrally Ducted | 214500349 |  | HRCU-A-CB | ASZS603610A* | Ducted Indoor Units | CA*EA3026*4B*+MBVK20DP1X00A* |  |  |  | 8.7 | 16.3 | 8.2 | FALSE | FALSE | FALSE | 33200 | 22400 | 2.43 | 25200 | 2.37
214500348 |  | Live | Daikin North America, LLC | LIBERTY HEATING & AIR CONDITIONING | Singlezone Ducted, Centrally Ducted | 214500348 |  | HRCU-A-CB | ASZS603610A* | Ducted Indoor Units | CA*EA3026*4B*+MBVK16CP1X00A* |  |  |  | 8.7 | 16.3 | 8.2 | FALSE | FALSE | FALSE | 33200 | 22400 | 2.43 | 25200 | 2.37
214500347 |  | Live | Daikin North America, LLC | LIBERTY HEATING & AIR CONDITIONING | Singlezone Ducted, Centrally Ducted | 214500347 |  | HRCU-A-CB | ASZS603610A* | Ducted Indoor Units | CA*EA3026*4B*+MBVK12BP1X00A* |  |  |  | 8.7 | 16.3 | 8.2 | FALSE | FALSE | FALSE | 33200 | 22400 | 2.43 | 25200 | 2.37
214500334 |  | Live | Daikin North America, LLC | AMANA | Singlezone Ducted, Centrally Ducted | 214500334 |  | HRCU-A-CB | ASZS603610A* | Ducted Indoor Units | CA*EA3026*4B*+MBVK20DP1X00A* |  |  |  | 8.7 | 16.3 | 8.2 | FALSE | FALSE | FALSE | 33200 | 22400 | 2.43 | 25200 | 2.37
214500333 |  | Live | Daikin North America, LLC | AMANA | Singlezone Ducted, Centrally Ducted | 214500333 |  | HRCU-A-CB | ASZS603610A* | Ducted Indoor Units | CA*EA3026*4B*+MBVK16CP1X00A* |  |  |  | 8.7 | 16.3 | 8.2 | FALSE | FALSE | FALSE | 33200 | 22400 | 2.43 | 25200 | 2.37
214500332 |  | Live | Daikin North America, LLC | AMANA | Singlezone Ducted, Centrally Ducted | 214500332 |  | HRCU-A-CB | ASZS603610A* | Ducted Indoor Units | CA*EA3026*4B*+MBVK12BP1X00A* |  |  |  | 8.7 | 16.3 | 8.2 | FALSE | FALSE | FALSE | 33200 | 22400 | 2.43 | 25200 | 2.37
214492060 |  | Live | Daikin North America, LLC | LIBERTY HEATING & AIR CONDITIONING | Singlezone Ducted, Centrally Ducted | 214492060 |  | HRCU-A-CB | ASZS603610A* | Ducted Indoor Units | CA*EA3026*4B*+MBVC2000**-1A* |  |  |  | 8.7 | 16.3 | 8.2 | FALSE | FALSE | FALSE | 33200 | 22400 | 2.43 | 25200 | 2.37
214492059 |  | Live | Daikin North America, LLC | LIBERTY HEATING & AIR CONDITIONING | Singlezone Ducted, Centrally Ducted | 214492059 |  | HRCU-A-CB | ASZS603610A* | Ducted Indoor Units | CA*EA3026*4B*+MBVC1600**-1A* |  |  |  | 8.7 | 16.3 | 8.2 | FALSE | FALSE | FALSE | 33200 | 22400 | 2.43 | 25200 | 2.37
214492058 |  | Live | Daikin North America, LLC | LIBERTY HEATING & AIR CONDITIONING | Singlezone Ducted, Centrally Ducted | 214492058 |  | HRCU-A-CB | ASZS603610A* | Ducted Indoor Units | CA*EA3026*4B*+MBVC1200**-1A* |  |  |  | 8.7 | 16.3 | 8.2 | FALSE | FALSE | FALSE | 33200 | 22400 | 2.43 | 25200 | 2.37
214491906 |  | Live | Daikin North America, LLC | AMANA | Singlezone Ducted, Centrally Ducted | 214491906 |  | HRCU-A-CB | ASZS603610A* | Ducted Indoor Units | CA*EA3026*4B*+MBVC2000**-1A* |  |  |  | 8.7 | 16.3 | 8.2 | FALSE | FALSE | FALSE | 33200 | 22400 | 2.43 | 25200 | 2.37
214491905 |  | Live | Daikin North America, LLC | AMANA | Singlezone Ducted, Centrally Ducted | 214491905 |  | HRCU-A-CB | ASZS603610A* | Ducted Indoor Units | CA*EA3026*4B*+MBVC1600**-1A* |  |  |  | 8.7 | 16.3 | 8.2 | FALSE | FALSE | FALSE | 33200 | 22400 | 2.43 | 25200 | 2.37
214491904 |  | Live | Daikin North America, LLC | AMANA | Singlezone Ducted, Centrally Ducted | 214491904 |  | HRCU-A-CB | ASZS603610A* | Ducted Indoor Units | CA*EA3026*4B*+MBVC1200**-1A* |  |  |  | 8.7 | 16.3 | 8.2 | FALSE | FALSE | FALSE | 33200 | 22400 | 2.43 | 25200 | 2.37
214500316 |  | Live | Daikin North America, LLC | DAIKIN | Singlezone Ducted, Centrally Ducted | 214500316 |  | HRCU-A-CB | DZ6VSA3010A* | Ducted Indoor Units | CA*EA3026*4B*+MBVK16CP1X00A* |  |  |  | 9.9 | 17.1 | 8.2 | FALSE | FALSE | FALSE | 27400 | 18000 | 2.52 | 21600 | 2.36
214500315 |  | Live | Daikin North America, LLC | DAIKIN | Singlezone Ducted, Centrally Ducted | 214500315 |  | HRCU-A-CB | DZ6VSA3010A* | Ducted Indoor Units | CA*EA3026*4B*+MBVK12BP1X00A* |  |  |  | 9.9 | 17.1 | 8.2 | FALSE | FALSE | FALSE | 27400 | 18000 | 2.52 | 21600 | 2.36
214500314 |  | Live | Daikin North America, LLC | DAIKIN | Singlezone Ducted, Centrally Ducted | 214500314 |  | HRCU-A-CB | DZ6VSA3010A* | Ducted Indoor Units | CA*EA2422*4B*+MBVK16CP1X00A* |  |  |  | 9.9 | 17.1 | 8.2 | FALSE | FALSE | FALSE | 27400 | 18000 | 2.52 | 21600 | 2.36
214500313 |  | Live | Daikin North America, LLC | DAIKIN | Singlezone Ducted, Centrally Ducted | 214500313 |  | HRCU-A-CB | DZ6VSA3010A* | Ducted Indoor Units | CA*EA2422*4B*+MBVK12BP1X00A* |  |  |  | 9.9 | 17.1 | 8.2 | FALSE | FALSE | FALSE | 27400 | 18000 | 2.52 | 21600 | 2.36
214491741 |  | Live | Daikin North America, LLC | DAIKIN | Singlezone Ducted, Centrally Ducted | 214491741 |  | HRCU-A-CB | DZ6VSA3010A* | Ducted Indoor Units | CA*EA3026*4B*+MBVC1600**-1A* |  |  |  | 9.9 | 17.1 | 8.2 | FALSE | FALSE | FALSE | 27400 | 18000 | 2.52 | 21600 | 2.36
214491731 |  | Live | Daikin North America, LLC | DAIKIN | Singlezone Ducted, Centrally Ducted | 214491731 |  | HRCU-A-CB | DZ6VSA3010A* | Ducted Indoor Units | CA*EA3026*4B*+MBVC1200**-1A* |  |  |  | 9.9 | 17.1 | 8.2 | FALSE | FALSE | FALSE | 27400 | 18000 | 2.52 | 21600 | 2.36
214491720 |  | Live | Daikin North America, LLC | DAIKIN | Singlezone Ducted, Centrally Ducted | 214491720 |  | HRCU-A-CB | DZ6VSA3010A* | Ducted Indoor Units | CA*EA2422*4B*+MBVC1600**-1A* |  |  |  | 9.9 | 17.1 | 8.2 | FALSE | FALSE | FALSE | 27400 | 18000 | 2.52 | 21600 | 2.36
214491710 |  | Live | Daikin North America, LLC | DAIKIN | Singlezone Ducted, Centrally Ducted | 214491710 |  | HRCU-A-CB | DZ6VSA3010A* | Ducted Indoor Units | CA*EA2422*4B*+MBVC1200**-1A* |  |  |  | 9.9 | 17.1 | 8.2 | FALSE | FALSE | FALSE | 27400 | 18000 | 2.52 | 21600 | 2.36
214500346 |  | Live | Daikin North America, LLC | LIBERTY HEATING & AIR CONDITIONING | Singlezone Ducted, Centrally Ducted | 214500346 |  | HRCU-A-CB | ASZS603010A* | Ducted Indoor Units | CA*EA3026*4B*+MBVK16CP1X00A* |  |  |  | 9.9 | 17.1 | 8.2 | FALSE | FALSE | FALSE | 27400 | 18000 | 2.52 | 21600 | 2.36
214500345 |  | Live | Daikin North America, LLC | LIBERTY HEATING & AIR CONDITIONING | Singlezone Ducted, Centrally Ducted | 214500345 |  | HRCU-A-CB | ASZS603010A* | Ducted Indoor Units | CA*EA3026*4B*+MBVK12BP1X00A* |  |  |  | 9.9 | 17.1 | 8.2 | FALSE | FALSE | FALSE | 27400 | 18000 | 2.52 | 21600 | 2.36
214500344 |  | Live | Daikin North America, LLC | LIBERTY HEATING & AIR CONDITIONING | Singlezone Ducted, Centrally Ducted | 214500344 |  | HRCU-A-CB | ASZS603010A* | Ducted Indoor Units | CA*EA2422*4B*+MBVK16CP1X00A* |  |  |  | 9.9 | 17.1 | 8.2 | FALSE | FALSE | FALSE | 27400 | 18000 | 2.52 | 21600 | 2.36
214500343 |  | Live | Daikin North America, LLC | LIBERTY HEATING & AIR CONDITIONING | Singlezone Ducted, Centrally Ducted | 214500343 |  | HRCU-A-CB | ASZS603010A* | Ducted Indoor Units | CA*EA2422*4B*+MBVK12BP1X00A* |  |  |  | 9.9 | 17.1 | 8.2 | FALSE | FALSE | FALSE | 27400 | 18000 | 2.52 | 21600 | 2.36
214500331 |  | Live | Daikin North America, LLC | AMANA | Singlezone Ducted, Centrally Ducted | 214500331 |  | HRCU-A-CB | ASZS603010A* | Ducted Indoor Units | CA*EA3026*4B*+MBVK16CP1X00A* |  |  |  | 9.9 | 17.1 | 8.2 | FALSE | FALSE | FALSE | 27400 | 18000 | 2.52 | 21600 | 2.36
214500330 |  | Live | Daikin North America, LLC | AMANA | Singlezone Ducted, Centrally Ducted | 214500330 |  | HRCU-A-CB | ASZS603010A* | Ducted Indoor Units | CA*EA3026*4B*+MBVK12BP1X00A* |  |  |  | 9.9 | 17.1 | 8.2 | FALSE | FALSE | FALSE | 27400 | 18000 | 2.52 | 21600 | 2.36
214500329 |  | Live | Daikin North America, LLC | AMANA | Singlezone Ducted, Centrally Ducted | 214500329 |  | HRCU-A-CB | ASZS603010A* | Ducted Indoor Units | CA*EA2422*4B*+MBVK16CP1X00A* |  |  |  | 9.9 | 17.1 | 8.2 | FALSE | FALSE | FALSE | 27400 | 18000 | 2.52 | 21600 | 2.36
214500328 |  | Live | Daikin North America, LLC | AMANA | Singlezone Ducted, Centrally Ducted | 214500328 |  | HRCU-A-CB | ASZS603010A* | Ducted Indoor Units | CA*EA2422*4B*+MBVK12BP1X00A* |  |  |  | 9.9 | 17.1 | 8.2 | FALSE | FALSE | FALSE | 27400 | 18000 | 2.52 | 21600 | 2.36
214492057 |  | Live | Daikin North America, LLC | LIBERTY HEATING & AIR CONDITIONING | Singlezone Ducted, Centrally Ducted | 214492057 |  | HRCU-A-CB | ASZS603010A* | Ducted Indoor Units | CA*EA3026*4B*+MBVC1600**-1A* |  |  |  | 9.9 | 17.1 | 8.2 | FALSE | FALSE | FALSE | 27400 | 18000 | 2.52 | 21600 | 2.36
214492056 |  | Live | Daikin North America, LLC | LIBERTY HEATING & AIR CONDITIONING | Singlezone Ducted, Centrally Ducted | 214492056 |  | HRCU-A-CB | ASZS603010A* | Ducted Indoor Units | CA*EA3026*4B*+MBVC1200**-1A* |  |  |  | 9.9 | 17.1 | 8.2 | FALSE | FALSE | FALSE | 27400 | 18000 | 2.52 | 21600 | 2.36
214492055 |  | Live | Daikin North America, LLC | LIBERTY HEATING & AIR CONDITIONING | Singlezone Ducted, Centrally Ducted | 214492055 |  | HRCU-A-CB | ASZS603010A* | Ducted Indoor Units | CA*EA2422*4B*+MBVC1600**-1A* |  |  |  | 9.9 | 17.1 | 8.2 | FALSE | FALSE | FALSE | 27400 | 18000 | 2.52 | 21600 | 2.36
214492054 |  | Live | Daikin North America, LLC | LIBERTY HEATING & AIR CONDITIONING | Singlezone Ducted, Centrally Ducted | 214492054 |  | HRCU-A-CB | ASZS603010A* | Ducted Indoor Units | CA*EA2422*4B*+MBVC1200**-1A* |  |  |  | 9.9 | 17.1 | 8.2 | FALSE | FALSE | FALSE | 27400 | 18000 | 2.52 | 21600 | 2.36
214491903 |  | Live | Daikin North America, LLC | AMANA | Singlezone Ducted, Centrally Ducted | 214491903 |  | HRCU-A-CB | ASZS603010A* | Ducted Indoor Units | CA*EA3026*4B*+MBVC1600**-1A* |  |  |  | 9.9 | 17.1 | 8.2 | FALSE | FALSE | FALSE | 27400 | 18000 | 2.52 | 21600 | 2.36
214491902 |  | Live | Daikin North America, LLC | AMANA | Singlezone Ducted, Centrally Ducted | 214491902 |  | HRCU-A-CB | ASZS603010A* | Ducted Indoor Units | CA*EA3026*4B*+MBVC1200**-1A* |  |  |  | 9.9 | 17.1 | 8.2 | FALSE | FALSE | FALSE | 27400 | 18000 | 2.52 | 21600 | 2.36
214491901 |  | Live | Daikin North America, LLC | AMANA | Singlezone Ducted, Centrally Ducted | 214491901 |  | HRCU-A-CB | ASZS603010A* | Ducted Indoor Units | CA*EA2422*4B*+MBVC1600**-1A* |  |  |  | 9.9 | 17.1 | 8.2 | FALSE | FALSE | FALSE | 27400 | 18000 | 2.52 | 21600 | 2.36
214491900 |  | Live | Daikin North America, LLC | AMANA | Singlezone Ducted, Centrally Ducted | 214491900 |  | HRCU-A-CB | ASZS603010A* | Ducted Indoor Units | CA*EA2422*4B*+MBVC1200**-1A* |  |  |  | 9.9 | 17.1 | 8.2 | FALSE | FALSE | FALSE | 27400 | 18000 | 2.52 | 21600 | 2.36
214097894 |  | Live | MRCOOL, LLC | MRCOOL | Multizone All Ducted | 214097894 |  | HSP-A | MDPH180244 | [5 empty] | 11 | 17.8 | 8.8 | FALSE | TRUE | TRUE | 24000 | 23400 | 3.63 | 23400 | 3.63
214097893 |  | Live | MRCOOL, LLC | MRCOOL | Multizone All Ducted | 214097893 |  | HSP-A | MDPH180364 | [5 empty] | 11 | 17.8 | 8.8 | FALSE | TRUE | TRUE | 34400 | 23400 | 2.46 | 23400 | 2.46
214097892 |  | Live | MRCOOL, LLC | MRCOOL | Multizone All Ducted | 214097892 |  | HSP-A | MDPH180484 | [5 empty] | 11 | 17.8 | 8.5 | FALSE | TRUE | TRUE | 47000 | 36000 | 2.96 | 36000 | 2.96
214097891 |  | Live | MRCOOL, LLC | MRCOOL | Multizone All Ducted | 214097891 |  | HSP-A | MDPH180604 | [5 empty] | 10.6 | 17 | 8.3 | FALSE | TRUE | TRUE | 56000 | 37000 | 2.38 | 37000 | 2.38
210722662 |  | Live | Daikin North America, LLC | DAIKIN | Multizone All Non-Ducted | 210722662 |  | HMSR-A-CB-O | 4MXS36WMVJU* | Non-Ducted Indoor Units |  |  |  |  | 9.2 | 18.1 | 9.4 | FALSE | FALSE | FALSE | 36000 | 22000 | 3.15 | 26200 | 2.7
8796398 |  | Live | RBL A/C INC. | SHARP | Singlezone Non-Ducted, Wall Placement | 8796398 |  | HRCU-A-CB-O | AE-X12THU | Mini-Splits | AY-XP12THU |  |  |  | 15 | 25 | 12.5 | FALSE | FALSE | TRUE | 11500 | 8500 | 3.41 | 18300 | 3.01
214610355 |  | Live | Midea Electric Trading | KEPLER | Singlezone Non-Ducted, Wall Placement | 214610355 |  | HRCU-A-CB-O | ODUMOX430-24HFN1-MR0W | Mini-Splits | IDUMSAG11D-24HRFN1-MR0W | 9.5 | 18.5 | 10.2 | 9.5 | 18.5 | 8.6 | FALSE | FALSE | FALSE | 24000 | 16500 | 2.38 | 19257 | 2.11
214610351 |  | Live | Midea Electric Trading | KEPLER | Singlezone Non-Ducted, Wall Placement | 214610351 |  | HRCU-A-CB-O | ODUMOX230-12HFN1-BS8W | Mini-Splits | IDUMSAG11B-12HRFN1-BS0W | 10.3 | 20 | 10.8 | 10.3 | 20.8 | 8.7 | FALSE | FALSE | FALSE | 12000 | 7800 | 2.31 | 8200 | 1.35
214610386 |  | Live | Midea Electric Trading | KEPLER | Singlezone Ducted, Centrally Ducted | 214610386 |  | HRCU-A-C | AZPNS/18ROD |  | AZPN/A18WAC-UC |  |  |  | 10.2 | 15.2 | 8.5 | FALSE | FALSE | TRUE | 18000 | 12800 | 2.61 | 13000 | 2.2
214610382 |  | Live | Midea Electric Trading | KEPLER | Singlezone Ducted, Centrally Ducted | 214610382 |  | HRCU-A-C | AZPN/B36WDUID |  | AZPN/C36WAC-UC |  |  |  | 10 | 15.2 | 8.5 | FALSE | TRUE | TRUE | 35000 | 27000 | 2.06 | 27000 | 2.06
214610381 |  | Live | Midea Electric Trading | KEPLER | Singlezone Ducted, Centrally Ducted | 214610381 |  | HRCU-A-C | AZPN/B36WDUID |  | AZPN/B36WAC-UC |  |  |  | 10 | 15.2 | 8.5 | FALSE | TRUE | TRUE | 35000 | 27000 | 2.06 | 27000 | 2.06
214610391 |  | Live | Midea Electric Trading | KEPLER | Singlezone Ducted, Centrally Ducted | 214610391 |  | HRCU-A-C | AZPNS/36ROD |  | AZPN/B36WAC-UC |  |  |  | 9.7 | 14.6 | 7.7 | FALSE | FALSE | FALSE | 35000 | 19400 | 2.1 | 21200 | 2.2
214610388 |  | Live | Midea Electric Trading | KEPLER | Singlezone Ducted, Centrally Ducted | 214610388 |  | HRCU-A-C | AZPNS/24ROD |  | AZPN/A18WAC-UC |  |  |  | 10 | 15.4 | 9.2 | FALSE | FALSE | TRUE | 24000 | 22600 | 2.56 | 22600 | 2.56
214610375 |  | Live | Midea Electric Trading | KEPLER | Singlezone Ducted, Centrally Ducted | 214610375 |  | HRCU-A-C | AZPN/24WD |  | AZPN/A18WAC-UC |  |  |  | 10.7 | 16.1 | 9.8 | FALSE | TRUE | TRUE | 24000 | 22400 | 2.42 | 25000 | 2.24
214610374 |  | Live | Midea Electric Trading | KEPLER | Singlezone Ducted, Centrally Ducted | 214610374 |  | HRCU-A-C | AZPN/24WD |  | AZPN/A18WAC |  |  |  | 11.7 | 16.3 | 10.2 | TRUE | TRUE | TRUE | 20000 | 22400 | 2.42 | 25000 | 2.24
214610384 |  | Live | Midea Electric Trading | KEPLER | Singlezone Ducted, Centrally Ducted | 214610384 |  | HRCU-A-C | AZPN/45WD |  | AZPN/D60WAC-UC |  |  |  | 10 | 15.2 | 9.2 | FALSE | TRUE | TRUE | 45000 | 37000 | 2.26 | 38000 | 2.26
214610385 |  | Live | Midea Electric Trading | KEPLER | Singlezone Ducted, Centrally Ducted | 214610385 |  | HRCU-A-C | AZPN/60WD |  | AZPN/D60WAC-UC |  |  |  | 8.6 | 14.5 | 8.6 | FALSE | FALSE | FALSE | 53000 | 37000 | 2.26 | 38000 | 2.26
214610387 |  | Live | Midea Electric Trading | KEPLER | Singlezone Ducted, Centrally Ducted | 214610387 |  | HRCU-A-C | AZPNS/18ROD |  | AZPN/B24WAC-UC | 10 | 14.3 | 9.3 | 10.2 | 15.2 | 8.6 | FALSE | FALSE | TRUE | 18000 | 13000 | 2.59 | 14000 | 2.21
214610383 |  | Live | Midea Electric Trading | KEPLER | Singlezone Ducted, Centrally Ducted | 214610383 |  | HRCU-A-C | AZPN/48WD |  | AZPNS/C48WAC-UC | 9 | 14 | 10 | 8.6 | 14.3 | 9 | FALSE | FALSE | FALSE | 46000 | 32000 | 2.36 | 45000 | 2.11
214610380 |  | Live | Midea Electric Trading | KEPLER | Singlezone Ducted, Centrally Ducted | 214610380 |  | HRCU-A-C | AZPN/36WD |  | AZPN/C36WAC-UC | 10.2 | 14.8 | 9.6 | 10 | 15.2 | 10 | FALSE | TRUE | TRUE | 35000 | 33000 | 2.4 | 38000 | 1.9
214610393 |  | Live | Midea Electric Trading | KEPLER | Singlezone Ducted, Centrally Ducted | 214610393 |  | HRCU-A-C | AZPNS/48ROD |  | AZPNS/C48WAC-UC | 9.15 | 14 | 9.4 | 8.6 | 14.3 | 8.3 | FALSE | FALSE | FALSE | 48000 | 30400 | 2.2 | 32000 | 2.03
214610392 |  | Live | Midea Electric Trading | KEPLER | Singlezone Ducted, Centrally Ducted | 214610392 |  | HRCU-A-C | AZPNS/36ROD |  | AZPN/C36WAC-UC | 10.1 | 14.2 | 9.2 | 9.3 | 14.4 | 8 | FALSE | FALSE | FALSE | 36000 | 19800 | 2.2 | 24900 | 2.13
214610378 |  | Live | Midea Electric Trading | KEPLER | Singlezone Ducted, Centrally Ducted | 214610378 |  | HRCU-A-C | AZPN/30WD |  | AZPN/C36WAC-UC | 10.7 | 14.2 | 9.5 | 10.5 | 15.5 | 9.7 | FALSE | TRUE | TRUE | 30000 | 22600 | 2.62 | 26000 | 2.28
214610394 |  | Live | Midea Electric Trading | KEPLER | Singlezone Ducted, Centrally Ducted | 214610394 |  | HRCU-A-C | AZPNS/60ROD |  | AZPN/D60WAC-UC | 9.5 | 14.9 | 9.3 | 9 | 15.2 | 8.5 | FALSE | FALSE | FALSE | 53000 | 34000 | 2.2 | 36000 | 2.19
214610390 |  | Live | Midea Electric Trading | KEPLER | Singlezone Ducted, Centrally Ducted | 214610390 |  | HRCU-A-C | AZPNS/30ROD |  | AZPN/C36WAC-UC | 10 | 14.2 | 9.5 | 10.2 | 14.9 | 9.3 | FALSE | FALSE | FALSE | 30000 | 22000 | 2.6 | 24400 | 2.1
214610389 |  | Live | Midea Electric Trading | KEPLER | Singlezone Ducted, Centrally Ducted | 214610389 |  | HRCU-A-C | AZPNS/24ROD |  | AZPN/B24WAC-UC | 10.3 | 15 | 10 | 10 | 15.7 | 9.8 | FALSE | TRUE | TRUE | 24000 | 22000 | 2.5 | 23600 | 2.14
213164341 |  | Live | Ouellet, Group ACD | ACD | Singlezone Ducted, Centrally Ducted | 213164341 |  | HRCU-A-C | FXD-ACD60 | Mini-Splits | GCAT60H/NAA |  |  |  | 9.5 | 15.2 | 8.5 | FALSE | FALSE | FALSE | 50500 | 35200 | 2.1 | 36900 | 2.08
213164340 |  | Live | Ouellet, Group ACD | ACD | Singlezone Ducted, Centrally Ducted | 213164340 |  | HRCU-A-C | FXD-ACD60 | Mini-Splits | GCAT48H/NAA |  |  |  | 10 | 15.2 | 8.5 | FALSE | FALSE | TRUE | 47000 | 31200 | 2.1 | 32700 | 2.08
213164339 |  | Live | Ouellet, Group ACD | ACD | Singlezone Ducted, Centrally Ducted | 213164339 |  | HRCU-A-C | FXD-ACD36 | Mini-Splits | GCAT36F/NAA |  |  |  | 9.5 | 15.2 | 8.5 | FALSE | FALSE | FALSE | 32000 | 22000 | 2 | 23100 | 1.99
214610239 |  | Live | WILLIS | WILLIS | Singlezone Non-Ducted, Wall Placement | 214610239 |  | HRCU-A-CB-O | CHW12KCH18S2-O | Mini-Splits | CHW12KCH18S2-I |  |  |  | 8.7 | 17.5 | 8.5 | FALSE | FALSE | FALSE | 12000 | 6800 | 2.77 | 11500 | 2.2
214610238 |  | Live | WILLIS | WILLIS | Singlezone Non-Ducted, Wall Placement | 214610238 |  | HRCU-A-CB-O | CHW24KCH18S2-O | Mini-Splits | CHW24KCH18S2-I |  |  |  | 11.6 | 18 | 8.5 | FALSE | FALSE | FALSE | 22000 | 13900 | 2.48 | 18760 | 2.37
214609734 |  | Live | WILLIS | WILLIS | Singlezone Non-Ducted, Wall Placement | 214609734 |  | HRCU-A-CB-O | CHW09KCH20S2-O | Mini-Splits | CHW09KCH20S2-I |  |  |  | 11.3 | 19.5 | 8.8 | FALSE | FALSE | FALSE | 9100 | 6000 | 2.71 | 9400 | 2.12
213797269 |  | Live | Daikin North America, LLC | DAIKIN | Singlezone Non-Ducted, Wall Placement | 213797269 |  | HRCU-A-CB-O | RXL12WMVJU* | Mini-Splits | FTX12NMVJU* |  |  |  | 11.5 | 19.5 | 10 | FALSE | FALSE | TRUE | 10600 | 8800 | 2.9 | 15380 | 2.52
212604426 |  | Live | Daikin North America, LLC | DAIKIN | Multizone All Non-Ducted | 212604426 |  | HRCU-A-CB-O | 4MXLH36WVJU* | Non-Ducted Indoor Units |  |  |  |  | 11.7 | 20 | 8.8 | FALSE | FALSE | FALSE | 34400 | 22400 | 2.76 | 33200 | 1.95
212604425 |  | Live | Daikin North America, LLC | DAIKIN | Multizone All Non-Ducted | 212604425 |  | HRCU-A-CB-O | 3MXLH24WVJU* | Non-Ducted Indoor Units |  |  |  |  | 11.7 | 18 | 9.3 | FALSE | FALSE | FALSE | 24000 | 15500 | 2.99 | 26400 | 2.39
212494266 |  | Live | Daikin North America, LLC | DAIKIN | Singlezone Ducted, Compact Ducted | 212494266 |  | HRCU-A-CB | RXL24WMVJU* | Mini-Splits | FDMQ24WVJU* |  |  |  | 9.6 | 15.2 | 8.4 | FALSE | FALSE | FALSE | 21200 | 16000 | 2.69 | 24100 | 1.97
212494265 |  | Live | Daikin North America, LLC | DAIKIN | Singlezone Ducted, Compact Ducted | 212494265 |  | HRCU-A-CB | RXL18WMVJU* | Mini-Splits | FDMQ18WVJU* |  |  |  | 10 | 15.2 | 8.5 | FALSE | FALSE | TRUE | 17600 | 14600 | 2.73 | 22410 | 1.98
212506083 |  | Live | Daikin North America, LLC | DAIKIN | Singlezone Ducted, Compact Ducted | 212506083 |  | HRCU-A-CB | RXL12WMVJU* | Mini-Splits | FDMQ12WVJU* |  |  |  | 8.9 | 14.6 | 8.9 | FALSE | FALSE | FALSE | 10800 | 8600 | 2.6 | 13570 | 1.95
212494259 |  | Live | Daikin North America, LLC | DAIKIN | Singlezone Non-Ducted, Wall Placement | 212494259 |  | HRCU-A-CB-O | RXM18WVJU* | Mini-Splits | FTXM18WVJU* |  |  |  | 12.5 | 22.7 | 10 | FALSE | FALSE | TRUE | 18000 | 15400 | 2.69 | 23800 | 2.02
212494258 |  | Live | Daikin North America, LLC | DAIKIN | Singlezone Non-Ducted, Wall Placement | 212494258 |  | HRCU-A-CB-O | RXM12WVJU* | Mini-Splits | FTXM12WVJU* |  |  |  | 13.2 | 25.2 | 10.7 | FALSE | TRUE | TRUE | 12000 | 8600 | 3.11 | 15900 | 2.24
212494257 |  | Live | Daikin North America, LLC | DAIKIN | Singlezone Non-Ducted, Wall Placement | 212494257 |  | HRCU-A-CB-O | RXM09WVJU* | Mini-Splits | FTXM09WVJU* |  |  |  | 16.3 | 27.4 | 11.2 | FALSE | FALSE | TRUE | 9000 | 6600 | 3.17 | 13200 | 2.33
212494264 |  | Live | Daikin North America, LLC | DAIKIN | Singlezone Non-Ducted, Wall Placement | 212494264 |  | HRCU-A-CB-O | RXL24WMVJU* | Mini-Splits | FTX24WVJU* |  |  |  | 11.5 | 19.5 | 8.5 | FALSE | FALSE | FALSE | 21200 | 15800 | 2.56 | 26100 | 1.97
212604432 |  | Live | Daikin North America, LLC | DAIKIN | Multizone Mix of Ducted and Non-Ducted | 212604432 |  | HMSV-A-CB | 4MXLH36WVJU* | Mixed Ducted and Non-Ducted Indoor Units |  |  |  |  | 10.5 | 18 | 8.3 | FALSE | FALSE | TRUE | 34400 | 22200 | 2.71 | 31900 | 1.8
212604429 |  | Live | Daikin North America, LLC | DAIKIN | Multizone Mix of Ducted and Non-Ducted | 212604429 |  | HMSV-A-CB | 2MXLH18WVJU* | Mixed Ducted and Non-Ducted Indoor Units |  |  |  |  | 10.5 | 15.2 | 8 | FALSE | FALSE | FALSE | 17800 | 11800 | 2.4 | 19650 | 2
212604424 |  | Live | Daikin North America, LLC | DAIKIN | Multizone All Non-Ducted | 212604424 |  | HRCU-A-CB-O | 2MXLH18WVJU* | Non-Ducted Indoor Units |  |  |  |  | 12 | 16 | 8.5 | FALSE | FALSE | FALSE | 17800 | 12000 | 2.51 | 23200 | 2.16
212521709 |  | Live | Daikin North America, LLC | DAIKIN | Singlezone Non-Ducted, Floor Placement | 212521709 |  | HRCU-A-CB-O | RXL09WMVJU* | Mini-Splits | FVXS09WVJU* |  |  |  | 11.5 | 19.5 | 9.7 | FALSE | FALSE | TRUE | 9000 | 6200 | 3.08 | 11080 | 2.35
212521708 |  | Live | Daikin North America, LLC | DAIKIN | Singlezone Ducted, Compact Ducted | 212521708 |  | HRCU-A-CB | RX09WMVJU* | Mini-Splits | FDMQ09WVJU* |  |  |  | 8.5 | 14.3 | 8.2 | FALSE | FALSE | FALSE | 9000 | 6800 | 2.52 | 7590 | 2.44
212521705 |  | Live | Daikin North America, LLC | DAIKIN | Singlezone Non-Ducted, Wall Placement | 212521705 |  | HRCU-A-CB-O | RXL09WMVJU* | Mini-Splits | FTX09WMVJU* |  |  |  | 11.5 | 19.5 | 10 | FALSE | FALSE | TRUE | 9000 | 6700 | 3.02 | 12130 | 2.17
212521704 |  | Live | Daikin North America, LLC | DAIKIN | Singlezone Ducted, Compact Ducted | 212521704 |  | HRCU-A-CB | RX12WMVJU* | Mini-Splits | FDMQ12WVJU* |  |  |  | 8.8 | 14.6 | 8.1 | FALSE | FALSE | FALSE | 10800 | 8500 | 2.42 | 8500 | 2.42
212506084 |  | Live | Daikin North America, LLC | DAIKIN | Singlezone Non-Ducted, Floor Placement | 212506084 |  | HRCU-A-CB-O | RXL15WMVJU* | Mini-Splits | FVXS15WVJU* |  |  |  | 11.5 | 19.5 | 9.3 | FALSE | FALSE | FALSE | 15000 | 11500 | 2.81 | 19400 | 2.71
212506082 |  | Live | Daikin North America, LLC | DAIKIN | Singlezone Non-Ducted, Floor Placement | 212506082 |  | HRCU-A-CB-O | RXL12WMVJU* | Mini-Splits | FVXS12WVJU* |  |  |  | 11 | 19.5 | 9.4 | FALSE | FALSE | FALSE | 10200 | 8300 | 2.97 | 13940 | 2.4
212506081 |  | Live | Daikin North America, LLC | DAIKIN | Singlezone Ducted, Compact Ducted | 212506081 |  | HRCU-A-CB | RX18WMVJU* | Mini-Splits | FDMQ18WVJU* |  |  |  | 9.4 | 15.3 | 8.2 | FALSE | FALSE | FALSE | 17600 | 13600 | 2.48 | 13600 | 2.52
212506078 |  | Live | Daikin North America, LLC | DAIKIN | Singlezone Ducted, Compact Ducted | 212506078 |  | HRCU-A-CB | RX15WMVJU* | Mini-Splits | FDMQ15WVJU* |  |  |  | 10 | 15.3 | 8.2 | FALSE | FALSE | TRUE | 14400 | 11500 | 2.44 | 11500 | 2.48
212506077 |  | Live | Daikin North America, LLC | DAIKIN | Singlezone Non-Ducted, Wall Placement | 212506077 |  | HRCU-A-CB-O | RXL15WMVJU* | Mini-Splits | FTX15WMVJU* |  |  |  | 12 | 19.5 | 10 | FALSE | FALSE | TRUE | 15000 | 11500 | 3.01 | 19750 | 2.45
212506076 |  | Live | Daikin North America, LLC | DAIKIN | Singlezone Non-Ducted, Wall Placement | 212506076 |  | HRCU-A-CB-O | RXL12WMVJU* | Mini-Splits | FTX12WMVJU* |  |  |  | 11.5 | 19.5 | 10 | FALSE | FALSE | TRUE | 10600 | 8800 | 2.9 | 15380 | 2.52
212506075 |  | Live | Daikin North America, LLC | DAIKIN | Singlezone Ducted, Compact Ducted | 212506075 |  | HRCU-A-CB | RX24WMVJU* | Mini-Splits | FDMQ24WVJU* |  |  |  | 10 | 15.2 | 8.1 | FALSE | FALSE | TRUE | 21800 | 15000 | 2.6 | 15790 | 2.57
212494263 |  | Live | Daikin North America, LLC | DAIKIN | Singlezone Non-Ducted, Wall Placement | 212494263 |  | HRCU-A-CB-O | RXL18WMVJU* | Mini-Splits | FTX18WVJU* |  |  |  | 11.5 | 19.8 | 8.5 | FALSE | FALSE | FALSE | 18000 | 14000 | 2.61 | 23200 | 2.16
212494260 |  | Live | Daikin North America, LLC | DAIKIN | Singlezone Non-Ducted, Wall Placement | 212494260 |  | HRCU-A-CB-O | RXM24WVJU* | Mini-Splits | FTXM24WVJU* |  |  |  | 12 | 22 | 10 | FALSE | FALSE | TRUE | 21600 | 16000 | 2.73 | 26100 | 2
212396464 |  | Live | Daikin North America, LLC | DAIKIN | Singlezone Non-Ducted, Ceiling Placement | 212396464 |  | HRCU-A-CB-O | RX12WMVJU* | Mini-Splits | FFQ12W2VJU* |  |  |  | 11.5 | 19.5 | 9 | FALSE | FALSE | FALSE | 10800 | 8300 | 2.9 | 9810 | 2.82
210800990 |  | Live | Daikin North America, LLC | DAIKIN | Multizone Mix of Ducted and Non-Ducted | 210800990 |  | HMSV-A-CB | 4MXL36WVJU* | Mixed Ducted and Non-Ducted Indoor Units |  |  |  |  | 10.5 | 18 | 8.6 | FALSE | FALSE | TRUE | 34400 | 22200 | 2.9 | 31900 | 1.85
210800989 |  | Live | Daikin North America, LLC | DAIKIN | Multizone Mix of Ducted and Non-Ducted | 210800989 |  | HMSV-A-CB | 3MXL24WMVJU* | Mixed Ducted and Non-Ducted Indoor Units |  |  |  |  | 10.1 | 16.5 | 8.8 | FALSE | FALSE | TRUE | 24000 | 15200 | 3.01 | 24400 | 2.23
210800988 |  | Live | Daikin North America, LLC | DAIKIN | Multizone Mix of Ducted and Non-Ducted | 210800988 |  | HMSV-A-CB | 2MXL18WMVJU* | Mixed Ducted and Non-Ducted Indoor Units |  |  |  |  | 10.5 | 15.2 | 8.2 | FALSE | FALSE | TRUE | 17800 | 11800 | 2.77 | 19650 | 2.14
210800987 |  | Live | Daikin North America, LLC | DAIKIN | Multizone Mix of Ducted and Non-Ducted | 210800987 |  | HMSV-A-CB | 5MXS48WVJU* | Mixed Ducted and Non-Ducted Indoor Units |  |  |  |  | 9.35 | 17.5 | 8.6 | FALSE | FALSE | FALSE | 45000 | 30600 | 2.84 | 35700 | 2.33
210800986 |  | Live | Daikin North America, LLC | DAIKIN | Multizone Mix of Ducted and Non-Ducted | 210800986 |  | HMSV-A-CB | 4MXS36WMVJU* | Mixed Ducted and Non-Ducted Indoor Units |  |  |  |  | 8.6 | 16.5 | 8.6 | FALSE | FALSE | FALSE | 32400 | 20600 | 2.59 | 25100 | 2.28
210800984 |  | Live | Daikin North America, LLC | DAIKIN | Multizone Mix of Ducted and Non-Ducted | 210800984 |  | HMSV-A-CB | 2MXS18WMVJU* | Mixed Ducted and Non-Ducted Indoor Units |  |  |  |  | 10.3 | 15.2 | 8.2 | FALSE | FALSE | TRUE | 17500 | 12000 | 2.75 | 16200 | 2.24
210725102 |  | Live | Daikin North America, LLC | DAIKIN | Multizone All Ducted | 210725102 |  | HMSV-A-CB | 4MXL36WVJU* | Ducted Indoor Units |  |  |  |  | 9.3 | 15.9 | 8.1 | FALSE | FALSE | FALSE | 34400 | 22000 | 2.87 | 30600 | 1.71
210725100 |  | Live | Daikin North America, LLC | DAIKIN | Multizone All Ducted | 210725100 |  | HMSV-A-CB | 2MXL18WMVJU* | Ducted Indoor Units |  |  |  |  | 9 | 14.3 | 7.7 | FALSE | FALSE | FALSE | 17800 | 11600 | 2.62 | 16100 | 1.95
210725099 |  | Live | Daikin North America, LLC | DAIKIN | Multizone All Ducted | 210725099 |  | HMSV-A-CB | 5MXS48WVJU* | Ducted Indoor Units |  |  |  |  | 8.2 | 14.5 | 7.8 | FALSE | FALSE | FALSE | 43000 | 30200 | 2.66 | 34400 | 2.14
210725098 |  | Live | Daikin North America, LLC | DAIKIN | Multizone All Ducted | 210725098 |  | HMSV-A-CB | 4MXS36WMVJU* | Ducted Indoor Units |  |  |  |  | 8 | 14.9 | 7.8 | FALSE | FALSE | FALSE | 28800 | 20200 | 2.28 | 24000 | 1.95
209832189 |  | Live | Mitsubishi Electric Trane | MITSUBISHI ELECTRIC | Singlezone Non-Ducted, Wall Placement | 209832189 |  | HRCU-A-CB-O | MUZ-GL24NA*** | Mini-Splits | NAXWST24A112A* | 12.5 | 20.5 | 10 | 12.5 | 20.4 | 10 | TRUE | FALSE | FALSE | 22400 | 16000 | 2.65 | 24600 | 2.19
208073235 |  | Live | Midea Electric Trading | AC BEST LA | Multizone All Non-Ducted | 208073235 |  | HMSR-A-CB-O | M2OA-18HFN1-M | Non-Ducted Indoor Units |  | 12.5 | 21.5 | 10.6 | 12.5 | 21 | 10.2 | FALSE | FALSE | FALSE | 18000 | 14400 | 2.5 | 16000 | 2.23
208073243 |  | Live | Midea Electric Trading | AC BEST LA | Multizone All Non-Ducted | 208073243 |  | HMSR-A-CB-O | M3OJ-27HFN1-M | Non-Ducted Indoor Units |  | 12 | 22.5 | 10.2 | 12.2 | 23.5 | 9.2 | FALSE | FALSE | FALSE | 27000 | 20000 | 2.35 | 22600 | 2.25
207826703 |  | Live | Midea Electric Trading | MIDEA | Multizone All Non-Ducted | 207826703 |  | HMSR-A-CB-O | M4OG-36HFN1-M | Non-Ducted Indoor Units |  | 11.5 | 23 | 11.3 | 11.7 | 23.9 | 9.5 | TRUE | FALSE | TRUE | 36000 | 26800 | 2.3 | 29600 | 2.09
207827128 |  | Live | Midea Electric Trading | AC PRO.COM | Multizone All Non-Ducted | 207827128 |  | HMSR-A-CB-O | A4OG-36HFN1-M | Non-Ducted Indoor Units |  | 11.5 | 23 | 11.3 | 11.7 | 23.9 | 9.5 | FALSE | FALSE | TRUE | 36000 | 26800 | 2.3 | 29600 | 2.09
207826706 |  | Live | Midea Electric Trading | MIDEA | Multizone All Non-Ducted | 207826706 |  | HMSR-A-CB-O | M5OG-48HFN1-M | Non-Ducted Indoor Units |  | 12.5 | 22.4 | 11 | 12.5 | 23.4 | 8.7 | TRUE | FALSE | FALSE | 48000 | 34000 | 2.4 | 37000 | 2.17
207827133 |  | Live | Midea Electric Trading | AC PRO.COM | Multizone All Non-Ducted | 207827133 |  | HMSR-A-CB-O | A2OA-18HFN1-M | Non-Ducted Indoor Units |  | 13.3 | 22.5 | 10.6 | 13.9 | 22.9 | 10.5 | FALSE | FALSE | TRUE | 18000 | 14300 | 2.49 | 16000 | 2.23
207827135 |  | Live | Midea Electric Trading | AC PRO.COM | Multizone All Non-Ducted | 207827135 |  | HMSR-A-CB-O | A3OJ-27HFN1-M | Non-Ducted Indoor Units |  | 12.5 | 23.8 | 10.5 | 12.7 | 24.6 | 9.5 | FALSE | FALSE | TRUE | 28000 | 21000 | 2.5 | 22600 | 2.25
207827136 |  | Live | Midea Electric Trading | AC PRO.COM | Multizone All Non-Ducted | 207827136 |  | HMSR-A-CB-O | A5OG-48HFN1-M | Non-Ducted Indoor Units |  | 12.5 | 22.4 | 11 | 12.5 | 23.4 | 8.7 | FALSE | FALSE | FALSE | 48000 | 34000 | 2.4 | 37000 | 2.17
211793563 |  | Live | Midea Electric Trading | KADEN | Multizone All Ducted | 211793563 |  | HMSR-A-CB-O | KO-PS327HP-2AAMA | Non-Ducted Indoor Units |  | 12.5 | 23.8 | 10.5 | 12.7 | 24.6 | 9.5 | FALSE | FALSE | TRUE | 28000 | 21000 | 2.5 | 22600 | 2.25
211726672 |  | Live | Midea Electric Trading | STAR AIR KONTROL | Multizone All Non-Ducted | 211726672 |  | HMSR-A-CB-O | SAK-48-21MUZ/220(OUT)* | Non-Ducted Indoor Units |  | 11 | 21 | 10.5 | 11 | 21.1 | 9.5 | FALSE | FALSE | TRUE | 48000 | 36000 | 2.5 | 37000 | 2.17
211793560 |  | Live | Midea Electric Trading | KADEN | Multizone All Ducted | 211793560 |  | HMSR-A-CB-O | KO-PS218HP-2AAMA | Non-Ducted Indoor Units |  | 13.3 | 22.5 | 10.6 | 13.9 | 22.9 | 10.5 | FALSE | FALSE | TRUE | 18000 | 14300 | 2.49 | 16000 | 2.23
211726665 |  | Live | Midea Electric Trading | STAR AIR KONTROL | Multizone All Non-Ducted | 211726665 |  | HMSR-A-CB-O | SAK-18-21MUZ/220(OUT)* | Non-Ducted Indoor Units |  | 12.5 | 21.5 | 10.6 | 12.5 | 21 | 10.2 | TRUE | FALSE | TRUE | 18000 | 14400 | 2.5 | 16000 | 2.23
211726668 |  | Live | Midea Electric Trading | STAR AIR KONTROL | Multizone All Non-Ducted | 211726668 |  | HMSR-A-CB-O | SAK-27-22MUZ/220(OUT)* | Non-Ducted Indoor Units |  | 12 | 22.5 | 10.2 | 12.2 | 23.5 | 9.2 | TRUE | FALSE | FALSE | 27000 | 20000 | 2.35 | 22600 | 2.25
211726670 |  | Live | Midea Electric Trading | STAR AIR KONTROL | Multizone All Non-Ducted | 211726670 |  | HMSR-A-CB-O | SAK-36-22MUZ/220(OUT)* | Non-Ducted Indoor Units |  | 10.5 | 21.8 | 11.5 | 10.6 | 23.1 | 9.6 | FALSE | FALSE | TRUE | 36000 | 26400 | 2.3 | 29600 | 2.09
211994914 |  | Live | Midea Electric Trading | DAIZUKI | Multizone All Non-Ducted | 211994914 |  | HMSR-A-CB-O | DXFM-2723-3Z | Non-Ducted Indoor Units |  | 12.5 | 23.8 | 10.5 | 12.7 | 24.6 | 9.5 | FALSE | FALSE | TRUE | 28000 | 21000 | 2.5 | 22600 | 2.25
211991186 |  | Live | Midea Electric Trading | PREMIUM LEVELLA | Multizone All Non-Ducted | 211991186 |  | HMSR-A-CB-O | PIAWMZ188800B | Non-Ducted Indoor Units |  | 12.5 | 21.5 | 10.6 | 12.5 | 21 | 10.2 | FALSE | FALSE | TRUE | 18000 | 14400 | 2.5 | 16000 | 2.23
211991197 |  | Live | Midea Electric Trading | PREMIUM LEVELLA | Multizone All Non-Ducted | 211991197 |  | HMSR-A-CB-O | PIAWMZ488800B | Non-Ducted Indoor Units |  | 11 | 21 | 10.5 | 11 | 21.1 | 9.5 | FALSE | FALSE | TRUE | 48000 | 36000 | 2.5 | 37000 | 2.17
211991194 |  | Live | Midea Electric Trading | PREMIUM LEVELLA | Multizone All Non-Ducted | 211991194 |  | HMSR-A-CB-O | PIAWMZ368800B | Non-Ducted Indoor Units |  | 10.5 | 21.8 | 11.5 | 10.6 | 23.1 | 9.6 | FALSE | FALSE | TRUE | 36000 | 26400 | 2.3 | 29600 | 2.09
211991190 |  | Live | Midea Electric Trading | PREMIUM LEVELLA | Multizone All Non-Ducted | 211991190 |  | HMSR-A-CB-O | PIAWMZ278800B | Non-Ducted Indoor Units |  | 12 | 22.5 | 10.2 | 12.2 | 23.5 | 9.2 | FALSE | FALSE | FALSE | 27000 | 20000 | 2.35 | 22600 | 2.25
211911388 |  | Live | Midea Electric Trading | DUOHOME | Multizone All Non-Ducted | 211911388 |  | HMSR-A-CB-O | D2OA-18HFN1-M | Non-Ducted Indoor Units |  | 12.5 | 21.5 | 10.6 | 12.5 | 21 | 10.2 | FALSE | FALSE | TRUE | 18000 | 14400 | 2.5 | 16000 | 2.23
211911394 |  | Live | Midea Electric Trading | DUOHOME | Multizone All Non-Ducted | 211911394 |  | HMSR-A-CB-O | D4OG-36HFN1-M | Non-Ducted Indoor Units |  | 10.5 | 21.8 | 11.5 | 10.6 | 23.1 | 9.6 | FALSE | FALSE | TRUE | 36000 | 26400 | 2.3 | 29600 | 2.09
211911400 |  | Live | Midea Electric Trading | DUOHOME | Multizone All Non-Ducted | 211911400 |  | HMSR-A-CB-O | D5OA-55HFN1-M | Non-Ducted Indoor Units |  | 10.5 | 19 | 11.5 | 10.5 | 20.2 | 9.6 | FALSE | FALSE | TRUE | 55000 | 36400 | 2.56 | 37000 | 2.17
211911397 |  | Live | Midea Electric Trading | DUOHOME | Multizone All Non-Ducted | 211911397 |  | HMSR-A-CB-O | D5OG-48HFN1-M | Non-Ducted Indoor Units |  | 11 | 21 | 10.5 | 11 | 21.1 | 9.5 | FALSE | FALSE | TRUE | 48000 | 36000 | 2.5 | 37000 | 2.17
211793569 |  | Live | Midea Electric Trading | KADEN | Multizone All Non-Ducted | 211793569 |  | HMSR-A-CB-O | KO-PS555HP-2AAMA | Non-Ducted Indoor Units |  | 10.5 | 20.5 | 10.8 | 10.5 | 21.3 | 9.1 | FALSE | FALSE | FALSE | 55000 | 34400 | 2.5 | 37000 | 2.17
211911391 |  | Live | Midea Electric Trading | DUOHOME | Multizone All Non-Ducted | 211911391 |  | HMSR-A-CB-O | D3OJ-27HFN1-M | Non-Ducted Indoor Units |  | 12 | 22.5 | 10.2 | 12.2 | 23.5 | 9.2 | FALSE | FALSE | FALSE | 27000 | 20000 | 2.35 | 22600 | 2.25
211793565 |  | Live | Midea Electric Trading | KADEN | Multizone All Non-Ducted | 211793565 |  | HMSR-A-CB-O | KO-PS436HP-2AAMA | Non-Ducted Indoor Units |  | 11.5 | 23 | 11.3 | 11.7 | 23.9 | 9.5 | FALSE | FALSE | TRUE | 36000 | 26800 | 2.3 | 29600 | 2.09
207743779 |  | Live | Midea Electric Trading | DIRECT AIR | Multizone All Non-Ducted | 207743779 |  | HMSR-A-CB-O | DIRM-36DA25-4Z | Non-Ducted Indoor Units |  | 11.5 | 23 | 11.3 | 11.7 | 23.9 | 9.5 | TRUE | FALSE | TRUE | 36000 | 26800 | 2.3 | 29600 | 2.09
207743782 |  | Live | Midea Electric Trading | DIRECT AIR | Multizone All Non-Ducted | 207743782 |  | HMSR-A-CB-O | DIRM-48DA25-5Z | Non-Ducted Indoor Units |  | 12.5 | 22.4 | 11 | 12.5 | 23.4 | 8.7 | TRUE | FALSE | FALSE | 48000 | 34000 | 2.4 | 37000 | 2.17
207787171 |  | Live | Midea Electric Trading | DURASTAR | Multizone All Non-Ducted | 207787171 |  | HMSR-A-CB-O | DRA2U18M1B | Non-Ducted Indoor Units |  | 12.5 | 21.5 | 10.6 | 12.5 | 21 | 10.2 | TRUE | FALSE | TRUE | 18000 | 14400 | 2.5 | 16000 | 2.23
207787174 |  | Live | Midea Electric Trading | DURASTAR | Multizone All Non-Ducted | 207787174 |  | HMSR-A-CB-O | DRA3U28M1B | Non-Ducted Indoor Units |  | 12 | 22.5 | 10.2 | 12.2 | 23.5 | 9.2 | TRUE | FALSE | FALSE | 27000 | 20000 | 2.35 | 22600 | 2.25
207787180 |  | Live | Midea Electric Trading | DURASTAR | Multizone All Non-Ducted | 207787180 |  | HMSR-A-CB-O | DRA5U48M1B | Non-Ducted Indoor Units |  | 11 | 21 | 10.5 | 11 | 21.1 | 9.5 | TRUE | FALSE | TRUE | 48000 | 36000 | 2.5 | 37000 | 2.17
207787177 |  | Live | Midea Electric Trading | DURASTAR | Multizone All Non-Ducted | 207787177 |  | HMSR-A-CB-O | DRA4U36M1B | Non-Ducted Indoor Units |  | 10.5 | 21.8 | 11.5 | 10.6 | 23.1 | 9.6 | FALSE | FALSE | TRUE | 36000 | 26400 | 2.3 | 29600 | 2.09
207804189 |  | Live | Midea Electric Trading | SUNCHILLERS | Multizone All Non-Ducted | 207804189 |  | HMSR-A-CB-O | M27ODU-UL2P | Non-Ducted Indoor Units |  | 12.5 | 23.8 | 10.5 | 12.7 | 24.6 | 9.5 | FALSE | FALSE | TRUE | 28000 | 21000 | 2.5 | 22600 | 2.25
207804192 |  | Live | Midea Electric Trading | SUNCHILLERS | Multizone All Non-Ducted | 207804192 |  | HMSR-A-CB-O | M36ODU-UL2P | Non-Ducted Indoor Units |  | 11.5 | 23 | 11.3 | 11.7 | 23.9 | 9.5 | FALSE | FALSE | TRUE | 36000 | 26800 | 2.3 | 29600 | 2.09
207804195 |  | Live | Midea Electric Trading | SUNCHILLERS | Multizone All Non-Ducted | 207804195 |  | HMSR-A-CB-O | M48ODU-UL2P | Non-Ducted Indoor Units |  | 12.5 | 22.4 | 11 | 12.5 | 23.4 | 8.7 | FALSE | FALSE | FALSE | 48000 | 34000 | 2.4 | 37000 | 2.17
207805781 |  | Live | Midea Electric Trading | KANIONCO | Multizone All Non-Ducted | 207805781 |  | HMSR-A-CB-O | KWSMO-18R410AIHMV | Non-Ducted Indoor Units |  | 12.5 | 21.5 | 10.6 | 12.5 | 21 | 10.2 | TRUE | FALSE | TRUE | 18000 | 14400 | 2.5 | 16000 | 2.23
207804198 |  | Live | Midea Electric Trading | SUNCHILLERS | Multizone All Non-Ducted | 207804198 |  | HMSR-A-CB-O | M18ODU-UL2P | Non-Ducted Indoor Units |  | 13.3 | 22.5 | 10.6 | 13.9 | 22.9 | 10.5 | FALSE | FALSE | TRUE | 18000 | 14300 | 2.49 | 16000 | 2.23
207825498 |  | Live | Midea Electric Trading | ECO AC | Multizone All Non-Ducted | 207825498 |  | HMSR-A-CB-O | EMH-2O18BB | Non-Ducted Indoor Units |  | 12.5 | 21.5 | 10.6 | 12.5 | 21 | 10.2 | TRUE | FALSE | TRUE | 18000 | 14400 | 2.5 | 16000 | 2.23
207825504 |  | Live | Midea Electric Trading | ECO AC | Multizone All Non-Ducted | 207825504 |  | HMSR-A-CB-O | EMH-4O36BB | Non-Ducted Indoor Units |  | 10.5 | 21.8 | 11.5 | 10.6 | 23.1 | 9.6 | FALSE | FALSE | TRUE | 36000 | 26400 | 2.3 | 29600 | 2.09
207825501 |  | Live | Midea Electric Trading | ECO AC | Multizone All Non-Ducted | 207825501 |  | HMSR-A-CB-O | EMH-3O27BB | Non-Ducted Indoor Units |  | 12 | 22.5 | 10.2 | 12.2 | 23.5 | 9.2 | TRUE | FALSE | FALSE | 27000 | 20000 | 2.35 | 22600 | 2.25
211994917 |  | Live | Midea Electric Trading | DAIZUKI | Multizone All Non-Ducted | 211994917 |  | HMSR-A-CB-O | DXFM-1823-2Z | Non-Ducted Indoor Units |  | 13.3 | 22.5 | 10.6 | 13.9 | 22.9 | 10.5 | FALSE | FALSE | TRUE | 18000 | 14300 | 2.49 | 16000 | 2.23
211994923 |  | Live | Midea Electric Trading | DAIZUKI | Multizone All Non-Ducted | 211994923 |  | HMSR-A-CB-O | DXFM-3623-4Z | Non-Ducted Indoor Units |  | 11.5 | 23 | 11.3 | 11.7 | 23.9 | 9.5 | FALSE | FALSE | TRUE | 36000 | 26800 | 2.3 | 29600 | 2.09
211994920 |  | Live | Midea Electric Trading | DAIZUKI | Multizone All Non-Ducted | 211994920 |  | HMSR-A-CB-O | DXFM-4823-5Z | Non-Ducted Indoor Units |  | 12.5 | 22.4 | 11 | 12.5 | 23.4 | 8.7 | FALSE | FALSE | FALSE | 48000 | 34000 | 2.4 | 37000 | 2.17
207743773 |  | Live | Midea Electric Trading | DIRECT AIR | Multizone All Non-Ducted | 207743773 |  | HMSR-A-CB-O | DIRM-18DA25-2Z | Non-Ducted Indoor Units |  | 13.3 | 22.5 | 10.6 | 13.9 | 22.9 | 10.5 | TRUE | FALSE | TRUE | 18000 | 14300 | 2.49 | 16000 | 2.23
207743776 |  | Live | Midea Electric Trading | DIRECT AIR | Multizone All Non-Ducted | 207743776 |  | HMSR-A-CB-O | DIRM-27DA25-3Z | Non-Ducted Indoor Units |  | 12.5 | 23.8 | 10.5 | 12.7 | 24.6 | 9.5 | TRUE | FALSE | TRUE | 28000 | 21000 | 2.5 | 22600 | 2.25
212316212 |  | Live | Midea Electric Trading | STEALTH | Multizone All Non-Ducted | 212316212 |  | HMSR-A-CB-O | ES-36Z-M4B | Non-Ducted Indoor Units |  | 11.5 | 23 | 11.3 | 11.7 | 23.9 | 9.5 | TRUE | FALSE | TRUE | 36000 | 26800 | 2.3 | 29600 | 2.09
212316209 |  | Live | Midea Electric Trading | STEALTH | Multizone All Non-Ducted | 212316209 |  | HMSR-A-CB-O | ES-27Z-M3B | Non-Ducted Indoor Units |  | 12.5 | 23.8 | 10.5 | 12.7 | 24.6 | 9.5 | TRUE | FALSE | TRUE | 28000 | 21000 | 2.5 | 22600 | 2.25
212316206 |  | Live | Midea Electric Trading | STEALTH | Multizone All Non-Ducted | 212316206 |  | HMSR-A-CB-O | ES-18Z-M2B | Non-Ducted Indoor Units |  | 13.3 | 22.5 | 10.6 | 13.9 | 22.9 | 10.5 | TRUE | FALSE | TRUE | 18000 | 14300 | 2.49 | 16000 | 2.23
212316132 |  | Live | Midea Electric Trading | POLARWAVE | Multizone All Non-Ducted | 212316132 |  | HMSR-A-CB-O | ES-55Z-M5B | Non-Ducted Indoor Units |  | 10.5 | 20.5 | 10.8 | 10.5 | 21.3 | 9.1 | FALSE | FALSE | FALSE | 55000 | 34400 | 2.5 | 37000 | 2.17
212316129 |  | Live | Midea Electric Trading | POLARWAVE | Multizone All Non-Ducted | 212316129 |  | HMSR-A-CB-O | ES-48Z-M5B | Non-Ducted Indoor Units |  | 12.5 | 22.4 | 11 | 12.5 | 23.4 | 8.7 | TRUE | FALSE | FALSE | 48000 | 34000 | 2.4 | 37000 | 2.17
212316120 |  | Live | Midea Electric Trading | POLARWAVE | Multizone All Non-Ducted | 212316120 |  | HMSR-A-CB-O | ES-18Z-M2B | Non-Ducted Indoor Units |  | 13.3 | 22.5 | 10.6 | 13.9 | 22.9 | 10.5 | TRUE | FALSE | TRUE | 18000 | 14300 | 2.49 | 16000 | 2.23
212316126 |  | Live | Midea Electric Trading | POLARWAVE | Multizone All Non-Ducted | 212316126 |  | HMSR-A-CB-O | ES-36Z-M4B | Non-Ducted Indoor Units |  | 11.5 | 23 | 11.3 | 11.7 | 23.9 | 9.5 | TRUE | FALSE | TRUE | 36000 | 26800 | 2.3 | 29600 | 2.09
212316123 |  | Live | Midea Electric Trading | POLARWAVE | Multizone All Non-Ducted | 212316123 |  | HMSR-A-CB-O | ES-27Z-M3B | Non-Ducted Indoor Units |  | 12.5 | 23.8 | 10.5 | 12.7 | 24.6 | 9.5 | TRUE | FALSE | TRUE | 28000 | 21000 | 2.5 | 22600 | 2.25
207742411 |  | Live | Midea Electric Trading | TK'S | Multizone All Non-Ducted | 207742411 |  | HMSR-A-CB-O | T5C-48HFN1 | Non-Ducted Indoor Units |  | 11 | 21 | 10.5 | 11 | 21.1 | 9.5 | FALSE | FALSE | TRUE | 48000 | 36000 | 2.5 | 37000 | 2.17
207742472 |  | Live | Midea Electric Trading | ELIOS | Multizone All Non-Ducted | 207742472 |  | HMSR-A-CB-O | DEA18HOM23230X2 | Non-Ducted Indoor Units |  | 13.3 | 22.5 | 10.6 | 13.9 | 22.9 | 10.5 | TRUE | FALSE | TRUE | 18000 | 14300 | 2.49 | 16000 | 2.23
207742532 |  | Live | Midea Electric Trading | MOOVAIR | Multizone All Non-Ducted | 207742532 |  | HMSR-A-CB-O | DMA27HOM23230X2 | Non-Ducted Indoor Units |  | 12.5 | 23.8 | 10.5 | 12.7 | 24.6 | 9.5 | TRUE | FALSE | TRUE | 28000 | 21000 | 2.5 | 22600 | 2.25
207742475 |  | Live | Midea Electric Trading | ELIOS | Multizone All Non-Ducted | 207742475 |  | HMSR-A-CB-O | DEA27HOM23230X2 | Non-Ducted Indoor Units |  | 12.5 | 23.8 | 10.5 | 12.7 | 24.6 | 9.5 | TRUE | FALSE | TRUE | 28000 | 21000 | 2.5 | 22600 | 2.25
207742478 |  | Live | Midea Electric Trading | ELIOS | Multizone All Non-Ducted | 207742478 |  | HMSR-A-CB-O | DEA36HOM23230X2 | Non-Ducted Indoor Units |  | 11.5 | 23 | 11.3 | 11.7 | 23.9 | 9.5 | TRUE | FALSE | TRUE | 36000 | 26800 | 2.3 | 29600 | 2.09
207742481 |  | Live | Midea Electric Trading | ELIOS | Multizone All Non-Ducted | 207742481 |  | HMSR-A-CB-O | DEA48HOM23230X2 | Non-Ducted Indoor Units |  | 12.5 | 22.4 | 11 | 12.5 | 23.4 | 8.7 | TRUE | FALSE | FALSE | 48000 | 34000 | 2.4 | 37000 | 2.17
207742529 |  | Live | Midea Electric Trading | MOOVAIR | Multizone All Non-Ducted | 207742529 |  | HMSR-A-CB-O | DMA18HOM23230X2 | Non-Ducted Indoor Units |  | 13.3 | 22.5 | 10.6 | 13.9 | 22.9 | 10.5 | TRUE | FALSE | TRUE | 18000 | 14300 | 2.49 | 16000 | 2.23
207742535 |  | Live | Midea Electric Trading | MOOVAIR | Multizone All Non-Ducted | 207742535 |  | HMSR-A-CB-O | DMA36HOM23230X2 | Non-Ducted Indoor Units |  | 11.5 | 23 | 11.3 | 11.7 | 23.9 | 9.5 | TRUE | FALSE | TRUE | 36000 | 26800 | 2.3 | 29600 | 2.09
212360147 |  | Live | Midea Electric Trading | KANIONCO | Multizone All Non-Ducted | 212360147 |  | HMSR-A-CB-O | KWSMO-27R410AIHH | Non-Ducted Indoor Units |  | 12 | 22.5 | 10.2 | 12.2 | 23.5 | 9.2 | TRUE | FALSE | FALSE | 27000 | 20000 | 2.35 | 22600 | 2.25
212360144 |  | Live | Midea Electric Trading | KANIONCO | Multizone All Non-Ducted | 212360144 |  | HMSR-A-CB-O | KWSMO-18R410AIHH | Non-Ducted Indoor Units |  | 12.5 | 21.5 | 10.6 | 12.5 | 21 | 10.2 | TRUE | FALSE | TRUE | 18000 | 14400 | 2.5 | 16000 | 2.23
207742538 |  | Live | Midea Electric Trading | MOOVAIR | Multizone All Non-Ducted | 207742538 |  | HMSR-A-CB-O | DMA48HOM23230X2 | Non-Ducted Indoor Units |  | 12.5 | 22.4 | 11 | 12.5 | 23.4 | 8.7 | TRUE | FALSE | FALSE | 48000 | 34000 | 2.4 | 37000 | 2.17
212316218 |  | Live | Midea Electric Trading | STEALTH | Multizone All Non-Ducted | 212316218 |  | HMSR-A-CB-O | ES-55Z-M5B | Non-Ducted Indoor Units |  | 10.5 | 20.5 | 10.8 | 10.5 | 21.3 | 9.1 | FALSE | FALSE | FALSE | 55000 | 34400 | 2.5 | 37000 | 2.17
212316215 |  | Live | Midea Electric Trading | STEALTH | Multizone All Non-Ducted | 212316215 |  | HMSR-A-CB-O | ES-48Z-M5B | Non-Ducted Indoor Units |  | 12.5 | 22.4 | 11 | 12.5 | 23.4 | 8.7 | TRUE | FALSE | FALSE | 48000 | 34000 | 2.4 | 37000 | 2.17
207691849 |  | Live | Midea Electric Trading | KANIONCO | Multizone All Non-Ducted | 207691849 |  | HMSR-A-CB-O | KWSMO-30R410AIHMV | Non-Ducted Indoor Units |  | 12 | 22.5 | 10.2 | 12.2 | 23.5 | 9.2 | TRUE | FALSE | FALSE | 27000 | 20000 | 2.35 | 22600 | 2.25
207691842 |  | Live | Midea Electric Trading | AIRGREAN | Multizone All Non-Ducted | 207691842 |  | HMSR-A-CB-O | AG-MO36IR410AH | Non-Ducted Indoor Units |  | 10.5 | 21.8 | 11.5 | 10.6 | 23.1 | 9.6 | FALSE | FALSE | FALSE | 36000 | 26400 | 2.3 | 29600 | 2.09
207742361 |  | Live | Midea Electric Trading | C&H | Multizone All Non-Ducted | 207742361 |  | HMSR-A-CB-O | CH-18MES-230VO | Non-Ducted Indoor Units |  | 13.3 | 22.5 | 10.6 | 13.9 | 22.9 | 10.5 | TRUE | FALSE | TRUE | 18000 | 14300 | 2.49 | 16000 | 2.23
207691852 |  | Live | Midea Electric Trading | KANIONCO | Multizone All Non-Ducted | 207691852 |  | HMSR-A-CB-O | KWSMO-48R410AIHMV | Non-Ducted Indoor Units |  | 11 | 21 | 10.5 | 11 | 21.1 | 9.5 | FALSE | FALSE | TRUE | 48000 | 36000 | 2.5 | 37000 | 2.17
207691845 |  | Live | Midea Electric Trading | AIRGREAN | Multizone All Non-Ducted | 207691845 |  | HMSR-A-CB-O | AG-MO18IR410AH | Non-Ducted Indoor Units |  | 12.5 | 21.5 | 10.6 | 12.5 | 21 | 10.2 | FALSE | FALSE | FALSE | 18000 | 14400 | 2.5 | 16000 | 2.23
207691855 |  | Live | Midea Electric Trading | KANIONCO | Multizone All Non-Ducted | 207691855 |  | HMSR-A-CB-O | KWSMO-36R410AIHMV | Non-Ducted Indoor Units |  | 10.5 | 21.8 | 11.5 | 10.6 | 23.1 | 9.6 | FALSE | FALSE | TRUE | 36000 | 26400 | 2.3 | 29600 | 2.09
207742364 |  | Live | Midea Electric Trading | C&H | Multizone All Non-Ducted | 207742364 |  | HMSR-A-CB-O | CH-28MES-230VO | Non-Ducted Indoor Units |  | 12.5 | 23.8 | 10.5 | 12.7 | 24.6 | 9.5 | TRUE | FALSE | TRUE | 28000 | 21000 | 2.5 | 22600 | 2.25
207742370 |  | Live | Midea Electric Trading | C&H | Multizone All Non-Ducted | 207742370 |  | HMSR-A-CB-O | CH-48MES-230VO | Non-Ducted Indoor Units |  | 12.5 | 22.4 | 11 | 12.5 | 23.4 | 8.7 | TRUE | FALSE | FALSE | 48000 | 34000 | 2.4 | 37000 | 2.17
207742367 |  | Live | Midea Electric Trading | C&H | Multizone All Non-Ducted | 207742367 |  | HMSR-A-CB-O | CH-36MES-230VO | Non-Ducted Indoor Units |  | 11.5 | 23 | 11.3 | 11.7 | 23.9 | 9.5 | TRUE | FALSE | TRUE | 36000 | 26800 | 2.3 | 29600 | 2.09
207742408 |  | Live | Midea Electric Trading | TK'S | Multizone All Non-Ducted | 207742408 |  | HMSR-A-CB-O | T4C-36HFN1 | Non-Ducted Indoor Units |  | 10.5 | 21.8 | 11.5 | 10.6 | 23.1 | 9.6 | FALSE | FALSE | TRUE | 36000 | 26400 | 2.3 | 29600 | 2.09
207742405 |  | Live | Midea Electric Trading | TK'S | Multizone All Non-Ducted | 207742405 |  | HMSR-A-CB-O | T2C-18HFN1 | Non-Ducted Indoor Units |  | 12.5 | 21.5 | 10.6 | 12.5 | 21 | 10.2 | FALSE | FALSE | TRUE | 18000 | 14400 | 2.5 | 16000 | 2.23
212360172 |  | Live | Midea Electric Trading | MDV | Multizone All Non-Ducted | 212360172 |  | HMSR-A-CB-O | M3OK-27HFN1-M | Non-Ducted Indoor Units |  |  |  |  | 12.2 | 21.8 | 10 | TRUE | TRUE | TRUE | 27000 | 23000 | 2.4 | 31800 | 2.22
212360178 |  | Live | Midea Electric Trading | BLUERIDGE | Multizone All Non-Ducted | 212360178 |  | HMSR-A-CB-O | BMM27HH2C | Non-Ducted Indoor Units |  |  |  |  | 12.2 | 21.8 | 10 | TRUE | TRUE | TRUE | 27000 | 23000 | 2.4 | 31800 | 2.22
212360173 |  | Live | Midea Electric Trading | MDV | Multizone All Non-Ducted | 212360173 |  | HMSR-A-CB-O | M3OK-27HFN1-M* | Non-Ducted Indoor Units |  |  |  |  | 11.8 | 20.5 | 9.6 | TRUE | TRUE | TRUE | 27000 | 22400 | 2.3 | 30800 | 2.2
212360150 |  | Live | Midea Electric Trading | KANIONCO | Multizone All Non-Ducted | 212360150 |  | HMSR-A-CB-O | KWSMO-36R410AIHH | Non-Ducted Indoor Units |  | 10.5 | 21.8 | 11.5 | 10.6 | 23.1 | 9.6 | FALSE | FALSE | TRUE | 36000 | 26400 | 2.3 | 29600 | 2.09
212360153 |  | Live | Midea Electric Trading | KANIONCO | Multizone All Non-Ducted | 212360153 |  | HMSR-A-CB-O | KWSMO-48R410AIHH | Non-Ducted Indoor Units |  | 11 | 21 | 10.5 | 11 | 21.1 | 9.5 | FALSE | FALSE | TRUE | 48000 | 36000 | 2.5 | 37000 | 2.17
207691839 |  | Live | Midea Electric Trading | AIRGREAN | Multizone All Non-Ducted | 207691839 |  | HMSR-A-CB-O | AG-MO48IR410AH | Non-Ducted Indoor Units |  | 11 | 21 | 10.5 | 11 | 21.1 | 9.5 | FALSE | FALSE | FALSE | 48000 | 36000 | 2.5 | 37000 | 2.17
207683283 |  | Live | Midea Electric Trading | MIDEA | Multizone All Non-Ducted | 207683283 |  | HMSR-A-CB-O | M3OJ-27HFN1-M | Non-Ducted Indoor Units |  | 12 | 22.5 | 10.2 | 12.2 | 23.5 | 9.2 | TRUE | FALSE | FALSE | 27000 | 20000 | 2.35 | 22600 | 2.25
207691824 |  | Live | Midea Electric Trading | YONAN | Multizone All Non-Ducted | 207691824 |  | HMSR-A-CB-O | YSMO-18HRN1 | Non-Ducted Indoor Units |  | 12.5 | 21.5 | 10.6 | 12.5 | 21 | 10.2 | FALSE | FALSE | TRUE | 18000 | 14400 | 2.5 | 16000 | 2.23
207691827 |  | Live | Midea Electric Trading | YONAN | Multizone All Non-Ducted | 207691827 |  | HMSR-A-CB-O | YSMO-36HRN1 | Non-Ducted Indoor Units |  | 10.5 | 21.8 | 11.5 | 10.6 | 23.1 | 9.6 | FALSE | FALSE | TRUE | 36000 | 26400 | 2.3 | 29600 | 2.09
207691836 |  | Live | Midea Electric Trading | AIRGREAN | Multizone All Non-Ducted | 207691836 |  | HMSR-A-CB-O | AG-MO30IR410AH | Non-Ducted Indoor Units |  | 12 | 22.5 | 10.2 | 12.2 | 23.5 | 9.2 | FALSE | FALSE | FALSE | 27000 | 20000 | 2.35 | 22600 | 2.25
207691833 |  | Live | Midea Electric Trading | YONAN | Multizone All Non-Ducted | 207691833 |  | HMSR-A-CB-O | YSMO-30HRN1 | Non-Ducted Indoor Units |  | 12 | 22.5 | 10.2 | 12.2 | 23.5 | 9.2 | FALSE | FALSE | FALSE | 27000 | 20000 | 2.35 | 22600 | 2.25
207691830 |  | Live | Midea Electric Trading | YONAN | Multizone All Non-Ducted | 207691830 |  | HMSR-A-CB-O | YSMO-48HRN1 | Non-Ducted Indoor Units |  | 11 | 21 | 10.5 | 11 | 21.1 | 9.5 | FALSE | FALSE | TRUE | 48000 | 36000 | 2.5 | 37000 | 2.17
212631690 |  | Live | Midea Electric Trading | CUSTOM COMFORT | Multizone All Non-Ducted | 212631690 |  | HMSR-A-CB-O | CCOXHAMZ327HP | Non-Ducted Indoor Units |  |  |  |  | 12.2 | 21.8 | 10 | TRUE | TRUE | TRUE | 27000 | 23000 | 2.4 | 31800 | 2.22
207683268 |  | Live | Midea Electric Trading | CANAIR | Multizone All Non-Ducted | 207683268 |  | HMSR-A-CB-O | C28MC436H21 | Non-Ducted Indoor Units |  | 11.5 | 23 | 11.3 | 11.7 | 23.9 | 9.5 | TRUE | FALSE | TRUE | 36000 | 26800 | 2.3 | 29600 | 2.09
207659307 |  | Live | Midea Electric Trading | MIDEA | Multizone All Non-Ducted | 207659307 |  | HMSR-A-CB-O | M3OJ-27HFN1-M-CO | Non-Ducted Indoor Units |  | 12 | 22.5 | 10.2 | 12.2 | 23.5 | 9.2 | TRUE | FALSE | FALSE | 27000 | 20000 | 2.35 | 22600 | 2.25
207658973 |  | Live | Midea Electric Trading | COMFORTSTAR | Multizone All Non-Ducted | 207658973 |  | HMSR-A-CB-O | CMZ-54-5Z | Non-Ducted Indoor Units |  | 12.5 | 22.4 | 11 | 12.5 | 23.4 | 8.7 | TRUE | FALSE | FALSE | 48000 | 34000 | 2.4 | 37000 | 2.17
207683262 |  | Live | Midea Electric Trading | CANAIR | Multizone All Non-Ducted | 207683262 |  | HMSR-A-CB-O | C28MC218H21 | Non-Ducted Indoor Units |  | 13.3 | 22.5 | 10.6 | 13.9 | 22.9 | 10.5 | TRUE | FALSE | TRUE | 18000 | 14300 | 2.49 | 16000 | 2.23
207658970 |  | Live | Midea Electric Trading | COMFORTSTAR | Multizone All Non-Ducted | 207658970 |  | HMSR-A-CB-O | CMZ-48-4Z | Non-Ducted Indoor Units |  | 11.5 | 23 | 11.3 | 11.7 | 23.9 | 9.5 | TRUE | FALSE | TRUE | 36000 | 26800 | 2.3 | 29600 | 2.09
207658967 |  | Live | Midea Electric Trading | COMFORTSTAR | Multizone All Non-Ducted | 207658967 |  | HMSR-A-CB-O | CMZ-27-3Z | Non-Ducted Indoor Units |  | 12.5 | 23.8 | 10.5 | 12.7 | 24.6 | 9.5 | TRUE | FALSE | TRUE | 28000 | 21000 | 2.5 | 22600 | 2.25
207658964 |  | Live | Midea Electric Trading | COMFORTSTAR | Multizone All Non-Ducted | 207658964 |  | HMSR-A-CB-O | CMZ-18-2Z | Non-Ducted Indoor Units |  | 13.3 | 22.5 | 10.6 | 13.9 | 22.9 | 10.5 | TRUE | FALSE | TRUE | 18000 | 14300 | 2.49 | 16000 | 2.23
207641313 |  | Live | Midea Electric Trading | LBG PRODUCTS | Multizone All Non-Ducted | 207641313 |  | HMSR-A-CB-O | LMHB48DO | Non-Ducted Indoor Units |  | 11 | 21 | 10.5 | 11 | 21.1 | 9.5 | TRUE | FALSE | TRUE | 48000 | 36000 | 2.5 | 37000 | 2.17
207641332 |  | Live | Midea Electric Trading | SENVILLE | Multizone All Non-Ducted | 207641332 |  | HMSR-A-CB-O | SENA/30HF/MOQ | Non-Ducted Indoor Units |  | 12.5 | 23.8 | 10.5 | 12.7 | 24.6 | 9.5 | TRUE | FALSE | TRUE | 28000 | 21000 | 2.5 | 22600 | 2.25
207641329 |  | Live | Midea Electric Trading | SENVILLE | Multizone All Non-Ducted | 207641329 |  | HMSR-A-CB-O | SENA/18HF/MOQ | Non-Ducted Indoor Units |  | 13.3 | 22.5 | 10.6 | 13.9 | 22.9 | 10.5 | TRUE | FALSE | TRUE | 18000 | 14300 | 2.49 | 16000 | 2.23
207641338 |  | Live | Midea Electric Trading | SENVILLE | Multizone All Non-Ducted | 207641338 |  | HMSR-A-CB-O | SENA/48HF/MOQ | Non-Ducted Indoor Units |  | 12.5 | 22.4 | 11 | 12.5 | 23.4 | 8.7 | TRUE | FALSE | FALSE | 48000 | 34000 | 2.4 | 37000 | 2.17
207641335 |  | Live | Midea Electric Trading | SENVILLE | Multizone All Non-Ducted | 207641335 |  | HMSR-A-CB-O | SENA/36HF/MOQ | Non-Ducted Indoor Units |  | 11.5 | 23 | 11.3 | 11.7 | 23.9 | 9.5 | TRUE | FALSE | TRUE | 36000 | 26800 | 2.3 | 29600 | 2.09
212920651 |  | Live | Midea Electric Trading | BLADEX | Multizone All Non-Ducted | 212920651 |  | HMSR-A-CB-O | B30K-27SPHP1 | Non-Ducted Indoor Units |  |  |  |  | 11.8 | 20.5 | 9.6 | FALSE | FALSE | TRUE | 27000 | 22400 | 2.3 | 30800 | 2.2
213286778 |  | Live | Midea Electric Trading | WELLS | Multizone All Non-Ducted | 213286778 |  | HMSR-A-CB-O | WMCA-27HFMO | Non-Ducted Indoor Units |  |  |  |  | 11.8 | 20.5 | 9.6 | TRUE | TRUE | TRUE | 27000 | 22400 | 2.3 | 30800 | 2.2
207641311 |  | Live | Midea Electric Trading | LBG PRODUCTS | Multizone All Non-Ducted | 207641311 |  | HMSR-A-CB-O | LMHB36DO | Non-Ducted Indoor Units |  | 10.5 | 21.8 | 11.5 | 10.6 | 23.1 | 9.6 | FALSE | FALSE | TRUE | 36000 | 26400 | 2.3 | 29600 | 2.09
207641308 |  | Live | Midea Electric Trading | LBG PRODUCTS | Multizone All Non-Ducted | 207641308 |  | HMSR-A-CB-O | LMHB27DO | Non-Ducted Indoor Units |  | 12 | 22.5 | 10.2 | 12.2 | 23.5 | 9.2 | TRUE | FALSE | FALSE | 27000 | 20000 | 2.35 | 22600 | 2.25
207641304 |  | Live | Midea Electric Trading | LBG PRODUCTS | Multizone All Non-Ducted | 207641304 |  | HMSR-A-CB-O | LMHB18DO | Non-Ducted Indoor Units |  | 12.5 | 21.5 | 10.6 | 12.5 | 21 | 10.2 | TRUE | FALSE | TRUE | 18000 | 14400 | 2.5 | 16000 | 2.23
213307912 |  | Live | Midea Electric Trading | ALSETRIA | Multizone All Non-Ducted | 213307912 |  | HMSR-A-CB-O | M4OX630-36HFN1-M1X | Non-Ducted Indoor Units |  |  |  |  | 12 | 21 | 10.9 | TRUE | TRUE | TRUE | 36000 | 27400 | 2.5 | 37000 | 2.31
213307915 |  | Live | Midea Electric Trading | ECO-AIR | Multizone All Non-Ducted | 213307915 |  | HMSR-A-CB-O | M4OX630-36HFN1-M1X | Non-Ducted Indoor Units |  |  |  |  | 12 | 21 | 10.9 | TRUE | TRUE | TRUE | 36000 | 27400 | 2.5 | 37000 | 2.31
213307896 |  | Live | Midea Electric Trading | WELLS | Multizone All Non-Ducted | 213307896 |  | HMSR-A-CB-O | WMCA-36HFMO | Non-Ducted Indoor Units |  |  |  |  | 12 | 21 | 10.9 | TRUE | TRUE | TRUE | 36000 | 27400 | 2.5 | 37000 | 2.31
213301876 |  | Live | Midea Electric Trading | MDV | Multizone All Non-Ducted | 213301876 |  | HMSR-A-CB-O | M4OX630-36HFN1-M1X | Non-Ducted Indoor Units |  |  |  |  | 12 | 21 | 10.9 | TRUE | TRUE | TRUE | 36000 | 27400 | 2.5 | 37000 | 2.31
213307893 |  | Live | Midea Electric Trading | BLADEX | Multizone All Non-Ducted | 213307893 |  | HMSR-A-CB-O | B40XS-36SPHP1 | Non-Ducted Indoor Units |  |  |  |  | 12 | 21 | 10.9 | FALSE | FALSE | TRUE | 36000 | 27400 | 2.5 | 37000 | 2.31
207641286 |  | Live | Midea Electric Trading | BLUERIDGE | Multizone All Non-Ducted | 207641286 |  | HMSR-A-CB-O | BMM36C | Non-Ducted Indoor Units |  | 10.5 | 21.8 | 11.5 | 10.6 | 23.1 | 9.6 | FALSE | FALSE | TRUE | 36000 | 26400 | 2.3 | 29600 | 2.09
207641288 |  | Live | Midea Electric Trading | BLUERIDGE | Multizone All Non-Ducted | 207641288 |  | HMSR-A-CB-O | BMM48C | Non-Ducted Indoor Units |  | 11 | 21 | 10.5 | 11 | 21.1 | 9.5 | TRUE | FALSE | TRUE | 48000 | 36000 | 2.5 | 37000 | 2.17
213479392 |  | Live | Midea Electric Trading | TEMP SHIFT | Multizone All Non-Ducted | 213479392 |  | HMSR-A-CB-O | TSM3OK27HFN1M | Non-Ducted Indoor Units |  |  |  |  | 11.8 | 20.5 | 9.6 | FALSE | FALSE | TRUE | 27000 | 22400 | 2.3 | 30800 | 2.2
213479395 |  | Live | Midea Electric Trading | TEMP SHIFT | Multizone All Non-Ducted | 213479395 |  | HMSR-A-CB-O | TSM4OX63036HFN1M1X | Non-Ducted Indoor Units |  |  |  |  | 12 | 21 | 10.9 | FALSE | FALSE | TRUE | 36000 | 27400 | 2.5 | 37000 | 2.31
213363376 |  | Live | Midea Electric Trading | BLUERIDGE | Multizone All Non-Ducted | 213363376 |  | HMSR-A-CB-O | BMM36HH2C | Non-Ducted Indoor Units |  |  |  |  | 12 | 21 | 10.9 | TRUE | TRUE | TRUE | 36000 | 27400 | 2.5 | 37000 | 2.31
207641233 |  | Live | Midea Electric Trading | MDV | Multizone All Non-Ducted | 207641233 |  | HMSR-A-CB-O | M3OJ-24HFN1-M* | Non-Ducted Indoor Units | MSAG11B-09HRFN1-MX7W(GA) | 12.5 | 23 | 10.2 |  |  |  | TRUE | TRUE | TRUE | 24000 | 13764 | 2.92 | 18544 | 2.07
207641274 |  | Live | Midea Electric Trading | NOVAIR | Multizone All Non-Ducted | 207641274 |  | HMSR-A-CB-O | LEA27MZ-3P-25SK-O | Non-Ducted Indoor Units |  | 12 | 22.5 | 10.2 | 12.2 | 23.5 | 9.2 | TRUE | FALSE | FALSE | 27000 | 20000 | 2.35 | 22600 | 2.25
207641271 |  | Live | Midea Electric Trading | NOVAIR | Multizone All Non-Ducted | 207641271 |  | HMSR-A-CB-O | LEA36MZ-4P-25SK-O | Non-Ducted Indoor Units |  | 10.5 | 21.8 | 11.5 | 10.6 | 23.1 | 9.6 | FALSE | FALSE | TRUE | 36000 | 26400 | 2.3 | 29600 | 2.09
207641283 |  | Live | Midea Electric Trading | BLUERIDGE | Multizone All Non-Ducted | 207641283 |  | HMSR-A-CB-O | BMM27C | Non-Ducted Indoor Units |  | 12 | 22.5 | 10.2 | 12.2 | 23.5 | 9.2 | TRUE | FALSE | FALSE | 27000 | 20000 | 2.35 | 22600 | 2.25
207641276 |  | Live | Midea Electric Trading | NOVAIR | Multizone All Non-Ducted | 207641276 |  | HMSR-A-CB-O | LEA18MZ-2P-25SK-O | Non-Ducted Indoor Units |  | 12.5 | 21.5 | 10.6 | 12.5 | 21 | 10.2 | TRUE | FALSE | TRUE | 18000 | 14400 | 2.5 | 16000 | 2.23
207641279 |  | Live | Midea Electric Trading | BLUERIDGE | Multizone All Non-Ducted | 207641279 |  | HMSR-A-CB-O | BMM18C | Non-Ducted Indoor Units |  | 12.5 | 21.5 | 10.6 | 12.5 | 21 | 10.2 | TRUE | FALSE | TRUE | 18000 | 14400 | 2.5 | 16000 | 2.23
207339194 |  | Live | Midea Electric Trading | MRCOOL | Multizone All Non-Ducted | 207339194 |  | HMSR-A-CB-O | DIY-MULTI4-36HP230C | Non-Ducted Indoor Units |  | 10.5 | 21.5 | 11 |  |  |  | FALSE | FALSE | FALSE | 36000 | 28000 | 3.04 | 29700 | 2.08
207339193 |  | Live | Midea Electric Trading | MDV | Multizone All Non-Ducted | 207339193 |  | HMSR-A-CB-O | M4OH-36HFN1-MQ1 | Non-Ducted Indoor Units | MSABB-09HRFN1-MS0Q1W | 10.5 | 21.5 | 11 |  |  |  | FALSE | FALSE | FALSE | 36000 | 28000 | 3.04 | 29700 | 2.08
207617657 |  | Live | Midea Electric Trading | MDV | Multizone All Non-Ducted | 207617657 |  | HMSR-A-CB-O | M5OG-42HFN1-M-[X] | Non-Ducted Indoor Units | MSEPB-09HRFN1-MY5W(GA) | 12.5 | 22.3 | 10.3 |  |  |  | TRUE | TRUE | TRUE | 42000 | 30000 | 2.5 | 45000 | 2.25
206714978 |  | Live | Midea Electric Trading | MDV | Multizone All Non-Ducted | 206714978 |  | HMSR-A-CB-O | M4OH-36HFN1-M-20 | Non-Ducted Indoor Units | MSEPB-09HRFN1-MY5W(GA) | 13.6 | 21.8 | 11 |  |  |  | TRUE | TRUE | TRUE | 36000 | 22000 | 2.7 | 30000 | 2.06
206714986 |  | Live | Midea Electric Trading | MDV | Multizone All Non-Ducted | 206714986 |  | HMSR-A-CB-O | M5OF-48HFN1-M-20 | Non-Ducted Indoor Units |  | 12.5 | 22.4 | 11 |  |  |  | FALSE | FALSE | FALSE | 48000 | 29600 | 2.7 | 30500 | 2.13
205645146 |  | Live | Midea Electric Trading | KANIONCO | Multizone All Non-Ducted | 205645146 |  | HMSR-A-CB-O | KWSMO-36R410AIH | Non-Ducted Indoor Units |  | 11.5 | 22.5 | 10.2 |  |  |  | FALSE | FALSE | FALSE | 36000 | 24600 | 2.78 | 25750 | 2.18
205645144 |  | Live | Midea Electric Trading | KANIONCO | Multizone All Non-Ducted | 205645144 |  | HMSR-A-CB-O | KWSMO-18R410AIH | Non-Ducted Indoor Units |  | 12.5 | 22.5 | 10.3 |  |  |  | TRUE | FALSE | FALSE | 18000 | 12000 | 2.79 | 13047 | 2.32
205645138 |  | Live | Midea Electric Trading | PERFECTAIRE | Multizone All Non-Ducted | 205645138 |  | HMSR-A-CB-O | 2PAMS36-HH-MZO4 | Non-Ducted Indoor Units |  | 13.5 | 21.5 | 10.5 |  |  |  | FALSE | FALSE | FALSE | 36000 | 23200 | 2.78 | 43387 | 2.31
205645145 |  | Live | Midea Electric Trading | KANIONCO | Multizone All Non-Ducted | 205645145 |  | HMSR-A-CB-O | KWSMO-30R410AIH | Non-Ducted Indoor Units |  | 12.5 | 23 | 10.3 |  |  |  | TRUE | FALSE | FALSE | 28000 | 17200 | 2.8 | 20260 | 2.2
205724750 |  | Live | Midea Electric Trading | KARDA | Multizone All Non-Ducted | 205724750 |  | HMSR-A-CB-O | 2KARDA27MZ3 | Non-Ducted Indoor Units |  | 12.5 | 23 | 10.3 |  |  |  | TRUE | FALSE | FALSE | 28000 | 17200 | 2.8 | 20260 | 2.2
205816495 |  | Live | Midea Electric Trading | AC PRO.COM | Multizone All Non-Ducted | 205816495 |  | HMSR-A-CB-O | A2OF-18HFN1-M | Non-Ducted Indoor Units |  | 12.5 | 22.5 | 10.3 |  |  |  | FALSE | FALSE | FALSE | 18000 | 12000 | 2.79 | 13047 | 2.32
205816501 |  | Live | Midea Electric Trading | AC PRO.COM | Multizone All Non-Ducted | 205816501 |  | HMSR-A-CB-O | A4OF-36HFN1-M | Non-Ducted Indoor Units |  | 11.5 | 22.5 | 10.2 |  |  |  | FALSE | FALSE | FALSE | 36000 | 24600 | 2.78 | 25750 | 2.18
205823030 |  | Live | Midea Electric Trading | KARDA | Multizone All Non-Ducted | 205823030 |  | HMSR-A-CB-O | 2KARDA36MZ4 | Non-Ducted Indoor Units |  | 11.5 | 22.5 | 10.2 |  |  |  | TRUE | FALSE | FALSE | 36000 | 24600 | 2.78 | 25750 | 2.18
205823033 |  | Live | Midea Electric Trading | KARDA | Multizone All Non-Ducted | 205823033 |  | HMSR-A-CB-O | 2KARDA18MZ2 | Non-Ducted Indoor Units |  | 12.5 | 22.5 | 10.3 |  |  |  | FALSE | FALSE | FALSE | 18000 | 12000 | 2.79 | 13047 | 2.32
205823036 |  | Live | Midea Electric Trading | KARDA | Multizone All Non-Ducted | 205823036 |  | HMSR-A-CB-O | 2KARDA48MZ5 | Non-Ducted Indoor Units |  | 12.5 | 22.4 | 10.2 |  |  |  | FALSE | FALSE | FALSE | 48000 | 29600 | 2.7 | 32820 | 2.27
205047864 |  | Live | Midea Electric Trading | C&H | Multizone All Non-Ducted | 205047864 |  | HMSR-A-CB-O | CH-HYP36MSPH-230VO | Non-Ducted Indoor Units |  | 13.5 | 21.5 | 10.5 |  |  |  | TRUE | TRUE | FALSE | 36000 | 23200 | 2.78 | 43387 | 2.31
205104722 |  | Live | Midea Electric Trading | C&H | Multizone All Non-Ducted | 205104722 |  | HMSR-A-CB-O | CH18MSPH230VO | Non-Ducted Indoor Units |  | 12.5 | 22.5 | 10.3 |  |  |  | TRUE | FALSE | FALSE | 18000 | 12000 | 2.79 | 13047 | 2.32
205104723 |  | Live | Midea Electric Trading | C&H | Multizone All Non-Ducted | 205104723 |  | HMSR-A-CB-O | CH36MSPH230VO | Non-Ducted Indoor Units |  | 11.5 | 22.5 | 10.2 |  |  |  | TRUE | FALSE | FALSE | 36000 | 24600 | 2.78 | 25750 | 2.18
205282617 |  | Live | Midea Electric Trading | C&H | Multizone All Non-Ducted | 205282617 |  | HMSR-A-CB-O | CH48MSPH230VO | Non-Ducted Indoor Units |  | 12.5 | 22.4 | 10.2 |  |  |  | TRUE | FALSE | FALSE | 48000 | 29600 | 2.7 | 32820 | 2.27
205263889 |  | Live | Midea Electric Trading | C&H | Multizone All Non-Ducted | 205263889 |  | HMSR-A-CB-O | CH36MSPH230VO | Non-Ducted Indoor Units |  | 11.5 | 22.5 | 10.2 |  |  |  | TRUE | FALSE | FALSE | 36000 | 24600 | 2.78 | 25750 | 2.18
205104724 |  | Live | Midea Electric Trading | C&H | Multizone All Non-Ducted | 205104724 |  | HMSR-A-CB-O | CH48MSPH230VO | Non-Ducted Indoor Units |  | 12.5 | 22.4 | 10.2 |  |  |  | TRUE | FALSE | FALSE | 48000 | 29600 | 2.7 | 32820 | 2.27
205123803 |  | Live | Midea Electric Trading | EMI | Multizone All Non-Ducted | 205123803 |  | HMSR-A-CB-O | MZ4H36DAA | Non-Ducted Indoor Units |  | 11.5 | 22.5 | 10.2 |  |  |  | TRUE | FALSE | FALSE | 36000 | 24600 | 2.78 | 25750 | 2.18
205309943 |  | Live | Midea Electric Trading | CONTINENTAL | Multizone All Non-Ducted | 205309943 |  | HMSR-A-CB-O | CMZH-36-O | Non-Ducted Indoor Units |  | 11.5 | 22.5 | 10.2 |  |  |  | FALSE | FALSE | FALSE | 36000 | 24600 | 2.78 | 25750 | 2.18
205306867 |  | Live | Midea Electric Trading | CANAIR | Multizone All Non-Ducted | 205306867 |  | HMSR-A-CB-O | C23MC218H21 | Non-Ducted Indoor Units |  | 12.5 | 22.5 | 10.3 |  |  |  | FALSE | FALSE | FALSE | 18000 | 12000 | 2.79 | 13047 | 2.32
205306868 |  | Live | Midea Electric Trading | CANAIR | Multizone All Non-Ducted | 205306868 |  | HMSR-A-CB-O | C23MC327H21 | Non-Ducted Indoor Units |  | 12.5 | 23 | 10.3 |  |  |  | TRUE | FALSE | FALSE | 24000 | 17200 | 2.8 | 20260 | 2.2
205306870 |  | Live | Midea Electric Trading | CANAIR | Multizone All Non-Ducted | 205306870 |  | HMSR-A-CB-O | C23MC548H21 | Non-Ducted Indoor Units |  | 12.5 | 22.4 | 10.2 |  |  |  | TRUE | FALSE | FALSE | 48000 | 29600 | 2.7 | 32820 | 2.27
205309942 |  | Live | Midea Electric Trading | NAPOLEON | Multizone All Non-Ducted | 205309942 |  | HMSR-A-CB-O | NMZO-36F-B | Non-Ducted Indoor Units |  | 11.5 | 22.5 | 10.2 |  |  |  | FALSE | FALSE | FALSE | 36000 | 24600 | 2.78 | 25750 | 2.18
203363517 |  | Live | Midea Electric Trading | CONTINENTAL | Multizone All Non-Ducted | 203363517 |  | HMSR-A-CB-O | CMZH-27-O | Non-Ducted Indoor Units |  | 12.5 | 23 | 10.3 |  |  |  | FALSE | FALSE | FALSE | 28000 | 17200 | 2.8 | 20260 | 2.2
203363530 |  | Live | Midea Electric Trading | NAPOLEON | Multizone All Non-Ducted | 203363530 |  | HMSR-A-CB-O | NMZO-27F-B | Non-Ducted Indoor Units |  | 12.5 | 23 | 10.3 |  |  |  | TRUE | FALSE | FALSE | 28000 | 17200 | 2.8 | 20260 | 2.2
203514060 |  | Live | Midea Electric Trading | EMI | Multizone All Non-Ducted | 203514060 |  | HMSR-A-CB-O | DHMZ436DA | Non-Ducted Indoor Units |  | 13.5 | 21.5 | 10.5 |  |  |  | TRUE | TRUE | FALSE | 36000 | 23200 | 2.78 | 43387 | 2.31
204005752 |  | Live | Midea Electric Trading | MOOVAIR | Multizone All Non-Ducted | 204005752 |  | HMSR-A-CB-O | DM36HOM25230X3 | Non-Ducted Indoor Units |  | 13.5 | 21.5 | 10.5 |  |  |  | TRUE | TRUE | FALSE | 36000 | 23200 | 2.78 | 43387 | 2.31
204005786 |  | Live | Midea Electric Trading | ELIOS | Multizone All Non-Ducted | 204005786 |  | HMSR-A-CB-O | DE36HOM25230X3 | Non-Ducted Indoor Units |  | 13.5 | 21.5 | 10.5 |  |  |  | TRUE | TRUE | FALSE | 36000 | 23200 | 2.78 | 43387 | 2.31
204012251 |  | Live | Midea Electric Trading | MAX-R | Multizone All Non-Ducted | 204012251 |  | HMSR-A-CB-O | MAX-R(MZ)36K30 | Non-Ducted Indoor Units |  | 13.5 | 21.5 | 10.5 |  |  |  | FALSE | FALSE | FALSE | 36000 | 23200 | 2.78 | 43387 | 2.31
204853574 |  | Live | Midea Electric Trading | EMI | Multizone All Non-Ducted | 204853574 |  | HMSR-A-CB-O | MZ5H45DAA | Non-Ducted Indoor Units |  | 12.5 | 22.4 | 10.2 |  |  |  | TRUE | FALSE | FALSE | 48000 | 29600 | 2.7 | 32820 | 2.27
204713920 |  | Live | Midea Electric Trading | MDV | Multizone All Non-Ducted | 204713920 |  | HMSR-A-CB-O | M2OF-18HFN1-M（M2OF-18HFN1-MCA） | Non-Ducted Indoor Units | CS11M-09HRFN1-MX0W(A) | 12.5 | 22.5 | 10.3 |  |  |  | FALSE | FALSE | FALSE | 18000 | 12000 | 2.79 | 13047 | 2.32
204853572 |  | Live | Midea Electric Trading | EMI | Multizone All Non-Ducted | 204853572 |  | HMSR-A-CB-O | MZ3H27DAA | Non-Ducted Indoor Units |  | 12.5 | 23 | 10.3 |  |  |  | TRUE | FALSE | FALSE | 28000 | 17200 | 2.8 | 20260 | 2.2
204853571 |  | Live | Midea Electric Trading | EMI | Multizone All Non-Ducted | 204853571 |  | HMSR-A-CB-O | MZ2H18DAA | Non-Ducted Indoor Units |  | 12.5 | 22.5 | 10.3 |  |  |  | TRUE | FALSE | FALSE | 18000 | 12000 | 2.79 | 13047 | 2.32
202608469 |  | Live | Midea Electric Trading | KARDA | Multizone All Non-Ducted | 202608469 |  | HMSR-A-CB-O | 2PAMSH18-MZO2 | Non-Ducted Indoor Units |  | 12.5 | 22.5 | 10.3 |  |  |  | TRUE | FALSE | FALSE | 18000 | 12000 | 2.79 | 13020 | 2.34
202635804 |  | Live | Midea Electric Trading | MOOVAIR | Multizone All Non-Ducted | 202635804 |  | HMSR-A-CB-O | DM27HOM23230X2 | Non-Ducted Indoor Units |  | 12.5 | 23 | 10.3 |  |  |  | TRUE | FALSE | FALSE | 28000 | 17200 | 2.8 | 20260 | 2.2
202635803 |  | Live | Midea Electric Trading | MOOVAIR | Multizone All Non-Ducted | 202635803 |  | HMSR-A-CB-O | DM18HOM23230X2 | Non-Ducted Indoor Units |  | 12.5 | 22.5 | 10.3 |  |  |  | TRUE | FALSE | FALSE | 18000 | 12000 | 2.79 | 13047 | 2.32
202635806 |  | Live | Midea Electric Trading | MOOVAIR | Multizone All Non-Ducted | 202635806 |  | HMSR-A-CB-O | DM48HOM23230X2 | Non-Ducted Indoor Units |  | 12.5 | 22.4 | 10.2 |  |  |  | TRUE | FALSE | FALSE | 48000 | 29600 | 2.7 | 32820 | 2.27
202832586 |  | Live | Midea Electric Trading | C&H | Multizone All Non-Ducted | 202832586 |  | HMSR-A-CB-O | CH28MSPH230VO | Non-Ducted Indoor Units |  | 12.5 | 23 | 10.3 |  |  |  | TRUE | FALSE | FALSE | 28000 | 17200 | 2.8 | 20260 | 2.2
202918822 |  | Live | Midea Electric Trading | BLUERIDGE | Multizone All Non-Ducted | 202918822 |  | HMSR-A-CB-O | BMHH36M17C | Non-Ducted Indoor Units |  | 13.5 | 21.5 | 10.5 |  |  |  | TRUE | TRUE | FALSE | 36000 | 23200 | 2.78 | 43387 | 2.31
203238504 |  | Live | Midea Electric Trading | ELIOS | Multizone All Non-Ducted | 203238504 |  | HMSR-A-CB-O | DE18HOM23230X2 | Non-Ducted Indoor Units |  | 12.5 | 22.5 | 10.3 |  |  |  | TRUE | FALSE | FALSE | 18000 | 12000 | 2.79 | 13047 | 2.32
203238506 |  | Live | Midea Electric Trading | ELIOS | Multizone All Non-Ducted | 203238506 |  | HMSR-A-CB-O | DE27HOM23230X2 | Non-Ducted Indoor Units |  | 12.5 | 23 | 10.3 |  |  |  | TRUE | FALSE | FALSE | 28000 | 17200 | 2.8 | 20260 | 2.2
203238518 |  | Live | Midea Electric Trading | MOOVAIR | Multizone All Non-Ducted | 203238518 |  | HMSR-A-CB-O | DM27HOM23230X2 | Non-Ducted Indoor Units |  | 12.5 | 23 | 10.3 |  |  |  | TRUE | FALSE | FALSE | 28000 | 17200 | 2.8 | 20260 | 2.2
203238508 |  | Live | Midea Electric Trading | ELIOS | Multizone All Non-Ducted | 203238508 |  | HMSR-A-CB-O | DE48HOM23230X2 | Non-Ducted Indoor Units |  | 12.5 | 22.4 | 10.2 |  |  |  | TRUE | FALSE | FALSE | 48000 | 29600 | 2.7 | 32820 | 2.27
203238516 |  | Live | Midea Electric Trading | MOOVAIR | Multizone All Non-Ducted | 203238516 |  | HMSR-A-CB-O | DM18HOM23230X2 | Non-Ducted Indoor Units |  | 12.5 | 22.5 | 10.3 |  |  |  | TRUE | FALSE | FALSE | 18000 | 12000 | 2.79 | 13047 | 2.32
203238520 |  | Live | Midea Electric Trading | MOOVAIR | Multizone All Non-Ducted | 203238520 |  | HMSR-A-CB-O | DM48HOM23230X2 | Non-Ducted Indoor Units |  | 12.5 | 22.4 | 10.2 |  |  |  | TRUE | FALSE | FALSE | 48000 | 29600 | 2.7 | 32820 | 2.27
203238789 |  | Live | Midea Electric Trading | MOOVAIR | Multizone All Non-Ducted | 203238789 |  | HMSR-A-CB-O | DM36HOM23230X2 | Non-Ducted Indoor Units |  | 11.5 | 22.5 | 10.2 |  |  |  | TRUE | FALSE | FALSE | 36000 | 24600 | 2.78 | 25750 | 2.18
203238787 |  | Live | Midea Electric Trading | ELIOS | Multizone All Non-Ducted | 203238787 |  | HMSR-A-CB-O | DE36HOM23230X2 | Non-Ducted Indoor Units |  | 11.5 | 22.5 | 10.2 |  |  |  | TRUE | FALSE | FALSE | 36000 | 24600 | 2.78 | 25750 | 2.18
203269784 |  | Live | Midea Electric Trading | DIRECT AIR | Multizone All Non-Ducted | 203269784 |  | HMSR-A-CB-O | M4OH-36HFN1-M | Non-Ducted Indoor Units |  | 13.5 | 21.5 | 10.5 |  |  |  | TRUE | TRUE | FALSE | 36000 | 23200 | 2.78 | 43387 | 2.31
202195107 |  | Live | Midea Electric Trading | KERR | Multizone All Non-Ducted | 202195107 |  | HMSR-A-CB-O | A-KMH48PU-1 | Non-Ducted Indoor Units |  | 12.5 | 22.4 | 10.2 |  |  |  | TRUE | FALSE | FALSE | 48000 | 29600 | 2.7 | 32820 | 2.27
202195114 |  | Live | Midea Electric Trading | COMFORT-AIRE | Multizone All Non-Ducted | 202195114 |  | HMSR-A-CB-O | A-VMH48PU-1 | Non-Ducted Indoor Units |  | 12.5 | 22.4 | 10.2 |  |  |  | TRUE | FALSE | FALSE | 48000 | 29600 | 2.7 | 30070 | 2.12
202195115 |  | Live | Midea Electric Trading | CENTURY | Multizone All Non-Ducted | 202195115 |  | HMSR-A-CB-O | A-VMH48PU-1 | Non-Ducted Indoor Units |  | 12.5 | 22.4 | 10.2 |  |  |  | TRUE | FALSE | FALSE | 48000 | 29600 | 2.7 | 30070 | 2.12
202575873 |  | Live | Midea Electric Trading | COMFORTSTAR | Multizone All Non-Ducted | 202575873 |  | HMSR-A-CB-O | CM4-36-4ZX | Non-Ducted Indoor Units |  | 13.5 | 21.5 | 10.5 |  |  |  | TRUE | TRUE | FALSE | 36000 | 23200 | 2.78 | 43387 | 2.31
202585746 |  | Live | Midea Electric Trading | PERFECTAIRE | Multizone All Non-Ducted | 202585746 |  | HMSR-A-CB-O | 2PAMSH27-MZO3 | Non-Ducted Indoor Units |  | 12.5 | 23 | 10.3 |  |  |  | TRUE | FALSE | FALSE | 28000 | 17200 | 2.82 | 20940 | 2.27
202585747 |  | Live | Midea Electric Trading | PERFECTAIRE | Multizone All Non-Ducted | 202585747 |  | HMSR-A-CB-O | 2PAMSH18-MZO2 | Non-Ducted Indoor Units |  | 12.5 | 22.5 | 10.3 |  |  |  | TRUE | FALSE | FALSE | 18000 | 12000 | 2.79 | 13020 | 2.34
202608468 |  | Live | Midea Electric Trading | KARDA | Multizone All Non-Ducted | 202608468 |  | HMSR-A-CB-O | 2PAMSH48-MZO5 | Non-Ducted Indoor Units |  | 12.5 | 22.4 | 10.2 |  |  |  | TRUE | FALSE | FALSE | 48000 | 29600 | 2.31 | 30070 | 2.12
202608467 |  | Live | Midea Electric Trading | KARDA | Multizone All Non-Ducted | 202608467 |  | HMSR-A-CB-O | 2PAMSH27-MZO3 | Non-Ducted Indoor Units |  | 12.5 | 23 | 10.3 |  |  |  | TRUE | FALSE | FALSE | 28000 | 17200 | 2.82 | 20940 | 2.27
9964800 |  | Live | Midea Electric Trading | PERFECTAIRE | Multizone All Non-Ducted | 9964800 |  | HMSR-A-CB-O | 2PAMSH48-MZO5 | Non-Ducted Indoor Units |  | 12.5 | 22.4 | 10.2 |  |  |  | TRUE | FALSE | FALSE | 48000 | 29600 | 2.31 | 30070 | 2.12
201763956 |  | Live | Midea Electric Trading | COMFORTSTAR | Multizone All Non-Ducted | 201763956 |  | HMSR-A-CB-O | CM2-18-2Z | Non-Ducted Indoor Units |  | 12.5 | 22.5 | 10.3 |  |  |  | TRUE | FALSE | FALSE | 18000 | 12000 | 2.79 | 13047 | 2.32
201763958 |  | Live | Midea Electric Trading | COMFORTSTAR | Multizone All Non-Ducted | 201763958 |  | HMSR-A-CB-O | CM3-27-3Z | Non-Ducted Indoor Units |  | 12.5 | 23 | 10.3 |  |  |  | TRUE | FALSE | FALSE | 28000 | 17200 | 2.8 | 20260 | 2.2
201763963 |  | Live | Midea Electric Trading | COMFORTSTAR | Multizone All Non-Ducted | 201763963 |  | HMSR-A-CB-O | CM4-48-4Z | Non-Ducted Indoor Units |  | 11.5 | 22.5 | 10.2 |  |  |  | TRUE | FALSE | FALSE | 36000 | 24600 | 2.78 | 25750 | 2.18
201763961 |  | Live | Midea Electric Trading | COMFORTSTAR | Multizone All Non-Ducted | 201763961 |  | HMSR-A-CB-O | CM5-54-5Z | Non-Ducted Indoor Units |  | 12.5 | 22.4 | 10.2 |  |  |  | TRUE | FALSE | FALSE | 48000 | 29600 | 2.7 | 32820 | 2.27
201810036 |  | Live | Midea Electric Trading | COMFORT-AIRE | Multizone All Non-Ducted | 201810036 |  | HMSR-A-CB-O | A-VMH36QU-1 | Non-Ducted Indoor Units |  | 13.5 | 21.5 | 10.5 |  |  |  | TRUE | TRUE | FALSE | 36000 | 23200 | 2.78 | 38125 | 2.03
201862959 |  | Live | Midea Electric Trading | CENTURY | Multizone All Non-Ducted | 201862959 |  | HMSR-A-CB-O | A-VMH36QU-1 | Non-Ducted Indoor Units |  | 13.5 | 21.5 | 10.5 |  |  |  | TRUE | TRUE | FALSE | 36000 | 23200 | 2.78 | 38125 | 2.03
201866481 |  | Live | Midea Electric Trading | KERR | Multizone All Non-Ducted | 201866481 |  | HMSR-A-CB-O | A-KMH36QU-1 | Non-Ducted Indoor Units |  | 13.5 | 21.5 | 10.5 |  |  |  | TRUE | TRUE | FALSE | 36000 | 23200 | 2.78 | 43387 | 2.31
8977709 |  | Live | Midea Electric Trading | MRCOOL | Multizone All Non-Ducted | 8977709 |  | HMSR-A-CB-O | MULTI4-36HP230V1 | Non-Ducted Indoor Units |  | 11.5 | 22.5 | 10.2 |  |  |  | FALSE | FALSE | FALSE | 36000 | 24600 | 2.78 | 25750 | 2.18
8994012 |  | Live | Midea Electric Trading | DIRECT AIR | Multizone All Non-Ducted | 8994012 |  | HMSR-A-CB-O | M3OF-27HFN1-M | Non-Ducted Indoor Units |  | 12.5 | 23 | 10.3 |  |  |  | TRUE | FALSE | FALSE | 28000 | 17200 | 2.82 | 20940 | 2.27
9006310 |  | Live | Midea Electric Trading | MIDEA | Multizone All Non-Ducted | 9006310 |  | HMSR-A-CB-O | M2OF-18HFN1-M | Non-Ducted Indoor Units |  | 12.5 | 22.5 | 10.3 |  |  |  | TRUE | FALSE | FALSE | 18000 | 12000 | 2.79 | 13047 | 2.32
8977710 |  | Live | Midea Electric Trading | MRCOOL | Multizone All Non-Ducted | 8977710 |  | HMSR-A-CB-O | MULTI5-48HP230V1 | Non-Ducted Indoor Units |  | 12.5 | 22.4 | 10.2 |  |  |  | TRUE | FALSE | FALSE | 48000 | 29600 | 2.7 | 32820 | 2.27
8977720 |  | Live | Midea Electric Trading | SENVILLE | Multizone All Non-Ducted | 8977720 |  | HMSR-A-CB-O | SENA/48HF/MOZ | Non-Ducted Indoor Units |  | 12.5 | 22.4 | 10.2 |  |  |  | TRUE | FALSE | FALSE | 48000 | 29600 | 2.7 | 32820 | 2.27
8994011 |  | Live | Midea Electric Trading | DIRECT AIR | Multizone All Non-Ducted | 8994011 |  | HMSR-A-CB-O | M2OF-18HFN1-M | Non-Ducted Indoor Units |  | 12.5 | 22.5 | 10.3 |  |  |  | TRUE | FALSE | FALSE | 18000 | 12000 | 2.79 | 13020 | 2.34
8994415 |  | Live | Midea Electric Trading | MDV | Multizone All Non-Ducted | 8994415 |  | HMSR-A-CB-O | M4OH-36HFN1-M | Non-Ducted Indoor Units | CS11M-09HRFN1-MX0W(A) | 13.5 | 21.5 | 10.5 |  |  |  | TRUE | TRUE | FALSE | 36000 | 23200 | 2.78 | 43387 | 2.31
8994014 |  | Live | Midea Electric Trading | DIRECT AIR | Multizone All Non-Ducted | 8994014 |  | HMSR-A-CB-O | M5OF-48HFN1-M | Non-Ducted Indoor Units |  | 12.5 | 22.4 | 10.2 |  |  |  | TRUE | FALSE | FALSE | 48000 | 29600 | 2.7 | 30070 | 2.12
9006312 |  | Live | Midea Electric Trading | MIDEA | Multizone All Non-Ducted | 9006312 |  | HMSR-A-CB-O | M4OF-36HFN1-M | Non-Ducted Indoor Units |  | 11.5 | 22.5 | 10.2 |  |  |  | TRUE | FALSE | FALSE | 36000 | 24600 | 2.78 | 25750 | 2.18
9006311 |  | Live | Midea Electric Trading | MIDEA | Multizone All Non-Ducted | 9006311 |  | HMSR-A-CB-O | M3OF-27HFN1-M | Non-Ducted Indoor Units |  | 12.5 | 23 | 10.3 |  |  |  | TRUE | FALSE | FALSE | 28000 | 17200 | 2.8 | 20260 | 2.2
9006313 |  | Live | Midea Electric Trading | MIDEA | Multizone All Non-Ducted | 9006313 |  | HMSR-A-CB-O | M5OF-48HFN1-M | Non-Ducted Indoor Units |  | 12.5 | 22.4 | 10.2 |  |  |  | TRUE | FALSE | FALSE | 48000 | 29600 | 2.7 | 32820 | 2.27
8856675 |  | Live | Midea Electric Trading | MDV | Multizone All Non-Ducted | 8856675 |  | HMSR-A-CB-O | M2OF-18HFN1-M | Non-Ducted Indoor Units | CS11M-09HRFN1-MX0W(A) | 12.5 | 22.5 | 10.3 |  |  |  | TRUE | FALSE | FALSE | 18000 | 12000 | 2.79 | 13047 | 2.32
8856677 |  | Live | Midea Electric Trading | MDV | Multizone All Non-Ducted | 8856677 |  | HMSR-A-CB-O | M4OF-36HFN1-M | Non-Ducted Indoor Units | CS11M-09HRFN1-MX0W(A) | 11.5 | 22.5 | 10.2 |  |  |  | TRUE | FALSE | FALSE | 36000 | 24600 | 2.78 | 25750 | 2.18
8858349 |  | Live | Midea Electric Trading | MDV | Multizone All Non-Ducted | 8858349 |  | HMSR-A-CB-O | M3OF-27HFN1-M** | Non-Ducted Indoor Units | MSMBB-09HRFN1-MW0W | 11.5 | 20.4 | 10.8 |  |  |  | TRUE | TRUE | TRUE | 27000 | 17800 | 2.88 | 22157 | 2.08
8856676 |  | Live | Midea Electric Trading | MDV | Multizone All Non-Ducted | 8856676 |  | HMSR-A-CB-O | M3OF-27HFN1-M | Non-Ducted Indoor Units | CS11M-09HRFN1-MX0W(A) | 12.5 | 23 | 10.3 |  |  |  | TRUE | FALSE | FALSE | 28000 | 17200 | 2.8 | 20260 | 2.2
8858355 |  | Live | Midea Electric Trading | SENVILLE | Multizone All Non-Ducted | 8858355 |  | HMSR-A-CB-O | SENA/30HF/MOZ | Non-Ducted Indoor Units |  | 12.5 | 23 | 10.3 |  |  |  | TRUE | FALSE | FALSE | 28000 | 17200 | 2.8 | 20260 | 2.2
8858356 |  | Live | Midea Electric Trading | SENVILLE | Multizone All Non-Ducted | 8858356 |  | HMSR-A-CB-O | SENA/36HF/MOZ | Non-Ducted Indoor Units |  | 11.5 | 22.5 | 10.2 |  |  |  | TRUE | FALSE | FALSE | 36000 | 24600 | 2.78 | 25750 | 2.18
8858354 |  | Live | Midea Electric Trading | SENVILLE | Multizone All Non-Ducted | 8858354 |  | HMSR-A-CB-O | SENA/18HF/MOZ | Non-Ducted Indoor Units |  | 12.5 | 22.5 | 10.3 |  |  |  | TRUE | FALSE | FALSE | 18000 | 12000 | 2.79 | 13047 | 2.32
8977707 |  | Live | Midea Electric Trading | MRCOOL | Multizone All Non-Ducted | 8977707 |  | HMSR-A-CB-O | MULTI2-18HP230V1 | Non-Ducted Indoor Units |  | 12.5 | 22.5 | 10.3 |  |  |  | TRUE | FALSE | FALSE | 18000 | 12000 | 2.79 | 13047 | 2.32
8967208 |  | Live | Midea Electric Trading | MDV | Multizone All Non-Ducted | 8967208 |  | HMSR-A-CB-O | M5OF-48HFN1-M | Non-Ducted Indoor Units | CS11M-09HRFN1-MX0W(A) | 12.5 | 22.4 | 10.2 |  |  |  | TRUE | FALSE | FALSE | 48000 | 29600 | 2.7 | 32820 | 2.27
8977708 |  | Live | Midea Electric Trading | MRCOOL | Multizone All Non-Ducted | 8977708 |  | HMSR-A-CB-O | MULTI3-27HP230V1 | Non-Ducted Indoor Units |  | 12.5 | 23 | 10.3 |  |  |  | TRUE | FALSE | FALSE | 28000 | 17200 | 2.8 | 20260 | 2.2
211749857 |  | Live | Trane U.S. Inc. | AMERISTAR | Multizone All Ducted | 211749857 |  | HRCU-A-CB | E4HL5024A1000A | Ducted Indoor Units | E4AH5E24A1J30A |  |  |  | 9.2 | 15.2 | 8.1 | FALSE | FALSE | FALSE | 24000 | 19100 | 2.5 | 19100 | 2.5
211749856 |  | Live | Trane U.S. Inc. | AMERISTAR | Multizone All Ducted | 211749856 |  | HRCU-A-CB | E4HL5018A1000A |  | E4AH5E24A1J30A |  |  |  | 9.8 | 15.2 | 8.5 | FALSE | FALSE | FALSE | 20000 | 15000 | 2.4 | 18500 | 2.96
212394376 |  | Live | Trane U.S. Inc. | AMERISTAR | Multizone All Ducted | 212394376 |  | HRCU-A-C | E4HL5024A1000A |  | 4TXCB004DS3 |  |  |  | 8.5 | 14.3 | 8.1 | FALSE | FALSE | FALSE | 24000 | 20000 | 2.1 | 20500 | 2.15
212394377 |  | Live | Trane U.S. Inc. | AMERISTAR | Multizone All Ducted | 212394377 |  | HRCU-A-C | E4HL5024A1000A |  | 4TXCB003DS3 |  |  |  | 8.5 | 14.3 | 8.1 | FALSE | FALSE | FALSE | 24000 | 20000 | 2.1 | 20500 | 2.15
212400612 |  | Live | Trane U.S. Inc. | RUNTRU | Multizone All Ducted | 212400612 |  | HRCU-A-C | E4HL5018A1000A | Ducted Indoor Units | 4TXCB003DS3 |  |  |  | 8.5 | 14.3 | 8.1 | FALSE | FALSE | FALSE | 20000 | 20000 | 2.1 | 20000 | 2.1
211749848 |  | Live | Trane U.S. Inc. | RUNTRU | Multizone All Ducted | 211749848 |  | HRCU-A-CB | E4HL5024A1000A | Ducted Indoor Units | E4AH5E24A1J30A |  |  |  | 9.2 | 15.2 | 8.1 | FALSE | FALSE | FALSE | 24000 | 19100 | 2.5 | 19100 | 2.5
211749847 |  | Live | Trane U.S. Inc. | RUNTRU | Multizone All Ducted | 211749847 |  | HRCU-A-CB | E4HL5018A1000A |  | E4AH5E24A1J30A |  |  |  | 9.8 | 15.2 | 8.5 | FALSE | FALSE | FALSE | 20000 | 15000 | 2.4 | 18500 | 2.96
212400613 |  | Live | Trane U.S. Inc. | AMERISTAR | Multizone All Ducted | 212400613 |  | HRCU-A-C | E4HL5018A1000A | Ducted Indoor Units | 4TXCB003DS3 |  |  |  | 8.5 | 14.3 | 8.1 | FALSE | FALSE | FALSE | 20000 | 20000 | 2.1 | 20000 | 2.1
212394368 |  | Live | Trane U.S. Inc. | RUNTRU | Multizone All Ducted | 212394368 |  | HRCU-A-C | E4HL5024A1000A |  | 4TXCB004DS3 |  |  |  | 8.5 | 14.3 | 8.1 | FALSE | FALSE | FALSE | 24000 | 20000 | 2.1 | 20500 | 2.15
212394369 |  | Live | Trane U.S. Inc. | RUNTRU | Multizone All Ducted | 212394369 |  | HRCU-A-C | E4HL5024A1000A |  | 4TXCB003DS3 |  |  |  | 8.5 | 14.3 | 8.1 | FALSE | FALSE | FALSE | 24000 | 20000 | 2.1 | 20500 | 2.15
213685843 |  | Live | Gree | KINGHOME | Multizone All Ducted | 213685843 |  | HSP-A | KRH05TCU | [5 empty] | 10.6 | 17 | 8.3 | FALSE | TRUE | TRUE | 56000 | 37000 | 2.38 | 37000 | 2.38
207349374 |  | Live | Samsung Electronics | SAMSUNG | Multizone All Non-Ducted | 207349374 |  | HMSR-A-CB-O | AJ048BXJ5CH | Non-Ducted Indoor Units |  | 10.5 | 19.7 | 10.3 | 10.5 | 21 | 9 | FALSE | FALSE | FALSE | 47000 | 28400 | 2.55 | 36600 | 1.83
207349914 |  | Live | Samsung Electronics | SAMSUNG | Multizone All Non-Ducted | 207349914 |  | HMSR-A-CB-O | AJ020BXJ2CH | Non-Ducted Indoor Units |  | 12.7 | 19.5 | 10 | 12.7 | 19.5 | 8.6 | TRUE | FALSE | FALSE | 18000 | 12800 | 2.68 | 19000 | 2.03
207349915 |  | Live | Samsung Electronics | SAMSUNG | Multizone All Non-Ducted | 207349915 |  | HMSR-A-CB-O | AJ024BXJ3CH | Non-Ducted Indoor Units |  | 12.7 | 19 | 10 | 12.7 | 19.5 | 8.8 | TRUE | FALSE | FALSE | 22000 | 14600 | 2.71 | 19500 | 2.01
204926518 |  | Live | Mitsubishi Electric Trane | MITSUBISHI ELECTRIC | Multizone All Non-Ducted | 204926518 |  | HMSV-A-CB | MXZ-8C60NA2 | Mixed Ducted and Non-Ducted Indoor Units |  | 11.25 | 18.25 | 10.7 |  |  |  | FALSE | FALSE | FALSE | 60000 | 41000 | 2.47 | 65000 | 2.35
202411913 |  | Live | Mitsubishi Electric Trane | MITSUBISHI ELECTRIC | Multizone All Ducted | 202411913 |  | HMSV-A-CB | PUMY-P60NKMU2 | Ducted Indoor Units |  | 11.1 | 17.8 | 10.7 |  |  |  | FALSE | FALSE | FALSE | 60000 | 40500 | 2.84 | 45144 | 3.17
209424920 |  | Live | Mitsubishi Electric Trane | MITSUBISHI ELECTRIC | Multizone All Non-Ducted | 209424920 |  | HMSR-A-CB-O | MXZ-2C20NA4*** | Non-Ducted Indoor Units |  | 12.7 | 20 | 10 | 12.7 | 20 | 9.91 | TRUE | FALSE | FALSE | 18000 | 13500 | 2.91 | 15500 | 2.6
211289244 |  | Live | Mitsubishi Electric Trane | MITSUBISHI ELECTRIC | Singlezone Non-Ducted, Ceiling Placement | 211289244 |  | HRCU-A-CB-O | SUZ-KA09NA2 | Mini-Splits | SLZ-KF09NA* | 13.4 | 22.4 | 12.2 | 13.4 | 24 | 10 | TRUE | FALSE | TRUE | 9000 | 6900 | 2.5 | 6900 | 2.5
211497097 |  | Live | Mitsubishi Electric Trane | TRANE / MITSUBISHI ELECTRIC | Singlezone Non-Ducted, Ceiling Placement | 211497097 | 202392213 | HRCU-A-CB-O | NTXSKS09A112AA | Mini-Splits | NTXCKS09A112** | 13.4 | 22.4 | 12.2 | 13.4 | 24 | 10 | TRUE | FALSE | TRUE | 9000 | 6900 | 2.5 | 6900 | 2.5
211289247 |  | Live | Mitsubishi Electric Trane | MITSUBISHI ELECTRIC | Singlezone Non-Ducted, Ceiling Placement | 211289247 |  | HRCU-A-CB-O | SUZ-KA12NA2 | Mini-Splits | SLZ-KF12NA* | 13.3 | 22 | 11.4 | 13.3 | 22 | 9.7 | TRUE | FALSE | TRUE | 12000 | 8900 | 2.31 | 8900 | 2.31
211497096 |  | Live | Mitsubishi Electric Trane | TRANE / MITSUBISHI ELECTRIC | Singlezone Non-Ducted, Ceiling Placement | 211497096 | 202392221 | HRCU-A-CB-O | NTXSKS12A112AA | Mini-Splits | NTXCKS12A112** | 13.3 | 22 | 11.4 | 13.3 | 22 | 9.7 | TRUE | FALSE | TRUE | 12000 | 8900 | 2.31 | 8900 | 2.31
207702765 |  | Live | Mitsubishi Electric Trane | TRANE / MITSUBISHI ELECTRIC | Singlezone Ducted, Compact Ducted | 207702765 |  | HRCU-A-CB | NTXSKS18A112** | Mini-Splits | PEAD-A18AA* | 14.1 | 19.8 | 12.9 | 13.2 | 20.7 | 10.8 | TRUE | FALSE | TRUE | 18000 | 14000 | 2.85 | 14000 | 2.85
207702767 |  | Live | Mitsubishi Electric Trane | TRANE / MITSUBISHI ELECTRIC | Singlezone Ducted, Compact Ducted | 207702767 |  | HRCU-A-CB | NTXSKS18A112** | Mini-Splits | TPEADA0181AA*** | 14.1 | 19.8 | 12.9 | 13.2 | 20.7 | 10.8 | TRUE | FALSE | TRUE | 18000 | 14000 | 2.85 | 14000 | 2.85
207702711 |  | Live | Mitsubishi Electric Trane | MITSUBISHI ELECTRIC | Singlezone Ducted, Compact Ducted | 207702711 |  | HRCU-A-CB | SUZ-KA18NA2 | Mini-Splits | PEAD-A18AA* | 14.1 | 19.8 | 12.9 | 13.2 | 20.7 | 10.8 | TRUE | FALSE | TRUE | 18000 | 14000 | 2.85 | 14000 | 2.85
211497070 |  | Live | Mitsubishi Electric Trane | TRANE / MITSUBISHI ELECTRIC | Singlezone Ducted, Centrally Ducted | 211497070 |  | HRCU-A-CB | NTXSKS18A112AA | Mini-Splits | NAXAMT18A112** | 13.2 | 18 | 12.6 | 13.2 | 21 | 10.7 | TRUE | FALSE | TRUE | 18000 | 14000 | 2.81 | 14000 | 2.81
211289259 |  | Live | Mitsubishi Electric Trane | MITSUBISHI ELECTRIC | Singlezone Ducted, Centrally Ducted | 211289259 |  | HRCU-A-CB | SUZ-KA18NA2 | Mini-Splits | SVZ-KP18NA* | 13.2 | 18 | 12.6 | 13.2 | 21 | 10.7 | TRUE | FALSE | TRUE | 18000 | 14000 | 2.81 | 14000 | 2.81
202392239 |  | Live | Mitsubishi Electric Trane | TRANE / MITSUBISHI ELECTRIC | Singlezone Ducted, Centrally Ducted | 202392239 |  | HRCU-A-CB | NTXSKS18A112AA | Mini-Splits | NTXAMT18A112AA | 13.2 | 18 | 12.6 | 13.2 | 21 | 10.7 | TRUE | FALSE | TRUE | 18000 | 14000 | 2.81 | 14000 | 2.81
211709696 |  | Live | Carrier | BRYANT HEATING AND COOLING SYSTEMS | Singlezone Ducted, Centrally Ducted | 211709696 |  | HRCU-A-CB | 38MURAQ30AB3* | Ducted Indoor Units | PF4MN*B30L* |  |  |  | 9 | 14.5 | 9 | FALSE | FALSE | FALSE | 30600 | 23400 | 2.46 | 23760 | 2.58
211709695 |  | Live | Carrier | CARRIER | Singlezone Ducted, Centrally Ducted | 211709695 |  | HRCU-A-CB | 38MURAQ30AB3* | Ducted Indoor Units | PF4MN*B30L* |  |  |  | 9 | 14.5 | 9 | FALSE | FALSE | FALSE | 30600 | 23400 | 2.46 | 23760 | 2.58
211709694 |  | Live | Carrier | GRANDAIRE | Singlezone Ducted, Centrally Ducted | 211709694 |  | HRCU-A-CB | WDLCURAH30ABK | Ducted Indoor Units | WBHL304*B* |  |  |  | 9 | 14.5 | 9 | FALSE | FALSE | FALSE | 30600 | 23400 | 2.46 | 23760 | 2.58
211497088 |  | Live | Mitsubishi Electric Trane | TRANE / MITSUBISHI ELECTRIC | Singlezone Non-Ducted, Ceiling Placement | 211497088 | 204793343 | HRCU-A-CB-O | NTXSKH12A112AA | Mini-Splits | NTXCKS12A112** | 12.7 | 20.3 | 10 | 12.7 | 20.8 | 9 | FALSE | TRUE | FALSE | 12000 | 8300 | 2.38 | 13800 | 2.38
211289257 |  | Live | Mitsubishi Electric Trane | MITSUBISHI ELECTRIC | Singlezone Ducted, Centrally Ducted | 211289257 |  | HRCU-A-CB | SUZ-KA12NA2 | Mini-Splits | SVZ-KP12NA* | 12.7 | 18 | 12.1 | 12.7 | 20.7 | 10.5 | TRUE | FALSE | TRUE | 12000 | 9900 | 2.59 | 9900 | 2.59
211709693 |  | Live | Carrier | TEMPSTAR | Singlezone Ducted, Centrally Ducted | 211709693 |  | HRCU-A-CB | DLCURAH30ABK | Ducted Indoor Units | FJMA4*30L*B* |  |  |  | 9 | 14.5 | 9 | FALSE | FALSE | FALSE | 30600 | 23400 | 2.46 | 23760 | 2.58
202392223 |  | Live | Mitsubishi Electric Trane | TRANE / MITSUBISHI ELECTRIC | Singlezone Ducted, Centrally Ducted | 202392223 |  | HRCU-A-CB | NTXSKS12A112AA | Mini-Splits | NTXAMT12A112AA | 12.7 | 18 | 12.1 | 12.7 | 20.7 | 10.5 | TRUE | FALSE | TRUE | 12000 | 9900 | 2.59 | 9900 | 2.59
211497069 |  | Live | Mitsubishi Electric Trane | TRANE / MITSUBISHI ELECTRIC | Singlezone Ducted, Centrally Ducted | 211497069 |  | HRCU-A-CB | NTXSKS12A112AA | Mini-Splits | NAXAMT12A112** | 12.7 | 18 | 12.1 | 12.7 | 20.7 | 10.5 | TRUE | FALSE | TRUE | 12000 | 9900 | 2.59 | 9900 | 2.59
211709692 |  | Live | Carrier | SMART COMFORT | Singlezone Ducted, Centrally Ducted | 211709692 |  | HRCU-A-CB | DLCURAH30ABK | Ducted Indoor Units | FJMA4*30L*B* |  |  |  | 9 | 14.5 | 9 | FALSE | FALSE | FALSE | 30600 | 23400 | 2.46 | 23760 | 2.58
211289254 |  | Live | Mitsubishi Electric Trane | MITSUBISHI ELECTRIC | Singlezone Non-Ducted, Ceiling Placement | 211289254 |  | HRCU-A-CB-O | SUZ-KA18NA2 | Mini-Splits | SLZ-KF18NA* | 12.5 | 20.7 | 11.6 | 12.5 | 21 | 10 | TRUE | FALSE | TRUE | 17700 | 12900 | 2.68 | 12900 | 2.68
207699125 |  | Live | Mitsubishi Electric Trane | MITSUBISHI ELECTRIC | Singlezone Non-Ducted, Ceiling Placement | 207699125 |  | HRCU-A-CB-O | SUZ-KA18NA2 | Mini-Splits | MLZ-KP18NA* | 12.5 | 22.3 | 12.4 | 12.5 | 22.9 | 10.5 | TRUE | FALSE | TRUE | 18000 | 13100 | 2.63 | 13100 | 2.63
211709691 |  | Live | Carrier | KEEPRITE | Singlezone Ducted, Centrally Ducted | 211709691 |  | HRCU-A-CB | DLCURAH30ABK | Ducted Indoor Units | FJMA4*30L*B* |  |  |  | 9 | 14.5 | 9 | FALSE | FALSE | FALSE | 30600 | 23400 | 2.46 | 23760 | 2.58
211497094 |  | Live | Mitsubishi Electric Trane | TRANE / MITSUBISHI ELECTRIC | Singlezone Non-Ducted, Ceiling Placement | 211497094 | 202392237 | HRCU-A-CB-O | NTXSKS18A112AA | Mini-Splits | NTXCKS18A112** | 12.5 | 20.7 | 11.6 | 12.5 | 21 | 10 | TRUE | FALSE | TRUE | 17700 | 12900 | 2.68 | 12900 | 2.68
207699143 |  | Live | Mitsubishi Electric Trane | TRANE / MITSUBISHI ELECTRIC | Singlezone Non-Ducted, Ceiling Placement | 207699143 | 202392233 | HRCU-A-CB-O | NTXSKS18A112** | Mini-Splits | NTXUKS18A112** | 12.5 | 22.3 | 12.4 | 12.5 | 22.9 | 10.5 | TRUE | FALSE | TRUE | 18000 | 13100 | 2.63 | 13100 | 2.63
211709690 |  | Live | Carrier | HEIL | Singlezone Ducted, Centrally Ducted | 211709690 |  | HRCU-A-CB | DLCURAH30ABK | Ducted Indoor Units | FJMA4*30L*B* |  |  |  | 9 | 14.5 | 9 | FALSE | FALSE | FALSE | 30600 | 23400 | 2.46 | 23760 | 2.58
207699122 |  | Live | Mitsubishi Electric Trane | MITSUBISHI ELECTRIC | Singlezone Non-Ducted, Ceiling Placement | 207699122 |  | HRCU-A-CB-O | SUZ-KA12NA2 | Mini-Splits | MLZ-KP12NA* | 12.5 | 19.8 | 12.1 | 12.2 | 21.7 | 10.9 | TRUE | FALSE | TRUE | 12000 | 9900 | 2.84 | 9900 | 2.84
207699141 |  | Live | Mitsubishi Electric Trane | TRANE / MITSUBISHI ELECTRIC | Singlezone Non-Ducted, Ceiling Placement | 207699141 | 202392219 | HRCU-A-CB-O | NTXSKS12A112** | Mini-Splits | NTXUKS12A112** | 12.5 | 19.8 | 12.1 | 12.2 | 21.7 | 10.9 | TRUE | FALSE | TRUE | 12000 | 9900 | 2.84 | 9900 | 2.84
211709689 |  | Live | Carrier | DAY & NIGHT | Singlezone Ducted, Centrally Ducted | 211709689 |  | HRCU-A-CB | DLCURAH30ABK | Ducted Indoor Units | FJMA4*30L*B* |  |  |  | 9 | 14.5 | 9 | FALSE | FALSE | FALSE | 30600 | 23400 | 2.46 | 23760 | 2.58
211709688 |  | Live | Carrier | COMFORTMAKER | Singlezone Ducted, Centrally Ducted | 211709688 |  | HRCU-A-CB | DLCURAH30ABK | Ducted Indoor Units | FJMA4*30L*B* |  |  |  | 9 | 14.5 | 9 | FALSE | FALSE | FALSE | 30600 | 23400 | 2.46 | 23760 | 2.58
207702707 |  | Live | Mitsubishi Electric Trane | MITSUBISHI ELECTRIC | Singlezone Ducted, Compact Ducted | 207702707 |  | HRCU-A-CB | SUZ-KA15NA2 | Mini-Splits | PEAD-A15AA* | 13 | 19.2 | 11.6 | 12 | 18 | 9.6 | TRUE | FALSE | TRUE | 15000 | 10500 | 2.28 | 11300 | 2.45
207702761 |  | Live | Mitsubishi Electric Trane | TRANE / MITSUBISHI ELECTRIC | Singlezone Ducted, Compact Ducted | 207702761 |  | HRCU-A-CB | NTXSKS15A112** | Mini-Splits | PEAD-A15AA* | 13 | 19.2 | 11.6 | 12 | 18 | 9.6 | TRUE | FALSE | TRUE | 15000 | 10500 | 2.28 | 11300 | 2.45
207702763 |  | Live | Mitsubishi Electric Trane | TRANE / MITSUBISHI ELECTRIC | Singlezone Ducted, Compact Ducted | 207702763 | 202392227 | HRCU-A-CB | NTXSKS15A112** | Mini-Splits | TPEADA0151AA*** | 13 | 19.2 | 11.6 | 12 | 18 | 9.6 | TRUE | FALSE | TRUE | 15000 | 10500 | 2.28 | 11300 | 2.45
207702701 |  | Live | Mitsubishi Electric Trane | MITSUBISHI ELECTRIC | Singlezone Ducted, Compact Ducted | 207702701 |  | HRCU-A-CB | SUZ-KA12NA2 | Mini-Splits | PEAD-A12AA* | 12.9 | 20.5 | 13 | 11.8 | 20 | 10.9 | TRUE | FALSE | TRUE | 12000 | 9700 | 2.66 | 9900 | 2.71
211709687 |  | Live | Carrier | ARCOAIRE | Singlezone Ducted, Centrally Ducted | 211709687 |  | HRCU-A-CB | DLCURAH30ABK | Ducted Indoor Units | FJMA4*30L*B* |  |  |  | 9 | 14.5 | 9 | FALSE | FALSE | FALSE | 30600 | 23400 | 2.46 | 23760 | 2.58
207702759 |  | Live | Mitsubishi Electric Trane | TRANE / MITSUBISHI ELECTRIC | Singlezone Ducted, Compact Ducted | 207702759 |  | HRCU-A-CB | NTXSKS12A112** | Mini-Splits | PEAD-A12AA* | 12.9 | 20.5 | 13 | 11.8 | 20 | 10.9 | TRUE | FALSE | TRUE | 12000 | 9700 | 2.66 | 9900 | 2.71
211709686 |  | Live | Carrier | AIRQUEST | Singlezone Ducted, Centrally Ducted | 211709686 |  | HRCU-A-CB | DLCURAH30ABK | Ducted Indoor Units | FJMA4*30L*B* |  |  |  | 9 | 14.5 | 9 | FALSE | FALSE | FALSE | 30600 | 23400 | 2.46 | 23760 | 2.58
207702695 |  | Live | Mitsubishi Electric Trane | MITSUBISHI ELECTRIC | Singlezone Ducted, Compact Ducted | 207702695 |  | HRCU-A-CB | SUZ-KA09NA2 | Mini-Splits | PEAD-A09AA* | 12.5 | 19.7 | 12.6 | 11.2 | 17.9 | 10.5 | TRUE | FALSE | TRUE | 9000 | 7600 | 2.53 | 7600 | 2.53
207702757 |  | Live | Mitsubishi Electric Trane | TRANE / MITSUBISHI ELECTRIC | Singlezone Ducted, Compact Ducted | 207702757 | 202392211 | HRCU-A-CB | NTXSKS09A112** | Mini-Splits | TPEADA0091AA*** | 12.5 | 19.7 | 12.6 | 11.2 | 17.9 | 10.5 | FALSE | FALSE | TRUE | 9000 | 7600 | 2.53 | 7600 | 2.53
211468097 |  | Live | Carrier | PAYNE HEATING AND COOLING | Singlezone Ducted, Centrally Ducted | 211468097 |  | HRCU-A-CB | 38MURAQ30AB3* | Ducted Indoor Units | PF4MN*B30L* |  |  |  | 9 | 14.5 | 9 | FALSE | FALSE | FALSE | 30600 | 23400 | 2.46 | 23760 | 2.58
201754643 |  | Live | Mitsubishi Electric Trane | MITSUBISHI ELECTRIC | Multizone All Ducted | 201754643 |  | HMSV-A-CB | MXZ-2C20NA2 | Ducted Indoor Units |  | 10 | 16 | 9.3 |  |  |  | FALSE | FALSE | FALSE | 20000 | 12500 | 2.22 | 13500 | 2.2
201754442 |  | Live | Mitsubishi Electric Trane | MITSUBISHI ELECTRIC | Multizone All Non-Ducted | 201754442 |  | HMSR-A-CB-O | MXZ-8C48NA | Non-Ducted Indoor Units |  | 12 | 18.9 | 11.4 |  |  |  | FALSE | FALSE | FALSE | 48000 | 33000 | 2.6 | 36600 | 1.91
201754903 |  | Live | Mitsubishi Electric Trane | MITSUBISHI ELECTRIC | Multizone All Ducted | 201754903 |  | HMSV-A-CB | MXZ-3C24NA2 | Ducted Indoor Units |  | 11.2 | 16 | 9.2 |  |  |  | FALSE | FALSE | FALSE | 23600 | 14000 | 2.74 | 19600 | 2.35
201754906 |  | Live | Mitsubishi Electric Trane | MITSUBISHI ELECTRIC | Multizone All Ducted | 201754906 |  | HMSV-A-CB | MXZ-3C24NAHZ2 | Ducted Indoor Units |  | 10 | 15.5 | 9 |  |  |  | FALSE | FALSE | FALSE | 23600 | 14000 | 2.56 | 24600 | 1.9
201754910 |  | Live | Mitsubishi Electric Trane | MITSUBISHI ELECTRIC | Multizone All Ducted | 201754910 |  | HMSV-A-CB | MXZ-4C36NA2 | Ducted Indoor Units |  | 8.7 | 16 | 9.8 |  |  |  | FALSE | FALSE | FALSE | 34400 | 20200 | 2.67 | 26600 | 2.2
201755016 |  | Live | Mitsubishi Electric Trane | MITSUBISHI ELECTRIC | Multizone Mix of Ducted and Non-Ducted | 201755016 |  | HMSV-A-CB | MXZ-3C24NAHZ2 | Mixed Ducted and Non-Ducted Indoor Units |  | 11.75 | 17.25 | 9.5 |  |  |  | FALSE | FALSE | FALSE | 22800 | 14000 | 2.55 | 24800 | 1.98
201754907 |  | Live | Mitsubishi Electric Trane | MITSUBISHI ELECTRIC | Multizone All Ducted | 201754907 |  | HMSV-A-CB | MXZ-3C30NA2 | Ducted Indoor Units |  | 9.6 | 16.2 | 9.6 |  |  |  | FALSE | FALSE | FALSE | 27400 | 15100 | 2.43 | 21000 | 2.18
201755015 |  | Live | Mitsubishi Electric Trane | MITSUBISHI ELECTRIC | Multizone Mix of Ducted and Non-Ducted | 201755015 |  | HMSV-A-CB | MXZ-3C24NA2 | Mixed Ducted and Non-Ducted Indoor Units |  | 12.4 | 18 | 9.5 |  |  |  | FALSE | FALSE | FALSE | 22800 | 14000 | 2.81 | 19600 | 2.29
201755013 |  | Live | Mitsubishi Electric Trane | MITSUBISHI ELECTRIC | Multizone Mix of Ducted and Non-Ducted | 201755013 |  | HMSV-A-CB | MXZ-2C20NA2 | Mixed Ducted and Non-Ducted Indoor Units |  | 11.35 | 18 | 9.65 |  |  |  | FALSE | FALSE | FALSE | 19000 | 13000 | 2.57 | 14500 | 2.39
201755023 |  | Live | Mitsubishi Electric Trane | MITSUBISHI ELECTRIC | Multizone Mix of Ducted and Non-Ducted | 201755023 |  | HMSV-A-CB | MXZ-8C48NA | Mixed Ducted and Non-Ducted Indoor Units |  | 10.75 | 16.8 | 10.75 |  |  |  | FALSE | FALSE | FALSE | 48000 | 34000 | 2.45 | 36600 | 1.8
201755942 |  | Live | Mitsubishi Electric Trane | MITSUBISHI ELECTRIC | Multizone All Non-Ducted | 201755942 |  | HMSR-A-CB-O | MXZ-3C30NA2 | Non-Ducted Indoor Units |  | 10.6 | 19 | 10.6 |  |  |  | FALSE | FALSE | FALSE | 28400 | 16000 | 2.66 | 21000 | 2.25
201755943 |  | Live | Mitsubishi Electric Trane | MITSUBISHI ELECTRIC | Multizone All Non-Ducted | 201755943 |  | HMSR-A-CB-O | MXZ-4C36NA2 | Non-Ducted Indoor Units |  | 9.4 | 19.2 | 11 |  |  |  | FALSE | FALSE | FALSE | 35400 | 22200 | 2.83 | 26600 | 2.27
202354886 |  | Live | Mitsubishi Electric Trane | AMERICAN STANDARD / MITSUBISHI ELECTRIC | Multizone All Ducted | 202354886 |  | HMSV-A-CB | NAXMMX24A132AA | Ducted Indoor Units |  | 11.2 | 16 | 9.2 |  |  |  | FALSE | FALSE | FALSE | 23600 | 14000 | 2.74 | 19600 | 2.35
202354888 |  | Live | Mitsubishi Electric Trane | AMERICAN STANDARD / MITSUBISHI ELECTRIC | Multizone All Ducted | 202354888 |  | HMSV-A-CB | NAXMMX30A132AA | Ducted Indoor Units |  | 9.6 | 16.2 | 9.6 |  |  |  | FALSE | FALSE | FALSE | 27400 | 15100 | 2.43 | 21000 | 2.18
202354889 |  | Live | Mitsubishi Electric Trane | AMERICAN STANDARD / MITSUBISHI ELECTRIC | Multizone All Non-Ducted | 202354889 |  | HMSR-A-CB-O | NAXMMX30A132A* | Non-Ducted Indoor Units |  | 10.6 | 19 | 10.6 |  |  |  | FALSE | FALSE | FALSE | 28400 | 16000 | 2.66 | 21000 | 2.25
202354890 |  | Live | Mitsubishi Electric Trane | AMERICAN STANDARD / MITSUBISHI ELECTRIC | Multizone All Ducted | 202354890 |  | HMSV-A-CB | NAXMMX36A142AA | Ducted Indoor Units |  | 8.7 | 16 | 9.8 |  |  |  | FALSE | FALSE | FALSE | 34400 | 20200 | 2.67 | 26600 | 2.2
202354892 |  | Live | Mitsubishi Electric Trane | AMERICAN STANDARD / MITSUBISHI ELECTRIC | Multizone All Ducted | 202354892 |  | HMSV-A-CB | NAXMPH24A132AA | Ducted Indoor Units |  | 10 | 15.5 | 9 |  |  |  | FALSE | FALSE | FALSE | 23600 | 14000 | 2.56 | 24600 | 1.9
202354891 |  | Live | Mitsubishi Electric Trane | AMERICAN STANDARD / MITSUBISHI ELECTRIC | Multizone All Non-Ducted | 202354891 |  | HMSR-A-CB-O | NAXMMX36A142A* | Non-Ducted Indoor Units |  | 9.4 | 19.2 | 11 |  |  |  | FALSE | FALSE | FALSE | 35400 | 22200 | 2.83 | 26600 | 2.27
202354893 |  | Live | Mitsubishi Electric Trane | AMERICAN STANDARD / MITSUBISHI ELECTRIC | Multizone All Non-Ducted | 202354893 |  | HMSR-A-CB-O | NAXMPH24A132AA | Non-Ducted Indoor Units |  | 13.5 | 19 | 10 |  |  |  | FALSE | FALSE | FALSE | 22000 | 14000 | 2.53 | 25000 | 2.06
202354895 |  | Live | Mitsubishi Electric Trane | AMERICAN STANDARD / MITSUBISHI ELECTRIC | Multizone All Non-Ducted | 202354895 |  | HMSR-A-CB-O | NAXMPH30A132AA | Non-Ducted Indoor Units |  | 12.5 | 18 | 11 |  |  |  | FALSE | FALSE | FALSE | 28400 | 18000 | 2.65 | 28600 | 2
202354897 |  | Live | Mitsubishi Electric Trane | AMERICAN STANDARD / MITSUBISHI ELECTRIC | Multizone All Non-Ducted | 202354897 |  | HMSR-A-CB-O | NAXMPH36A142AA | Non-Ducted Indoor Units |  | 14 | 19.1 | 11.3 |  |  |  | FALSE | FALSE | FALSE | 36000 | 34000 | 2.85 | 45000 | 2.78
202354898 |  | Live | Mitsubishi Electric Trane | TRANE / MITSUBISHI ELECTRIC | Multizone All Ducted | 202354898 |  | HMSV-A-CB | NTXMMX24A132AA | Ducted Indoor Units |  | 11.2 | 16 | 9.2 |  |  |  | FALSE | FALSE | FALSE | 23600 | 14000 | 2.74 | 19600 | 2.35
202354900 |  | Live | Mitsubishi Electric Trane | TRANE / MITSUBISHI ELECTRIC | Multizone All Ducted | 202354900 |  | HMSV-A-CB | NTXMMX30A132AA | Ducted Indoor Units |  | 9.6 | 16.2 | 9.6 |  |  |  | FALSE | FALSE | FALSE | 27400 | 15100 | 2.43 | 21000 | 2.18
202354901 |  | Live | Mitsubishi Electric Trane | TRANE / MITSUBISHI ELECTRIC | Multizone All Non-Ducted | 202354901 |  | HMSR-A-CB-O | NTXMMX30A132A* | Non-Ducted Indoor Units |  | 10.6 | 19 | 10.6 |  |  |  | FALSE | FALSE | FALSE | 28400 | 16000 | 2.66 | 21000 | 2.25
202354902 |  | Live | Mitsubishi Electric Trane | TRANE / MITSUBISHI ELECTRIC | Multizone All Ducted | 202354902 |  | HMSV-A-CB | NTXMMX36A142AA | Ducted Indoor Units |  | 8.7 | 16 | 9.8 |  |  |  | FALSE | FALSE | FALSE | 34400 | 20200 | 2.67 | 26600 | 2.2
202354904 |  | Live | Mitsubishi Electric Trane | TRANE / MITSUBISHI ELECTRIC | Multizone All Ducted | 202354904 |  | HMSV-A-CB | NTXMPH24A132AA | Ducted Indoor Units |  | 10 | 15.5 | 9 |  |  |  | FALSE | FALSE | FALSE | 23600 | 14000 | 2.56 | 24600 | 1.9
202354903 |  | Live | Mitsubishi Electric Trane | TRANE / MITSUBISHI ELECTRIC | Multizone All Non-Ducted | 202354903 |  | HMSR-A-CB-O | NTXMMX36A142A* | Non-Ducted Indoor Units |  | 9.4 | 19.2 | 11 |  |  |  | FALSE | FALSE | FALSE | 35400 | 22200 | 2.83 | 26600 | 2.27
202354905 |  | Live | Mitsubishi Electric Trane | TRANE / MITSUBISHI ELECTRIC | Multizone All Non-Ducted | 202354905 |  | HMSR-A-CB-O | NTXMPH24A132AA | Non-Ducted Indoor Units |  | 13.5 | 19 | 10 |  |  |  | FALSE | FALSE | FALSE | 22000 | 14000 | 2.53 | 25000 | 2.06
202354907 |  | Live | Mitsubishi Electric Trane | TRANE / MITSUBISHI ELECTRIC | Multizone All Non-Ducted | 202354907 |  | HMSR-A-CB-O | NTXMPH30A132AA | Non-Ducted Indoor Units |  | 12.5 | 18 | 11 |  |  |  | FALSE | FALSE | FALSE | 28400 | 18000 | 2.65 | 28600 | 2
202354909 |  | Live | Mitsubishi Electric Trane | TRANE / MITSUBISHI ELECTRIC | Multizone All Non-Ducted | 202354909 |  | HMSR-A-CB-O | NTXMPH36A142AA | Non-Ducted Indoor Units |  | 14 | 19.1 | 11.3 |  |  |  | FALSE | FALSE | FALSE | 36000 | 34000 | 2.85 | 45000 | 2.78
202366323 |  | Live | Mitsubishi Electric Trane | AMERICAN STANDARD / MITSUBISHI ELECTRIC | Multizone Mix of Ducted and Non-Ducted | 202366323 |  | HMSV-A-CB | NAXMMX24A132AA | Mixed Ducted and Non-Ducted Indoor Units |  | 12.4 | 18 | 9.5 |  |  |  | FALSE | FALSE | FALSE | 22800 | 14000 | 2.81 | 19600 | 2.29
202366326 |  | Live | Mitsubishi Electric Trane | AMERICAN STANDARD / MITSUBISHI ELECTRIC | Multizone Mix of Ducted and Non-Ducted | 202366326 |  | HMSV-A-CB | NAXMPH24A132AA | Mixed Ducted and Non-Ducted Indoor Units |  | 11.75 | 17.25 | 9.5 |  |  |  | FALSE | FALSE | FALSE | 22800 | 14000 | 2.55 | 24800 | 1.98
202366329 |  | Live | Mitsubishi Electric Trane | TRANE / MITSUBISHI ELECTRIC | Multizone Mix of Ducted and Non-Ducted | 202366329 |  | HMSV-A-CB | NTXMMX24A132AA | Mixed Ducted and Non-Ducted Indoor Units |  | 12.4 | 18 | 9.5 |  |  |  | FALSE | FALSE | FALSE | 22800 | 14000 | 2.81 | 19600 | 2.29
202366332 |  | Live | Mitsubishi Electric Trane | TRANE / MITSUBISHI ELECTRIC | Multizone Mix of Ducted and Non-Ducted | 202366332 |  | HMSV-A-CB | NTXMPH24A132AA | Mixed Ducted and Non-Ducted Indoor Units |  | 11.75 | 17.25 | 9.5 |  |  |  | FALSE | FALSE | FALSE | 22800 | 14000 | 2.55 | 24800 | 1.98
202373669 |  | Live | Mitsubishi Electric Trane | AMERICAN STANDARD / MITSUBISHI ELECTRIC | Multizone All Ducted | 202373669 |  | HMSV-A-CB | NAXMMX20A122AA | Ducted Indoor Units |  | 10 | 16 | 9.3 |  |  |  | FALSE | FALSE | FALSE | 20000 | 12500 | 2.22 | 13500 | 2.2
202373670 |  | Live | Mitsubishi Electric Trane | AMERICAN STANDARD / MITSUBISHI ELECTRIC | Multizone All Ducted | 202373670 |  | HMSV-A-CB | NAXMPH20A122AA | Ducted Indoor Units |  | 11 | 15 | 9.5 |  |  |  | FALSE | FALSE | FALSE | 20000 | 13700 | 2.4 | 22000 | 2
202373702 |  | Live | Mitsubishi Electric Trane | AMERICAN STANDARD / MITSUBISHI ELECTRIC | Multizone All Non-Ducted | 202373702 |  | HMSR-A-CB-O | NAXMMX20A122AA | Non-Ducted Indoor Units |  | 12.7 | 20 | 10 |  |  |  | FALSE | FALSE | FALSE | 18000 | 12500 | 2.82 | 15500 | 2.6
202373705 |  | Live | Mitsubishi Electric Trane | AMERICAN STANDARD / MITSUBISHI ELECTRIC | Multizone All Non-Ducted | 202373705 |  | HMSR-A-CB-O | NAXMPH42A152AA | Non-Ducted Indoor Units |  | 13.4 | 19 | 11 |  |  |  | FALSE | FALSE | FALSE | 42000 | 35800 | 2.87 | 48000 | 2.89
202373706 |  | Live | Mitsubishi Electric Trane | AMERICAN STANDARD / MITSUBISHI ELECTRIC | Multizone All Non-Ducted | 202373706 |  | HMSR-A-CB-O | NAXMMX48A182AA | Non-Ducted Indoor Units |  | 12 | 18.9 | 11.4 |  |  |  | FALSE | FALSE | FALSE | 48000 | 33000 | 2.6 | 36600 | 1.91
202373709 |  | Live | Mitsubishi Electric Trane | TRANE / MITSUBISHI ELECTRIC | Multizone All Ducted | 202373709 |  | HMSV-A-CB | NTXMMX20A122A* | Ducted Indoor Units |  | 10 | 16 | 9.3 |  |  |  | FALSE | FALSE | FALSE | 20000 | 12500 | 2.22 | 13500 | 2.2
202373710 |  | Live | Mitsubishi Electric Trane | TRANE / MITSUBISHI ELECTRIC | Multizone All Ducted | 202373710 |  | HMSV-A-CB | NTXMPH20A122AA | Ducted Indoor Units |  | 11 | 15 | 9.5 |  |  |  | FALSE | FALSE | FALSE | 20000 | 13700 | 2.4 | 22000 | 2
202373742 |  | Live | Mitsubishi Electric Trane | TRANE / MITSUBISHI ELECTRIC | Multizone All Non-Ducted | 202373742 |  | HMSR-A-CB-O | NTXMMX20A122A* | Non-Ducted Indoor Units |  | 12.7 | 20 | 10 |  |  |  | FALSE | FALSE | FALSE | 18000 | 13500 | 3.04 | 15500 | 2.6
202373745 |  | Live | Mitsubishi Electric Trane | TRANE / MITSUBISHI ELECTRIC | Multizone All Non-Ducted | 202373745 |  | HMSR-A-CB-O | NTXMPH42A152AA | Non-Ducted Indoor Units |  | 13.4 | 19 | 11 |  |  |  | FALSE | FALSE | FALSE | 42000 | 35800 | 2.87 | 48000 | 2.89
202373746 |  | Live | Mitsubishi Electric Trane | TRANE / MITSUBISHI ELECTRIC | Multizone All Non-Ducted | 202373746 |  | HMSR-A-CB-O | NTXMMX48A182AA | Non-Ducted Indoor Units |  | 12 | 18.9 | 11.4 |  |  |  | FALSE | FALSE | FALSE | 48000 | 33000 | 2.6 | 36600 | 1.91
202392004 |  | Live | Mitsubishi Electric Trane | TRANE / MITSUBISHI ELECTRIC | Multizone Mix of Ducted and Non-Ducted | 202392004 |  | HMSV-A-CB | NTXMMX20A122A* | Mixed Ducted and Non-Ducted Indoor Units |  | 11.35 | 18 | 9.65 |  |  |  | FALSE | FALSE | FALSE | 19000 | 13000 | 2.57 | 14500 | 2.39
202392005 |  | Live | Mitsubishi Electric Trane | AMERICAN STANDARD / MITSUBISHI ELECTRIC | Multizone Mix of Ducted and Non-Ducted | 202392005 |  | HMSV-A-CB | NAXMMX20A122AA | Mixed Ducted and Non-Ducted Indoor Units |  | 11.35 | 18 | 9.65 |  |  |  | FALSE | FALSE | FALSE | 19000 | 13000 | 2.57 | 14500 | 2.39
202392006 |  | Live | Mitsubishi Electric Trane | TRANE / MITSUBISHI ELECTRIC | Multizone Mix of Ducted and Non-Ducted | 202392006 |  | HMSV-A-CB | NTXMPH20A122AA | Mixed Ducted and Non-Ducted Indoor Units |  | 12.25 | 16 | 9.65 |  |  |  | FALSE | FALSE | FALSE | 19000 | 13700 | 2.57 | 22000 | 2.05
202392007 |  | Live | Mitsubishi Electric Trane | AMERICAN STANDARD / MITSUBISHI ELECTRIC | Multizone Mix of Ducted and Non-Ducted | 202392007 |  | HMSV-A-CB | NAXMPH20A122AA | Mixed Ducted and Non-Ducted Indoor Units |  | 12.25 | 16 | 9.65 |  |  |  | FALSE | FALSE | FALSE | 19000 | 13700 | 2.57 | 22000 | 2.05
202392012 |  | Live | Mitsubishi Electric Trane | TRANE / MITSUBISHI ELECTRIC | Multizone Mix of Ducted and Non-Ducted | 202392012 |  | HMSV-A-CB | NTXMMX48A182AA | Mixed Ducted and Non-Ducted Indoor Units |  | 10.75 | 16.8 | 10.75 |  |  |  | FALSE | FALSE | FALSE | 48000 | 34000 | 2.45 | 36600 | 1.8
202392013 |  | Live | Mitsubishi Electric Trane | AMERICAN STANDARD / MITSUBISHI ELECTRIC | Multizone Mix of Ducted and Non-Ducted | 202392013 |  | HMSV-A-CB | NAXMMX48A182AA | Mixed Ducted and Non-Ducted Indoor Units |  | 10.75 | 16.8 | 10.75 |  |  |  | FALSE | FALSE | FALSE | 48000 | 34000 | 2.45 | 36600 | 1.8
202412084 |  | Live | Mitsubishi Electric Trane | MITSUBISHI ELECTRIC | Multizone All Non-Ducted | 202412084 |  | HMSR-A-CB-O | PUMY-P36NKMU2 | Non-Ducted Indoor Units |  | 15 | 22.3 | 12 |  |  |  | FALSE | FALSE | FALSE | 36000 | 26400 | 2.56 | 28728 | 2.79
202412087 |  | Live | Mitsubishi Electric Trane | MITSUBISHI ELECTRIC | Multizone All Non-Ducted | 202412087 |  | HMSR-A-CB-O | PUMY-P48NKMU2 | Non-Ducted Indoor Units |  | 13.1 | 22.6 | 12 |  |  |  | FALSE | FALSE | FALSE | 48000 | 31400 | 2.37 | 36936 | 2.79
204834257 |  | Live | Mitsubishi Electric Trane | TRANE / MITSUBISHI ELECTRIC | Multizone All Ducted | 204834257 |  | HMSV-A-CB | NTXMMX60A182B* | Ducted Indoor Units |  | 10 | 17 | 10.7 |  |  |  | FALSE | FALSE | FALSE | 60000 | 40500 | 2.44 | 65000 | 2.35
204926529 |  | Live | Mitsubishi Electric Trane | TRANE / MITSUBISHI ELECTRIC | Multizone Mix of Ducted and Non-Ducted | 204926529 |  | HMSV-A-CB | NTXMMX60A182B* | Mixed Ducted and Non-Ducted Indoor Units |  | 11.25 | 18.25 | 10.7 |  |  |  | FALSE | FALSE | FALSE | 60000 | 41000 | 2.47 | 65000 | 2.35
207342929 |  | Live | Mitsubishi Electric Trane | TRANE / MITSUBISHI ELECTRIC | Multizone All Non-Ducted | 207342929 |  | HMSR-A-CB-O | NTXMMX20A122** | Non-Ducted Indoor Units |  | 12.7 | 20 | 10 |  |  |  | FALSE | FALSE | FALSE | 18000 | 13500 | 3.04 | 15500 | 2.6
207342932 |  | Live | Mitsubishi Electric Trane | TRANE / MITSUBISHI ELECTRIC | Multizone All Non-Ducted | 207342932 |  | HMSR-A-CB-O | NTXMMX30A132** | Non-Ducted Indoor Units |  | 10.6 | 19 | 11 |  |  |  | FALSE | FALSE | FALSE | 28400 | 16000 | 2.66 | 21000 | 2.25
207342935 |  | Live | Mitsubishi Electric Trane | TRANE / MITSUBISHI ELECTRIC | Multizone All Non-Ducted | 207342935 |  | HMSR-A-CB-O | NTXMMX36A142** | Non-Ducted Indoor Units |  | 9.4 | 19.2 | 11 |  |  |  | FALSE | FALSE | FALSE | 35400 | 22200 | 2.83 | 26600 | 2.27
209836197 |  | Live | Mitsubishi Electric Trane | MITSUBISHI ELECTRIC | Multizone All Non-Ducted | 209836197 |  | HMSR-A-CB-O | MXZ-2C20NA3*** | Non-Ducted Indoor Units |  | 12.7 | 20 | 10 | 12.7 | 20 | 9.3 | FALSE | FALSE | FALSE | 18000 | 13500 | 3.04 | 15500 | 2.6
209836199 |  | Live | Mitsubishi Electric Trane | MITSUBISHI ELECTRIC | Multizone All Non-Ducted | 209836199 |  | HMSR-A-CB-O | MXZ-3C30NA3*** | Non-Ducted Indoor Units |  | 10.6 | 19 | 10.6 | 10.6 | 19 | 9.3 | FALSE | FALSE | FALSE | 28400 | 17800 | 2.96 | 21000 | 2.25
209836200 |  | Live | Mitsubishi Electric Trane | MITSUBISHI ELECTRIC | Multizone All Non-Ducted | 209836200 |  | HMSR-A-CB-O | MXZ-4C36NA3*** | Non-Ducted Indoor Units |  | 9.4 | 19.2 | 11 | 9.4 | 19.2 | 9.8 | FALSE | FALSE | TRUE | 35400 | 22200 | 2.83 | 26600 | 2.27
209949005 |  | Live | Mitsubishi Electric Trane | MITSUBISHI ELECTRIC | Multizone Mix of Ducted and Non-Ducted | 209949005 |  | HMSV-A-CB | MXZ-3C24NAHZ3*** | Mixed Ducted and Non-Ducted Indoor Units |  | 11.75 | 17.25 | 9.5 |  |  |  | FALSE | FALSE | FALSE | 22800 | 14000 | 2.52 | 24800 | 1.98
209949006 |  | Live | Mitsubishi Electric Trane | MITSUBISHI ELECTRIC | Multizone Mix of Ducted and Non-Ducted | 209949006 |  | HMSV-A-CB | MXZ-3C30NAHZ3*** | Mixed Ducted and Non-Ducted Indoor Units |  | 11.4 | 17 | 10.4 |  |  |  | FALSE | FALSE | FALSE | 27800 | 17200 | 2.53 | 28100 | 1.95
201754900 |  | Live | Mitsubishi Electric Trane | MITSUBISHI ELECTRIC | Multizone All Ducted | 201754900 |  | HMSV-A-CB | MXZ-2C20NAHZ2 | Ducted Indoor Units |  | 11 | 15 | 9.5 |  |  |  | FALSE | FALSE | FALSE | 20000 | 13700 | 2.4 | 22000 | 2
213815741 |  | Live | Daikin North America, LLC | AMANA | Singlezone Ducted, Centrally Ducted | 213815741 |  | HRCU-A-CB | ASZS60481EA* | Ducted Indoor Units | CAPEA6030*4A*+MBVK20DP1X00A* |  |  |  | 10 | 17 | 8.6 | FALSE | TRUE | TRUE | 44000 | 28000 | 2.67 | 38500 | 1.99
213815740 |  | Live | Daikin North America, LLC | AMANA | Singlezone Ducted, Centrally Ducted | 213815740 |  | HRCU-A-CB | ASZS60421EA* | Ducted Indoor Units | CAPEA6030*4A*+MBVK20DP1X00A* |  |  |  | 10 | 17 | 8.6 | FALSE | TRUE | TRUE | 40000 | 28000 | 2.67 | 37800 | 2
213815739 |  | Live | Daikin North America, LLC | AMANA | Singlezone Ducted, Centrally Ducted | 213815739 |  | HRCU-A-CB | ASZS60361EA* | Ducted Indoor Units | CAPEA4830*4A*+MBVK16CP1X00A* |  |  |  | 10 | 17.5 | 8.6 | FALSE | TRUE | TRUE | 34200 | 23000 | 2.59 | 36800 | 1.99
213815738 |  | Live | Daikin North America, LLC | AMANA | Singlezone Ducted, Centrally Ducted | 213815738 |  | HRCU-A-CB | ASZS60361EA* | Ducted Indoor Units | CAPEA6030*4A*+MBVK20DP1X00A* |  |  |  | 10 | 17.5 | 8.6 | FALSE | TRUE | TRUE | 34200 | 23000 | 2.59 | 36800 | 1.99
213815737 |  | Live | Daikin North America, LLC | AMANA | Singlezone Ducted, Centrally Ducted | 213815737 |  | HRCU-A-CB | ASZS60241EA* | Ducted Indoor Units | CAPEA3026*4A*+MBVK16CP1X00A* |  |  |  | 10 | 17 | 8.6 | FALSE | TRUE | TRUE | 23000 | 16000 | 2.65 | 19400 | 2
213815736 |  | Live | Daikin North America, LLC | AMANA | Singlezone Ducted, Centrally Ducted | 213815736 |  | HRCU-A-CB | ASZS60241EA* | Ducted Indoor Units | CAPEA3026*4A*+MBVK12BP1X00A* |  |  |  | 10 | 17 | 8.6 | FALSE | TRUE | TRUE | 23000 | 16000 | 2.65 | 19400 | 2
213815735 |  | Live | Daikin North America, LLC | AMANA | Singlezone Ducted, Centrally Ducted | 213815735 |  | HRCU-A-CB | ASZS60241EA* | Ducted Indoor Units | CAPEA2422*4A*+MBVK16CP1X00A* |  |  |  | 10 | 17 | 8.6 | FALSE | TRUE | TRUE | 23000 | 16000 | 2.65 | 19400 | 2
213815734 |  | Live | Daikin North America, LLC | AMANA | Singlezone Ducted, Centrally Ducted | 213815734 |  | HRCU-A-CB | ASZS60241EA* | Ducted Indoor Units | CAPEA2422*4A*+MBVK12BP1X00A* |  |  |  | 10 | 17 | 8.6 | FALSE | TRUE | TRUE | 23000 | 16000 | 2.65 | 19400 | 2
213815733 |  | Live | Daikin North America, LLC | DAIKIN | Singlezone Ducted, Centrally Ducted | 213815733 |  | HRCU-A-CB | DZ6VSA481EA* | Ducted Indoor Units | CAPEA6030*4A*+MBVK20DP1X00A* |  |  |  | 10 | 17 | 8.6 | FALSE | TRUE | TRUE | 44000 | 28000 | 2.67 | 38500 | 1.99
213815732 |  | Live | Daikin North America, LLC | DAIKIN | Singlezone Ducted, Centrally Ducted | 213815732 |  | HRCU-A-CB | DZ6VSA421EA* | Ducted Indoor Units | CAPEA6030*4A*+MBVK20DP1X00A* |  |  |  | 10 | 17 | 8.6 | FALSE | TRUE | TRUE | 40000 | 28000 | 2.67 | 37800 | 2
213815731 |  | Live | Daikin North America, LLC | DAIKIN | Singlezone Ducted, Centrally Ducted | 213815731 |  | HRCU-A-CB | DZ6VSA361EA* | Ducted Indoor Units | CAPEA4830*4A*+MBVK16CP1X00A* |  |  |  | 10 | 17.5 | 8.6 | FALSE | TRUE | TRUE | 34200 | 23000 | 2.59 | 36800 | 1.99
213815730 |  | Live | Daikin North America, LLC | DAIKIN | Singlezone Ducted, Centrally Ducted | 213815730 |  | HRCU-A-CB | DZ6VSA361EA* | Ducted Indoor Units | CAPEA6030*4A*+MBVK20DP1X00A* |  |  |  | 10 | 17.5 | 8.6 | FALSE | TRUE | TRUE | 34200 | 23000 | 2.59 | 36800 | 1.99
213815729 |  | Live | Daikin North America, LLC | DAIKIN | Singlezone Ducted, Centrally Ducted | 213815729 |  | HRCU-A-CB | DZ6VSA241EA* | Ducted Indoor Units | CAPEA3026*4A*+MBVK16CP1X00A* |  |  |  | 10 | 17 | 8.6 | FALSE | TRUE | TRUE | 23000 | 16000 | 2.65 | 19400 | 2
213815728 |  | Live | Daikin North America, LLC | DAIKIN | Singlezone Ducted, Centrally Ducted | 213815728 |  | HRCU-A-CB | DZ6VSA241EA* | Ducted Indoor Units | CAPEA3026*4A*+MBVK12BP1X00A* |  |  |  | 10 | 17 | 8.6 | FALSE | TRUE | TRUE | 23000 | 16000 | 2.65 | 19400 | 2
213815727 |  | Live | Daikin North America, LLC | DAIKIN | Singlezone Ducted, Centrally Ducted | 213815727 |  | HRCU-A-CB | DZ6VSA241EA* | Ducted Indoor Units | CAPEA2422*4A*+MBVK16CP1X00A* |  |  |  | 10 | 17 | 8.6 | FALSE | TRUE | TRUE | 23000 | 16000 | 2.65 | 19400 | 2
213815726 |  | Live | Daikin North America, LLC | DAIKIN | Singlezone Ducted, Centrally Ducted | 213815726 |  | HRCU-A-CB | DZ6VSA241EA* | Ducted Indoor Units | CAPEA2422*4A*+MBVK12BP1X00A* |  |  |  | 10 | 17 | 8.6 | FALSE | TRUE | TRUE | 23000 | 16000 | 2.65 | 19400 | 2
213613306 |  | Live | Daikin North America, LLC | AMANA | Singlezone Ducted, Centrally Ducted | 213613306 |  | HRCU-A-CB | ASZS60361EA* | Ducted Indoor Units | AHVE42CP1400B* |  |  |  | 10 | 17.5 | 8.6 | FALSE | TRUE | TRUE | 34200 | 23000 | 2.59 | 36800 | 1.99
213613334 |  | Live | Daikin North America, LLC | DAIKIN | Singlezone Ducted, Centrally Ducted | 213613334 |  | HRCU-A-CB | DZ6VSA361EA* | Ducted Indoor Units | DFVE42CP1400B* |  |  |  | 10 | 17.5 | 8.6 | FALSE | TRUE | TRUE | 34200 | 23000 | 2.59 | 36800 | 1.99
213613304 |  | Live | Daikin North America, LLC | AMANA | Singlezone Ducted, Centrally Ducted | 213613304 |  | HRCU-A-CB | ASZS60481EA* | Ducted Indoor Units | AHVE60DP1400B* |  |  |  | 10 | 17 | 8.6 | FALSE | TRUE | TRUE | 44000 | 28000 | 2.67 | 38500 | 2.24
213613303 |  | Live | Daikin North America, LLC | AMANA | Singlezone Ducted, Centrally Ducted | 213613303 |  | HRCU-A-CB | ASZS60421EA* | Ducted Indoor Units | AHVE60DP1400B* |  |  |  | 10 | 17 | 8.6 | FALSE | TRUE | TRUE | 40000 | 28000 | 2.67 | 38000 | 2.25
213613302 |  | Live | Daikin North America, LLC | AMANA | Singlezone Ducted, Centrally Ducted | 213613302 |  | HRCU-A-CB | ASZS60361EA* | Ducted Indoor Units | AHVE48DP1400B* |  |  |  | 10 | 17.5 | 8.6 | FALSE | TRUE | TRUE | 34200 | 23000 | 2.59 | 37000 | 2.25
213613305 |  | Live | Daikin North America, LLC | AMANA | Singlezone Ducted, Centrally Ducted | 213613305 |  | HRCU-A-CB | ASZS60361EA* | Ducted Indoor Units | AHVE60DP1400B* |  |  |  | 10 | 17.5 | 8.6 | FALSE | TRUE | TRUE | 34200 | 23000 | 2.59 | 36800 | 1.99
213613301 |  | Live | Daikin North America, LLC | AMANA | Singlezone Ducted, Centrally Ducted | 213613301 |  | HRCU-A-CB | ASZS60241EA* | Ducted Indoor Units | AHVE36CP1400B* |  |  |  | 10 | 17 | 8.6 | FALSE | TRUE | TRUE | 23000 | 16000 | 2.65 | 19700 | 2.26
213613332 |  | Live | Daikin North America, LLC | DAIKIN | Singlezone Ducted, Centrally Ducted | 213613332 |  | HRCU-A-CB | DZ6VSA481EA* | Ducted Indoor Units | DFVE60DP1400B* |  |  |  | 10 | 17 | 8.6 | FALSE | TRUE | TRUE | 44000 | 28000 | 2.67 | 38500 | 2.24
213613331 |  | Live | Daikin North America, LLC | DAIKIN | Singlezone Ducted, Centrally Ducted | 213613331 |  | HRCU-A-CB | DZ6VSA421EA* | Ducted Indoor Units | DFVE60DP1400B* |  |  |  | 10 | 17 | 8.6 | FALSE | TRUE | TRUE | 40000 | 28000 | 2.67 | 38000 | 2.25
213613330 |  | Live | Daikin North America, LLC | DAIKIN | Singlezone Ducted, Centrally Ducted | 213613330 |  | HRCU-A-CB | DZ6VSA361EA* | Ducted Indoor Units | DFVE48DP1400B* |  |  |  | 10 | 17.5 | 8.6 | FALSE | TRUE | TRUE | 34200 | 23000 | 2.59 | 37000 | 2.25
213613333 |  | Live | Daikin North America, LLC | DAIKIN | Singlezone Ducted, Centrally Ducted | 213613333 |  | HRCU-A-CB | DZ6VSA361EA* | Ducted Indoor Units | DFVE60DP1400B* |  |  |  | 10 | 17.5 | 8.6 | FALSE | TRUE | TRUE | 34200 | 23000 | 2.59 | 36800 | 1.99
213613329 |  | Live | Daikin North America, LLC | DAIKIN | Singlezone Ducted, Centrally Ducted | 213613329 |  | HRCU-A-CB | DZ6VSA241EA* | Ducted Indoor Units | DFVE36CP1400B* |  |  |  | 10 | 17 | 8.6 | FALSE | TRUE | TRUE | 23000 | 16000 | 2.65 | 19700 | 2.26
206903534 |  | Live | Hisense | HISENSE | Singlezone Ducted, Centrally Ducted | 206903534 |  | HRCU-A-CB | AUWR-60U3SP2 |  | AUH-60UX3SEH2 | 8.5 | 17.5 | 10 | 8.25 | 17 | 8.5 | FALSE | FALSE | FALSE | 56000 | 40000 | 2.34 | 42000 | 2.1
206842135 |  | Live | GE Appliances, a Haier Company | GE APPLIANCES | Singlezone Ducted, Compact Ducted | 206842135 |  | HRCU-A-CB | ASH109URDSE* | Mini-Splits | USYM09UCDSA* | 12.5 | 21 | 11 |  |  |  | FALSE | FALSE | FALSE | 9000 | 6500 | 2.61 | 11050 | 2.53
206842136 |  | Live | GE Appliances, a Haier Company | GE APPLIANCES | Singlezone Ducted, Compact Ducted | 206842136 |  | HRCU-A-CB | ASH112URDSE* | Mini-Splits | USYM12UCDSA* | 12.5 | 20 | 10.5 |  |  |  | FALSE | FALSE | FALSE | 12000 | 9300 | 2.39 | 13485 | 2.31
206842138 |  | Live | GE Appliances, a Haier Company | GE APPLIANCES | Singlezone Non-Ducted, Floor Placement | 206842138 |  | HRCU-A-CB-O | ASH109URDSE* | Mini-Splits | USYF09UCDWA* | 11 | 20 | 10 |  |  |  | FALSE | FALSE | FALSE | 9000 | 6000 | 1.93 | 9900 | 1.9
206842139 |  | Live | GE Appliances, a Haier Company | GE APPLIANCES | Singlezone Non-Ducted, Floor Placement | 206842139 |  | HRCU-A-CB-O | ASH112URDSE* | Mini-Splits | USYF12UCDWA* | 12.5 | 20 | 10 |  |  |  | FALSE | FALSE | FALSE | 11500 | 8500 | 2.01 | 12325 | 1.92
206842142 |  | Live | GE Appliances, a Haier Company | GE APPLIANCES | Singlezone Non-Ducted, Ceiling Placement | 206842142 |  | HRCU-A-CB-O | ASH112URDSE* |  | AB12SC2VHA* | 12.5 | 20 | 10 |  |  |  | FALSE | FALSE | FALSE | 12000 | 8500 | 2.11 | 12325 | 2.04
207783954 |  | Live | GE Appliances, a Haier Company | GE APPLIANCES | Singlezone Non-Ducted, Wall Placement | 207783954 |  | HRCU-A-CB-O | ASH124CRDD** | Mini-Splits | ASYW24CRDD** | 9.5 | 19 | 10 | 9.5 | 19 | 9 | FALSE | FALSE | FALSE | 24000 | 15000 | 2.44 | 19500 | 3.01
209938278 |  | Live | GE Appliances, a Haier Company | HAIER | Singlezone Non-Ducted, Wall Placement | 209938278 |  | HRCU-A-CB-O | 1U18TE2HD** | Mini-Splits | AW18TC2HD** |  |  |  | 11 | 19 | 9 | FALSE | FALSE | FALSE | 18000 | 11400 | 2.57 | 14500 | 3.04
209938279 |  | Live | GE Appliances, a Haier Company | HAIER | Singlezone Non-Ducted, Wall Placement | 209938279 |  | HRCU-A-CB-O | 1U24TE2HD** | Mini-Splits | AW24TC2HD** |  |  |  | 9.5 | 19 | 9 | FALSE | FALSE | FALSE | 24000 | 15000 | 2.44 | 19500 | 3.01
210404028 |  | Live | GE Appliances, a Haier Company | HAIER | Multizone All Ducted | 210404028 |  | HMSV-A-CB | 5U42MS2HD** | Ducted Indoor Units |  | 7.2 | 14.2 | 10 | 7.2 | 14.8 | 8.8 | FALSE | FALSE | FALSE | 41000 | 26000 | 2.46 | 34000 | 1.88
208136309 |  | Live | Midea Electric Trading | DUCTLESSAIRE | Singlezone Non-Ducted, Wall Placement | 208136309 |  | HRCU-A-CB-O | DA2421-H2-O* | Mini-Splits | DA2421-H2-I* | 12.5 | 21 | 10 | 12.5 | 21 | 9 | FALSE | FALSE | FALSE | 24000 | 18000 | 2.26 | 22550 | 2.34
208119664 |  | Live | Midea Electric Trading | AIRLUX | Singlezone Non-Ducted, Wall Placement | 208119664 |  | HRCU-A-CB-O | ASZ24O/2022 | Mini-Splits | AMM24I/2022 | 12.5 | 21 | 10 | 12.5 | 21 | 9 | FALSE | FALSE | FALSE | 24000 | 18000 | 2.26 | 22550 | 2.34
208101241 |  | Live | Midea Electric Trading | PIONEER | Singlezone Non-Ducted, Wall Placement | 208101241 |  | HRCU-A-CB-O | YN024GMFI22RPE | Mini-Splits | WS024GMFI22HLE | 12.5 | 21 | 10 | 12.5 | 21 | 9 | TRUE | FALSE | FALSE | 24000 | 18000 | 2.26 | 22550 | 2.34
207699082 |  | Live | Midea Electric Trading | KANIONCO | Singlezone Non-Ducted, Wall Placement | 207699082 |  | HRCU-A-CB-O | KWSM-24IR410AHS21MV | Mini-Splits | KWSM-24IR410AHS21MV | 12.5 | 21 | 10 | 12.5 | 21 | 9 | TRUE | FALSE | FALSE | 24000 | 18000 | 2.26 | 22550 | 2.34
207825493 |  | Live | Midea Electric Trading | ECO AC | Singlezone Non-Ducted, Wall Placement | 207825493 |  | HRCU-A-CB-O | EHH-O24BB | Mini-Splits | EHH-W24BB | 12.5 | 21 | 10 | 12.5 | 21 | 9 | TRUE | FALSE | FALSE | 24000 | 18000 | 2.26 | 22550 | 2.34
207645899 |  | Live | Midea Electric Trading | KANIONCO | Singlezone Non-Ducted, Wall Placement | 207645899 |  | HRCU-A-CB-O | KWSM-24IR410AHS23MV | Mini-Splits | KWSM-24IR410AHS22MV | 12.5 | 21 | 10 | 12.5 | 21 | 9 | TRUE | FALSE | FALSE | 24000 | 18000 | 2.26 | 22550 | 2.34
210273925 |  | Live | Samsung Electronics | SAMSUNG | Singlezone Ducted, Centrally Ducted | 210273925 |  | HRCU-A-CB | AC060BXUPCH | Ducted Indoor Units | AV600CT | 9 | 17.5 | 10.5 | 8.5 | 17.5 | 9 | FALSE | TRUE | FALSE | 57000 | 54000 | 2 | 57000 | 2.24
207349917 |  | Live | Samsung Electronics | SAMSUNG | Multizone All Non-Ducted | 207349917 |  | HMSR-A-CB-O | AJ020BXS3CH | Non-Ducted Indoor Units |  | 13.5 | 18 | 10 | 13.5 | 19 | 9 | TRUE | TRUE | FALSE | 21000 | 13100 | 3.28 | 22000 | 2.22
202682023 |  | Live | Daikin North America, LLC | DAIKIN | Singlezone Non-Ducted, Ceiling Placement | 202682023 |  | HRCU-A-CB-O | RX09RMVJU9 |  | FFQ09Q2VJU | 13 | 20.9 | 11.7 |  |  |  | FALSE | FALSE | FALSE | 9100 | 6000 | 3.08 | 9130 | 2.68
202682024 |  | Live | Daikin North America, LLC | DAIKIN | Singlezone Non-Ducted, Ceiling Placement | 202682024 |  | HRCU-A-CB-O | RX12RMVJU9 |  | FFQ12Q2VJU | 12.5 | 20.2 | 11.2 |  |  |  | FALSE | FALSE | FALSE | 10800 | 8300 | 4.27 | 10960 | 3.21
213353846 |  | Live | Carrier | TEMPSTAR | Singlezone Ducted, Centrally Ducted | 213353846 |  | HRCU-A-CB | DLCURAH36AAK | Ducted Indoor Units | F5MA4*42L*C* |  |  |  | 10 | 16 | 7.7 | FALSE | FALSE | FALSE | 36800 | 21200 | 2.4 | 21670 | 2.54
213353845 |  | Live | Carrier | SMART COMFORT | Singlezone Ducted, Centrally Ducted | 213353845 |  | HRCU-A-CB | DLCURAH36AAK | Ducted Indoor Units | F5MA4*42L*C* |  |  |  | 10 | 16 | 7.7 | FALSE | FALSE | FALSE | 36800 | 21200 | 2.4 | 21670 | 2.54
213353844 |  | Live | Carrier | KEEPRITE | Singlezone Ducted, Centrally Ducted | 213353844 |  | HRCU-A-CB | DLCURAH36AAK | Ducted Indoor Units | F5MA4*42L*C* |  |  |  | 10 | 16 | 7.7 | FALSE | FALSE | FALSE | 36800 | 21200 | 2.4 | 21670 | 2.54
213353843 |  | Live | Carrier | HEIL | Singlezone Ducted, Centrally Ducted | 213353843 |  | HRCU-A-CB | DLCURAH36AAK | Ducted Indoor Units | F5MA4*42L*C* |  |  |  | 10 | 16 | 7.7 | FALSE | FALSE | FALSE | 36800 | 21200 | 2.4 | 21670 | 2.54
213353842 |  | Live | Carrier | DAY & NIGHT | Singlezone Ducted, Centrally Ducted | 213353842 |  | HRCU-A-CB | DLCURAH36AAK | Ducted Indoor Units | F5MA4*42L*C* |  |  |  | 10 | 16 | 7.7 | FALSE | FALSE | FALSE | 36800 | 21200 | 2.4 | 21670 | 2.54
213353841 |  | Live | Carrier | COMFORTMAKER | Singlezone Ducted, Centrally Ducted | 213353841 |  | HRCU-A-CB | DLCURAH36AAK | Ducted Indoor Units | F5MA4*42L*C* |  |  |  | 10 | 16 | 7.7 | FALSE | FALSE | FALSE | 36800 | 21200 | 2.4 | 21670 | 2.54
213353840 |  | Live | Carrier | ARCOAIRE | Singlezone Ducted, Centrally Ducted | 213353840 |  | HRCU-A-CB | DLCURAH36AAK | Ducted Indoor Units | F5MA4*42L*C* |  |  |  | 10 | 16 | 7.7 | FALSE | FALSE | FALSE | 36800 | 21200 | 2.4 | 21670 | 2.54
213353839 |  | Live | Carrier | AIRQUEST | Singlezone Ducted, Centrally Ducted | 213353839 |  | HRCU-A-CB | DLCURAH36AAK | Ducted Indoor Units | F5MA4*42L*C* |  |  |  | 10 | 16 | 7.7 | FALSE | FALSE | FALSE | 36800 | 21200 | 2.4 | 21670 | 2.54
213353836 |  | Live | Carrier | TEMPSTAR | Singlezone Ducted, Centrally Ducted | 213353836 |  | HRCU-A-CB | DLCURAH36AAK | Ducted Indoor Units | F5MA4*36L*B* |  |  |  | 10 | 16 | 7.7 | FALSE | FALSE | FALSE | 35600 | 21200 | 2.38 | 21670 | 2.52
213353835 |  | Live | Carrier | SMART COMFORT | Singlezone Ducted, Centrally Ducted | 213353835 |  | HRCU-A-CB | DLCURAH36AAK | Ducted Indoor Units | F5MA4*36L*B* |  |  |  | 10 | 16 | 7.7 | FALSE | FALSE | FALSE | 35600 | 21200 | 2.38 | 21670 | 2.52
213353834 |  | Live | Carrier | KEEPRITE | Singlezone Ducted, Centrally Ducted | 213353834 |  | HRCU-A-CB | DLCURAH36AAK | Ducted Indoor Units | F5MA4*36L*B* |  |  |  | 10 | 16 | 7.7 | FALSE | FALSE | FALSE | 35600 | 21200 | 2.38 | 21670 | 2.52
213353833 |  | Live | Carrier | HEIL | Singlezone Ducted, Centrally Ducted | 213353833 |  | HRCU-A-CB | DLCURAH36AAK | Ducted Indoor Units | F5MA4*36L*B* |  |  |  | 10 | 16 | 7.7 | FALSE | FALSE | FALSE | 35600 | 21200 | 2.38 | 21670 | 2.52
213353832 |  | Live | Carrier | DAY & NIGHT | Singlezone Ducted, Centrally Ducted | 213353832 |  | HRCU-A-CB | DLCURAH36AAK | Ducted Indoor Units | F5MA4*36L*B* |  |  |  | 10 | 16 | 7.7 | FALSE | FALSE | FALSE | 35600 | 21200 | 2.38 | 21670 | 2.52
213353831 |  | Live | Carrier | COMFORTMAKER | Singlezone Ducted, Centrally Ducted | 213353831 |  | HRCU-A-CB | DLCURAH36AAK | Ducted Indoor Units | F5MA4*36L*B* |  |  |  | 10 | 16 | 7.7 | FALSE | FALSE | FALSE | 35600 | 21200 | 2.38 | 21670 | 2.52
213353830 |  | Live | Carrier | ARCOAIRE | Singlezone Ducted, Centrally Ducted | 213353830 |  | HRCU-A-CB | DLCURAH36AAK | Ducted Indoor Units | F5MA4*36L*B* |  |  |  | 10 | 16 | 7.7 | FALSE | FALSE | FALSE | 35600 | 21200 | 2.38 | 21670 | 2.52
213353829 |  | Live | Carrier | AIRQUEST | Singlezone Ducted, Centrally Ducted | 213353829 |  | HRCU-A-CB | DLCURAH36AAK | Ducted Indoor Units | F5MA4*36L*B* |  |  |  | 10 | 16 | 7.7 | FALSE | FALSE | FALSE | 35600 | 21200 | 2.38 | 21670 | 2.52
213353838 |  | Live | Carrier | BRYANT HEATING AND COOLING SYSTEMS | Singlezone Ducted, Centrally Ducted | 213353838 |  | HRCU-A-CB | 38MURAQ36AA3* | Ducted Indoor Units | F54AA*C42L* |  |  |  | 10 | 16 | 7.7 | FALSE | FALSE | FALSE | 36800 | 21200 | 2.4 | 21670 | 2.54
213353837 |  | Live | Carrier | CARRIER | Singlezone Ducted, Centrally Ducted | 213353837 |  | HRCU-A-CB | 38MURAQ36AA3* | Ducted Indoor Units | F54AA*C42L* |  |  |  | 10 | 16 | 7.7 | FALSE | FALSE | FALSE | 36800 | 21200 | 2.4 | 21670 | 2.54
213353828 |  | Live | Carrier | BRYANT HEATING AND COOLING SYSTEMS | Singlezone Ducted, Centrally Ducted | 213353828 |  | HRCU-A-CB | 38MURAQ36AA3* | Ducted Indoor Units | F54AA*B36L* |  |  |  | 10 | 16 | 7.7 | FALSE | FALSE | FALSE | 35600 | 21200 | 2.38 | 21670 | 2.52
213353827 |  | Live | Carrier | CARRIER | Singlezone Ducted, Centrally Ducted | 213353827 |  | HRCU-A-CB | 38MURAQ36AA3* | Ducted Indoor Units | F54AA*B36L* |  |  |  | 10 | 16 | 7.7 | FALSE | FALSE | FALSE | 35600 | 21200 | 2.38 | 21670 | 2.52
213353864 |  | Live | Carrier | TEMPSTAR | Singlezone Ducted, Centrally Ducted | 213353864 |  | HRCU-A-CB | DLCURAH36ABK | Ducted Indoor Units | F5MA4*42L*C* |  |  |  | 10 | 16 | 9 | FALSE | FALSE | TRUE | 37200 | 29200 | 2.44 | 29530 | 2.55
213353863 |  | Live | Carrier | SMART COMFORT | Singlezone Ducted, Centrally Ducted | 213353863 |  | HRCU-A-CB | DLCURAH36ABK | Ducted Indoor Units | F5MA4*42L*C* |  |  |  | 10 | 16 | 9 | FALSE | FALSE | TRUE | 37200 | 29200 | 2.44 | 29530 | 2.55
213353862 |  | Live | Carrier | KEEPRITE | Singlezone Ducted, Centrally Ducted | 213353862 |  | HRCU-A-CB | DLCURAH36ABK | Ducted Indoor Units | F5MA4*42L*C* |  |  |  | 10 | 16 | 9 | FALSE | FALSE | TRUE | 37200 | 29200 | 2.44 | 29530 | 2.55
213353861 |  | Live | Carrier | HEIL | Singlezone Ducted, Centrally Ducted | 213353861 |  | HRCU-A-CB | DLCURAH36ABK | Ducted Indoor Units | F5MA4*42L*C* |  |  |  | 10 | 16 | 9 | FALSE | FALSE | TRUE | 37200 | 29200 | 2.44 | 29530 | 2.55
213353860 |  | Live | Carrier | DAY & NIGHT | Singlezone Ducted, Centrally Ducted | 213353860 |  | HRCU-A-CB | DLCURAH36ABK | Ducted Indoor Units | F5MA4*42L*C* |  |  |  | 10 | 16 | 9 | FALSE | FALSE | TRUE | 37200 | 29200 | 2.44 | 29530 | 2.55
213353859 |  | Live | Carrier | COMFORTMAKER | Singlezone Ducted, Centrally Ducted | 213353859 |  | HRCU-A-CB | DLCURAH36ABK | Ducted Indoor Units | F5MA4*42L*C* |  |  |  | 10 | 16 | 9 | FALSE | FALSE | TRUE | 37200 | 29200 | 2.44 | 29530 | 2.55
213353858 |  | Live | Carrier | ARCOAIRE | Singlezone Ducted, Centrally Ducted | 213353858 |  | HRCU-A-CB | DLCURAH36ABK | Ducted Indoor Units | F5MA4*42L*C* |  |  |  | 10 | 16 | 9 | FALSE | FALSE | TRUE | 37200 | 29200 | 2.44 | 29530 | 2.55
213353857 |  | Live | Carrier | AIRQUEST | Singlezone Ducted, Centrally Ducted | 213353857 |  | HRCU-A-CB | DLCURAH36ABK | Ducted Indoor Units | F5MA4*42L*C* |  |  |  | 10 | 16 | 9 | FALSE | FALSE | TRUE | 37200 | 29200 | 2.44 | 29530 | 2.55
213353856 |  | Live | Carrier | BRYANT HEATING AND COOLING SYSTEMS | Singlezone Ducted, Centrally Ducted | 213353856 |  | HRCU-A-CB | 38MURAQ36AB3* | Ducted Indoor Units | F54AA*C42L* |  |  |  | 10 | 16 | 9 | FALSE | FALSE | TRUE | 37200 | 29200 | 2.44 | 29530 | 2.55
213353855 |  | Live | Carrier | CARRIER | Singlezone Ducted, Centrally Ducted | 213353855 |  | HRCU-A-CB | 38MURAQ36AB3* | Ducted Indoor Units | F54AA*C42L* |  |  |  | 10 | 16 | 9 | FALSE | FALSE | TRUE | 37200 | 29200 | 2.44 | 29530 | 2.55
213353854 |  | Live | Carrier | TEMPSTAR | Singlezone Ducted, Centrally Ducted | 213353854 |  | HRCU-A-CB | DLCURAH36ABK | Ducted Indoor Units | F5MA4*36L*B* |  |  |  | 10 | 16 | 9 | FALSE | FALSE | TRUE | 35800 | 29400 | 2.36 | 29730 | 2.47
213353853 |  | Live | Carrier | SMART COMFORT | Singlezone Ducted, Centrally Ducted | 213353853 |  | HRCU-A-CB | DLCURAH36ABK | Ducted Indoor Units | F5MA4*36L*B* |  |  |  | 10 | 16 | 9 | FALSE | FALSE | TRUE | 35800 | 29400 | 2.36 | 29730 | 2.47
213353852 |  | Live | Carrier | KEEPRITE | Singlezone Ducted, Centrally Ducted | 213353852 |  | HRCU-A-CB | DLCURAH36ABK | Ducted Indoor Units | F5MA4*36L*B* |  |  |  | 10 | 16 | 9 | FALSE | FALSE | TRUE | 35800 | 29400 | 2.36 | 29730 | 2.47
213353851 |  | Live | Carrier | HEIL | Singlezone Ducted, Centrally Ducted | 213353851 |  | HRCU-A-CB | DLCURAH36ABK | Ducted Indoor Units | F5MA4*36L*B* |  |  |  | 10 | 16 | 9 | FALSE | FALSE | TRUE | 35800 | 29400 | 2.36 | 29730 | 2.47
213353850 |  | Live | Carrier | DAY & NIGHT | Singlezone Ducted, Centrally Ducted | 213353850 |  | HRCU-A-CB | DLCURAH36ABK | Ducted Indoor Units | F5MA4*36L*B* |  |  |  | 10 | 16 | 9 | FALSE | FALSE | TRUE | 35800 | 29400 | 2.36 | 29730 | 2.47
213353849 |  | Live | Carrier | COMFORTMAKER | Singlezone Ducted, Centrally Ducted | 213353849 |  | HRCU-A-CB | DLCURAH36ABK | Ducted Indoor Units | F5MA4*36L*B* |  |  |  | 10 | 16 | 9 | FALSE | FALSE | TRUE | 35800 | 29400 | 2.36 | 29730 | 2.47
213353848 |  | Live | Carrier | ARCOAIRE | Singlezone Ducted, Centrally Ducted | 213353848 |  | HRCU-A-CB | DLCURAH36ABK | Ducted Indoor Units | F5MA4*36L*B* |  |  |  | 10 | 16 | 9 | FALSE | FALSE | TRUE | 35800 | 29400 | 2.36 | 29730 | 2.47
213353847 |  | Live | Carrier | AIRQUEST | Singlezone Ducted, Centrally Ducted | 213353847 |  | HRCU-A-CB | DLCURAH36ABK | Ducted Indoor Units | F5MA4*36L*B* |  |  |  | 10 | 16 | 9 | FALSE | FALSE | TRUE | 35800 | 29400 | 2.36 | 29730 | 2.47
213300342 |  | Live | Carrier | BRYANT HEATING AND COOLING SYSTEMS | Singlezone Ducted, Centrally Ducted | 213300342 |  | HRCU-A-CB | 38MURAQ36AB3* | Ducted Indoor Units | F54AA*B36L* |  |  |  | 10 | 16 | 9 | FALSE | FALSE | TRUE | 35800 | 29400 | 2.36 | 29730 | 2.47
213300340 |  | Live | Carrier | CARRIER | Singlezone Ducted, Centrally Ducted | 213300340 |  | HRCU-A-CB | 38MURAQ36AB3* | Ducted Indoor Units | F54AA*B36L* |  |  |  | 10 | 16 | 9 | FALSE | FALSE | TRUE | 35800 | 29400 | 2.36 | 29730 | 2.47
213249344 |  | Live | Carrier | TEMPSTAR | Singlezone Ducted, Centrally Ducted | 213249344 |  | HRCU-A-CB | DLCURAH36ABK | Ducted Indoor Units | FEVA0036**+NAVA43601CK |  |  |  | 10 | 16 | 8.5 | FALSE | FALSE | TRUE | 35400 | 29400 | 2.32 | 29730 | 2.43
213249343 |  | Live | Carrier | SMART COMFORT | Singlezone Ducted, Centrally Ducted | 213249343 |  | HRCU-A-CB | DLCURAH36ABK | Ducted Indoor Units | FEVA0036**+NAVA43601CK |  |  |  | 10 | 16 | 8.5 | FALSE | FALSE | TRUE | 35400 | 29400 | 2.32 | 29730 | 2.43
213249342 |  | Live | Carrier | KEEPRITE | Singlezone Ducted, Centrally Ducted | 213249342 |  | HRCU-A-CB | DLCURAH36ABK | Ducted Indoor Units | FEVA0036**+NAVA43601CK |  |  |  | 10 | 16 | 8.5 | FALSE | FALSE | TRUE | 35400 | 29400 | 2.32 | 29730 | 2.43
213249341 |  | Live | Carrier | HEIL | Singlezone Ducted, Centrally Ducted | 213249341 |  | HRCU-A-CB | DLCURAH36ABK | Ducted Indoor Units | FEVA0036**+NAVA43601CK |  |  |  | 10 | 16 | 8.5 | FALSE | FALSE | TRUE | 35400 | 29400 | 2.32 | 29730 | 2.43
213249340 |  | Live | Carrier | DAY & NIGHT | Singlezone Ducted, Centrally Ducted | 213249340 |  | HRCU-A-CB | DLCURAH36ABK | Ducted Indoor Units | FEVA0036**+NAVA43601CK |  |  |  | 10 | 16 | 8.5 | FALSE | FALSE | TRUE | 35400 | 29400 | 2.32 | 29730 | 2.43
213249339 |  | Live | Carrier | COMFORTMAKER | Singlezone Ducted, Centrally Ducted | 213249339 |  | HRCU-A-CB | DLCURAH36ABK | Ducted Indoor Units | FEVA0036**+NAVA43601CK |  |  |  | 10 | 16 | 8.5 | FALSE | FALSE | TRUE | 35400 | 29400 | 2.32 | 29730 | 2.43
213249338 |  | Live | Carrier | ARCOAIRE | Singlezone Ducted, Centrally Ducted | 213249338 |  | HRCU-A-CB | DLCURAH36ABK | Ducted Indoor Units | FEVA0036**+NAVA43601CK |  |  |  | 10 | 16 | 8.5 | FALSE | FALSE | TRUE | 35400 | 29400 | 2.32 | 29730 | 2.43
213249337 |  | Live | Carrier | AIRQUEST | Singlezone Ducted, Centrally Ducted | 213249337 |  | HRCU-A-CB | DLCURAH36ABK | Ducted Indoor Units | FEVA0036**+NAVA43601CK |  |  |  | 10 | 16 | 8.5 | FALSE | FALSE | TRUE | 35400 | 29400 | 2.32 | 29730 | 2.43
213249336 |  | Live | Carrier | PAYNE HEATING AND COOLING | Singlezone Ducted, Centrally Ducted | 213249336 |  | HRCU-A-CB | 38MURAQ36AB3* | Ducted Indoor Units | FEVA0036**+NAVA43601CK |  |  |  | 10 | 16 | 8.5 | FALSE | FALSE | TRUE | 35400 | 29400 | 2.32 | 29730 | 2.43
213249335 |  | Live | Carrier | BRYANT HEATING AND COOLING SYSTEMS | Singlezone Ducted, Centrally Ducted | 213249335 |  | HRCU-A-CB | 38MURAQ36AB3* | Ducted Indoor Units | FEVA0036**+NAVA43601CK |  |  |  | 10 | 16 | 8.5 | FALSE | FALSE | TRUE | 35400 | 29400 | 2.32 | 29730 | 2.43
213249334 |  | Live | Carrier | CARRIER | Singlezone Ducted, Centrally Ducted | 213249334 |  | HRCU-A-CB | 38MURAQ36AB3* | Ducted Indoor Units | FEVA0036**+NAVA43601CK |  |  |  | 10 | 16 | 8.5 | FALSE | FALSE | TRUE | 35400 | 29400 | 2.32 | 29730 | 2.43
211274904 |  | Live | Carrier | TEMPSTAR | Singlezone Ducted, Centrally Ducted | 211274904 |  | HRCU-A-CB | DLCURAH30ABK | Ducted Indoor Units | FVM4X48***L |  |  |  | 9.5 | 15.5 | 8 | FALSE | FALSE | FALSE | 31400 | 23000 | 2.56 | 23350 | 2.68
211274903 |  | Live | Carrier | SMART COMFORT | Singlezone Ducted, Centrally Ducted | 211274903 |  | HRCU-A-CB | DLCURAH30ABK | Ducted Indoor Units | FVM4X48***L |  |  |  | 9.5 | 15.5 | 8 | FALSE | FALSE | FALSE | 31400 | 23000 | 2.56 | 23350 | 2.68
211274902 |  | Live | Carrier | KEEPRITE | Singlezone Ducted, Centrally Ducted | 211274902 |  | HRCU-A-CB | DLCURAH30ABK | Ducted Indoor Units | FVM4X48***L |  |  |  | 9.5 | 15.5 | 8 | FALSE | FALSE | FALSE | 31400 | 23000 | 2.56 | 23350 | 2.68
211274901 |  | Live | Carrier | HEIL | Singlezone Ducted, Centrally Ducted | 211274901 |  | HRCU-A-CB | DLCURAH30ABK | Ducted Indoor Units | FVM4X48***L |  |  |  | 9.5 | 15.5 | 8 | FALSE | FALSE | FALSE | 31400 | 23000 | 2.56 | 23350 | 2.68
211274900 |  | Live | Carrier | DAY & NIGHT | Singlezone Ducted, Centrally Ducted | 211274900 |  | HRCU-A-CB | DLCURAH30ABK | Ducted Indoor Units | FVM4X48***L |  |  |  | 9.5 | 15.5 | 8 | FALSE | FALSE | FALSE | 31400 | 23000 | 2.56 | 23350 | 2.68
211274899 |  | Live | Carrier | COMFORTMAKER | Singlezone Ducted, Centrally Ducted | 211274899 |  | HRCU-A-CB | DLCURAH30ABK | Ducted Indoor Units | FVM4X48***L |  |  |  | 9.5 | 15.5 | 8 | FALSE | FALSE | FALSE | 31400 | 23000 | 2.56 | 23350 | 2.68
211274898 |  | Live | Carrier | ARCOAIRE | Singlezone Ducted, Centrally Ducted | 211274898 |  | HRCU-A-CB | DLCURAH30ABK | Ducted Indoor Units | FVM4X48***L |  |  |  | 9.5 | 15.5 | 8 | FALSE | FALSE | FALSE | 31400 | 23000 | 2.56 | 23350 | 2.68
211274897 |  | Live | Carrier | AIRQUEST | Singlezone Ducted, Centrally Ducted | 211274897 |  | HRCU-A-CB | DLCURAH30ABK | Ducted Indoor Units | FVM4X48***L |  |  |  | 9.5 | 15.5 | 8 | FALSE | FALSE | FALSE | 31400 | 23000 | 2.56 | 23350 | 2.68
211274896 |  | Live | Carrier | PAYNE HEATING AND COOLING | Singlezone Ducted, Centrally Ducted | 211274896 |  | HRCU-A-CB | 38MURAQ30AB3* | Ducted Indoor Units | FV4CN(B,F)005L |  |  |  | 9.5 | 15.5 | 8 | FALSE | FALSE | FALSE | 31400 | 23000 | 2.56 | 23350 | 2.68
211274895 |  | Live | Carrier | BRYANT HEATING AND COOLING SYSTEMS | Singlezone Ducted, Centrally Ducted | 211274895 |  | HRCU-A-CB | 38MURAQ30AB3* | Ducted Indoor Units | FV4CN(B,F)005L |  |  |  | 9.5 | 15.5 | 8 | FALSE | FALSE | FALSE | 31400 | 23000 | 2.56 | 23350 | 2.68
211274894 |  | Live | Carrier | CARRIER | Singlezone Ducted, Centrally Ducted | 211274894 |  | HRCU-A-CB | 38MURAQ30AB3* | Ducted Indoor Units | FV4CN(B,F)005L |  |  |  | 9.5 | 15.5 | 8 | FALSE | FALSE | FALSE | 31400 | 23000 | 2.56 | 23350 | 2.68
211226237 |  | Live | Carrier | GRANDAIRE | Singlezone Ducted, Centrally Ducted | 211226237 |  | HRCU-A-CB | WDLCURAH30ABK | Ducted Indoor Units | FMA4X36**AL* |  |  |  | 9 | 15.5 | 8.5 | FALSE | FALSE | FALSE | 31200 | 23800 | 2.58 | 24160 | 2.71
211226236 |  | Live | Carrier | GRANDAIRE | Singlezone Ducted, Centrally Ducted | 211226236 |  | HRCU-A-CB | WDLCURAH30ABK | Ducted Indoor Units | FMA4X30**AL* |  |  |  | 9 | 15.5 | 8.5 | FALSE | FALSE | FALSE | 31200 | 23800 | 2.58 | 24160 | 2.71
211226235 |  | Live | Carrier | GRANDAIRE | Singlezone Ducted, Centrally Ducted | 211226235 |  | HRCU-A-CB | WDLCURAH30ABK | Ducted Indoor Units | FM(C,U)4Z36**AL* |  |  |  | 9 | 15.5 | 8.5 | FALSE | FALSE | FALSE | 30400 | 23600 | 2.52 | 23960 | 2.65
211226234 |  | Live | Carrier | GRANDAIRE | Singlezone Ducted, Centrally Ducted | 211226234 |  | HRCU-A-CB | WDLCURAH30ABK | Ducted Indoor Units | FM(C,U)4Z30**AL* |  |  |  | 9 | 15.5 | 8.5 | FALSE | FALSE | FALSE | 30400 | 23600 | 2.52 | 23960 | 2.65
211275046 |  | Live | Carrier | GRANDAIRE | Singlezone Ducted, Centrally Ducted | 211275046 |  | HRCU-A-CB | WDLCURAH48ABK | Ducted Indoor Units | WAXL604A* |  |  |  | 10 | 16 | 8 | FALSE | FALSE | FALSE | 48500 | 30800 | 2.38 | 31260 | 2.5
211275045 |  | Live | Carrier | TEMPSTAR | Singlezone Ducted, Centrally Ducted | 211275045 |  | HRCU-A-CB | DLCURAH48ABK | Ducted Indoor Units | FXM4X60**AL |  |  |  | 10 | 16 | 8 | FALSE | FALSE | FALSE | 48500 | 30800 | 2.38 | 31260 | 2.5
211275044 |  | Live | Carrier | SMART COMFORT | Singlezone Ducted, Centrally Ducted | 211275044 |  | HRCU-A-CB | DLCURAH48ABK | Ducted Indoor Units | FXM4X60**AL |  |  |  | 10 | 16 | 8 | FALSE | FALSE | FALSE | 48500 | 30800 | 2.38 | 31260 | 2.5
211275043 |  | Live | Carrier | KEEPRITE | Singlezone Ducted, Centrally Ducted | 211275043 |  | HRCU-A-CB | DLCURAH48ABK | Ducted Indoor Units | FXM4X60**AL |  |  |  | 10 | 16 | 8 | FALSE | FALSE | FALSE | 48500 | 30800 | 2.38 | 31260 | 2.5
211275042 |  | Live | Carrier | HEIL | Singlezone Ducted, Centrally Ducted | 211275042 |  | HRCU-A-CB | DLCURAH48ABK | Ducted Indoor Units | FXM4X60**AL |  |  |  | 10 | 16 | 8 | FALSE | FALSE | FALSE | 48500 | 30800 | 2.38 | 31260 | 2.5
211275041 |  | Live | Carrier | DAY & NIGHT | Singlezone Ducted, Centrally Ducted | 211275041 |  | HRCU-A-CB | DLCURAH48ABK | Ducted Indoor Units | FXM4X60**AL |  |  |  | 10 | 16 | 8 | FALSE | FALSE | FALSE | 48500 | 30800 | 2.38 | 31260 | 2.5
211275040 |  | Live | Carrier | COMFORTMAKER | Singlezone Ducted, Centrally Ducted | 211275040 |  | HRCU-A-CB | DLCURAH48ABK | Ducted Indoor Units | FXM4X60**AL |  |  |  | 10 | 16 | 8 | FALSE | FALSE | FALSE | 48500 | 30800 | 2.38 | 31260 | 2.5
211275039 |  | Live | Carrier | ARCOAIRE | Singlezone Ducted, Centrally Ducted | 211275039 |  | HRCU-A-CB | DLCURAH48ABK | Ducted Indoor Units | FXM4X60**AL |  |  |  | 10 | 16 | 8 | FALSE | FALSE | FALSE | 48500 | 30800 | 2.38 | 31260 | 2.5
211275038 |  | Live | Carrier | AIRQUEST | Singlezone Ducted, Centrally Ducted | 211275038 |  | HRCU-A-CB | DLCURAH48ABK | Ducted Indoor Units | FXM4X60**AL |  |  |  | 10 | 16 | 8 | FALSE | FALSE | FALSE | 48500 | 30800 | 2.38 | 31260 | 2.5
211275037 |  | Live | Carrier | PAYNE HEATING AND COOLING | Singlezone Ducted, Centrally Ducted | 211275037 |  | HRCU-A-CB | 38MURAQ48AB3* | Ducted Indoor Units | PF4MNB061L |  |  |  | 10 | 16 | 8 | FALSE | FALSE | FALSE | 48500 | 30800 | 2.38 | 31260 | 2.5
211275036 |  | Live | Carrier | BRYANT HEATING AND COOLING SYSTEMS | Singlezone Ducted, Centrally Ducted | 211275036 |  | HRCU-A-CB | 38MURAQ48AB3* | Ducted Indoor Units | FX4DN(B,F)061L |  |  |  | 10 | 16 | 8 | FALSE | FALSE | FALSE | 48500 | 30800 | 2.38 | 31260 | 2.5
211275035 |  | Live | Carrier | GRANDAIRE | Singlezone Ducted, Centrally Ducted | 211275035 |  | HRCU-A-CB | WDLCURAH48ABK | Ducted Indoor Units | WAXL484A* |  |  |  | 10 | 15.5 | 7.8 | FALSE | FALSE | FALSE | 48000 | 31200 | 2.32 | 31670 | 2.44
211275034 |  | Live | Carrier | TEMPSTAR | Singlezone Ducted, Centrally Ducted | 211275034 |  | HRCU-A-CB | DLCURAH48ABK | Ducted Indoor Units | FXM4X48**AL |  |  |  | 10 | 15.5 | 7.8 | FALSE | FALSE | FALSE | 48000 | 31200 | 2.32 | 31670 | 2.44
211275033 |  | Live | Carrier | SMART COMFORT | Singlezone Ducted, Centrally Ducted | 211275033 |  | HRCU-A-CB | DLCURAH48ABK | Ducted Indoor Units | FXM4X48**AL |  |  |  | 10 | 15.5 | 7.8 | FALSE | FALSE | FALSE | 48000 | 31200 | 2.32 | 31670 | 2.44
211275032 |  | Live | Carrier | KEEPRITE | Singlezone Ducted, Centrally Ducted | 211275032 |  | HRCU-A-CB | DLCURAH48ABK | Ducted Indoor Units | FXM4X48**AL |  |  |  | 10 | 15.5 | 7.8 | FALSE | FALSE | FALSE | 48000 | 31200 | 2.32 | 31670 | 2.44
211275031 |  | Live | Carrier | HEIL | Singlezone Ducted, Centrally Ducted | 211275031 |  | HRCU-A-CB | DLCURAH48ABK | Ducted Indoor Units | FXM4X48**AL |  |  |  | 10 | 15.5 | 7.8 | FALSE | FALSE | FALSE | 48000 | 31200 | 2.32 | 31670 | 2.44
211275030 |  | Live | Carrier | DAY & NIGHT | Singlezone Ducted, Centrally Ducted | 211275030 |  | HRCU-A-CB | DLCURAH48ABK | Ducted Indoor Units | FXM4X48**AL |  |  |  | 10 | 15.5 | 7.8 | FALSE | FALSE | FALSE | 48000 | 31200 | 2.32 | 31670 | 2.44
211275029 |  | Live | Carrier | COMFORTMAKER | Singlezone Ducted, Centrally Ducted | 211275029 |  | HRCU-A-CB | DLCURAH48ABK | Ducted Indoor Units | FXM4X48**AL |  |  |  | 10 | 15.5 | 7.8 | FALSE | FALSE | FALSE | 48000 | 31200 | 2.32 | 31670 | 2.44
211275028 |  | Live | Carrier | ARCOAIRE | Singlezone Ducted, Centrally Ducted | 211275028 |  | HRCU-A-CB | DLCURAH48ABK | Ducted Indoor Units | FXM4X48**AL |  |  |  | 10 | 15.5 | 7.8 | FALSE | FALSE | FALSE | 48000 | 31200 | 2.32 | 31670 | 2.44
211275027 |  | Live | Carrier | AIRQUEST | Singlezone Ducted, Centrally Ducted | 211275027 |  | HRCU-A-CB | DLCURAH48ABK | Ducted Indoor Units | FXM4X48**AL |  |  |  | 10 | 15.5 | 7.8 | FALSE | FALSE | FALSE | 48000 | 31200 | 2.32 | 31670 | 2.44
211275026 |  | Live | Carrier | PAYNE HEATING AND COOLING | Singlezone Ducted, Centrally Ducted | 211275026 |  | HRCU-A-CB | 38MURAQ48AB3* | Ducted Indoor Units | PF4MNB049L |  |  |  | 10 | 15.5 | 7.8 | FALSE | FALSE | FALSE | 48000 | 31200 | 2.32 | 31670 | 2.44
211275025 |  | Live | Carrier | BRYANT HEATING AND COOLING SYSTEMS | Singlezone Ducted, Centrally Ducted | 211275025 |  | HRCU-A-CB | 38MURAQ48AB3* | Ducted Indoor Units | FX4DN(B,F)049L |  |  |  | 10 | 15.5 | 7.8 | FALSE | FALSE | FALSE | 48000 | 31200 | 2.32 | 31670 | 2.44
211275024 |  | Live | Carrier | TEMPSTAR | Singlezone Ducted, Centrally Ducted | 211275024 |  | HRCU-A-CB | DLCURAH48ABK | Ducted Indoor Units | FVM4X60***L |  |  |  | 10 | 16 | 7.8 | FALSE | FALSE | FALSE | 48000 | 30800 | 2.36 | 31260 | 2.48
211275023 |  | Live | Carrier | SMART COMFORT | Singlezone Ducted, Centrally Ducted | 211275023 |  | HRCU-A-CB | DLCURAH48ABK | Ducted Indoor Units | FVM4X60***L |  |  |  | 10 | 16 | 7.8 | FALSE | FALSE | FALSE | 48000 | 30800 | 2.36 | 31260 | 2.48
211275022 |  | Live | Carrier | KEEPRITE | Singlezone Ducted, Centrally Ducted | 211275022 |  | HRCU-A-CB | DLCURAH48ABK | Ducted Indoor Units | FVM4X60***L |  |  |  | 10 | 16 | 7.8 | FALSE | FALSE | FALSE | 48000 | 30800 | 2.36 | 31260 | 2.48
211275021 |  | Live | Carrier | HEIL | Singlezone Ducted, Centrally Ducted | 211275021 |  | HRCU-A-CB | DLCURAH48ABK | Ducted Indoor Units | FVM4X60***L |  |  |  | 10 | 16 | 7.8 | FALSE | FALSE | FALSE | 48000 | 30800 | 2.36 | 31260 | 2.48
211275020 |  | Live | Carrier | DAY & NIGHT | Singlezone Ducted, Centrally Ducted | 211275020 |  | HRCU-A-CB | DLCURAH48ABK | Ducted Indoor Units | FVM4X60***L |  |  |  | 10 | 16 | 7.8 | FALSE | FALSE | FALSE | 48000 | 30800 | 2.36 | 31260 | 2.48
211275019 |  | Live | Carrier | COMFORTMAKER | Singlezone Ducted, Centrally Ducted | 211275019 |  | HRCU-A-CB | DLCURAH48ABK | Ducted Indoor Units | FVM4X60***L |  |  |  | 10 | 16 | 7.8 | FALSE | FALSE | FALSE | 48000 | 30800 | 2.36 | 31260 | 2.48
211275018 |  | Live | Carrier | ARCOAIRE | Singlezone Ducted, Centrally Ducted | 211275018 |  | HRCU-A-CB | DLCURAH48ABK | Ducted Indoor Units | FVM4X60***L |  |  |  | 10 | 16 | 7.8 | FALSE | FALSE | FALSE | 48000 | 30800 | 2.36 | 31260 | 2.48
211275017 |  | Live | Carrier | AIRQUEST | Singlezone Ducted, Centrally Ducted | 211275017 |  | HRCU-A-CB | DLCURAH48ABK | Ducted Indoor Units | FVM4X60***L |  |  |  | 10 | 16 | 7.8 | FALSE | FALSE | FALSE | 48000 | 30800 | 2.36 | 31260 | 2.48
211275016 |  | Live | Carrier | PAYNE HEATING AND COOLING | Singlezone Ducted, Centrally Ducted | 211275016 |  | HRCU-A-CB | 38MURAQ48AB3* | Ducted Indoor Units | FV4CNB006L |  |  |  | 10 | 16 | 7.8 | FALSE | FALSE | FALSE | 48000 | 30800 | 2.36 | 31260 | 2.48
211275015 |  | Live | Carrier | BRYANT HEATING AND COOLING SYSTEMS | Singlezone Ducted, Centrally Ducted | 211275015 |  | HRCU-A-CB | 38MURAQ48AB3* | Ducted Indoor Units | FV4CNB006L |  |  |  | 10 | 16 | 7.8 | FALSE | FALSE | FALSE | 48000 | 30800 | 2.36 | 31260 | 2.48
211275014 |  | Live | Carrier | TEMPSTAR | Singlezone Ducted, Centrally Ducted | 211275014 |  | HRCU-A-CB | DLCURAH48ABK | Ducted Indoor Units | FVM4X48***L |  |  |  | 9.5 | 15.5 | 7.8 | FALSE | FALSE | FALSE | 47500 | 31200 | 2.3 | 31670 | 2.41
211275013 |  | Live | Carrier | SMART COMFORT | Singlezone Ducted, Centrally Ducted | 211275013 |  | HRCU-A-CB | DLCURAH48ABK | Ducted Indoor Units | FVM4X48***L |  |  |  | 9.5 | 15.5 | 7.8 | FALSE | FALSE | FALSE | 47500 | 31200 | 2.3 | 31670 | 2.41
211275012 |  | Live | Carrier | KEEPRITE | Singlezone Ducted, Centrally Ducted | 211275012 |  | HRCU-A-CB | DLCURAH48ABK | Ducted Indoor Units | FVM4X48***L |  |  |  | 9.5 | 15.5 | 7.8 | FALSE | FALSE | FALSE | 47500 | 31200 | 2.3 | 31670 | 2.41
211275011 |  | Live | Carrier | HEIL | Singlezone Ducted, Centrally Ducted | 211275011 |  | HRCU-A-CB | DLCURAH48ABK | Ducted Indoor Units | FVM4X48***L |  |  |  | 9.5 | 15.5 | 7.8 | FALSE | FALSE | FALSE | 47500 | 31200 | 2.3 | 31670 | 2.41
211275010 |  | Live | Carrier | DAY & NIGHT | Singlezone Ducted, Centrally Ducted | 211275010 |  | HRCU-A-CB | DLCURAH48ABK | Ducted Indoor Units | FVM4X48***L |  |  |  | 9.5 | 15.5 | 7.8 | FALSE | FALSE | FALSE | 47500 | 31200 | 2.3 | 31670 | 2.41
211275009 |  | Live | Carrier | COMFORTMAKER | Singlezone Ducted, Centrally Ducted | 211275009 |  | HRCU-A-CB | DLCURAH48ABK | Ducted Indoor Units | FVM4X48***L |  |  |  | 9.5 | 15.5 | 7.8 | FALSE | FALSE | FALSE | 47500 | 31200 | 2.3 | 31670 | 2.41
211275008 |  | Live | Carrier | ARCOAIRE | Singlezone Ducted, Centrally Ducted | 211275008 |  | HRCU-A-CB | DLCURAH48ABK | Ducted Indoor Units | FVM4X48***L |  |  |  | 9.5 | 15.5 | 7.8 | FALSE | FALSE | FALSE | 47500 | 31200 | 2.3 | 31670 | 2.41
211275007 |  | Live | Carrier | AIRQUEST | Singlezone Ducted, Centrally Ducted | 211275007 |  | HRCU-A-CB | DLCURAH48ABK | Ducted Indoor Units | FVM4X48***L |  |  |  | 9.5 | 15.5 | 7.8 | FALSE | FALSE | FALSE | 47500 | 31200 | 2.3 | 31670 | 2.41
211275006 |  | Live | Carrier | PAYNE HEATING AND COOLING | Singlezone Ducted, Centrally Ducted | 211275006 |  | HRCU-A-CB | 38MURAQ48AB3* | Ducted Indoor Units | FV4CN(B,F)005L |  |  |  | 9.5 | 15.5 | 7.8 | FALSE | FALSE | FALSE | 47500 | 31200 | 2.3 | 31670 | 2.41
211275005 |  | Live | Carrier | BRYANT HEATING AND COOLING SYSTEMS | Singlezone Ducted, Centrally Ducted | 211275005 |  | HRCU-A-CB | 38MURAQ48AB3* | Ducted Indoor Units | FV4CN(B,F)005L |  |  |  | 9.5 | 15.5 | 7.8 | FALSE | FALSE | FALSE | 47500 | 31200 | 2.3 | 31670 | 2.41
211275004 |  | Live | Carrier | GRANDAIRE | Singlezone Ducted, Centrally Ducted | 211275004 |  | HRCU-A-CB | WDLCURAH48ABK | Ducted Indoor Units | WBHL604*D* |  |  |  | 10 | 16 | 8.1 | FALSE | FALSE | TRUE | 49000 | 31000 | 2.4 | 31470 | 2.52
211275003 |  | Live | Carrier | TEMPSTAR | Singlezone Ducted, Centrally Ducted | 211275003 |  | HRCU-A-CB | DLCURAH48ABK | Ducted Indoor Units | FJMA4*60L*D* |  |  |  | 10 | 16 | 8.1 | FALSE | FALSE | TRUE | 49000 | 31000 | 2.4 | 31470 | 2.52
211275002 |  | Live | Carrier | SMART COMFORT | Singlezone Ducted, Centrally Ducted | 211275002 |  | HRCU-A-CB | DLCURAH48ABK | Ducted Indoor Units | FJMA4*60L*D* |  |  |  | 10 | 16 | 8.1 | FALSE | FALSE | TRUE | 49000 | 31000 | 2.4 | 31470 | 2.52
211275001 |  | Live | Carrier | KEEPRITE | Singlezone Ducted, Centrally Ducted | 211275001 |  | HRCU-A-CB | DLCURAH48ABK | Ducted Indoor Units | FJMA4*60L*D* |  |  |  | 10 | 16 | 8.1 | FALSE | FALSE | TRUE | 49000 | 31000 | 2.4 | 31470 | 2.52
211275000 |  | Live | Carrier | HEIL | Singlezone Ducted, Centrally Ducted | 211275000 |  | HRCU-A-CB | DLCURAH48ABK | Ducted Indoor Units | FJMA4*60L*D* |  |  |  | 10 | 16 | 8.1 | FALSE | FALSE | TRUE | 49000 | 31000 | 2.4 | 31470 | 2.52
211274999 |  | Live | Carrier | DAY & NIGHT | Singlezone Ducted, Centrally Ducted | 211274999 |  | HRCU-A-CB | DLCURAH48ABK | Ducted Indoor Units | FJMA4*60L*D* |  |  |  | 10 | 16 | 8.1 | FALSE | FALSE | TRUE | 49000 | 31000 | 2.4 | 31470 | 2.52
211274998 |  | Live | Carrier | COMFORTMAKER | Singlezone Ducted, Centrally Ducted | 211274998 |  | HRCU-A-CB | DLCURAH48ABK | Ducted Indoor Units | FJMA4*60L*D* |  |  |  | 10 | 16 | 8.1 | FALSE | FALSE | TRUE | 49000 | 31000 | 2.4 | 31470 | 2.52
211274997 |  | Live | Carrier | ARCOAIRE | Singlezone Ducted, Centrally Ducted | 211274997 |  | HRCU-A-CB | DLCURAH48ABK | Ducted Indoor Units | FJMA4*60L*D* |  |  |  | 10 | 16 | 8.1 | FALSE | FALSE | TRUE | 49000 | 31000 | 2.4 | 31470 | 2.52
211274996 |  | Live | Carrier | AIRQUEST | Singlezone Ducted, Centrally Ducted | 211274996 |  | HRCU-A-CB | DLCURAH48ABK | Ducted Indoor Units | FJMA4*60L*D* |  |  |  | 10 | 16 | 8.1 | FALSE | FALSE | TRUE | 49000 | 31000 | 2.4 | 31470 | 2.52
211274995 |  | Live | Carrier | PAYNE HEATING AND COOLING | Singlezone Ducted, Centrally Ducted | 211274995 |  | HRCU-A-CB | 38MURAQ48AB3* | Ducted Indoor Units | PF4MN*D60L* |  |  |  | 10 | 16 | 8.1 | FALSE | FALSE | TRUE | 49000 | 31000 | 2.4 | 31470 | 2.52
211274994 |  | Live | Carrier | PAYNE HEATING AND COOLING | Singlezone Ducted, Centrally Ducted | 211274994 |  | HRCU-A-CB | 38MURAQ48AB3* | Ducted Indoor Units | FJ4DN*D60L* |  |  |  | 10 | 16 | 8.1 | FALSE | FALSE | TRUE | 49000 | 31000 | 2.4 | 31470 | 2.52
211274993 |  | Live | Carrier | BRYANT HEATING AND COOLING SYSTEMS | Singlezone Ducted, Centrally Ducted | 211274993 |  | HRCU-A-CB | 38MURAQ48AB3* | Ducted Indoor Units | PF4MN*D60L* |  |  |  | 10 | 16 | 8.1 | FALSE | FALSE | TRUE | 49000 | 31000 | 2.4 | 31470 | 2.52
211274992 |  | Live | Carrier | BRYANT HEATING AND COOLING SYSTEMS | Singlezone Ducted, Centrally Ducted | 211274992 |  | HRCU-A-CB | 38MURAQ48AB3* | Ducted Indoor Units | FJ4DN*D60L* |  |  |  | 10 | 16 | 8.1 | FALSE | FALSE | TRUE | 49000 | 31000 | 2.4 | 31470 | 2.52
211274991 |  | Live | Carrier | CARRIER | Singlezone Ducted, Centrally Ducted | 211274991 |  | HRCU-A-CB | 38MURAQ48AB3* | Ducted Indoor Units | PF4MN*D60L* |  |  |  | 10 | 16 | 8.1 | FALSE | FALSE | TRUE | 49000 | 31000 | 2.4 | 31470 | 2.52
211274963 |  | Live | Carrier | CARRIER | Singlezone Ducted, Centrally Ducted | 211274963 |  | HRCU-A-CB | 38MURAQ48AB3* | Ducted Indoor Units | FX4DN(B,F)061L |  |  |  | 10 | 16 | 8 | FALSE | FALSE | FALSE | 48500 | 30800 | 2.38 | 31260 | 2.5
211274962 |  | Live | Carrier | CARRIER | Singlezone Ducted, Centrally Ducted | 211274962 |  | HRCU-A-CB | 38MURAQ48AB3* | Ducted Indoor Units | FX4DN(B,F)049L |  |  |  | 10 | 15.5 | 7.8 | FALSE | FALSE | FALSE | 48000 | 31200 | 2.32 | 31670 | 2.44
211274961 |  | Live | Carrier | CARRIER | Singlezone Ducted, Centrally Ducted | 211274961 |  | HRCU-A-CB | 38MURAQ48AB3* | Ducted Indoor Units | FV4CNB006L |  |  |  | 10 | 16 | 7.8 | FALSE | FALSE | FALSE | 48000 | 30800 | 2.36 | 31260 | 2.48
211274960 |  | Live | Carrier | CARRIER | Singlezone Ducted, Centrally Ducted | 211274960 |  | HRCU-A-CB | 38MURAQ48AB3* | Ducted Indoor Units | FV4CN(B,F)005L |  |  |  | 9.5 | 15.5 | 7.8 | FALSE | FALSE | FALSE | 47500 | 31200 | 2.3 | 31670 | 2.41
211222786 |  | Live | Carrier | TEMPSTAR | Singlezone Ducted, Centrally Ducted | 211222786 |  | HRCU-A-CB | DLCURAH30ABK | Ducted Indoor Units | FVM4X24***L |  |  |  | 9 | 14.5 | 8.1 | FALSE | FALSE | FALSE | 30000 | 23600 | 2.46 | 23960 | 2.58
211274959 |  | Live | Carrier | CARRIER | Singlezone Ducted, Centrally Ducted | 211274959 |  | HRCU-A-CB | 38MURAQ48AB3* | Ducted Indoor Units | FJ4DN*D60L* |  |  |  | 10 | 16 | 8.1 | FALSE | FALSE | TRUE | 49000 | 31000 | 2.4 | 31470 | 2.52
211222785 |  | Live | Carrier | SMART COMFORT | Singlezone Ducted, Centrally Ducted | 211222785 |  | HRCU-A-CB | DLCURAH30ABK | Ducted Indoor Units | FVM4X24***L |  |  |  | 9 | 14.5 | 8.1 | FALSE | FALSE | FALSE | 30000 | 23600 | 2.46 | 23960 | 2.58
211274955 |  | Live | Carrier | GRANDAIRE | Singlezone Ducted, Centrally Ducted | 211274955 |  | HRCU-A-CB | WDLCURAH48ABK | Ducted Indoor Units | WBHL484*C* |  |  |  | 10 | 14.5 | 8.5 | FALSE | FALSE | FALSE | 48000 | 31400 | 2.32 | 31870 | 2.43
211274954 |  | Live | Carrier | TEMPSTAR | Singlezone Ducted, Centrally Ducted | 211274954 |  | HRCU-A-CB | DLCURAH48ABK | Ducted Indoor Units | FJMA4*48L*C* |  |  |  | 10 | 14.5 | 8.5 | FALSE | FALSE | FALSE | 48000 | 31400 | 2.32 | 31870 | 2.43
211222784 |  | Live | Carrier | KEEPRITE | Singlezone Ducted, Centrally Ducted | 211222784 |  | HRCU-A-CB | DLCURAH30ABK | Ducted Indoor Units | FVM4X24***L |  |  |  | 9 | 14.5 | 8.1 | FALSE | FALSE | FALSE | 30000 | 23600 | 2.46 | 23960 | 2.58
211274953 |  | Live | Carrier | SMART COMFORT | Singlezone Ducted, Centrally Ducted | 211274953 |  | HRCU-A-CB | DLCURAH48ABK | Ducted Indoor Units | FJMA4*48L*C* |  |  |  | 10 | 14.5 | 8.5 | FALSE | FALSE | FALSE | 48000 | 31400 | 2.32 | 31870 | 2.43
211274952 |  | Live | Carrier | KEEPRITE | Singlezone Ducted, Centrally Ducted | 211274952 |  | HRCU-A-CB | DLCURAH48ABK | Ducted Indoor Units | FJMA4*48L*C* |  |  |  | 10 | 14.5 | 8.5 | FALSE | FALSE | FALSE | 48000 | 31400 | 2.32 | 31870 | 2.43
211222783 |  | Live | Carrier | HEIL | Singlezone Ducted, Centrally Ducted | 211222783 |  | HRCU-A-CB | DLCURAH30ABK | Ducted Indoor Units | FVM4X24***L |  |  |  | 9 | 14.5 | 8.1 | FALSE | FALSE | FALSE | 30000 | 23600 | 2.46 | 23960 | 2.58
211274951 |  | Live | Carrier | HEIL | Singlezone Ducted, Centrally Ducted | 211274951 |  | HRCU-A-CB | DLCURAH48ABK | Ducted Indoor Units | FJMA4*48L*C* |  |  |  | 10 | 14.5 | 8.5 | FALSE | FALSE | FALSE | 48000 | 31400 | 2.32 | 31870 | 2.43
211222782 |  | Live | Carrier | DAY & NIGHT | Singlezone Ducted, Centrally Ducted | 211222782 |  | HRCU-A-CB | DLCURAH30ABK | Ducted Indoor Units | FVM4X24***L |  |  |  | 9 | 14.5 | 8.1 | FALSE | FALSE | FALSE | 30000 | 23600 | 2.46 | 23960 | 2.58
211274950 |  | Live | Carrier | DAY & NIGHT | Singlezone Ducted, Centrally Ducted | 211274950 |  | HRCU-A-CB | DLCURAH48ABK | Ducted Indoor Units | FJMA4*48L*C* |  |  |  | 10 | 14.5 | 8.5 | FALSE | FALSE | FALSE | 48000 | 31400 | 2.32 | 31870 | 2.43
211274949 |  | Live | Carrier | COMFORTMAKER | Singlezone Ducted, Centrally Ducted | 211274949 |  | HRCU-A-CB | DLCURAH48ABK | Ducted Indoor Units | FJMA4*48L*C* |  |  |  | 10 | 14.5 | 8.5 | FALSE | FALSE | FALSE | 48000 | 31400 | 2.32 | 31870 | 2.43
211274948 |  | Live | Carrier | ARCOAIRE | Singlezone Ducted, Centrally Ducted | 211274948 |  | HRCU-A-CB | DLCURAH48ABK | Ducted Indoor Units | FJMA4*48L*C* |  |  |  | 10 | 14.5 | 8.5 | FALSE | FALSE | FALSE | 48000 | 31400 | 2.32 | 31870 | 2.43
211222781 |  | Live | Carrier | COMFORTMAKER | Singlezone Ducted, Centrally Ducted | 211222781 |  | HRCU-A-CB | DLCURAH30ABK | Ducted Indoor Units | FVM4X24***L |  |  |  | 9 | 14.5 | 8.1 | FALSE | FALSE | FALSE | 30000 | 23600 | 2.46 | 23960 | 2.58
211274947 |  | Live | Carrier | AIRQUEST | Singlezone Ducted, Centrally Ducted | 211274947 |  | HRCU-A-CB | DLCURAH48ABK | Ducted Indoor Units | FJMA4*48L*C* |  |  |  | 10 | 14.5 | 8.5 | FALSE | FALSE | FALSE | 48000 | 31400 | 2.32 | 31870 | 2.43
211274946 |  | Live | Carrier | PAYNE HEATING AND COOLING | Singlezone Ducted, Centrally Ducted | 211274946 |  | HRCU-A-CB | 38MURAQ48AB3* | Ducted Indoor Units | PF4MN*C48L* |  |  |  | 10 | 14.5 | 8.5 | FALSE | FALSE | FALSE | 48000 | 31400 | 2.32 | 31870 | 2.43
211222780 |  | Live | Carrier | ARCOAIRE | Singlezone Ducted, Centrally Ducted | 211222780 |  | HRCU-A-CB | DLCURAH30ABK | Ducted Indoor Units | FVM4X24***L |  |  |  | 9 | 14.5 | 8.1 | FALSE | FALSE | FALSE | 30000 | 23600 | 2.46 | 23960 | 2.58
211274945 |  | Live | Carrier | PAYNE HEATING AND COOLING | Singlezone Ducted, Centrally Ducted | 211274945 |  | HRCU-A-CB | 38MURAQ48AB3* | Ducted Indoor Units | FJ4DN*C48L* |  |  |  | 10 | 14.5 | 8.5 | FALSE | FALSE | FALSE | 48000 | 31400 | 2.32 | 31870 | 2.43
211274944 |  | Live | Carrier | BRYANT HEATING AND COOLING SYSTEMS | Singlezone Ducted, Centrally Ducted | 211274944 |  | HRCU-A-CB | 38MURAQ48AB3* | Ducted Indoor Units | PF4MN*C48L* |  |  |  | 10 | 14.5 | 8.5 | FALSE | FALSE | FALSE | 48000 | 31400 | 2.32 | 31870 | 2.43
211222779 |  | Live | Carrier | AIRQUEST | Singlezone Ducted, Centrally Ducted | 211222779 |  | HRCU-A-CB | DLCURAH30ABK | Ducted Indoor Units | FVM4X24***L |  |  |  | 9 | 14.5 | 8.1 | FALSE | FALSE | FALSE | 30000 | 23600 | 2.46 | 23960 | 2.58
211274943 |  | Live | Carrier | BRYANT HEATING AND COOLING SYSTEMS | Singlezone Ducted, Centrally Ducted | 211274943 |  | HRCU-A-CB | 38MURAQ48AB3* | Ducted Indoor Units | FJ4DN*C48L* |  |  |  | 10 | 14.5 | 8.5 | FALSE | FALSE | FALSE | 48000 | 31400 | 2.32 | 31870 | 2.43
211274942 |  | Live | Carrier | CARRIER | Singlezone Ducted, Centrally Ducted | 211274942 |  | HRCU-A-CB | 38MURAQ48AB3* | Ducted Indoor Units | PF4MN*C48L* |  |  |  | 10 | 14.5 | 8.5 | FALSE | FALSE | FALSE | 48000 | 31400 | 2.32 | 31870 | 2.43
211222778 |  | Live | Carrier | TEMPSTAR | Singlezone Ducted, Centrally Ducted | 211222778 |  | HRCU-A-CB | DLCURAH30ABK | Ducted Indoor Units | FVM4X36***L |  |  |  | 9 | 15.2 | 8.1 | FALSE | FALSE | FALSE | 30400 | 23400 | 2.44 | 23760 | 2.56
211274941 |  | Live | Carrier | CARRIER | Singlezone Ducted, Centrally Ducted | 211274941 |  | HRCU-A-CB | 38MURAQ48AB3* | Ducted Indoor Units | FJ4DN*C48L* |  |  |  | 10 | 14.5 | 8.5 | FALSE | FALSE | FALSE | 48000 | 31400 | 2.32 | 31870 | 2.43
213613883 |  | Live | Lennox Industries | ADP | Singlezone Ducted, Centrally Ducted | 213613883 |  | HRCU-A-C | TU60-48WADU | Ducted Indoor Units | *E49960 |  |  |  | 9.5 | 15.2 | 8.35 | FALSE | FALSE | FALSE | 50500 | 34200 | 2.1 | 31400 | 2.5
211222777 |  | Live | Carrier | SMART COMFORT | Singlezone Ducted, Centrally Ducted | 211222777 |  | HRCU-A-CB | DLCURAH30ABK | Ducted Indoor Units | FVM4X36***L |  |  |  | 9 | 15.2 | 8.1 | FALSE | FALSE | FALSE | 30400 | 23400 | 2.44 | 23760 | 2.56
213613882 |  | Live | Lennox Industries | ADP | Singlezone Ducted, Centrally Ducted | 213613882 |  | HRCU-A-C | TU36-24WADU | Ducted Indoor Units | *G33936 |  |  |  | 9 | 15 | 8.4 | FALSE | FALSE | FALSE | 31200 | 21000 | 2.1 | 24000 | 2.31
213613881 |  | Live | Lennox Industries | ADP | Singlezone Ducted, Centrally Ducted | 213613881 |  | HRCU-A-C | WSEHV4860RA1-N | Ducted Indoor Units | *E49960+TD |  |  |  | 9.5 | 15.2 | 8.35 | FALSE | FALSE | FALSE | 50500 | 34200 | 2.1 | 48000 | 2.04
211222776 |  | Live | Carrier | KEEPRITE | Singlezone Ducted, Centrally Ducted | 211222776 |  | HRCU-A-CB | DLCURAH30ABK | Ducted Indoor Units | FVM4X36***L |  |  |  | 9 | 15.2 | 8.1 | FALSE | FALSE | FALSE | 30400 | 23400 | 2.44 | 23760 | 2.56
213613880 |  | Live | Lennox Industries | ADP | Singlezone Ducted, Centrally Ducted | 213613880 |  | HRCU-A-C | WSEHV4860RA1-N | Ducted Indoor Units | *E49960 |  |  |  | 10 | 15.2 | 8.35 | FALSE | FALSE | TRUE | 47000 | 30200 | 2.1 | 48000 | 2.04
213613879 |  | Live | Lennox Industries | ADP | Singlezone Ducted, Centrally Ducted | 213613879 |  | HRCU-A-C | DLCURAH36ABK | Ducted Indoor Units | H,GE34936+TD |  |  |  | 10 | 15.2 | 8.45 | FALSE | FALSE | TRUE | 35800 | 26400 | 2.1 | 29730 | 2.45
211222775 |  | Live | Carrier | HEIL | Singlezone Ducted, Centrally Ducted | 211222775 |  | HRCU-A-CB | DLCURAH30ABK | Ducted Indoor Units | FVM4X36***L |  |  |  | 9 | 15.2 | 8.1 | FALSE | FALSE | FALSE | 30400 | 23400 | 2.44 | 23760 | 2.56
213613878 |  | Live | Lennox Industries | ADP | Singlezone Ducted, Centrally Ducted | 213613878 |  | HRCU-A-C | DLCURAH36ABK | Ducted Indoor Units | H,GE33936+TD |  |  |  | 9.5 | 15.2 | 8.35 | FALSE | FALSE | FALSE | 35400 | 26400 | 2.1 | 29730 | 2.45
213613877 |  | Live | Lennox Industries | ADP | Singlezone Ducted, Centrally Ducted | 213613877 |  | HRCU-A-C | DLCURAH36ABK | Ducted Indoor Units | H,GE32936+TD |  |  |  | 9.5 | 15.2 | 8.2 | FALSE | FALSE | FALSE | 34800 | 26400 | 2.1 | 29730 | 2.45
211222774 |  | Live | Carrier | DAY & NIGHT | Singlezone Ducted, Centrally Ducted | 211222774 |  | HRCU-A-CB | DLCURAH30ABK | Ducted Indoor Units | FVM4X36***L |  |  |  | 9 | 15.2 | 8.1 | FALSE | FALSE | FALSE | 30400 | 23400 | 2.44 | 23760 | 2.56
213613876 |  | Live | Lennox Industries | ADP | Singlezone Ducted, Centrally Ducted | 213613876 |  | HRCU-A-C | DLCURAH30ABK | Ducted Indoor Units | H,GE32936+TD |  |  |  | 10 | 15.2 | 9.2 | FALSE | FALSE | TRUE | 29000 | 21600 | 2.1 | 23760 | 8.7
213613875 |  | Live | Lennox Industries | ADP | Singlezone Ducted, Centrally Ducted | 213613875 |  | HRCU-A-C | DLCURAH30ABK | Ducted Indoor Units | H,GE31930+TD |  |  |  | 10 | 15.2 | 9.05 | FALSE | FALSE | TRUE | 28600 | 21400 | 2.1 | 23760 | 8.7
213613891 |  | Live | Lennox Industries | ADP | Singlezone Ducted, Centrally Ducted | 213613891 |  | HRCU-A-C | GUD60W/A-D(U) | Ducted Indoor Units | *G52960 |  |  |  | 10 | 15.2 | 8.5 | FALSE | FALSE | TRUE | 47000 | 30200 | 2.1 | 31400 | 2.5
213613890 |  | Live | Lennox Industries | ADP | Singlezone Ducted, Centrally Ducted | 213613890 |  | HRCU-A-C | GUD60W/A-D(U) | Ducted Indoor Units | *E50960 |  |  |  | 10 | 15.2 | 8.4 | FALSE | FALSE | TRUE | 47000 | 30200 | 2.1 | 31400 | 2.5
211222773 |  | Live | Carrier | COMFORTMAKER | Singlezone Ducted, Centrally Ducted | 211222773 |  | HRCU-A-CB | DLCURAH30ABK | Ducted Indoor Units | FVM4X36***L |  |  |  | 9 | 15.2 | 8.1 | FALSE | FALSE | FALSE | 30400 | 23400 | 2.44 | 23760 | 2.56
213613889 |  | Live | Lennox Industries | ADP | Singlezone Ducted, Centrally Ducted | 213613889 |  | HRCU-A-C | GUD60W/A-D(U) | Ducted Indoor Units | *E49960 |  |  |  | 10 | 15.2 | 8.35 | FALSE | FALSE | TRUE | 47000 | 30200 | 2.1 | 31400 | 2.5
213613899 |  | Live | Lennox Industries | ADP | Singlezone Ducted, Centrally Ducted | 213613899 |  | HRCU-A-C | GUD36W/A-D(U) | Ducted Indoor Units | *G9J936 |  |  |  | 11 | 15.2 | 8.5 | FALSE | FALSE | TRUE | 22800 | 14000 | 2.1 | 24000 | 2.31
211222772 |  | Live | Carrier | ARCOAIRE | Singlezone Ducted, Centrally Ducted | 211222772 |  | HRCU-A-CB | DLCURAH30ABK | Ducted Indoor Units | FVM4X36***L |  |  |  | 9 | 15.2 | 8.1 | FALSE | FALSE | FALSE | 30400 | 23400 | 2.44 | 23760 | 2.56
213613902 |  | Live | Lennox Industries | ADP | Singlezone Ducted, Centrally Ducted | 213613902 |  | HRCU-A-C | GUD36W/A-D(U) | Ducted Indoor Units | *G8J936 |  |  |  | 10.5 | 15.2 | 8.5 | FALSE | FALSE | TRUE | 22600 | 14000 | 2.1 | 24000 | 2.31
213613888 |  | Live | Lennox Industries | ADP | Singlezone Ducted, Centrally Ducted | 213613888 |  | HRCU-A-C | GUD36W/A-D(U) | Ducted Indoor Units | *G34936 |  |  |  | 11 | 15.2 | 8.5 | FALSE | FALSE | TRUE | 22800 | 14000 | 2.1 | 24000 | 2.31
211222771 |  | Live | Carrier | AIRQUEST | Singlezone Ducted, Centrally Ducted | 211222771 |  | HRCU-A-CB | DLCURAH30ABK | Ducted Indoor Units | FVM4X36***L |  |  |  | 9 | 15.2 | 8.1 | FALSE | FALSE | FALSE | 30400 | 23400 | 2.44 | 23760 | 2.56
213613887 |  | Live | Lennox Industries | ADP | Singlezone Ducted, Centrally Ducted | 213613887 |  | HRCU-A-C | FLEXX60HP230V1AO | Ducted Indoor Units | *G52960 |  |  |  | 10 | 15.2 | 8.5 | FALSE | FALSE | TRUE | 47000 | 30200 | 2.1 | 31400 | 2.5
213613886 |  | Live | Lennox Industries | ADP | Singlezone Ducted, Centrally Ducted | 213613886 |  | HRCU-A-C | FLEXX60HP230V1AO | Ducted Indoor Units | *E50960 |  |  |  | 10 | 15.2 | 8.4 | FALSE | FALSE | TRUE | 47000 | 30200 | 2.1 | 31400 | 2.5
211222770 |  | Live | Carrier | TEMPSTAR | Singlezone Ducted, Centrally Ducted | 211222770 |  | HRCU-A-CB | DLCURAH30ABK | Ducted Indoor Units | FMA4X36**AL* |  |  |  | 9 | 15.5 | 8.5 | FALSE | FALSE | FALSE | 31200 | 23800 | 2.58 | 24160 | 2.71
213613885 |  | Live | Lennox Industries | ADP | Singlezone Ducted, Centrally Ducted | 213613885 |  | HRCU-A-C | FLEXX60HP230V1AO | Ducted Indoor Units | *E49960 |  |  |  | 10 | 15.2 | 8.35 | FALSE | FALSE | TRUE | 47000 | 30200 | 2.1 | 31400 | 2.5
211222769 |  | Live | Carrier | SMART COMFORT | Singlezone Ducted, Centrally Ducted | 211222769 |  | HRCU-A-CB | DLCURAH30ABK | Ducted Indoor Units | FMA4X36**AL* |  |  |  | 9 | 15.5 | 8.5 | FALSE | FALSE | FALSE | 31200 | 23800 | 2.58 | 24160 | 2.71
213613898 |  | Live | Lennox Industries | ADP | Singlezone Ducted, Centrally Ducted | 213613898 |  | HRCU-A-C | FLEXX36HP230V1AO | Ducted Indoor Units | *G9J936 |  |  |  | 11 | 15.2 | 8.5 | FALSE | FALSE | TRUE | 22800 | 14000 | 2.1 | 24000 | 2.31
213613901 |  | Live | Lennox Industries | ADP | Singlezone Ducted, Centrally Ducted | 213613901 |  | HRCU-A-C | FLEXX36HP230V1AO | Ducted Indoor Units | *G8J936 |  |  |  | 10.5 | 15.2 | 8.5 | FALSE | FALSE | TRUE | 22600 | 14000 | 2.1 | 24000 | 2.31
211222768 |  | Live | Carrier | KEEPRITE | Singlezone Ducted, Centrally Ducted | 211222768 |  | HRCU-A-CB | DLCURAH30ABK | Ducted Indoor Units | FMA4X36**AL* |  |  |  | 9 | 15.5 | 8.5 | FALSE | FALSE | FALSE | 31200 | 23800 | 2.58 | 24160 | 2.71
213613884 |  | Live | Lennox Industries | ADP | Singlezone Ducted, Centrally Ducted | 213613884 |  | HRCU-A-C | FLEXX36HP230V1AO | Ducted Indoor Units | *G34936 |  |  |  | 11 | 15.2 | 8.5 | FALSE | FALSE | TRUE | 22800 | 14000 | 2.1 | 24000 | 2.31
213613870 |  | Live | Lennox Industries | ADP | Singlezone Ducted, Centrally Ducted | 213613870 |  | HRCU-A-C | WSEHV4860RA1-C | Ducted Indoor Units | *E50960+TD |  |  |  | 9.5 | 15.2 | 8.4 | FALSE | FALSE | FALSE | 50500 | 34200 | 2.1 | 49000 | 2.02
211222767 |  | Live | Carrier | HEIL | Singlezone Ducted, Centrally Ducted | 211222767 |  | HRCU-A-CB | DLCURAH30ABK | Ducted Indoor Units | FMA4X36**AL* |  |  |  | 9 | 15.5 | 8.5 | FALSE | FALSE | FALSE | 31200 | 23800 | 2.58 | 24160 | 2.71
213613869 |  | Live | Lennox Industries | ADP | Singlezone Ducted, Centrally Ducted | 213613869 |  | HRCU-A-C | WSEHV4860RA1-C | Ducted Indoor Units | *E50960 |  |  |  | 10 | 15.2 | 8.4 | FALSE | FALSE | TRUE | 47000 | 30200 | 2.1 | 49000 | 2.02
213613868 |  | Live | Lennox Industries | ADP | Singlezone Ducted, Centrally Ducted | 213613868 |  | HRCU-A-C | WSEHV4860RA1-C | Ducted Indoor Units | *E49960+TD |  |  |  | 9.5 | 15.2 | 8.35 | FALSE | FALSE | FALSE | 50500 | 34200 | 2.1 | 49000 | 2.02
213613867 |  | Live | Lennox Industries | ADP | Singlezone Ducted, Centrally Ducted | 213613867 |  | HRCU-A-C | WSEHV4860RA1-C | Ducted Indoor Units | *E49960 |  |  |  | 10 | 15.2 | 8.35 | FALSE | FALSE | TRUE | 47000 | 30200 | 2.1 | 49000 | 2.02
213613866 |  | Live | Lennox Industries | ADP | Singlezone Ducted, Centrally Ducted | 213613866 |  | HRCU-A-C | 38MURAQ36AB3 | Ducted Indoor Units | CDP36A15P+TD |  |  |  | 9.5 | 15.2 | 8.2 | FALSE | FALSE | FALSE | 34800 | 26400 | 2.1 | 47300 | 2.4
211222766 |  | Live | Carrier | DAY & NIGHT | Singlezone Ducted, Centrally Ducted | 211222766 |  | HRCU-A-CB | DLCURAH30ABK | Ducted Indoor Units | FMA4X36**AL* |  |  |  | 9 | 15.5 | 8.5 | FALSE | FALSE | FALSE | 31200 | 23800 | 2.58 | 24160 | 2.71
213613865 |  | Live | Lennox Industries | ADP | Singlezone Ducted, Centrally Ducted | 213613865 |  | HRCU-A-C | 38MURAQ30AB3 | Ducted Indoor Units | H,PE32936+TD |  |  |  | 10 | 15.2 | 9.2 | FALSE | FALSE | TRUE | 29000 | 21600 | 2.1 | 28600 | 2.3
213613864 |  | Live | Lennox Industries | ADP | Singlezone Ducted, Centrally Ducted | 213613864 |  | HRCU-A-C | 38MURAQ30AB3 | Ducted Indoor Units | H,PE31930+TD |  |  |  | 10 | 15.2 | 9.05 | FALSE | FALSE | TRUE | 28600 | 21400 | 2.1 | 28600 | 2.3
213613863 |  | Live | Lennox Industries | ADP | Singlezone Ducted, Centrally Ducted | 213613863 |  | HRCU-A-C | 38MURAQ30AB3 | Ducted Indoor Units | CDP30A15P+TD |  |  |  | 10 | 15.2 | 9.05 | FALSE | FALSE | TRUE | 28600 | 21400 | 2.1 | 28600 | 2.3
213613895 |  | Live | Lennox Industries | ADP | Singlezone Ducted, Centrally Ducted | 213613895 |  | HRCU-A-C | 38MURAQ30AB3 | Ducted Indoor Units | CDP30A14P+TD |  |  |  | 10 | 15.2 | 9.05 | FALSE | FALSE | TRUE | 28600 | 21400 | 2.1 | 28600 | 2.3
211222765 |  | Live | Carrier | COMFORTMAKER | Singlezone Ducted, Centrally Ducted | 211222765 |  | HRCU-A-CB | DLCURAH30ABK | Ducted Indoor Units | FMA4X36**AL* |  |  |  | 9 | 15.5 | 8.5 | FALSE | FALSE | FALSE | 31200 | 23800 | 2.58 | 24160 | 2.71
213613862 |  | Live | Lennox Industries | ADP | Singlezone Ducted, Centrally Ducted | 213613862 |  | HRCU-A-C | 38MURAQ24AB3 | Ducted Indoor Units | H,PG21924+TD |  |  |  | 10 | 16 | 8.8 | FALSE | FALSE | TRUE | 23000 | 19800 | 2.1 | 26700 | 2.4
211222764 |  | Live | Carrier | ARCOAIRE | Singlezone Ducted, Centrally Ducted | 211222764 |  | HRCU-A-CB | DLCURAH30ABK | Ducted Indoor Units | FMA4X36**AL* |  |  |  | 9 | 15.5 | 8.5 | FALSE | FALSE | FALSE | 31200 | 23800 | 2.58 | 24160 | 2.71
213613861 |  | Live | Lennox Industries | ADP | Singlezone Ducted, Centrally Ducted | 213613861 |  | HRCU-A-C | 38MURAQ36AB3 | Ducted Indoor Units | H,PE32936+TD |  |  |  | 9.5 | 15.2 | 8.2 | FALSE | FALSE | FALSE | 34800 | 26400 | 2.1 | 47300 | 2.4
213613860 |  | Live | Lennox Industries | ADP | Singlezone Ducted, Centrally Ducted | 213613860 |  | HRCU-A-C | 38MURAQ36AB3 | Ducted Indoor Units | CDP36A15P+TD |  |  |  | 9.5 | 15.2 | 8.2 | FALSE | FALSE | FALSE | 34800 | 26400 | 2.1 | 47300 | 2.4
213613859 |  | Live | Lennox Industries | ADP | Singlezone Ducted, Centrally Ducted | 213613859 |  | HRCU-A-C | 38MURAQ30AB3 | Ducted Indoor Units | H,PE32936+TD |  |  |  | 10 | 15.2 | 9.2 | FALSE | FALSE | TRUE | 29000 | 21600 | 2.1 | 28600 | 2.3
211222763 |  | Live | Carrier | AIRQUEST | Singlezone Ducted, Centrally Ducted | 211222763 |  | HRCU-A-CB | DLCURAH30ABK | Ducted Indoor Units | FMA4X36**AL* |  |  |  | 9 | 15.5 | 8.5 | FALSE | FALSE | FALSE | 31200 | 23800 | 2.58 | 24160 | 2.71
213613858 |  | Live | Lennox Industries | ADP | Singlezone Ducted, Centrally Ducted | 213613858 |  | HRCU-A-C | 38MURAQ30AB3 | Ducted Indoor Units | H,PE31930+TD |  |  |  | 10 | 15.2 | 9.05 | FALSE | FALSE | TRUE | 28600 | 21400 | 2.1 | 28600 | 2.3
211222762 |  | Live | Carrier | TEMPSTAR | Singlezone Ducted, Centrally Ducted | 211222762 |  | HRCU-A-CB | DLCURAH30ABK | Ducted Indoor Units | FMA4X30**AL* |  |  |  | 9 | 15.5 | 8.5 | FALSE | FALSE | FALSE | 31200 | 23800 | 2.58 | 24160 | 2.71
213613857 |  | Live | Lennox Industries | ADP | Singlezone Ducted, Centrally Ducted | 213613857 |  | HRCU-A-C | 38MURAQ30AB3 | Ducted Indoor Units | CDP36A15P+TD |  |  |  | 10 | 15.2 | 9.2 | FALSE | FALSE | TRUE | 29000 | 21600 | 2.1 | 28600 | 2.3
213613856 |  | Live | Lennox Industries | ADP | Singlezone Ducted, Centrally Ducted | 213613856 |  | HRCU-A-C | 38MURAQ30AB3 | Ducted Indoor Units | CDP30A15P+TD |  |  |  | 10 | 15.2 | 9.05 | FALSE | FALSE | TRUE | 28600 | 21400 | 2.1 | 28600 | 2.3
213613855 |  | Live | Lennox Industries | ADP | Singlezone Ducted, Centrally Ducted | 213613855 |  | HRCU-A-C | 38MURAQ30AB3 | Ducted Indoor Units | CDP30A13P+TD |  |  |  | 10 | 15.2 | 9.05 | FALSE | FALSE | TRUE | 28600 | 21400 | 2.1 | 28600 | 2.3
211222761 |  | Live | Carrier | SMART COMFORT | Singlezone Ducted, Centrally Ducted | 211222761 |  | HRCU-A-CB | DLCURAH30ABK | Ducted Indoor Units | FMA4X30**AL* |  |  |  | 9 | 15.5 | 8.5 | FALSE | FALSE | FALSE | 31200 | 23800 | 2.58 | 24160 | 2.71
213613892 |  | Live | Lennox Industries | ADP | Singlezone Ducted, Centrally Ducted | 213613892 |  | HRCU-A-C | BOVA-36HDN1-M20G | Ducted Indoor Units | *G9J936 |  |  |  | 12 | 15.2 | 9 | FALSE | FALSE | TRUE | 23200 | 18400 | 2.1 | 26000 | 2.31
213613894 |  | Live | Lennox Industries | ADP | Singlezone Ducted, Centrally Ducted | 213613894 |  | HRCU-A-C | BOVA-36HDN1-M20G | Ducted Indoor Units | *G34936 |  |  |  | 12 | 15.2 | 9 | FALSE | FALSE | TRUE | 23200 | 18400 | 2.1 | 26000 | 2.31
211222760 |  | Live | Carrier | KEEPRITE | Singlezone Ducted, Centrally Ducted | 211222760 |  | HRCU-A-CB | DLCURAH30ABK | Ducted Indoor Units | FMA4X30**AL* |  |  |  | 9 | 15.5 | 8.5 | FALSE | FALSE | FALSE | 31200 | 23800 | 2.58 | 24160 | 2.71
213613893 |  | Live | Lennox Industries | ADP | Singlezone Ducted, Centrally Ducted | 213613893 |  | HRCU-A-C | BOVA-36HDN1-M20G | Ducted Indoor Units | *E9J936 |  |  |  | 12 | 15.2 | 9 | FALSE | FALSE | TRUE | 23200 | 18400 | 2.1 | 26000 | 2.31
211222759 |  | Live | Carrier | HEIL | Singlezone Ducted, Centrally Ducted | 211222759 |  | HRCU-A-CB | DLCURAH30ABK | Ducted Indoor Units | FMA4X30**AL* |  |  |  | 9 | 15.5 | 8.5 | FALSE | FALSE | FALSE | 31200 | 23800 | 2.58 | 24160 | 2.71
211222758 |  | Live | Carrier | DAY & NIGHT | Singlezone Ducted, Centrally Ducted | 211222758 |  | HRCU-A-CB | DLCURAH30ABK | Ducted Indoor Units | FMA4X30**AL* |  |  |  | 9 | 15.5 | 8.5 | FALSE | FALSE | FALSE | 31200 | 23800 | 2.58 | 24160 | 2.71
211222757 |  | Live | Carrier | COMFORTMAKER | Singlezone Ducted, Centrally Ducted | 211222757 |  | HRCU-A-CB | DLCURAH30ABK | Ducted Indoor Units | FMA4X30**AL* |  |  |  | 9 | 15.5 | 8.5 | FALSE | FALSE | FALSE | 31200 | 23800 | 2.58 | 24160 | 2.71
211222756 |  | Live | Carrier | ARCOAIRE | Singlezone Ducted, Centrally Ducted | 211222756 |  | HRCU-A-CB | DLCURAH30ABK | Ducted Indoor Units | FMA4X30**AL* |  |  |  | 9 | 15.5 | 8.5 | FALSE | FALSE | FALSE | 31200 | 23800 | 2.58 | 24160 | 2.71
211222755 |  | Live | Carrier | AIRQUEST | Singlezone Ducted, Centrally Ducted | 211222755 |  | HRCU-A-CB | DLCURAH30ABK | Ducted Indoor Units | FMA4X30**AL* |  |  |  | 9 | 15.5 | 8.5 | FALSE | FALSE | FALSE | 31200 | 23800 | 2.58 | 24160 | 2.71
211222754 |  | Live | Carrier | TEMPSTAR | Singlezone Ducted, Centrally Ducted | 211222754 |  | HRCU-A-CB | DLCURAH30ABK | Ducted Indoor Units | FM(C,U)4Z36**AL* |  |  |  | 9 | 15.5 | 8.5 | FALSE | FALSE | FALSE | 30400 | 23600 | 2.52 | 23960 | 2.65
211222753 |  | Live | Carrier | SMART COMFORT | Singlezone Ducted, Centrally Ducted | 211222753 |  | HRCU-A-CB | DLCURAH30ABK | Ducted Indoor Units | FM(C,U)4Z36**AL* |  |  |  | 9 | 15.5 | 8.5 | FALSE | FALSE | FALSE | 30400 | 23600 | 2.52 | 23960 | 2.65
211222752 |  | Live | Carrier | KEEPRITE | Singlezone Ducted, Centrally Ducted | 211222752 |  | HRCU-A-CB | DLCURAH30ABK | Ducted Indoor Units | FM(C,U)4Z36**AL* |  |  |  | 9 | 15.5 | 8.5 | FALSE | FALSE | FALSE | 30400 | 23600 | 2.52 | 23960 | 2.65
211222751 |  | Live | Carrier | HEIL | Singlezone Ducted, Centrally Ducted | 211222751 |  | HRCU-A-CB | DLCURAH30ABK | Ducted Indoor Units | FM(C,U)4Z36**AL* |  |  |  | 9 | 15.5 | 8.5 | FALSE | FALSE | FALSE | 30400 | 23600 | 2.52 | 23960 | 2.65
211222750 |  | Live | Carrier | DAY & NIGHT | Singlezone Ducted, Centrally Ducted | 211222750 |  | HRCU-A-CB | DLCURAH30ABK | Ducted Indoor Units | FM(C,U)4Z36**AL* |  |  |  | 9 | 15.5 | 8.5 | FALSE | FALSE | FALSE | 30400 | 23600 | 2.52 | 23960 | 2.65
211222749 |  | Live | Carrier | COMFORTMAKER | Singlezone Ducted, Centrally Ducted | 211222749 |  | HRCU-A-CB | DLCURAH30ABK | Ducted Indoor Units | FM(C,U)4Z36**AL* |  |  |  | 9 | 15.5 | 8.5 | FALSE | FALSE | FALSE | 30400 | 23600 | 2.52 | 23960 | 2.65
211222748 |  | Live | Carrier | ARCOAIRE | Singlezone Ducted, Centrally Ducted | 211222748 |  | HRCU-A-CB | DLCURAH30ABK | Ducted Indoor Units | FM(C,U)4Z36**AL* |  |  |  | 9 | 15.5 | 8.5 | FALSE | FALSE | FALSE | 30400 | 23600 | 2.52 | 23960 | 2.65
211222747 |  | Live | Carrier | AIRQUEST | Singlezone Ducted, Centrally Ducted | 211222747 |  | HRCU-A-CB | DLCURAH30ABK | Ducted Indoor Units | FM(C,U)4Z36**AL* |  |  |  | 9 | 15.5 | 8.5 | FALSE | FALSE | FALSE | 30400 | 23600 | 2.52 | 23960 | 2.65
211222746 |  | Live | Carrier | TEMPSTAR | Singlezone Ducted, Centrally Ducted | 211222746 |  | HRCU-A-CB | DLCURAH30ABK | Ducted Indoor Units | FM(C,U)4Z30**AL* |  |  |  | 9 | 15.5 | 8.5 | FALSE | FALSE | FALSE | 30400 | 23600 | 2.52 | 23960 | 2.65
211222745 |  | Live | Carrier | SMART COMFORT | Singlezone Ducted, Centrally Ducted | 211222745 |  | HRCU-A-CB | DLCURAH30ABK | Ducted Indoor Units | FM(C,U)4Z30**AL* |  |  |  | 9 | 15.5 | 8.5 | FALSE | FALSE | FALSE | 30400 | 23600 | 2.52 | 23960 | 2.65
211222744 |  | Live | Carrier | KEEPRITE | Singlezone Ducted, Centrally Ducted | 211222744 |  | HRCU-A-CB | DLCURAH30ABK | Ducted Indoor Units | FM(C,U)4Z30**AL* |  |  |  | 9 | 15.5 | 8.5 | FALSE | FALSE | FALSE | 30400 | 23600 | 2.52 | 23960 | 2.65
211222743 |  | Live | Carrier | HEIL | Singlezone Ducted, Centrally Ducted | 211222743 |  | HRCU-A-CB | DLCURAH30ABK | Ducted Indoor Units | FM(C,U)4Z30**AL* |  |  |  | 9 | 15.5 | 8.5 | FALSE | FALSE | FALSE | 30400 | 23600 | 2.52 | 23960 | 2.65
211222742 |  | Live | Carrier | DAY & NIGHT | Singlezone Ducted, Centrally Ducted | 211222742 |  | HRCU-A-CB | DLCURAH30ABK | Ducted Indoor Units | FM(C,U)4Z30**AL* |  |  |  | 9 | 15.5 | 8.5 | FALSE | FALSE | FALSE | 30400 | 23600 | 2.52 | 23960 | 2.65
211222741 |  | Live | Carrier | COMFORTMAKER | Singlezone Ducted, Centrally Ducted | 211222741 |  | HRCU-A-CB | DLCURAH30ABK | Ducted Indoor Units | FM(C,U)4Z30**AL* |  |  |  | 9 | 15.5 | 8.5 | FALSE | FALSE | FALSE | 30400 | 23600 | 2.52 | 23960 | 2.65
211222740 |  | Live | Carrier | ARCOAIRE | Singlezone Ducted, Centrally Ducted | 211222740 |  | HRCU-A-CB | DLCURAH30ABK | Ducted Indoor Units | FM(C,U)4Z30**AL* |  |  |  | 9 | 15.5 | 8.5 | FALSE | FALSE | FALSE | 30400 | 23600 | 2.52 | 23960 | 2.65
211222739 |  | Live | Carrier | AIRQUEST | Singlezone Ducted, Centrally Ducted | 211222739 |  | HRCU-A-CB | DLCURAH30ABK | Ducted Indoor Units | FM(C,U)4Z30**AL* |  |  |  | 9 | 15.5 | 8.5 | FALSE | FALSE | FALSE | 30400 | 23600 | 2.52 | 23960 | 2.65
211641059 |  | Live | Carrier | GRANDAIRE | Singlezone Ducted, Centrally Ducted | 211641059 |  | HRCU-A-CB | WDLCURAH24AAK | Ducted Indoor Units | WAXL304A* |  |  |  | 9.5 | 15.5 | 8.1 | FALSE | FALSE | FALSE | 24400 | 20200 | 2.48 | 20590 | 2.61
211641058 |  | Live | Carrier | TEMPSTAR | Singlezone Ducted, Centrally Ducted | 211641058 |  | HRCU-A-CB | DLCURAH24AAK | Ducted Indoor Units | FXM4X30**AL |  |  |  | 9.5 | 15.5 | 8.1 | FALSE | FALSE | FALSE | 24400 | 20200 | 2.48 | 20590 | 2.61
211641057 |  | Live | Carrier | SMART COMFORT | Singlezone Ducted, Centrally Ducted | 211641057 |  | HRCU-A-CB | DLCURAH24AAK | Ducted Indoor Units | FXM4X30**AL |  |  |  | 9.5 | 15.5 | 8.1 | FALSE | FALSE | FALSE | 24400 | 20200 | 2.48 | 20590 | 2.61
211641056 |  | Live | Carrier | KEEPRITE | Singlezone Ducted, Centrally Ducted | 211641056 |  | HRCU-A-CB | DLCURAH24AAK | Ducted Indoor Units | FXM4X30**AL |  |  |  | 9.5 | 15.5 | 8.1 | FALSE | FALSE | FALSE | 24400 | 20200 | 2.48 | 20590 | 2.61
211641055 |  | Live | Carrier | HEIL | Singlezone Ducted, Centrally Ducted | 211641055 |  | HRCU-A-CB | DLCURAH24AAK | Ducted Indoor Units | FXM4X30**AL |  |  |  | 9.5 | 15.5 | 8.1 | FALSE | FALSE | FALSE | 24400 | 20200 | 2.48 | 20590 | 2.61
211641054 |  | Live | Carrier | DAY & NIGHT | Singlezone Ducted, Centrally Ducted | 211641054 |  | HRCU-A-CB | DLCURAH24AAK | Ducted Indoor Units | FXM4X30**AL |  |  |  | 9.5 | 15.5 | 8.1 | FALSE | FALSE | FALSE | 24400 | 20200 | 2.48 | 20590 | 2.61
211641053 |  | Live | Carrier | COMFORTMAKER | Singlezone Ducted, Centrally Ducted | 211641053 |  | HRCU-A-CB | DLCURAH24AAK | Ducted Indoor Units | FXM4X30**AL |  |  |  | 9.5 | 15.5 | 8.1 | FALSE | FALSE | FALSE | 24400 | 20200 | 2.48 | 20590 | 2.61
211641052 |  | Live | Carrier | ARCOAIRE | Singlezone Ducted, Centrally Ducted | 211641052 |  | HRCU-A-CB | DLCURAH24AAK | Ducted Indoor Units | FXM4X30**AL |  |  |  | 9.5 | 15.5 | 8.1 | FALSE | FALSE | FALSE | 24400 | 20200 | 2.48 | 20590 | 2.61
211641051 |  | Live | Carrier | AIRQUEST | Singlezone Ducted, Centrally Ducted | 211641051 |  | HRCU-A-CB | DLCURAH24AAK | Ducted Indoor Units | FXM4X30**AL |  |  |  | 9.5 | 15.5 | 8.1 | FALSE | FALSE | FALSE | 24400 | 20200 | 2.48 | 20590 | 2.61
211641050 |  | Live | Carrier | PAYNE HEATING AND COOLING | Singlezone Ducted, Centrally Ducted | 211641050 |  | HRCU-A-CB | 38MURAQ24AA3* | Ducted Indoor Units | PF4MNB031L |  |  |  | 9.5 | 15.5 | 8.1 | FALSE | FALSE | FALSE | 24400 | 20200 | 2.48 | 20590 | 2.61
211641049 |  | Live | Carrier | BRYANT HEATING AND COOLING SYSTEMS | Singlezone Ducted, Centrally Ducted | 211641049 |  | HRCU-A-CB | 38MURAQ24AA3* | Ducted Indoor Units | FX4DNF031L |  |  |  | 9.5 | 15.5 | 8.1 | FALSE | FALSE | FALSE | 24400 | 20200 | 2.48 | 20590 | 2.61
211641048 |  | Live | Carrier | CARRIER | Singlezone Ducted, Centrally Ducted | 211641048 |  | HRCU-A-CB | 38MURAQ24AA3* | Ducted Indoor Units | FX4DNF031L |  |  |  | 9.5 | 15.5 | 8.1 | FALSE | FALSE | FALSE | 24400 | 20200 | 2.48 | 20590 | 2.61
211641047 |  | Live | Carrier | GRANDAIRE | Singlezone Ducted, Centrally Ducted | 211641047 |  | HRCU-A-CB | WDLCURAH24AAK | Ducted Indoor Units | WAXL244A* |  |  |  | 9.5 | 16 | 8.1 | FALSE | FALSE | FALSE | 24000 | 20000 | 2.48 | 20380 | 2.61
211641046 |  | Live | Carrier | TEMPSTAR | Singlezone Ducted, Centrally Ducted | 211641046 |  | HRCU-A-CB | DLCURAH24AAK | Ducted Indoor Units | FXM4X24**AL |  |  |  | 9.5 | 16 | 8.1 | FALSE | FALSE | FALSE | 24000 | 20000 | 2.48 | 20380 | 2.61
211641045 |  | Live | Carrier | SMART COMFORT | Singlezone Ducted, Centrally Ducted | 211641045 |  | HRCU-A-CB | DLCURAH24AAK | Ducted Indoor Units | FXM4X24**AL |  |  |  | 9.5 | 16 | 8.1 | FALSE | FALSE | FALSE | 24000 | 20000 | 2.48 | 20380 | 2.61
211641044 |  | Live | Carrier | KEEPRITE | Singlezone Ducted, Centrally Ducted | 211641044 |  | HRCU-A-CB | DLCURAH24AAK | Ducted Indoor Units | FXM4X24**AL |  |  |  | 9.5 | 16 | 8.1 | FALSE | FALSE | FALSE | 24000 | 20000 | 2.48 | 20380 | 2.61
211641043 |  | Live | Carrier | HEIL | Singlezone Ducted, Centrally Ducted | 211641043 |  | HRCU-A-CB | DLCURAH24AAK | Ducted Indoor Units | FXM4X24**AL |  |  |  | 9.5 | 16 | 8.1 | FALSE | FALSE | FALSE | 24000 | 20000 | 2.48 | 20380 | 2.61
211641042 |  | Live | Carrier | DAY & NIGHT | Singlezone Ducted, Centrally Ducted | 211641042 |  | HRCU-A-CB | DLCURAH24AAK | Ducted Indoor Units | FXM4X24**AL |  |  |  | 9.5 | 16 | 8.1 | FALSE | FALSE | FALSE | 24000 | 20000 | 2.48 | 20380 | 2.61
211641041 |  | Live | Carrier | COMFORTMAKER | Singlezone Ducted, Centrally Ducted | 211641041 |  | HRCU-A-CB | DLCURAH24AAK | Ducted Indoor Units | FXM4X24**AL |  |  |  | 9.5 | 16 | 8.1 | FALSE | FALSE | FALSE | 24000 | 20000 | 2.48 | 20380 | 2.61
211641040 |  | Live | Carrier | ARCOAIRE | Singlezone Ducted, Centrally Ducted | 211641040 |  | HRCU-A-CB | DLCURAH24AAK | Ducted Indoor Units | FXM4X24**AL |  |  |  | 9.5 | 16 | 8.1 | FALSE | FALSE | FALSE | 24000 | 20000 | 2.48 | 20380 | 2.61
211641039 |  | Live | Carrier | AIRQUEST | Singlezone Ducted, Centrally Ducted | 211641039 |  | HRCU-A-CB | DLCURAH24AAK | Ducted Indoor Units | FXM4X24**AL |  |  |  | 9.5 | 16 | 8.1 | FALSE | FALSE | FALSE | 24000 | 20000 | 2.48 | 20380 | 2.61
211641038 |  | Live | Carrier | PAYNE HEATING AND COOLING | Singlezone Ducted, Centrally Ducted | 211641038 |  | HRCU-A-CB | 38MURAQ24AA3* | Ducted Indoor Units | PF4MNB025L |  |  |  | 9.5 | 16 | 8.1 | FALSE | FALSE | FALSE | 24000 | 20000 | 2.48 | 20380 | 2.61
211641037 |  | Live | Carrier | BRYANT HEATING AND COOLING SYSTEMS | Singlezone Ducted, Centrally Ducted | 211641037 |  | HRCU-A-CB | 38MURAQ24AA3* | Ducted Indoor Units | FX4DNF025L |  |  |  | 9.5 | 16 | 8.1 | FALSE | FALSE | FALSE | 24000 | 20000 | 2.48 | 20380 | 2.61
211641036 |  | Live | Carrier | CARRIER | Singlezone Ducted, Centrally Ducted | 211641036 |  | HRCU-A-CB | 38MURAQ24AA3* | Ducted Indoor Units | FX4DNF025L |  |  |  | 9.5 | 16 | 8.1 | FALSE | FALSE | FALSE | 24000 | 20000 | 2.48 | 20380 | 2.61
211641035 |  | Live | Carrier | TEMPSTAR | Singlezone Ducted, Centrally Ducted | 211641035 |  | HRCU-A-CB | DLCURAH24AAK | Ducted Indoor Units | FVM4X24***L |  |  |  | 9.5 | 16 | 8.1 | FALSE | FALSE | FALSE | 23800 | 19900 | 2.46 | 20280 | 2.6
211641034 |  | Live | Carrier | SMART COMFORT | Singlezone Ducted, Centrally Ducted | 211641034 |  | HRCU-A-CB | DLCURAH24AAK | Ducted Indoor Units | FVM4X24***L |  |  |  | 9.5 | 16 | 8.1 | FALSE | FALSE | FALSE | 23800 | 19900 | 2.46 | 20280 | 2.6
211641033 |  | Live | Carrier | KEEPRITE | Singlezone Ducted, Centrally Ducted | 211641033 |  | HRCU-A-CB | DLCURAH24AAK | Ducted Indoor Units | FVM4X24***L |  |  |  | 9.5 | 16 | 8.1 | FALSE | FALSE | FALSE | 23800 | 19900 | 2.46 | 20280 | 2.6
211641032 |  | Live | Carrier | HEIL | Singlezone Ducted, Centrally Ducted | 211641032 |  | HRCU-A-CB | DLCURAH24AAK | Ducted Indoor Units | FVM4X24***L |  |  |  | 9.5 | 16 | 8.1 | FALSE | FALSE | FALSE | 23800 | 19900 | 2.46 | 20280 | 2.6
211641031 |  | Live | Carrier | DAY & NIGHT | Singlezone Ducted, Centrally Ducted | 211641031 |  | HRCU-A-CB | DLCURAH24AAK | Ducted Indoor Units | FVM4X24***L |  |  |  | 9.5 | 16 | 8.1 | FALSE | FALSE | FALSE | 23800 | 19900 | 2.46 | 20280 | 2.6
211641030 |  | Live | Carrier | COMFORTMAKER | Singlezone Ducted, Centrally Ducted | 211641030 |  | HRCU-A-CB | DLCURAH24AAK | Ducted Indoor Units | FVM4X24***L |  |  |  | 9.5 | 16 | 8.1 | FALSE | FALSE | FALSE | 23800 | 19900 | 2.46 | 20280 | 2.6
211641029 |  | Live | Carrier | ARCOAIRE | Singlezone Ducted, Centrally Ducted | 211641029 |  | HRCU-A-CB | DLCURAH24AAK | Ducted Indoor Units | FVM4X24***L |  |  |  | 9.5 | 16 | 8.1 | FALSE | FALSE | FALSE | 23800 | 19900 | 2.46 | 20280 | 2.6
211641028 |  | Live | Carrier | AIRQUEST | Singlezone Ducted, Centrally Ducted | 211641028 |  | HRCU-A-CB | DLCURAH24AAK | Ducted Indoor Units | FVM4X24***L |  |  |  | 9.5 | 16 | 8.1 | FALSE | FALSE | FALSE | 23800 | 19900 | 2.46 | 20280 | 2.6
211641027 |  | Live | Carrier | PAYNE HEATING AND COOLING | Singlezone Ducted, Centrally Ducted | 211641027 |  | HRCU-A-CB | 38MURAQ24AA3* | Ducted Indoor Units | FV4CNF002L |  |  |  | 9.5 | 16 | 8.1 | FALSE | FALSE | FALSE | 23800 | 19900 | 2.46 | 20280 | 2.6
211641026 |  | Live | Carrier | BRYANT HEATING AND COOLING SYSTEMS | Singlezone Ducted, Centrally Ducted | 211641026 |  | HRCU-A-CB | 38MURAQ24AA3* | Ducted Indoor Units | FV4CNF002L |  |  |  | 9.5 | 16 | 8.1 | FALSE | FALSE | FALSE | 23800 | 19900 | 2.46 | 20280 | 2.6
211641025 |  | Live | Carrier | CARRIER | Singlezone Ducted, Centrally Ducted | 211641025 |  | HRCU-A-CB | 38MURAQ24AA3* | Ducted Indoor Units | FV4CNF002L |  |  |  | 9.5 | 16 | 8.1 | FALSE | FALSE | FALSE | 23800 | 19900 | 2.46 | 20280 | 2.6
211641024 |  | Live | Carrier | TEMPSTAR | Singlezone Ducted, Centrally Ducted | 211641024 |  | HRCU-A-CB | DLCURAH24AAK | Ducted Indoor Units | FVM4X36***L |  |  |  | 9.5 | 16.5 | 8.1 | FALSE | FALSE | FALSE | 24400 | 20000 | 2.5 | 20380 | 2.63
211641023 |  | Live | Carrier | SMART COMFORT | Singlezone Ducted, Centrally Ducted | 211641023 |  | HRCU-A-CB | DLCURAH24AAK | Ducted Indoor Units | FVM4X36***L |  |  |  | 9.5 | 16.5 | 8.1 | FALSE | FALSE | FALSE | 24400 | 20000 | 2.5 | 20380 | 2.63
211641022 |  | Live | Carrier | KEEPRITE | Singlezone Ducted, Centrally Ducted | 211641022 |  | HRCU-A-CB | DLCURAH24AAK | Ducted Indoor Units | FVM4X36***L |  |  |  | 9.5 | 16.5 | 8.1 | FALSE | FALSE | FALSE | 24400 | 20000 | 2.5 | 20380 | 2.63
211641021 |  | Live | Carrier | HEIL | Singlezone Ducted, Centrally Ducted | 211641021 |  | HRCU-A-CB | DLCURAH24AAK | Ducted Indoor Units | FVM4X36***L |  |  |  | 9.5 | 16.5 | 8.1 | FALSE | FALSE | FALSE | 24400 | 20000 | 2.5 | 20380 | 2.63
211641020 |  | Live | Carrier | DAY & NIGHT | Singlezone Ducted, Centrally Ducted | 211641020 |  | HRCU-A-CB | DLCURAH24AAK | Ducted Indoor Units | FVM4X36***L |  |  |  | 9.5 | 16.5 | 8.1 | FALSE | FALSE | FALSE | 24400 | 20000 | 2.5 | 20380 | 2.63
211641019 |  | Live | Carrier | COMFORTMAKER | Singlezone Ducted, Centrally Ducted | 211641019 |  | HRCU-A-CB | DLCURAH24AAK | Ducted Indoor Units | FVM4X36***L |  |  |  | 9.5 | 16.5 | 8.1 | FALSE | FALSE | FALSE | 24400 | 20000 | 2.5 | 20380 | 2.63
211641018 |  | Live | Carrier | ARCOAIRE | Singlezone Ducted, Centrally Ducted | 211641018 |  | HRCU-A-CB | DLCURAH24AAK | Ducted Indoor Units | FVM4X36***L |  |  |  | 9.5 | 16.5 | 8.1 | FALSE | FALSE | FALSE | 24400 | 20000 | 2.5 | 20380 | 2.63
211641017 |  | Live | Carrier | AIRQUEST | Singlezone Ducted, Centrally Ducted | 211641017 |  | HRCU-A-CB | DLCURAH24AAK | Ducted Indoor Units | FVM4X36***L |  |  |  | 9.5 | 16.5 | 8.1 | FALSE | FALSE | FALSE | 24400 | 20000 | 2.5 | 20380 | 2.63
211641016 |  | Live | Carrier | PAYNE HEATING AND COOLING | Singlezone Ducted, Centrally Ducted | 211641016 |  | HRCU-A-CB | 38MURAQ24AA3* | Ducted Indoor Units | FV4CN(B,F)003L |  |  |  | 9.5 | 16.5 | 8.1 | FALSE | FALSE | FALSE | 24400 | 20000 | 2.5 | 20380 | 2.63
211641015 |  | Live | Carrier | BRYANT HEATING AND COOLING SYSTEMS | Singlezone Ducted, Centrally Ducted | 211641015 |  | HRCU-A-CB | 38MURAQ24AA3* | Ducted Indoor Units | FV4CN(B,F)003L |  |  |  | 9.5 | 16.5 | 8.1 | FALSE | FALSE | FALSE | 24400 | 20000 | 2.5 | 20380 | 2.63
211641014 |  | Live | Carrier | CARRIER | Singlezone Ducted, Centrally Ducted | 211641014 |  | HRCU-A-CB | 38MURAQ24AA3* | Ducted Indoor Units | FV4CN(B,F)003L |  |  |  | 9.5 | 16.5 | 8.1 | FALSE | FALSE | FALSE | 24400 | 20000 | 2.5 | 20380 | 2.63
211641013 |  | Live | Carrier | GRANDAIRE | Singlezone Ducted, Centrally Ducted | 211641013 |  | HRCU-A-CB | WDLCURAH24AAK | Ducted Indoor Units | FMA4X30**AL* |  |  |  | 10 | 16.5 | 9 | FALSE | FALSE | TRUE | 25800 | 21000 | 2.74 | 21400 | 2.89
211641012 |  | Live | Carrier | TEMPSTAR | Singlezone Ducted, Centrally Ducted | 211641012 |  | HRCU-A-CB | DLCURAH24AAK | Ducted Indoor Units | FMA4X30**AL* |  |  |  | 10 | 16.5 | 9 | FALSE | FALSE | TRUE | 25800 | 21000 | 2.74 | 21400 | 2.89
211641011 |  | Live | Carrier | SMART COMFORT | Singlezone Ducted, Centrally Ducted | 211641011 |  | HRCU-A-CB | DLCURAH24AAK | Ducted Indoor Units | FMA4X30**AL* |  |  |  | 10 | 16.5 | 9 | FALSE | FALSE | TRUE | 25800 | 21000 | 2.74 | 21400 | 2.89
211641010 |  | Live | Carrier | KEEPRITE | Singlezone Ducted, Centrally Ducted | 211641010 |  | HRCU-A-CB | DLCURAH24AAK | Ducted Indoor Units | FMA4X30**AL* |  |  |  | 10 | 16.5 | 9 | FALSE | FALSE | TRUE | 25800 | 21000 | 2.74 | 21400 | 2.89
211641009 |  | Live | Carrier | HEIL | Singlezone Ducted, Centrally Ducted | 211641009 |  | HRCU-A-CB | DLCURAH24AAK | Ducted Indoor Units | FMA4X30**AL* |  |  |  | 10 | 16.5 | 9 | FALSE | FALSE | TRUE | 25800 | 21000 | 2.74 | 21400 | 2.89
211641008 |  | Live | Carrier | DAY & NIGHT | Singlezone Ducted, Centrally Ducted | 211641008 |  | HRCU-A-CB | DLCURAH24AAK | Ducted Indoor Units | FMA4X30**AL* |  |  |  | 10 | 16.5 | 9 | FALSE | FALSE | TRUE | 25800 | 21000 | 2.74 | 21400 | 2.89
211641007 |  | Live | Carrier | COMFORTMAKER | Singlezone Ducted, Centrally Ducted | 211641007 |  | HRCU-A-CB | DLCURAH24AAK | Ducted Indoor Units | FMA4X30**AL* |  |  |  | 10 | 16.5 | 9 | FALSE | FALSE | TRUE | 25800 | 21000 | 2.74 | 21400 | 2.89
211641006 |  | Live | Carrier | ARCOAIRE | Singlezone Ducted, Centrally Ducted | 211641006 |  | HRCU-A-CB | DLCURAH24AAK | Ducted Indoor Units | FMA4X30**AL* |  |  |  | 10 | 16.5 | 9 | FALSE | FALSE | TRUE | 25800 | 21000 | 2.74 | 21400 | 2.89
211641005 |  | Live | Carrier | AIRQUEST | Singlezone Ducted, Centrally Ducted | 211641005 |  | HRCU-A-CB | DLCURAH24AAK | Ducted Indoor Units | FMA4X30**AL* |  |  |  | 10 | 16.5 | 9 | FALSE | FALSE | TRUE | 25800 | 21000 | 2.74 | 21400 | 2.89
211641004 |  | Live | Carrier | PAYNE HEATING AND COOLING | Singlezone Ducted, Centrally Ducted | 211641004 |  | HRCU-A-CB | 38MURAQ24AA3* | Ducted Indoor Units | FMA4X30**AL* |  |  |  | 10 | 16.5 | 9 | FALSE | FALSE | TRUE | 25800 | 21000 | 2.74 | 21400 | 2.89
211641003 |  | Live | Carrier | BRYANT HEATING AND COOLING SYSTEMS | Singlezone Ducted, Centrally Ducted | 211641003 |  | HRCU-A-CB | 38MURAQ24AA3* | Ducted Indoor Units | FMA4X30**AL* |  |  |  | 10 | 16.5 | 9 | FALSE | FALSE | TRUE | 25800 | 21000 | 2.74 | 21400 | 2.89
211641002 |  | Live | Carrier | CARRIER | Singlezone Ducted, Centrally Ducted | 211641002 |  | HRCU-A-CB | 38MURAQ24AA3* | Ducted Indoor Units | FMA4X30**AL* |  |  |  | 10 | 16.5 | 9 | FALSE | FALSE | TRUE | 25800 | 21000 | 2.74 | 21400 | 2.89
211641001 |  | Live | Carrier | GRANDAIRE | Singlezone Ducted, Centrally Ducted | 211641001 |  | HRCU-A-CB | WDLCURAH24AAK | Ducted Indoor Units | FMA4X24**AL* |  |  |  | 9.5 | 16 | 8.1 | FALSE | FALSE | FALSE | 23800 | 20400 | 2.52 | 20790 | 2.65
211641000 |  | Live | Carrier | TEMPSTAR | Singlezone Ducted, Centrally Ducted | 211641000 |  | HRCU-A-CB | DLCURAH24AAK | Ducted Indoor Units | FMA4X24**AL* |  |  |  | 9.5 | 16 | 8.1 | FALSE | FALSE | FALSE | 23800 | 20400 | 2.52 | 20790 | 2.65
211640999 |  | Live | Carrier | SMART COMFORT | Singlezone Ducted, Centrally Ducted | 211640999 |  | HRCU-A-CB | DLCURAH24AAK | Ducted Indoor Units | FMA4X24**AL* |  |  |  | 9.5 | 16 | 8.1 | FALSE | FALSE | FALSE | 23800 | 20400 | 2.52 | 20790 | 2.65
211640998 |  | Live | Carrier | KEEPRITE | Singlezone Ducted, Centrally Ducted | 211640998 |  | HRCU-A-CB | DLCURAH24AAK | Ducted Indoor Units | FMA4X24**AL* |  |  |  | 9.5 | 16 | 8.1 | FALSE | FALSE | FALSE | 23800 | 20400 | 2.52 | 20790 | 2.65
211640997 |  | Live | Carrier | HEIL | Singlezone Ducted, Centrally Ducted | 211640997 |  | HRCU-A-CB | DLCURAH24AAK | Ducted Indoor Units | FMA4X24**AL* |  |  |  | 9.5 | 16 | 8.1 | FALSE | FALSE | FALSE | 23800 | 20400 | 2.52 | 20790 | 2.65
211640996 |  | Live | Carrier | DAY & NIGHT | Singlezone Ducted, Centrally Ducted | 211640996 |  | HRCU-A-CB | DLCURAH24AAK | Ducted Indoor Units | FMA4X24**AL* |  |  |  | 9.5 | 16 | 8.1 | FALSE | FALSE | FALSE | 23800 | 20400 | 2.52 | 20790 | 2.65
211640995 |  | Live | Carrier | COMFORTMAKER | Singlezone Ducted, Centrally Ducted | 211640995 |  | HRCU-A-CB | DLCURAH24AAK | Ducted Indoor Units | FMA4X24**AL* |  |  |  | 9.5 | 16 | 8.1 | FALSE | FALSE | FALSE | 23800 | 20400 | 2.52 | 20790 | 2.65
211640994 |  | Live | Carrier | ARCOAIRE | Singlezone Ducted, Centrally Ducted | 211640994 |  | HRCU-A-CB | DLCURAH24AAK | Ducted Indoor Units | FMA4X24**AL* |  |  |  | 9.5 | 16 | 8.1 | FALSE | FALSE | FALSE | 23800 | 20400 | 2.52 | 20790 | 2.65
211640993 |  | Live | Carrier | AIRQUEST | Singlezone Ducted, Centrally Ducted | 211640993 |  | HRCU-A-CB | DLCURAH24AAK | Ducted Indoor Units | FMA4X24**AL* |  |  |  | 9.5 | 16 | 8.1 | FALSE | FALSE | FALSE | 23800 | 20400 | 2.52 | 20790 | 2.65
211640992 |  | Live | Carrier | PAYNE HEATING AND COOLING | Singlezone Ducted, Centrally Ducted | 211640992 |  | HRCU-A-CB | 38MURAQ24AA3* | Ducted Indoor Units | FMA4X24**AL* |  |  |  | 9.5 | 16 | 8.1 | FALSE | FALSE | FALSE | 23800 | 20400 | 2.52 | 20790 | 2.65
211640991 |  | Live | Carrier | BRYANT HEATING AND COOLING SYSTEMS | Singlezone Ducted, Centrally Ducted | 211640991 |  | HRCU-A-CB | 38MURAQ24AA3* | Ducted Indoor Units | FMA4X24**AL* |  |  |  | 9.5 | 16 | 8.1 | FALSE | FALSE | FALSE | 23800 | 20400 | 2.52 | 20790 | 2.65
211640990 |  | Live | Carrier | CARRIER | Singlezone Ducted, Centrally Ducted | 211640990 |  | HRCU-A-CB | 38MURAQ24AA3* | Ducted Indoor Units | FMA4X24**AL* |  |  |  | 9.5 | 16 | 8.1 | FALSE | FALSE | FALSE | 23800 | 20400 | 2.52 | 20790 | 2.65
211640989 |  | Live | Carrier | GRANDAIRE | Singlezone Ducted, Centrally Ducted | 211640989 |  | HRCU-A-CB | WDLCURAH24AAK | Ducted Indoor Units | FMA4P30**AL* |  |  |  | 9.5 | 14.3 | 8.5 | FALSE | FALSE | FALSE | 25200 | 21200 | 2.62 | 21600 | 2.76
211640988 |  | Live | Carrier | TEMPSTAR | Singlezone Ducted, Centrally Ducted | 211640988 |  | HRCU-A-CB | DLCURAH24AAK | Ducted Indoor Units | FMA4P30**AL* |  |  |  | 9.5 | 14.3 | 8.5 | FALSE | FALSE | FALSE | 25200 | 21200 | 2.62 | 21600 | 2.76
211640987 |  | Live | Carrier | SMART COMFORT | Singlezone Ducted, Centrally Ducted | 211640987 |  | HRCU-A-CB | DLCURAH24AAK | Ducted Indoor Units | FMA4P30**AL* |  |  |  | 9.5 | 14.3 | 8.5 | FALSE | FALSE | FALSE | 25200 | 21200 | 2.62 | 21600 | 2.76
211640986 |  | Live | Carrier | KEEPRITE | Singlezone Ducted, Centrally Ducted | 211640986 |  | HRCU-A-CB | DLCURAH24AAK | Ducted Indoor Units | FMA4P30**AL* |  |  |  | 9.5 | 14.3 | 8.5 | FALSE | FALSE | FALSE | 25200 | 21200 | 2.62 | 21600 | 2.76
211640985 |  | Live | Carrier | HEIL | Singlezone Ducted, Centrally Ducted | 211640985 |  | HRCU-A-CB | DLCURAH24AAK | Ducted Indoor Units | FMA4P30**AL* |  |  |  | 9.5 | 14.3 | 8.5 | FALSE | FALSE | FALSE | 25200 | 21200 | 2.62 | 21600 | 2.76
211640984 |  | Live | Carrier | DAY & NIGHT | Singlezone Ducted, Centrally Ducted | 211640984 |  | HRCU-A-CB | DLCURAH24AAK | Ducted Indoor Units | FMA4P30**AL* |  |  |  | 9.5 | 14.3 | 8.5 | FALSE | FALSE | FALSE | 25200 | 21200 | 2.62 | 21600 | 2.76
211640983 |  | Live | Carrier | COMFORTMAKER | Singlezone Ducted, Centrally Ducted | 211640983 |  | HRCU-A-CB | DLCURAH24AAK | Ducted Indoor Units | FMA4P30**AL* |  |  |  | 9.5 | 14.3 | 8.5 | FALSE | FALSE | FALSE | 25200 | 21200 | 2.62 | 21600 | 2.76
211640982 |  | Live | Carrier | ARCOAIRE | Singlezone Ducted, Centrally Ducted | 211640982 |  | HRCU-A-CB | DLCURAH24AAK | Ducted Indoor Units | FMA4P30**AL* |  |  |  | 9.5 | 14.3 | 8.5 | FALSE | FALSE | FALSE | 25200 | 21200 | 2.62 | 21600 | 2.76
211640981 |  | Live | Carrier | AIRQUEST | Singlezone Ducted, Centrally Ducted | 211640981 |  | HRCU-A-CB | DLCURAH24AAK | Ducted Indoor Units | FMA4P30**AL* |  |  |  | 9.5 | 14.3 | 8.5 | FALSE | FALSE | FALSE | 25200 | 21200 | 2.62 | 21600 | 2.76
211640980 |  | Live | Carrier | PAYNE HEATING AND COOLING | Singlezone Ducted, Centrally Ducted | 211640980 |  | HRCU-A-CB | 38MURAQ24AA3* | Ducted Indoor Units | FMA4P30**AL* |  |  |  | 9.5 | 14.3 | 8.5 | FALSE | FALSE | FALSE | 25200 | 21200 | 2.62 | 21600 | 2.76
211640979 |  | Live | Carrier | BRYANT HEATING AND COOLING SYSTEMS | Singlezone Ducted, Centrally Ducted | 211640979 |  | HRCU-A-CB | 38MURAQ24AA3* | Ducted Indoor Units | FMA4P30**AL* |  |  |  | 9.5 | 14.3 | 8.5 | FALSE | FALSE | FALSE | 25200 | 21200 | 2.62 | 21600 | 2.76
211640978 |  | Live | Carrier | CARRIER | Singlezone Ducted, Centrally Ducted | 211640978 |  | HRCU-A-CB | 38MURAQ24AA3* | Ducted Indoor Units | FMA4P30**AL* |  |  |  | 9.5 | 14.3 | 8.5 | FALSE | FALSE | FALSE | 25200 | 21200 | 2.62 | 21600 | 2.76
211640977 |  | Live | Carrier | GRANDAIRE | Singlezone Ducted, Centrally Ducted | 211640977 |  | HRCU-A-CB | WDLCURAH24AAK | Ducted Indoor Units | FM(C,U)4Z30**AL* |  |  |  | 9.5 | 17 | 8.5 | FALSE | FALSE | FALSE | 24400 | 20200 | 2.59 | 20590 | 2.72
211640976 |  | Live | Carrier | TEMPSTAR | Singlezone Ducted, Centrally Ducted | 211640976 |  | HRCU-A-CB | DLCURAH24AAK | Ducted Indoor Units | FM(C,U)4Z30**AL* |  |  |  | 9.5 | 17 | 8.5 | FALSE | FALSE | FALSE | 24400 | 20200 | 2.59 | 20590 | 2.72
211640975 |  | Live | Carrier | SMART COMFORT | Singlezone Ducted, Centrally Ducted | 211640975 |  | HRCU-A-CB | DLCURAH24AAK | Ducted Indoor Units | FM(C,U)4Z30**AL* |  |  |  | 9.5 | 17 | 8.5 | FALSE | FALSE | FALSE | 24400 | 20200 | 2.59 | 20590 | 2.72
211640974 |  | Live | Carrier | KEEPRITE | Singlezone Ducted, Centrally Ducted | 211640974 |  | HRCU-A-CB | DLCURAH24AAK | Ducted Indoor Units | FM(C,U)4Z30**AL* |  |  |  | 9.5 | 17 | 8.5 | FALSE | FALSE | FALSE | 24400 | 20200 | 2.59 | 20590 | 2.72
211640973 |  | Live | Carrier | HEIL | Singlezone Ducted, Centrally Ducted | 211640973 |  | HRCU-A-CB | DLCURAH24AAK | Ducted Indoor Units | FM(C,U)4Z30**AL* |  |  |  | 9.5 | 17 | 8.5 | FALSE | FALSE | FALSE | 24400 | 20200 | 2.59 | 20590 | 2.72
211640972 |  | Live | Carrier | DAY & NIGHT | Singlezone Ducted, Centrally Ducted | 211640972 |  | HRCU-A-CB | DLCURAH24AAK | Ducted Indoor Units | FM(C,U)4Z30**AL* |  |  |  | 9.5 | 17 | 8.5 | FALSE | FALSE | FALSE | 24400 | 20200 | 2.59 | 20590 | 2.72
211640971 |  | Live | Carrier | COMFORTMAKER | Singlezone Ducted, Centrally Ducted | 211640971 |  | HRCU-A-CB | DLCURAH24AAK | Ducted Indoor Units | FM(C,U)4Z30**AL* |  |  |  | 9.5 | 17 | 8.5 | FALSE | FALSE | FALSE | 24400 | 20200 | 2.59 | 20590 | 2.72
211640970 |  | Live | Carrier | ARCOAIRE | Singlezone Ducted, Centrally Ducted | 211640970 |  | HRCU-A-CB | DLCURAH24AAK | Ducted Indoor Units | FM(C,U)4Z30**AL* |  |  |  | 9.5 | 17 | 8.5 | FALSE | FALSE | FALSE | 24400 | 20200 | 2.59 | 20590 | 2.72
211640969 |  | Live | Carrier | AIRQUEST | Singlezone Ducted, Centrally Ducted | 211640969 |  | HRCU-A-CB | DLCURAH24AAK | Ducted Indoor Units | FM(C,U)4Z30**AL* |  |  |  | 9.5 | 17 | 8.5 | FALSE | FALSE | FALSE | 24400 | 20200 | 2.59 | 20590 | 2.72
211640968 |  | Live | Carrier | PAYNE HEATING AND COOLING | Singlezone Ducted, Centrally Ducted | 211640968 |  | HRCU-A-CB | 38MURAQ24AA3* | Ducted Indoor Units | FM(C,U)4Z30**AL* |  |  |  | 9.5 | 17 | 8.5 | FALSE | FALSE | FALSE | 24400 | 20200 | 2.59 | 20590 | 2.72
211640967 |  | Live | Carrier | BRYANT HEATING AND COOLING SYSTEMS | Singlezone Ducted, Centrally Ducted | 211640967 |  | HRCU-A-CB | 38MURAQ24AA3* | Ducted Indoor Units | FM(C,U)4Z30**AL* |  |  |  | 9.5 | 17 | 8.5 | FALSE | FALSE | FALSE | 24400 | 20200 | 2.59 | 20590 | 2.72
211640966 |  | Live | Carrier | CARRIER | Singlezone Ducted, Centrally Ducted | 211640966 |  | HRCU-A-CB | 38MURAQ24AA3* | Ducted Indoor Units | FM(C,U)4Z30**AL* |  |  |  | 9.5 | 17 | 8.5 | FALSE | FALSE | FALSE | 24400 | 20200 | 2.59 | 20590 | 2.72
211640965 |  | Live | Carrier | GRANDAIRE | Singlezone Ducted, Centrally Ducted | 211640965 |  | HRCU-A-CB | WDLCURAH24AAK | Ducted Indoor Units | FM(C,U)4Z24**AL* |  |  |  | 9.5 | 16.5 | 8.5 | FALSE | FALSE | FALSE | 24000 | 20400 | 2.55 | 20790 | 2.7
211640964 |  | Live | Carrier | TEMPSTAR | Singlezone Ducted, Centrally Ducted | 211640964 |  | HRCU-A-CB | DLCURAH24AAK | Ducted Indoor Units | FM(C,U)4Z24**AL* |  |  |  | 9.5 | 16.5 | 8.5 | FALSE | FALSE | FALSE | 24000 | 20400 | 2.55 | 20790 | 2.7
211640963 |  | Live | Carrier | SMART COMFORT | Singlezone Ducted, Centrally Ducted | 211640963 |  | HRCU-A-CB | DLCURAH24AAK | Ducted Indoor Units | FM(C,U)4Z24**AL* |  |  |  | 9.5 | 16.5 | 8.5 | FALSE | FALSE | FALSE | 24000 | 20400 | 2.55 | 20790 | 2.7
211640962 |  | Live | Carrier | KEEPRITE | Singlezone Ducted, Centrally Ducted | 211640962 |  | HRCU-A-CB | DLCURAH24AAK | Ducted Indoor Units | FM(C,U)4Z24**AL* |  |  |  | 9.5 | 16.5 | 8.5 | FALSE | FALSE | FALSE | 24000 | 20400 | 2.55 | 20790 | 2.7
211640961 |  | Live | Carrier | HEIL | Singlezone Ducted, Centrally Ducted | 211640961 |  | HRCU-A-CB | DLCURAH24AAK | Ducted Indoor Units | FM(C,U)4Z24**AL* |  |  |  | 9.5 | 16.5 | 8.5 | FALSE | FALSE | FALSE | 24000 | 20400 | 2.55 | 20790 | 2.7
211640960 |  | Live | Carrier | DAY & NIGHT | Singlezone Ducted, Centrally Ducted | 211640960 |  | HRCU-A-CB | DLCURAH24AAK | Ducted Indoor Units | FM(C,U)4Z24**AL* |  |  |  | 9.5 | 16.5 | 8.5 | FALSE | FALSE | FALSE | 24000 | 20400 | 2.55 | 20790 | 2.7
211640959 |  | Live | Carrier | COMFORTMAKER | Singlezone Ducted, Centrally Ducted | 211640959 |  | HRCU-A-CB | DLCURAH24AAK | Ducted Indoor Units | FM(C,U)4Z24**AL* |  |  |  | 9.5 | 16.5 | 8.5 | FALSE | FALSE | FALSE | 24000 | 20400 | 2.55 | 20790 | 2.7
211640958 |  | Live | Carrier | ARCOAIRE | Singlezone Ducted, Centrally Ducted | 211640958 |  | HRCU-A-CB | DLCURAH24AAK | Ducted Indoor Units | FM(C,U)4Z24**AL* |  |  |  | 9.5 | 16.5 | 8.5 | FALSE | FALSE | FALSE | 24000 | 20400 | 2.55 | 20790 | 2.7
211640957 |  | Live | Carrier | AIRQUEST | Singlezone Ducted, Centrally Ducted | 211640957 |  | HRCU-A-CB | DLCURAH24AAK | Ducted Indoor Units | FM(C,U)4Z24**AL* |  |  |  | 9.5 | 16.5 | 8.5 | FALSE | FALSE | FALSE | 24000 | 20400 | 2.55 | 20790 | 2.7
211640956 |  | Live | Carrier | PAYNE HEATING AND COOLING | Singlezone Ducted, Centrally Ducted | 211640956 |  | HRCU-A-CB | 38MURAQ24AA3* | Ducted Indoor Units | FM(C,U)4Z24**AL* |  |  |  | 9.5 | 16.5 | 8.5 | FALSE | FALSE | FALSE | 24000 | 20400 | 2.55 | 20790 | 2.7
211640955 |  | Live | Carrier | BRYANT HEATING AND COOLING SYSTEMS | Singlezone Ducted, Centrally Ducted | 211640955 |  | HRCU-A-CB | 38MURAQ24AA3* | Ducted Indoor Units | FM(C,U)4Z24**AL* |  |  |  | 9.5 | 16.5 | 8.5 | FALSE | FALSE | FALSE | 24000 | 20400 | 2.55 | 20790 | 2.7
211640954 |  | Live | Carrier | CARRIER | Singlezone Ducted, Centrally Ducted | 211640954 |  | HRCU-A-CB | 38MURAQ24AA3* | Ducted Indoor Units | FM(C,U)4Z24**AL* |  |  |  | 9.5 | 16.5 | 8.5 | FALSE | FALSE | FALSE | 24000 | 20400 | 2.55 | 20790 | 2.7
211640953 |  | Live | Carrier | GRANDAIRE | Singlezone Ducted, Centrally Ducted | 211640953 |  | HRCU-A-CB | WDLCURAH24AAK | Ducted Indoor Units | WBHL304*B* |  |  |  | 9.5 | 16 | 8.1 | FALSE | FALSE | FALSE | 24600 | 20000 | 2.52 | 20380 | 2.65
211640952 |  | Live | Carrier | TEMPSTAR | Singlezone Ducted, Centrally Ducted | 211640952 |  | HRCU-A-CB | DLCURAH24AAK | Ducted Indoor Units | FJMA4*30L*B* |  |  |  | 9.5 | 16 | 8.1 | FALSE | FALSE | FALSE | 24600 | 20000 | 2.52 | 20380 | 2.65
211640951 |  | Live | Carrier | SMART COMFORT | Singlezone Ducted, Centrally Ducted | 211640951 |  | HRCU-A-CB | DLCURAH24AAK | Ducted Indoor Units | FJMA4*30L*B* |  |  |  | 9.5 | 16 | 8.1 | FALSE | FALSE | FALSE | 24600 | 20000 | 2.52 | 20380 | 2.65
211640950 |  | Live | Carrier | KEEPRITE | Singlezone Ducted, Centrally Ducted | 211640950 |  | HRCU-A-CB | DLCURAH24AAK | Ducted Indoor Units | FJMA4*30L*B* |  |  |  | 9.5 | 16 | 8.1 | FALSE | FALSE | FALSE | 24600 | 20000 | 2.52 | 20380 | 2.65
211640949 |  | Live | Carrier | HEIL | Singlezone Ducted, Centrally Ducted | 211640949 |  | HRCU-A-CB | DLCURAH24AAK | Ducted Indoor Units | FJMA4*30L*B* |  |  |  | 9.5 | 16 | 8.1 | FALSE | FALSE | FALSE | 24600 | 20000 | 2.52 | 20380 | 2.65
211640948 |  | Live | Carrier | DAY & NIGHT | Singlezone Ducted, Centrally Ducted | 211640948 |  | HRCU-A-CB | DLCURAH24AAK | Ducted Indoor Units | FJMA4*30L*B* |  |  |  | 9.5 | 16 | 8.1 | FALSE | FALSE | FALSE | 24600 | 20000 | 2.52 | 20380 | 2.65
211640947 |  | Live | Carrier | COMFORTMAKER | Singlezone Ducted, Centrally Ducted | 211640947 |  | HRCU-A-CB | DLCURAH24AAK | Ducted Indoor Units | FJMA4*30L*B* |  |  |  | 9.5 | 16 | 8.1 | FALSE | FALSE | FALSE | 24600 | 20000 | 2.52 | 20380 | 2.65
211640946 |  | Live | Carrier | ARCOAIRE | Singlezone Ducted, Centrally Ducted | 211640946 |  | HRCU-A-CB | DLCURAH24AAK | Ducted Indoor Units | FJMA4*30L*B* |  |  |  | 9.5 | 16 | 8.1 | FALSE | FALSE | FALSE | 24600 | 20000 | 2.52 | 20380 | 2.65
211640945 |  | Live | Carrier | AIRQUEST | Singlezone Ducted, Centrally Ducted | 211640945 |  | HRCU-A-CB | DLCURAH24AAK | Ducted Indoor Units | FJMA4*30L*B* |  |  |  | 9.5 | 16 | 8.1 | FALSE | FALSE | FALSE | 24600 | 20000 | 2.52 | 20380 | 2.65
211640944 |  | Live | Carrier | PAYNE HEATING AND COOLING | Singlezone Ducted, Centrally Ducted | 211640944 |  | HRCU-A-CB | 38MURAQ24AA3* | Ducted Indoor Units | PF4MN*B30L* |  |  |  | 9.5 | 16 | 8.1 | FALSE | FALSE | FALSE | 24600 | 20000 | 2.52 | 20380 | 2.65
211640943 |  | Live | Carrier | PAYNE HEATING AND COOLING | Singlezone Ducted, Centrally Ducted | 211640943 |  | HRCU-A-CB | 38MURAQ24AA3* | Ducted Indoor Units | FJ4DN*B30L* |  |  |  | 9.5 | 16 | 8.1 | FALSE | FALSE | FALSE | 24600 | 20000 | 2.52 | 20380 | 2.65
211640942 |  | Live | Carrier | BRYANT HEATING AND COOLING SYSTEMS | Singlezone Ducted, Centrally Ducted | 211640942 |  | HRCU-A-CB | 38MURAQ24AA3* | Ducted Indoor Units | PF4MN*B30L* |  |  |  | 9.5 | 16 | 8.1 | FALSE | FALSE | FALSE | 24600 | 20000 | 2.52 | 20380 | 2.65
211640941 |  | Live | Carrier | BRYANT HEATING AND COOLING SYSTEMS | Singlezone Ducted, Centrally Ducted | 211640941 |  | HRCU-A-CB | 38MURAQ24AA3* | Ducted Indoor Units | FJ4DN*B30L* |  |  |  | 9.5 | 16 | 8.1 | FALSE | FALSE | FALSE | 24600 | 20000 | 2.52 | 20380 | 2.65
211640940 |  | Live | Carrier | CARRIER | Singlezone Ducted, Centrally Ducted | 211640940 |  | HRCU-A-CB | 38MURAQ24AA3* | Ducted Indoor Units | PF4MN*B30L* |  |  |  | 9.5 | 16 | 8.1 | FALSE | FALSE | FALSE | 24600 | 20000 | 2.52 | 20380 | 2.65
211640939 |  | Live | Carrier | CARRIER | Singlezone Ducted, Centrally Ducted | 211640939 |  | HRCU-A-CB | 38MURAQ24AA3* | Ducted Indoor Units | FJ4DN*B30L* |  |  |  | 9.5 | 16 | 8.1 | FALSE | FALSE | FALSE | 24600 | 20000 | 2.52 | 20380 | 2.65
211640938 |  | Live | Carrier | GRANDAIRE | Singlezone Ducted, Centrally Ducted | 211640938 |  | HRCU-A-CB | WDLCURAH24AAK | Ducted Indoor Units | WAHL304B* |  |  |  | 9.5 | 16 | 8.1 | FALSE | FALSE | FALSE | 24000 | 20000 | 2.46 | 20380 | 2.59
211640937 |  | Live | Carrier | TEMPSTAR | Singlezone Ducted, Centrally Ducted | 211640937 |  | HRCU-A-CB | DLCURAH24AAK | Ducted Indoor Units | FEM4X30**BL |  |  |  | 9.5 | 16 | 8.1 | FALSE | FALSE | FALSE | 24000 | 20000 | 2.46 | 20380 | 2.59
211640936 |  | Live | Carrier | SMART COMFORT | Singlezone Ducted, Centrally Ducted | 211640936 |  | HRCU-A-CB | DLCURAH24AAK | Ducted Indoor Units | FEM4X30**BL |  |  |  | 9.5 | 16 | 8.1 | FALSE | FALSE | FALSE | 24000 | 20000 | 2.46 | 20380 | 2.59
211640935 |  | Live | Carrier | KEEPRITE | Singlezone Ducted, Centrally Ducted | 211640935 |  | HRCU-A-CB | DLCURAH24AAK | Ducted Indoor Units | FEM4X30**BL |  |  |  | 9.5 | 16 | 8.1 | FALSE | FALSE | FALSE | 24000 | 20000 | 2.46 | 20380 | 2.59
211640934 |  | Live | Carrier | HEIL | Singlezone Ducted, Centrally Ducted | 211640934 |  | HRCU-A-CB | DLCURAH24AAK | Ducted Indoor Units | FEM4X30**BL |  |  |  | 9.5 | 16 | 8.1 | FALSE | FALSE | FALSE | 24000 | 20000 | 2.46 | 20380 | 2.59
211640933 |  | Live | Carrier | DAY & NIGHT | Singlezone Ducted, Centrally Ducted | 211640933 |  | HRCU-A-CB | DLCURAH24AAK | Ducted Indoor Units | FEM4X30**BL |  |  |  | 9.5 | 16 | 8.1 | FALSE | FALSE | FALSE | 24000 | 20000 | 2.46 | 20380 | 2.59
211640932 |  | Live | Carrier | COMFORTMAKER | Singlezone Ducted, Centrally Ducted | 211640932 |  | HRCU-A-CB | DLCURAH24AAK | Ducted Indoor Units | FEM4X30**BL |  |  |  | 9.5 | 16 | 8.1 | FALSE | FALSE | FALSE | 24000 | 20000 | 2.46 | 20380 | 2.59
211640931 |  | Live | Carrier | ARCOAIRE | Singlezone Ducted, Centrally Ducted | 211640931 |  | HRCU-A-CB | DLCURAH24AAK | Ducted Indoor Units | FEM4X30**BL |  |  |  | 9.5 | 16 | 8.1 | FALSE | FALSE | FALSE | 24000 | 20000 | 2.46 | 20380 | 2.59
211640930 |  | Live | Carrier | AIRQUEST | Singlezone Ducted, Centrally Ducted | 211640930 |  | HRCU-A-CB | DLCURAH24AAK | Ducted Indoor Units | FEM4X30**BL |  |  |  | 9.5 | 16 | 8.1 | FALSE | FALSE | FALSE | 24000 | 20000 | 2.46 | 20380 | 2.59
211640929 |  | Live | Carrier | PAYNE HEATING AND COOLING | Singlezone Ducted, Centrally Ducted | 211640929 |  | HRCU-A-CB | 38MURAQ24AA3* | Ducted Indoor Units | PF4MNP030L* |  |  |  | 9.5 | 16 | 8.1 | FALSE | FALSE | FALSE | 24000 | 20000 | 2.46 | 20380 | 2.59
211640928 |  | Live | Carrier | PAYNE HEATING AND COOLING | Singlezone Ducted, Centrally Ducted | 211640928 |  | HRCU-A-CB | 38MURAQ24AA3* | Ducted Indoor Units | FB4CNP030L |  |  |  | 9.5 | 16 | 8.1 | FALSE | FALSE | FALSE | 24000 | 20000 | 2.46 | 20380 | 2.59
211640927 |  | Live | Carrier | BRYANT HEATING AND COOLING SYSTEMS | Singlezone Ducted, Centrally Ducted | 211640927 |  | HRCU-A-CB | 38MURAQ24AA3* | Ducted Indoor Units | FB4CNP030L |  |  |  | 9.5 | 16 | 8.1 | FALSE | FALSE | FALSE | 24000 | 20000 | 2.46 | 20380 | 2.59
211640926 |  | Live | Carrier | CARRIER | Singlezone Ducted, Centrally Ducted | 211640926 |  | HRCU-A-CB | 38MURAQ24AA3* | Ducted Indoor Units | FB4CNP030L |  |  |  | 9.5 | 16 | 8.1 | FALSE | FALSE | FALSE | 24000 | 20000 | 2.46 | 20380 | 2.59
211640925 |  | Live | Carrier | GRANDAIRE | Singlezone Ducted, Centrally Ducted | 211640925 |  | HRCU-A-CB | WDLCURAH24AAK | Ducted Indoor Units | WAHL244C* |  |  |  | 9.5 | 16.5 | 8.1 | FALSE | FALSE | FALSE | 23800 | 19900 | 2.46 | 20280 | 2.6
211640924 |  | Live | Carrier | TEMPSTAR | Singlezone Ducted, Centrally Ducted | 211640924 |  | HRCU-A-CB | DLCURAH24AAK | Ducted Indoor Units | FEM4X24**CL |  |  |  | 9.5 | 16.5 | 8.1 | FALSE | FALSE | FALSE | 23800 | 19900 | 2.46 | 20280 | 2.6
211640923 |  | Live | Carrier | SMART COMFORT | Singlezone Ducted, Centrally Ducted | 211640923 |  | HRCU-A-CB | DLCURAH24AAK | Ducted Indoor Units | FEM4X24**CL |  |  |  | 9.5 | 16.5 | 8.1 | FALSE | FALSE | FALSE | 23800 | 19900 | 2.46 | 20280 | 2.6
211640922 |  | Live | Carrier | KEEPRITE | Singlezone Ducted, Centrally Ducted | 211640922 |  | HRCU-A-CB | DLCURAH24AAK | Ducted Indoor Units | FEM4X24**CL |  |  |  | 9.5 | 16.5 | 8.1 | FALSE | FALSE | FALSE | 23800 | 19900 | 2.46 | 20280 | 2.6
211640921 |  | Live | Carrier | HEIL | Singlezone Ducted, Centrally Ducted | 211640921 |  | HRCU-A-CB | DLCURAH24AAK | Ducted Indoor Units | FEM4X24**CL |  |  |  | 9.5 | 16.5 | 8.1 | FALSE | FALSE | FALSE | 23800 | 19900 | 2.46 | 20280 | 2.6
211640920 |  | Live | Carrier | DAY & NIGHT | Singlezone Ducted, Centrally Ducted | 211640920 |  | HRCU-A-CB | DLCURAH24AAK | Ducted Indoor Units | FEM4X24**CL |  |  |  | 9.5 | 16.5 | 8.1 | FALSE | FALSE | FALSE | 23800 | 19900 | 2.46 | 20280 | 2.6
211640919 |  | Live | Carrier | COMFORTMAKER | Singlezone Ducted, Centrally Ducted | 211640919 |  | HRCU-A-CB | DLCURAH24AAK | Ducted Indoor Units | FEM4X24**CL |  |  |  | 9.5 | 16.5 | 8.1 | FALSE | FALSE | FALSE | 23800 | 19900 | 2.46 | 20280 | 2.6
211640918 |  | Live | Carrier | ARCOAIRE | Singlezone Ducted, Centrally Ducted | 211640918 |  | HRCU-A-CB | DLCURAH24AAK | Ducted Indoor Units | FEM4X24**CL |  |  |  | 9.5 | 16.5 | 8.1 | FALSE | FALSE | FALSE | 23800 | 19900 | 2.46 | 20280 | 2.6
211640917 |  | Live | Carrier | AIRQUEST | Singlezone Ducted, Centrally Ducted | 211640917 |  | HRCU-A-CB | DLCURAH24AAK | Ducted Indoor Units | FEM4X24**CL |  |  |  | 9.5 | 16.5 | 8.1 | FALSE | FALSE | FALSE | 23800 | 19900 | 2.46 | 20280 | 2.6
211640916 |  | Live | Carrier | PAYNE HEATING AND COOLING | Singlezone Ducted, Centrally Ducted | 211640916 |  | HRCU-A-CB | 38MURAQ24AA3* | Ducted Indoor Units | PF4MNP025L* |  |  |  | 9.5 | 16.5 | 8.1 | FALSE | FALSE | FALSE | 23800 | 19900 | 2.46 | 20280 | 2.6
211640915 |  | Live | Carrier | PAYNE HEATING AND COOLING | Singlezone Ducted, Centrally Ducted | 211640915 |  | HRCU-A-CB | 38MURAQ24AA3* | Ducted Indoor Units | FB4CNP025L |  |  |  | 9.5 | 16.5 | 8.1 | FALSE | FALSE | FALSE | 23800 | 19900 | 2.46 | 20280 | 2.6
211640914 |  | Live | Carrier | BRYANT HEATING AND COOLING SYSTEMS | Singlezone Ducted, Centrally Ducted | 211640914 |  | HRCU-A-CB | 38MURAQ24AA3* | Ducted Indoor Units | FB4CNP025L |  |  |  | 9.5 | 16.5 | 8.1 | FALSE | FALSE | FALSE | 23800 | 19900 | 2.46 | 20280 | 2.6
211640913 |  | Live | Carrier | CARRIER | Singlezone Ducted, Centrally Ducted | 211640913 |  | HRCU-A-CB | 38MURAQ24AA3* | Ducted Indoor Units | FB4CNP025L |  |  |  | 9.5 | 16.5 | 8.1 | FALSE | FALSE | FALSE | 23800 | 19900 | 2.46 | 20280 | 2.6
211640912 |  | Live | Carrier | GRANDAIRE | Singlezone Ducted, Centrally Ducted | 211640912 |  | HRCU-A-CB | WDLCURAH24AAK | Ducted Indoor Units | WAPL304A* |  |  |  | 9.5 | 16 | 8.1 | FALSE | FALSE | FALSE | 24000 | 20000 | 2.46 | 20380 | 2.59
211640911 |  | Live | Carrier | TEMPSTAR | Singlezone Ducted, Centrally Ducted | 211640911 |  | HRCU-A-CB | DLCURAH24AAK | Ducted Indoor Units | FEM4P30**AL |  |  |  | 9.5 | 16 | 8.1 | FALSE | FALSE | FALSE | 24000 | 20000 | 2.46 | 20380 | 2.59
211640910 |  | Live | Carrier | SMART COMFORT | Singlezone Ducted, Centrally Ducted | 211640910 |  | HRCU-A-CB | DLCURAH24AAK | Ducted Indoor Units | FEM4P30**AL |  |  |  | 9.5 | 16 | 8.1 | FALSE | FALSE | FALSE | 24000 | 20000 | 2.46 | 20380 | 2.59
211640909 |  | Live | Carrier | KEEPRITE | Singlezone Ducted, Centrally Ducted | 211640909 |  | HRCU-A-CB | DLCURAH24AAK | Ducted Indoor Units | FEM4P30**AL |  |  |  | 9.5 | 16 | 8.1 | FALSE | FALSE | FALSE | 24000 | 20000 | 2.46 | 20380 | 2.59
211640908 |  | Live | Carrier | HEIL | Singlezone Ducted, Centrally Ducted | 211640908 |  | HRCU-A-CB | DLCURAH24AAK | Ducted Indoor Units | FEM4P30**AL |  |  |  | 9.5 | 16 | 8.1 | FALSE | FALSE | FALSE | 24000 | 20000 | 2.46 | 20380 | 2.59
211640907 |  | Live | Carrier | DAY & NIGHT | Singlezone Ducted, Centrally Ducted | 211640907 |  | HRCU-A-CB | DLCURAH24AAK | Ducted Indoor Units | FEM4P30**AL |  |  |  | 9.5 | 16 | 8.1 | FALSE | FALSE | FALSE | 24000 | 20000 | 2.46 | 20380 | 2.59
211640906 |  | Live | Carrier | COMFORTMAKER | Singlezone Ducted, Centrally Ducted | 211640906 |  | HRCU-A-CB | DLCURAH24AAK | Ducted Indoor Units | FEM4P30**AL |  |  |  | 9.5 | 16 | 8.1 | FALSE | FALSE | FALSE | 24000 | 20000 | 2.46 | 20380 | 2.59
211640905 |  | Live | Carrier | ARCOAIRE | Singlezone Ducted, Centrally Ducted | 211640905 |  | HRCU-A-CB | DLCURAH24AAK | Ducted Indoor Units | FEM4P30**AL |  |  |  | 9.5 | 16 | 8.1 | FALSE | FALSE | FALSE | 24000 | 20000 | 2.46 | 20380 | 2.59
211640904 |  | Live | Carrier | AIRQUEST | Singlezone Ducted, Centrally Ducted | 211640904 |  | HRCU-A-CB | DLCURAH24AAK | Ducted Indoor Units | FEM4P30**AL |  |  |  | 9.5 | 16 | 8.1 | FALSE | FALSE | FALSE | 24000 | 20000 | 2.46 | 20380 | 2.59
211640903 |  | Live | Carrier | PAYNE HEATING AND COOLING | Singlezone Ducted, Centrally Ducted | 211640903 |  | HRCU-A-CB | 38MURAQ24AA3* | Ducted Indoor Units | FB4CNF030L |  |  |  | 9.5 | 16 | 8.1 | FALSE | FALSE | FALSE | 24000 | 20000 | 2.46 | 20380 | 2.59
211640902 |  | Live | Carrier | BRYANT HEATING AND COOLING SYSTEMS | Singlezone Ducted, Centrally Ducted | 211640902 |  | HRCU-A-CB | 38MURAQ24AA3* | Ducted Indoor Units | FB4CNF030L |  |  |  | 9.5 | 16 | 8.1 | FALSE | FALSE | FALSE | 24000 | 20000 | 2.46 | 20380 | 2.59
211640901 |  | Live | Carrier | CARRIER | Singlezone Ducted, Centrally Ducted | 211640901 |  | HRCU-A-CB | 38MURAQ24AA3* | Ducted Indoor Units | FB4CNF030L |  |  |  | 9.5 | 16 | 8.1 | FALSE | FALSE | FALSE | 24000 | 20000 | 2.46 | 20380 | 2.59
212925472 |  | Live | Mitsubishi Electric Trane | TRANE / MITSUBISHI ELECTRIC | Multizone All Ducted | 212925472 |  | HMSV-A-CB | NTXMMX36A142C** | Ducted Indoor Units |  |  |  |  | 8.7 | 16 | 8.5 | FALSE | FALSE | FALSE | 33400 | 22400 | 2.5 | 26000 | 2.15
212925458 |  | Live | Mitsubishi Electric Trane | AMERICAN STANDARD / MITSUBISHI ELECTRIC | Multizone All Ducted | 212925458 |  | HMSV-A-CB | NTXMMX36A142C** | Ducted Indoor Units |  |  |  |  | 8.7 | 16 | 8.5 | FALSE | FALSE | FALSE | 33400 | 22400 | 2.5 | 26000 | 2.15
212925470 |  | Live | Mitsubishi Electric Trane | TRANE / MITSUBISHI ELECTRIC | Multizone All Ducted | 212925470 |  | HMSV-A-CB | NTXMMX30A132C** | Ducted Indoor Units |  |  |  |  | 9.6 | 16.2 | 8.8 | FALSE | FALSE | FALSE | 27400 | 17800 | 2.7 | 21000 | 2.08
212925457 |  | Live | Mitsubishi Electric Trane | AMERICAN STANDARD / MITSUBISHI ELECTRIC | Multizone All Ducted | 212925457 |  | HMSV-A-CB | NTXMMX30A132C** | Ducted Indoor Units |  |  |  |  | 9.6 | 16.2 | 8.8 | FALSE | FALSE | FALSE | 27400 | 17800 | 2.7 | 21000 | 2.08
212925468 |  | Live | Mitsubishi Electric Trane | TRANE / MITSUBISHI ELECTRIC | Multizone All Ducted | 212925468 |  | HMSV-A-CB | NTXMMX24A132C** | Ducted Indoor Units |  |  |  |  | 11.2 | 16 | 8.6 | TRUE | TRUE | TRUE | 23600 | 14600 | 2.71 | 21000 | 2.08
212925456 |  | Live | Mitsubishi Electric Trane | AMERICAN STANDARD / MITSUBISHI ELECTRIC | Multizone All Ducted | 212925456 |  | HMSV-A-CB | NTXMMX24A132C** | Ducted Indoor Units |  |  |  |  | 11.2 | 16 | 8.6 | TRUE | TRUE | TRUE | 23600 | 14600 | 2.71 | 21000 | 2.08
213499733 |  | Live | Mitsubishi Electric Trane | AMERICAN STANDARD / MITSUBISHI ELECTRIC | Multizone All Ducted | 213499733 |  | HMSV-A-CB | NTXMMX20A122C** | Ducted Indoor Units |  |  |  |  | 10 | 16 | 9.1 | FALSE | FALSE | FALSE | 20000 | 12500 | 2.19 | 14500 | 2.35
212925466 |  | Live | Mitsubishi Electric Trane | TRANE / MITSUBISHI ELECTRIC | Multizone All Ducted | 212925466 |  | HMSV-A-CB | NTXMMX20A122C** | Ducted Indoor Units |  |  |  |  | 10 | 16 | 9.1 | FALSE | FALSE | FALSE | 20000 | 12500 | 2.19 | 14500 | 2.35
212925454 |  | Live | Mitsubishi Electric Trane | MITSUBISHI ELECTRIC | Multizone All Ducted | 212925454 |  | HMSV-A-CB | MXZ-4C36NA4-** | Ducted Indoor Units |  |  |  |  | 8.7 | 16 | 8.5 | FALSE | FALSE | FALSE | 33400 | 22400 | 2.5 | 26000 | 2.15
212925462 |  | Live | Mitsubishi Electric Trane | MITSUBISHI ELECTRIC | Multizone All Ducted | 212925462 |  | HMSV-A-CB | MXZ-3C30NA4-** | Ducted Indoor Units |  |  |  |  | 9.6 | 16.2 | 8.8 | FALSE | FALSE | FALSE | 27400 | 17800 | 2.7 | 21000 | 2.08
212925460 |  | Live | Mitsubishi Electric Trane | MITSUBISHI ELECTRIC | Multizone All Ducted | 212925460 |  | HMSV-A-CB | MXZ-3C24NA4-** | Ducted Indoor Units |  |  |  |  | 11.2 | 16 | 8.6 | TRUE | TRUE | TRUE | 23600 | 14600 | 2.71 | 21000 | 2.08
212925453 |  | Live | Mitsubishi Electric Trane | MITSUBISHI ELECTRIC | Multizone All Ducted | 212925453 |  | HMSV-A-CB | MXZ-2C20NA4-** | Ducted Indoor Units |  |  |  |  | 10 | 16 | 9.1 | FALSE | FALSE | FALSE | 20000 | 12500 | 2.19 | 14500 | 2.35
214056579 |  | Live | Midea Electric Trading | MITSUTOMO | Singlezone Non-Ducted, Wall Placement | 214056579 |  | HRCU-A-CB-O | HO-SZ36-BB-Q | Mini-Splits | HF-UZ36-BB-Q | 8.6 | 17.5 | 10 | 8.8 | 17.6 | 10 | FALSE | TRUE | FALSE | 36000 | 32000 | 2.23 | 42000 | 1.9
214056581 |  | Live | Midea Electric Trading | MITSUTOMO | Singlezone Non-Ducted, Floor Placement | 214056581 |  | HRCU-A-CB-O | HW-SZ60-BB-Q | Mini-Splits | HF-UZ60-BB-Q | 9 | 16.8 | 11.3 | 9 | 17.3 | 10.2 | FALSE | TRUE | TRUE | 55000 | 40000 | 2.58 | 58600 | 2.35
214056578 |  | Live | Midea Electric Trading | MITSUTOMO | Singlezone Ducted, Compact Ducted | 214056578 |  | HRCU-A-CB | HW-SZ60-BB-Q | Mini-Splits | HD-UZ60-BB-Q | 9.4 | 18 | 11 | 9.4 | 15.8 | 9.5 | FALSE | TRUE | FALSE | 55000 | 40000 | 2.46 | 54000 | 2.2
214056590 |  | Live | Midea Electric Trading | BLADEX | Singlezone Non-Ducted, Wall Placement | 214056590 |  | HRCU-A-CB-O | BS25-33HFN1-ODU | Mini-Splits | BWMF-33HWIU |  |  |  | 11.7 | 20 | 10 | FALSE | FALSE | TRUE | 33000 | 27800 | 2.35 | 34000 | 2.4
214056596 |  | Live | Midea Electric Trading | AC PRO.COM | Singlezone Ducted, Centrally Ducted | 214056596 |  | HRCU-A-C | AOX430U-24HFN1-MR0 |  | AAC-24HWDN1-MN0 | 10.3 | 15 | 10 | 10 | 15.7 | 9.8 | FALSE | FALSE | TRUE | 24000 | 22000 | 2.5 | 23600 | 2.14
214056595 |  | Live | Midea Electric Trading | AC PRO.COM | Singlezone Ducted, Centrally Ducted | 214056595 |  | HRCU-A-C | AOX330U-18HFN1-MR0 |  | AAC-24HWDN1-MN0 | 10 | 14.3 | 9.3 | 10.2 | 15.2 | 8.6 | FALSE | FALSE | TRUE | 18000 | 13000 | 2.59 | 14000 | 2.21
214053841 |  | Live | Bosch | BOSCH | Singlezone Ducted, Centrally Ducted | 214053841 |  | HRCU-A-C | BOVD-36HDN1-M20G |  | BMAC4248DNTF |  |  |  | 11.5 | 15.2 | 9 | FALSE | TRUE | TRUE | 32600 | 25000 | 2.36 | 25000 | 2.36
214053840 |  | Live | Bosch | BOSCH | Singlezone Ducted, Centrally Ducted | 214053840 |  | HRCU-A-C | BOVD-36HDN1-M20G |  | BMAC4248CNTF |  |  |  | 11.5 | 15.2 | 9 | FALSE | TRUE | TRUE | 32400 | 25000 | 2.36 | 25000 | 2.36
214053839 |  | Live | Bosch | BOSCH | Singlezone Ducted, Centrally Ducted | 214053839 |  | HRCU-A-C | BOVD-36HDN1-M20G |  | BMAC4248BNTF |  |  |  | 11.5 | 15.2 | 9 | FALSE | TRUE | TRUE | 32000 | 24600 | 2.34 | 24600 | 2.34
214053803 |  | Live | Bosch | BOSCH | Singlezone Ducted, Centrally Ducted | 214053803 |  | HRCU-A-C | BOVD-36HDN1-M20G |  | BMAC3036CNTD | 11.4 | 16 | 9.5 | 11 | 15 | 9 | FALSE | FALSE | FALSE | 32600 | 23600 | 2.34 | 23600 | 2.34
214053802 |  | Live | Bosch | BOSCH | Singlezone Ducted, Centrally Ducted | 214053802 |  | HRCU-A-C | BOVD-36HDN1-M20G |  | BMAC3036BNTD | 11.2 | 16 | 9.5 | 11 | 15 | 9 | FALSE | FALSE | FALSE | 32400 | 23600 | 2.34 | 23600 | 2.34
214053801 |  | Live | Bosch | BOSCH | Singlezone Ducted, Centrally Ducted | 214053801 |  | HRCU-A-C | BOVD-36HDN1-M20G |  | BMAC3036ANTD | 10.8 | 16 | 9.5 | 10.6 | 15 | 9 | FALSE | FALSE | FALSE | 32000 | 23400 | 2.3 | 23400 | 2.3
214053838 |  | Live | Bosch | BOSCH | Singlezone Ducted, Centrally Ducted | 214053838 |  | HRCU-A-C | BOVD-36HDN1-M20G |  | BMAC2430BNTD |  |  |  | 12 | 15.2 | 9 | TRUE | TRUE | TRUE | 23400 | 19400 | 2.2 | 19400 | 2.2
214053837 |  | Live | Bosch | BOSCH | Singlezone Ducted, Centrally Ducted | 214053837 |  | HRCU-A-C | BOVD-36HDN1-M20G |  | BMAC2430ANTD |  |  |  | 12 | 15.2 | 9 | TRUE | TRUE | TRUE | 23200 | 19400 | 2.2 | 19400 | 2.2
214056593 |  | Live | Midea Electric Trading | BLADEX | Singlezone Ducted, Centrally Ducted | 214056593 |  | HRCU-A-C | BX30-24HPHYHA |  | BLCA-24HWAC1 |  |  |  | 10.7 | 16.1 | 9.8 | FALSE | FALSE | TRUE | 24000 | 22400 | 2.42 | 25000 | 2.24
214056594 |  | Live | Midea Electric Trading | BLADEX | Singlezone Ducted, Centrally Ducted | 214056594 |  | HRCU-A-C | BX30-24HPHYHA |  | BLCA-24HWAC1-UNC |  |  |  | 10.7 | 16.1 | 9.8 | FALSE | FALSE | TRUE | 24000 | 22400 | 2.42 | 25000 | 2.24
214100075 |  | Live | Rheem | RUUD | Singlezone Ducted, Centrally Ducted | 214100075 |  | HRCU-A-CB | RD17AZ36AJ3N | Ducted Indoor Units | RB2TZ3621STANM |  |  |  | 10 | 16 | 8.1 | FALSE | FALSE | TRUE | 32000 | 23400 | 2.8 | 23400 | 2.8
214100074 |  | Live | Rheem | FRIEDRICH | Singlezone Ducted, Centrally Ducted | 214100074 |  | HRCU-A-CB | RD17AZ36AJ3N | Ducted Indoor Units | FRB2TZ3621STANM |  |  |  | 10 | 16 | 8.1 | FALSE | FALSE | TRUE | 32000 | 23400 | 2.8 | 23400 | 2.8
214100073 |  | Live | Rheem | RHEEM | Singlezone Ducted, Centrally Ducted | 214100073 |  | HRCU-A-CB | RD17AZ36AJ3N | Ducted Indoor Units | RB2TZ3621STANM |  |  |  | 10 | 16 | 8.1 | FALSE | FALSE | TRUE | 32000 | 23400 | 2.8 | 23400 | 2.8
214053824 |  | Live | Bosch | BOSCH | Singlezone Ducted, Centrally Ducted | 214053824 |  | HRCU-A-CB | BOVD-36HDN1-M20G |  | BVA-36WN1-M20 |  |  |  | 12 | 19 | 9.5 | TRUE | TRUE | TRUE | 34200 | 28000 | 2.5 | 28000 | 2.5
214053822 |  | Live | Bosch | BOSCH | Singlezone Ducted, Centrally Ducted | 214053822 |  | HRCU-A-C | BOVC-36HDN1-M20G |  | BMAC4248DNTF |  |  |  | 11.5 | 15.2 | 9 | FALSE | TRUE | TRUE | 32600 | 25000 | 2.36 | 25000 | 2.36
214100072 |  | Live | Rheem | RUSSELL | Singlezone Ducted, Centrally Ducted | 214100072 |  | HRCU-A-CB | RD17AZ36AJ3N | Ducted Indoor Units | RF2TZ3624STANS |  |  |  | 10 | 17 | 8.1 | FALSE | FALSE | TRUE | 32400 | 23800 | 2.8 | 23800 | 2.8
214053821 |  | Live | Bosch | BOSCH | Singlezone Ducted, Centrally Ducted | 214053821 |  | HRCU-A-C | BOVC-36HDN1-M20G |  | BMAC4248CNTF |  |  |  | 11.5 | 15.2 | 9 | FALSE | TRUE | TRUE | 32400 | 25000 | 2.36 | 25000 | 2.36
214053820 |  | Live | Bosch | BOSCH | Singlezone Ducted, Centrally Ducted | 214053820 |  | HRCU-A-C | BOVC-36HDN1-M20G |  | BMAC4248BNTF |  |  |  | 11.5 | 15.2 | 9 | FALSE | TRUE | TRUE | 32000 | 24600 | 2.34 | 24600 | 2.34
214100071 |  | Live | Rheem | SURE | Singlezone Ducted, Centrally Ducted | 214100071 |  | HRCU-A-CB | RD17AZ36AJ3N | Ducted Indoor Units | RF2TZ3624STANS |  |  |  | 10 | 17 | 8.1 | FALSE | FALSE | TRUE | 32400 | 23800 | 2.8 | 23800 | 2.8
214053800 |  | Live | Bosch | BOSCH | Singlezone Ducted, Centrally Ducted | 214053800 |  | HRCU-A-C | BOVC-36HDN1-M20G |  | BMAC3036CNTD | 11.4 | 16 | 9.5 | 11 | 15 | 9 | FALSE | FALSE | FALSE | 32600 | 23600 | 2.34 | 23600 | 2.34
214053799 |  | Live | Bosch | BOSCH | Singlezone Ducted, Centrally Ducted | 214053799 |  | HRCU-A-C | BOVC-36HDN1-M20G |  | BMAC3036BNTD | 11.2 | 16 | 9.5 | 11 | 15 | 9 | FALSE | FALSE | FALSE | 32400 | 23600 | 2.34 | 23600 | 2.34
214100070 |  | Live | Rheem | RHEEM | Singlezone Ducted, Centrally Ducted | 214100070 |  | HRCU-A-CB | RD17AZ36AJ3N | Ducted Indoor Units | RF2TZ3624STANS |  |  |  | 10 | 17 | 8.1 | FALSE | FALSE | TRUE | 32400 | 23800 | 2.8 | 23800 | 2.8
214053798 |  | Live | Bosch | BOSCH | Singlezone Ducted, Centrally Ducted | 214053798 |  | HRCU-A-C | BOVC-36HDN1-M20G |  | BMAC3036ANTD | 10.8 | 16 | 9.5 | 10.6 | 15 | 9 | FALSE | FALSE | FALSE | 32000 | 23400 | 2.3 | 23400 | 2.3
214053819 |  | Live | Bosch | BOSCH | Singlezone Ducted, Centrally Ducted | 214053819 |  | HRCU-A-C | BOVC-36HDN1-M20G |  | BMAC2430BNTD |  |  |  | 12 | 15.2 | 9 | TRUE | TRUE | TRUE | 23400 | 19400 | 2.2 | 19400 | 2.2
214053818 |  | Live | Bosch | BOSCH | Singlezone Ducted, Centrally Ducted | 214053818 |  | HRCU-A-C | BOVC-36HDN1-M20G |  | BMAC2430ANTD |  |  |  | 12 | 15.2 | 9 | TRUE | TRUE | TRUE | 23200 | 19400 | 2.2 | 19400 | 2.2
214100069 |  | Live | Rheem | RUUD | Singlezone Ducted, Centrally Ducted | 214100069 |  | HRCU-A-CB | RD17AZ36AJ3N | Ducted Indoor Units | RF2TZ3624STANS |  |  |  | 10 | 17 | 8.1 | FALSE | FALSE | TRUE | 32400 | 23800 | 2.8 | 23800 | 2.8
214053805 |  | Live | Bosch | BOSCH | Singlezone Ducted, Centrally Ducted | 214053805 |  | HRCU-A-CB | BOVC-36HDN1-M20G |  | BVA-36WN1-M20 |  |  |  | 12 | 19 | 9.5 | TRUE | TRUE | TRUE | 34200 | 28000 | 2.5 | 28000 | 2.5
214078219 |  | Live | Midea Electric Trading | KEPLER | Singlezone Ducted, Centrally Ducted | 214078219 |  | HRCU-A-C | AZPN/B36WDUID |  | AZPN/C36WAC |  |  |  | 10 | 15.2 | 8.5 | FALSE | TRUE | TRUE | 35000 | 27000 | 2.06 | 21800 | 2
214061914 |  | Live | Friedrich Air Conditioning | FRIEDRICH | Singlezone Ducted, Centrally Ducted | 214061914 |  | HRCU-A-C | WFPU18Z483C |  | DC61A44-245R |  |  |  | 11.4 | 15.55 | 8.55 | FALSE | TRUE | TRUE | 42000 | 31200 | 3.22 | 39000 | 2.19
214061913 |  | Live | Friedrich Air Conditioning | FRIEDRICH | Singlezone Ducted, Centrally Ducted | 214061913 |  | HRCU-A-C | WFPU18Z363C |  | DC37A44-210L |  |  |  | 11.3 | 15.5 | 9.4 | FALSE | FALSE | TRUE | 30000 | 23000 | 2.89 | 34520 | 2.29
213795611 |  | Live | Friedrich Air Conditioning | FRIEDRICH | Singlezone Ducted, Centrally Ducted | 213795611 |  | HRCU-A-CB | WFPU17Z603C |  | WFH60Z223C | 8.5 | 17.5 | 10 | 8.25 | 17 | 8.5 | FALSE | FALSE | FALSE | 56000 | 40000 | 2.34 | 42000 | 2.1
213785831 |  | Live | Midea Electric Trading | MDV | Singlezone Ducted, Centrally Ducted | 213785831 |  | HRCU-A-CB | MOD30U-36HFN1-MR0 |  | MVBL-36HWFN1-MK3 |  |  |  | 9.5 | 16 | 8 | FALSE | FALSE | FALSE | 36000 | 19000 | 2.1 | 23200 | 2.02
213785830 |  | Live | Midea Electric Trading | MDV | Singlezone Ducted, Centrally Ducted | 213785830 |  | HRCU-A-CB | MOD30U-30HFN1-MR0 |  | MVBL-30HWFN1-MJ3 |  |  |  | 10 | 16.5 | 8.2 | FALSE | FALSE | FALSE | 30000 | 18000 | 2.2 | 20500 | 2.14
213785832 |  | Live | Midea Electric Trading | MDV | Singlezone Ducted, Centrally Ducted | 213785832 |  | HRCU-A-CB | MOX430U-24HFN1-MR0 |  | MVBL-24HWFN1-MI3 |  |  |  | 10 | 16 | 8.5 | FALSE | FALSE | TRUE | 24000 | 21000 | 2.6 | 21000 | 2.6
213785829 |  | Live | Midea Electric Trading | MDV | Singlezone Ducted, Centrally Ducted | 213785829 |  | HRCU-A-CB | MOX330U-18HFN1-MR0 |  | MVBL-18HWFN1-MH3 |  |  |  | 10 | 16 | 8 | TRUE | FALSE | TRUE | 18000 | 12000 | 2.61 | 12000 | 2.59
213500520 |  | Live | Midea Electric Trading | MDV | Singlezone Ducted, Centrally Ducted | 213500520 |  | HRCU-A-C | MOX330U-18HFN1-MR0 |  | MVBM-24A18T3N1 |  |  |  | 10.2 | 15.2 | 8.5 | FALSE | FALSE | TRUE | 18000 | 12800 | 2.61 | 13000 | 2.2
213479413 |  | Live | Midea Electric Trading | MDV | Singlezone Ducted, Centrally Ducted | 213479413 |  | HRCU-A-CB | MOX630-36HFN1-M3X |  | MVC-36HWFN1-M |  |  |  | 11.7 | 16.3 | 9.5 | TRUE | TRUE | TRUE | 35000 | 31800 | 2.4 | 36000 | 1.9
213386476 |  | Live | Midea Electric Trading | MDV | Singlezone Ducted, Centrally Ducted | 213386476 |  | HRCU-A-C | MOX630-36HFN1-M3X |  | MAC-36HWDN1-MN0 |  |  |  | 10 | 15.2 | 8.5 | FALSE | TRUE | TRUE | 35000 | 27000 | 2.06 | 21800 | 2
213386475 |  | Live | Midea Electric Trading | MDV | Singlezone Ducted, Centrally Ducted | 213386475 |  | HRCU-A-C | MOX630-36HFN1-M3X |  | MVB-36B23T4N1 |  |  |  | 10 | 15.2 | 8.5 | FALSE | TRUE | TRUE | 35000 | 27000 | 2.06 | 21800 | 2
213785833 |  | Live | Midea Electric Trading | NUTECH | Singlezone Ducted, Centrally Ducted | 213785833 |  | HRCU-A-CB | NOD30U-36HFN1-MR0 |  | NVBL-36HWFN1-MI3 |  |  |  | 9.5 | 16 | 8 | FALSE | FALSE | FALSE | 36000 | 19000 | 2.1 | 23200 | 2.02
213804884 |  | Live | Midea Electric Trading | MULTI MFG | Singlezone Ducted, Centrally Ducted | 213804884 |  | HRCU-A-CB | HES-36HD-A |  | 36HSHP-C-M-A |  |  |  | 9.5 | 16 | 8 | FALSE | FALSE | FALSE | 36000 | 19000 | 2.1 | 23200 | 2.02
213804887 |  | Live | Midea Electric Trading | INNOVAIR | Singlezone Ducted, Centrally Ducted | 213804887 |  | HRCU-A-CB | SEV36H2R19 |  | FEV36H2R19 |  |  |  | 9.5 | 16 | 8 | FALSE | FALSE | FALSE | 36000 | 19000 | 2.1 | 23200 | 2.02
213804888 |  | Live | Midea Electric Trading | INNOVAIR | Singlezone Ducted, Centrally Ducted | 213804888 |  | HRCU-A-CB | SEV30H2R19 |  | FEV30H2R19 |  |  |  | 10 | 16.5 | 8.2 | FALSE | FALSE | FALSE | 30000 | 18000 | 2.2 | 20500 | 2.14
213785835 |  | Live | Midea Electric Trading | NUTECH | Singlezone Ducted, Centrally Ducted | 213785835 |  | HRCU-A-CB | NOD30U-30HFN1-MR0 |  | NVBL-30HWFN1-MI3 |  |  |  | 10 | 16.5 | 8.2 | FALSE | FALSE | FALSE | 30000 | 18000 | 2.2 | 20500 | 2.14
213804883 |  | Live | Midea Electric Trading | MULTI MFG | Singlezone Ducted, Centrally Ducted | 213804883 |  | HRCU-A-CB | HES-30HD-A |  | 30HSHP-C-M-A |  |  |  | 10 | 16.5 | 8.2 | FALSE | FALSE | FALSE | 30000 | 18000 | 2.2 | 20500 | 2.14
213927644 |  | Live | Midea Electric Trading | BLADEX | Singlezone Ducted, Centrally Ducted | 213927644 |  | HRCU-A-C | BX18-HP15ECO |  | BLCA-24A14AC-UNC |  |  |  | 10.2 | 15.2 | 8.5 | FALSE | FALSE | TRUE | 18000 | 12800 | 2.61 | 13000 | 2.2
213927643 |  | Live | Midea Electric Trading | BLADEX | Singlezone Ducted, Centrally Ducted | 213927643 |  | HRCU-A-C | BX18-HP15ECO |  | BLCA-24A14AC |  |  |  | 10.2 | 15.2 | 8.5 | FALSE | FALSE | TRUE | 18000 | 12800 | 2.61 | 13000 | 2.2
213769925 |  | Live | Midea Electric Trading | AI AIR CONDITIONING | Singlezone Ducted, Centrally Ducted | 213769925 |  | HRCU-A-CB | AUO18-36N1-M3H |  | AUH2-36N1-CM3E |  |  |  | 11.7 | 16.3 | 9.5 | TRUE | TRUE | TRUE | 35000 | 31800 | 2.4 | 36000 | 1.9
213927635 |  | Live | Midea Electric Trading | WELLS | Singlezone Ducted, Centrally Ducted | 213927635 |  | HRCU-A-CB | WUCB-36HFMO |  | WUA-36HFMAH |  |  |  | 11.7 | 16.3 | 9.5 | TRUE | TRUE | TRUE | 35000 | 31800 | 2.4 | 36000 | 1.9
213927636 |  | Live | Midea Electric Trading | WELLS | Singlezone Ducted, Centrally Ducted | 213927636 |  | HRCU-A-C | WUCB-36HFMO |  | WUA-36BHFM |  |  |  | 10 | 15.2 | 8.5 | FALSE | TRUE | TRUE | 35000 | 27000 | 2.06 | 21800 | 2
213927648 |  | Live | Midea Electric Trading | BLADEX | Singlezone Ducted, Centrally Ducted | 213927648 |  | HRCU-A-C | BX36-HP15ECO |  | BLCB-36B18AC-UNC |  |  |  | 9.7 | 14.6 | 7.7 | FALSE | FALSE | FALSE | 35000 | 19400 | 2.1 | 21200 | 2.2
213927647 |  | Live | Midea Electric Trading | BLADEX | Singlezone Ducted, Centrally Ducted | 213927647 |  | HRCU-A-C | BX36-HP15ECO |  | BLCB-36B18AC |  |  |  | 9.7 | 14.6 | 7.7 | FALSE | FALSE | FALSE | 35000 | 19400 | 2.1 | 21200 | 2.2
213916281 |  | Live | Midea Electric Trading | NUTECH | Singlezone Ducted, Centrally Ducted | 213916281 |  | HRCU-A-CB | NOD30U-36HFN1-MR0 |  | NVBE-36HWFN1-ML3E |  |  |  | 10 | 16.9 | 8 | FALSE | FALSE | FALSE | 35000 | 19000 | 2.2 | 21800 | 2
213916278 |  | Live | Midea Electric Trading | NUTECH | Singlezone Ducted, Centrally Ducted | 213916278 |  | HRCU-A-CB | NOX330-18HFN1-MR0 |  | NVBE-18HWFN1-MM3E |  |  |  | 10.7 | 17 | 8.8 | FALSE | FALSE | FALSE | 18000 | 11500 | 2.59 | 12500 | 2.75
213916279 |  | Live | Midea Electric Trading | NUTECH | Singlezone Ducted, Centrally Ducted | 213916279 |  | HRCU-A-CB | NOX430-24HFN1-MR0 |  | NVBE-24HWFN1-MM3E |  |  |  | 10.5 | 17 | 10.2 | FALSE | FALSE | FALSE | 24000 | 19500 | 2.6 | 21600 | 2.41
213879957 |  | Live | Midea Electric Trading | CUSTOM COMFORT | Singlezone Ducted, Centrally Ducted | 213879957 |  | HRCU-A-C | CCOXHA24V60HP |  | CCOEHACC60D |  |  |  | 8.6 | 14.5 | 8.6 | FALSE | FALSE | FALSE | 53000 | 37000 | 2.26 | 38000 | 2.26
213769927 |  | Live | Midea Electric Trading | AI AIR CONDITIONING | Singlezone Ducted, Centrally Ducted | 213769927 |  | HRCU-A-CB | AUO18-60N1-M3H |  | AUH2-60N1-DM3E | 9 | 16.4 | 10.5 | 8.8 | 15.3 | 9.4 | FALSE | TRUE | FALSE | 55000 | 42000 | 2.6 | 52500 | 2.3
213927652 |  | Live | Midea Electric Trading | BLADEX | Singlezone Ducted, Centrally Ducted | 213927652 |  | HRCU-A-C | BX48-HP15ECO |  | BLC-48HWAC1-UNC | 9.15 | 14 | 9.4 | 8.6 | 14.3 | 8.3 | FALSE | FALSE | FALSE | 48000 | 30400 | 2.2 | 32000 | 2.03
213927651 |  | Live | Midea Electric Trading | BLADEX | Singlezone Ducted, Centrally Ducted | 213927651 |  | HRCU-A-C | BX48-HP15ECO |  | BLC-48HWAC1 | 9.15 | 14 | 9.4 | 8.6 | 14.3 | 8.3 | FALSE | FALSE | FALSE | 48000 | 30400 | 2.2 | 32000 | 2.03
213927650 |  | Live | Midea Electric Trading | BLADEX | Singlezone Ducted, Centrally Ducted | 213927650 |  | HRCU-A-C | BX36-HP15ECO |  | BLC-36HWAC1-UNC | 10.1 | 14.2 | 9.2 | 9.3 | 14.4 | 8 | FALSE | FALSE | FALSE | 36000 | 19800 | 2.2 | 24900 | 2.13
213927649 |  | Live | Midea Electric Trading | BLADEX | Singlezone Ducted, Centrally Ducted | 213927649 |  | HRCU-A-C | BX36-HP15ECO |  | BLC-36HWAC1 | 10.1 | 14.2 | 9.2 | 9.3 | 14.4 | 8 | FALSE | FALSE | FALSE | 36000 | 19800 | 2.2 | 24900 | 2.13
213927654 |  | Live | Midea Electric Trading | BLADEX | Singlezone Ducted, Centrally Ducted | 213927654 |  | HRCU-A-C | BX60-HP15ECO |  | BLC-60HWAC1-UNC | 9.5 | 14.9 | 9.3 | 9 | 15.2 | 8.5 | FALSE | FALSE | FALSE | 53000 | 34000 | 2.2 | 36000 | 2.19
213927653 |  | Live | Midea Electric Trading | BLADEX | Singlezone Ducted, Centrally Ducted | 213927653 |  | HRCU-A-C | BX60-HP15ECO |  | BLC-60HWAC1 | 9.5 | 14.9 | 9.3 | 9 | 15.2 | 8.5 | FALSE | FALSE | FALSE | 53000 | 34000 | 2.2 | 36000 | 2.19
213927646 |  | Live | Midea Electric Trading | BLADEX | Singlezone Ducted, Centrally Ducted | 213927646 |  | HRCU-A-C | BX30-HP15ECO |  | BLC-36HWAC1-UNC | 10 | 14.2 | 9.5 | 10.2 | 14.9 | 9.3 | FALSE | FALSE | FALSE | 30000 | 22000 | 2.6 | 24400 | 2.1
213927645 |  | Live | Midea Electric Trading | BLADEX | Singlezone Ducted, Centrally Ducted | 213927645 |  | HRCU-A-C | BX30-HP15ECO |  | BLC-36HWAC1 | 10 | 14.2 | 9.5 | 10.2 | 14.9 | 9.3 | FALSE | FALSE | FALSE | 30000 | 22000 | 2.6 | 24400 | 2.1
213769926 |  | Live | Midea Electric Trading | AI AIR CONDITIONING | Singlezone Ducted, Centrally Ducted | 213769926 |  | HRCU-A-CB | AUO18-48N1-M3H |  | AUH2-48N1-CM3E | 8.5 | 16 | 10 | 8.2 | 15.6 | 9.4 | FALSE | TRUE | FALSE | 47000 | 36000 | 2.36 | 48000 | 2.05
213879462 |  | Live | Midea Electric Trading | AC PRO.COM | Singlezone Ducted, Centrally Ducted | 213879462 |  | HRCU-A-CB | AOD30U-36HFN1-MR0 |  | AVBL-36HWFN1-MK3 |  |  |  | 9.5 | 16 | 8 | FALSE | FALSE | FALSE | 36000 | 19000 | 2.1 | 23200 | 2.02
213879461 |  | Live | Midea Electric Trading | AC PRO.COM | Singlezone Ducted, Centrally Ducted | 213879461 |  | HRCU-A-CB | AOD30U-30HFN1-MR0 |  | AVBL-30HWFN1-MJ3 |  |  |  | 10 | 16.5 | 8.2 | FALSE | FALSE | FALSE | 30000 | 18000 | 2.2 | 20500 | 2.14
214010090 |  | Live | Midea Electric Trading | AC PRO.COM | Singlezone Ducted, Centrally Ducted | 214010090 |  | HRCU-A-C | AOX330U-18HFN1-MR0 |  | AVBM-24A18T3N1 |  |  |  | 10.2 | 15.2 | 8.5 | FALSE | FALSE | TRUE | 18000 | 12800 | 2.61 | 13000 | 2.2
213885860 |  | Live | Midea Electric Trading | THERMAL ZONE | Singlezone Ducted, Centrally Ducted | 213885860 |  | HRCU-A-C | TZPLV362AA |  | MVB-36B23T4N1 |  |  |  | 9.7 | 14.6 | 7.7 | FALSE | FALSE | FALSE | 35000 | 19400 | 2.1 | 21200 | 2.2
214010095 |  | Live | Midea Electric Trading | AC PRO.COM | Singlezone Ducted, Centrally Ducted | 214010095 |  | HRCU-A-C | AOD30U-36HFN1-MR0 |  | AVB-36B23T4N1 |  |  |  | 9.7 | 14.6 | 7.7 | FALSE | FALSE | FALSE | 35000 | 19400 | 2.1 | 21200 | 2.2
214010092 |  | Live | Midea Electric Trading | AC PRO.COM | Singlezone Ducted, Centrally Ducted | 214010092 |  | HRCU-A-C | AOX430U-24HFN1-MR0 |  | AVBM-24A18T3N1 |  |  |  | 10 | 15.4 | 9.2 | FALSE | FALSE | TRUE | 24000 | 22600 | 2.56 | 22600 | 2.56
213885873 |  | Live | Midea Electric Trading | THERMAL ZONE | Singlezone Ducted, Centrally Ducted | 213885873 |  | HRCU-A-C | TZPLV242PA |  | MVBM-24A18T3N1* |  |  |  | 10.7 | 16.1 | 9.8 | FALSE | TRUE | TRUE | 24000 | 22400 | 2.42 | 25000 | 2.24
213885871 |  | Live | Midea Electric Trading | THERMAL ZONE | Singlezone Ducted, Centrally Ducted | 213885871 |  | HRCU-A-C | TZPLV482PA |  | MAC-60HWDN1-MN0 |  |  |  | 10 | 15.2 | 9.2 | FALSE | TRUE | TRUE | 45000 | 37000 | 2.26 | 38000 | 2.26
213885872 |  | Live | Midea Electric Trading | THERMAL ZONE | Singlezone Ducted, Centrally Ducted | 213885872 |  | HRCU-A-C | TZPLV602PA |  | MAC-60HWDN1-MN0 |  |  |  | 8.6 | 14.5 | 8.6 | FALSE | FALSE | FALSE | 53000 | 37000 | 2.26 | 38000 | 2.26
214010091 |  | Live | Midea Electric Trading | AC PRO.COM | Singlezone Ducted, Centrally Ducted | 214010091 |  | HRCU-A-C | AOX330-18HFN1-MR0 |  | AAC-24HWDN1-MN0 | 10 | 14.3 | 9.3 | 10.2 | 15.2 | 8.6 | FALSE | FALSE | TRUE | 18000 | 13000 | 2.59 | 14000 | 2.21
213885870 |  | Live | Midea Electric Trading | THERMAL ZONE | Singlezone Ducted, Centrally Ducted | 213885870 |  | HRCU-A-C | TZPLV482PA |  | MAC-48HWDN1-MN0 | 9 | 14 | 10 | 8.6 | 14.3 | 9 | FALSE | FALSE | FALSE | 46000 | 32000 | 2.36 | 45000 | 2.11
213885862 |  | Live | Midea Electric Trading | THERMAL ZONE | Singlezone Ducted, Centrally Ducted | 213885862 |  | HRCU-A-C | TZPLV482AA |  | MAC-48HWDN1-MN0 | 9.15 | 14 | 9.4 | 8.6 | 14.3 | 8.3 | FALSE | FALSE | FALSE | 48000 | 30400 | 2.2 | 32000 | 2.03
213885861 |  | Live | Midea Electric Trading | THERMAL ZONE | Singlezone Ducted, Centrally Ducted | 213885861 |  | HRCU-A-C | TZPLV362AA |  | MAC-36HWDN1-MN0 | 10.1 | 14.2 | 9.2 | 9.3 | 14.4 | 8 | FALSE | FALSE | FALSE | 36000 | 19800 | 2.2 | 24900 | 2.13
213885867 |  | Live | Midea Electric Trading | THERMAL ZONE | Singlezone Ducted, Centrally Ducted | 213885867 |  | HRCU-A-C | TZPLV302PA |  | MAC-36HWDN1-MN0 | 10.7 | 14.2 | 9.5 | 10.5 | 15.5 | 9.7 | FALSE | TRUE | TRUE | 30000 | 22600 | 2.62 | 26000 | 2.28
213885863 |  | Live | Midea Electric Trading | THERMAL ZONE | Singlezone Ducted, Centrally Ducted | 213885863 |  | HRCU-A-C | TZPLV602AA |  | MAC-60HWDN1-MN0 | 9.5 | 14.9 | 9.3 | 9 | 15.2 | 8.5 | FALSE | FALSE | FALSE | 53000 | 34000 | 2.2 | 36000 | 2.19
213885859 |  | Live | Midea Electric Trading | THERMAL ZONE | Singlezone Ducted, Centrally Ducted | 213885859 |  | HRCU-A-C | TZPLV302AA |  | MAC-36HWDN1-MN0 | 10 | 14.2 | 9.5 | 10.2 | 14.9 | 9.3 | FALSE | FALSE | FALSE | 30000 | 22000 | 2.6 | 24400 | 2.1
214010094 |  | Live | Midea Electric Trading | AC PRO.COM | Singlezone Ducted, Centrally Ducted | 214010094 |  | HRCU-A-C | AOD30U-30HFN1-MR0 |  | AAC-36HWDN1-MN0 | 10 | 14.2 | 9.5 | 10.2 | 14.9 | 9.3 | FALSE | FALSE | FALSE | 30000 | 22000 | 2.6 | 24400 | 2.1
214010093 |  | Live | Midea Electric Trading | AC PRO.COM | Singlezone Ducted, Centrally Ducted | 214010093 |  | HRCU-A-C | AOX430-24HFN1-MR0 |  | AAC-24HWDN1-MN0 | 10.3 | 15 | 10 | 10 | 15.7 | 9.8 | FALSE | FALSE | TRUE | 24000 | 22000 | 2.5 | 23600 | 2.14
213769960 |  | Live | Midea Electric Trading | AI AIR CONDITIONING | Multizone Mix of Ducted and Non-Ducted | 213769960 |  | HMSV-A-CB | A4MO22-36N1-M1H | Mixed Ducted and Non-Ducted Indoor Units |  |  |  |  | 12 | 20.2 | 10.45 | TRUE | TRUE | TRUE | 36000 | 28600 | 2.35 | 36500 | 2.25
213769958 |  | Live | Midea Electric Trading | AI AIR CONDITIONING | Multizone All Non-Ducted | 213769958 |  | HMSR-A-CB-O | A4MO22-36N1-M1H | Non-Ducted Indoor Units |  |  |  |  | 12 | 21 | 10.9 | TRUE | TRUE | TRUE | 36000 | 27400 | 2.5 | 37000 | 2.31
213769959 |  | Live | Midea Electric Trading | AI AIR CONDITIONING | Multizone All Ducted | 213769959 |  | HMSV-A-CB | A4MO22-36N1-M1H | Ducted Indoor Units |  |  |  |  | 12 | 19.4 | 10 | TRUE | TRUE | TRUE | 36000 | 30000 | 2.2 | 36000 | 2.2
213769957 |  | Live | Midea Electric Trading | AI AIR CONDITIONING | Multizone Mix of Ducted and Non-Ducted | 213769957 |  | HMSV-A-CB | A3MO22-27N1-M1H | Mixed Ducted and Non-Ducted Indoor Units |  |  |  |  | 11.8 | 19.75 | 9.8 | TRUE | TRUE | TRUE | 27000 | 22600 | 2.35 | 29900 | 2.19
213769956 |  | Live | Midea Electric Trading | AI AIR CONDITIONING | Multizone All Ducted | 213769956 |  | HMSV-A-CB | A3MO22-27N1-M1H | Ducted Indoor Units |  |  |  |  | 11.8 | 19 | 10 | TRUE | TRUE | TRUE | 27000 | 23000 | 2.4 | 29000 | 2.18
213769955 |  | Live | Midea Electric Trading | AI AIR CONDITIONING | Multizone All Non-Ducted | 213769955 |  | HMSR-A-CB-O | A3MO22-27N1-M1H | Non-Ducted Indoor Units |  |  |  |  | 11.8 | 20.5 | 9.6 | TRUE | TRUE | TRUE | 27000 | 22400 | 2.3 | 30800 | 2.2
213769951 |  | Live | Midea Electric Trading | AI AIR CONDITIONING | Singlezone Non-Ducted, Wall Placement | 213769951 |  | HRCU-A-CB-O | AO29-33N1-M1H | Mini-Splits | AW29-33N1-M1 |  |  |  | 12 | 19.5 | 10 | TRUE | TRUE | TRUE | 33000 | 28800 | 2.5 | 33600 | 2.39
213769913 |  | Live | Midea Electric Trading | BLUEFIN | Singlezone Non-Ducted, Wall Placement | 213769913 |  | HRCU-A-CB-O | BFMS24BA-01O | Mini-Splits | BFMS24BA-01I | 9.5 | 18.5 | 10.2 | 9.5 | 18.5 | 8.6 | FALSE | FALSE | FALSE | 24000 | 16500 | 2.38 | 19257 | 2.11
213769933 |  | Live | Midea Electric Trading | AI AIR CONDITIONING | Singlezone Non-Ducted, Wall Placement | 213769933 |  | HRCU-A-CB-O | AO21-24N1-M1 | Mini-Splits | AW21-24N1-M1 | 9.5 | 18.5 | 10.2 | 9.5 | 18.5 | 8.6 | FALSE | FALSE | FALSE | 24000 | 16500 | 2.38 | 19257 | 2.11
213769929 |  | Live | Midea Electric Trading | AI AIR CONDITIONING | Singlezone Non-Ducted, Wall Placement | 213769929 |  | HRCU-A-CB-O | AO21-12N1-B1 | Mini-Splits | AW21-12N1-B1 | 10.3 | 20 | 10.8 | 10.3 | 20.8 | 8.7 | FALSE | FALSE | FALSE | 12000 | 7800 | 2.31 | 8200 | 1.35
213927691 |  | Live | Midea Electric Trading | SLIMAIR | Singlezone Non-Ducted, Wall Placement | 213927691 |  | HRCU-A-CB-O | SHC30VH2AG | Mini-Splits | SHM30VE2AG |  |  |  | 11.7 | 20 | 10 | TRUE | TRUE | TRUE | 33000 | 27800 | 2.35 | 34000 | 2.4
211641712 |  | Live | Daikin Comfort Technologies | DAIKIN | Multizone Mix of Ducted and Non-Ducted | 211641712 |  | HMSV-A-CB | RXTQ60TBVJU* | Mixed Ducted and Non-Ducted Indoor Units |  |  |  |  | 9.15 | 18 | 9 | FALSE | FALSE | FALSE | 57500 | 36600 | 2.91 | 45000 | 2.47
211661503 |  | Live | Daikin Comfort Technologies | DAIKIN | Multizone Mix of Ducted and Non-Ducted | 211661503 |  | HMSV-A-CB | RXTQ48TBVJU* | Mixed Ducted and Non-Ducted Indoor Units |  |  |  |  | 9.1 | 17.3 | 8.9 | FALSE | FALSE | FALSE | 45500 | 30600 | 2.76 | 40500 | 2.41
211641711 |  | Live | Daikin Comfort Technologies | DAIKIN | Multizone Mix of Ducted and Non-Ducted | 211641711 |  | HMSV-A-CB | RXTQ36TBVJU* | Mixed Ducted and Non-Ducted Indoor Units |  |  |  |  | 10.6 | 19.15 | 9.05 | FALSE | FALSE | FALSE | 34200 | 24000 | 2.75 | 26500 | 2.64
211641707 |  | Live | Daikin Comfort Technologies | DAIKIN | Multizone All Ducted | 211641707 |  | HMSV-A-CB | RXTQ60TBVJU* | Ducted Indoor Units |  |  |  |  | 8.5 | 15.5 | 8.5 | FALSE | FALSE | FALSE | 57500 | 36400 | 2.65 | 45000 | 2.35
211661501 |  | Live | Daikin Comfort Technologies | DAIKIN | Multizone All Ducted | 211661501 |  | HMSV-A-CB | RXTQ48TBVJU* | Ducted Indoor Units |  |  |  |  | 7.9 | 14.6 | 8.3 | FALSE | FALSE | FALSE | 45500 | 30200 | 2.55 | 40000 | 2.2
211641706 |  | Live | Daikin Comfort Technologies | DAIKIN | Multizone All Ducted | 211641706 |  | HMSV-A-CB | RXTQ36TBVJU* | Ducted Indoor Units |  |  |  |  | 9.2 | 15.3 | 8.5 | FALSE | FALSE | FALSE | 34200 | 24600 | 2.55 | 27000 | 2.5
211641661 |  | Live | Daikin Comfort Technologies | DAIKIN | Multizone All Non-Ducted | 211641661 |  | HMSR-A-CB-O | RXTQ60TBVJU* | Non-Ducted Indoor Units |  |  |  |  | 9.8 | 20.5 | 9.5 | FALSE | FALSE | TRUE | 57500 | 37000 | 3.2 | 45600 | 2.65
211641660 |  | Live | Daikin Comfort Technologies | DAIKIN | Multizone All Non-Ducted | 211641660 |  | HMSR-A-CB-O | RXTQ48TBVJU* | Non-Ducted Indoor Units |  |  |  |  | 10.3 | 20 | 9.5 | FALSE | FALSE | TRUE | 45500 | 31000 | 3 | 41000 | 2.65
10445372 |  | Live | LG | LG | Multizone All Non-Ducted | 10445372 |  | HMSR-A-CB-O | LMU180HHV | Non-Ducted Indoor Units |  | 13.5 | 21 | 10 | 13.5 | 21 | 9.2 | TRUE | TRUE | FALSE | 18000 | 14700 | 2.5 | 23600 | 2.09
10445374 |  | Live | LG | LG | Multizone All Non-Ducted | 10445374 |  | HMSR-A-CB-O | LMU240HHV | Non-Ducted Indoor Units |  | 13.5 | 21 | 10.7 | 13.5 | 21 | 9.8 | TRUE | TRUE | TRUE | 24000 | 17400 | 2.8 | 28500 | 2.42
10445376 |  | Live | LG | LG | Multizone All Non-Ducted | 10445376 |  | HMSR-A-CB-O | LMU300HHV | Non-Ducted Indoor Units |  | 12.5 | 20 | 11 | 12.5 | 20 | 9.8 | TRUE | TRUE | TRUE | 28400 | 18900 | 2.8 | 31600 | 2.51
206716999 |  | Live | LG | LG | Multizone All Non-Ducted | 206716999 |  | HMSR-A-CB-O | LMU481HV | Non-Ducted Indoor Units |  | 12.8 | 20.8 | 10.5 | 12.8 | 20.8 | 9.5 | TRUE | FALSE | FALSE | 48000 | 33800 | 2.5 | 44770 | 2.47
206717007 |  | Live | LG | LG | Multizone All Non-Ducted | 206717007 |  | HMSR-A-CB-O | LMU361HHV | Non-Ducted Indoor Units |  | 14.5 | 22 | 11.5 | 14.5 | 22 | 11 | FALSE | TRUE | TRUE | 36000 | 29600 | 2.8 | 49600 | 2.63
206717000 |  | Live | LG | LG | Multizone All Non-Ducted | 206717000 |  | HMSR-A-CB-O | LMU541HV | Non-Ducted Indoor Units |  | 12.6 | 20.6 | 10 | 12.6 | 20.6 | 9.3 | TRUE | FALSE | FALSE | 50500 | 37200 | 2.47 | 45750 | 2.48
206717001 |  | Live | LG | LG | Multizone All Non-Ducted | 206717001 |  | HMSR-A-CB-O | LMU421HHV | Non-Ducted Indoor Units |  | 13.8 | 21.5 | 11.5 | 13.8 | 21.5 | 11 | TRUE | TRUE | TRUE | 42000 | 31600 | 2.72 | 53200 | 2.65
206717002 |  | Live | LG | LG | Multizone All Non-Ducted | 206717002 |  | HMSR-A-CB-O | LMU480HHV | Non-Ducted Indoor Units |  | 13.1 | 20.5 | 11 | 13.1 | 20.5 | 10.5 | TRUE | TRUE | TRUE | 48000 | 35000 | 2.63 | 56500 | 2.68
208131886 |  | Live | LG | LG | Multizone All Non-Ducted | 208131886 |  | HMSR-A-CB-O | LMU243HV | Non-Ducted Indoor Units |  |  |  |  | 12.5 | 22.5 | 9.4 | TRUE | FALSE | FALSE | 24000 | 14900 | 2.93 | 21400 | 2.81
208131884 |  | Live | LG | LG | Multizone All Non-Ducted | 208131884 |  | HMSR-A-CB-O | LMU183HV | Non-Ducted Indoor Units |  |  |  |  | 13.5 | 22.5 | 9.6 | TRUE | FALSE | FALSE | 18000 | 13800 | 2.7 | 20200 | 2.6
208131888 |  | Live | LG | LG | Multizone All Non-Ducted | 208131888 |  | HMSR-A-CB-O | LMU303HV | Non-Ducted Indoor Units |  |  |  |  | 13 | 22 | 9.2 | TRUE | FALSE | FALSE | 30000 | 20000 | 2.73 | 27200 | 2.94
210529235 |  | Live | LG | LG | Multizone All Non-Ducted | 210529235 |  | HMSR-A-CB-O | LMU543HV | Non-Ducted Indoor Units |  |  |  |  | 12.6 | 20.6 | 9.3 | TRUE | FALSE | FALSE | 50500 | 37200 | 2.47 | 45750 | 2.48
208131890 |  | Live | LG | LG | Multizone All Non-Ducted | 208131890 |  | HMSR-A-CB-O | LMU363HV | Non-Ducted Indoor Units |  |  |  |  | 12.5 | 21.5 | 9 | TRUE | FALSE | FALSE | 32800 | 21000 | 2.7 | 28400 | 2.58
210529233 |  | Live | LG | LG | Multizone All Non-Ducted | 210529233 |  | HMSR-A-CB-O | LMU483HV | Non-Ducted Indoor Units |  |  |  |  | 12.8 | 20.8 | 9.5 | TRUE | FALSE | FALSE | 48000 | 33800 | 2.5 | 44770 | 2.47
212925410 |  | Live | Lennox Industries | ADP | Singlezone Ducted, Centrally Ducted | 212925410 |  | HRCU-A-C | A-VCD24SA-1 | Ducted Indoor Units | H,A,DG21924+TD |  |  |  | 10 | 16 | 8.8 | FALSE | FALSE | TRUE | 23000 | 19800 | 2.1 | 26400 | 2.14
212407348 |  | Live | Lennox Industries | ADP | Singlezone Ducted, Centrally Ducted | 212407348 |  | HRCU-A-CB | HMH72B361 | Ducted Indoor Units | F,PE*E32936 |  |  |  | 8.5 | 17 | 8.2 | FALSE | FALSE | FALSE | 34600 | 23600 | 2.1 | 24000 | 2.59
212407347 |  | Live | Lennox Industries | ADP | Singlezone Ducted, Centrally Ducted | 212407347 |  | HRCU-A-CB | HMH72B361 | Ducted Indoor Units | F,PE*CC3937 |  |  |  | 9 | 18 | 8.5 | FALSE | FALSE | FALSE | 36000 | 23600 | 2.1 | 24000 | 2.59
212608857 |  | Live | Lennox Industries | ADP | Singlezone Ducted, Centrally Ducted | 212608857 |  | HRCU-A-CB | HMH72B341 | Ducted Indoor Units | SM6937 |  |  |  | 10.5 | 18 | 8.7 | FALSE | FALSE | TRUE | 33000 | 23600 | 2.1 | 25000 | 2.58
213613874 |  | Live | Lennox Industries | ADP | Singlezone Ducted, Centrally Ducted | 213613874 |  | HRCU-A-C | DLCURAH24ABK | Ducted Indoor Units | H,GE31930+TD |  |  |  | 10.5 | 16 | 9.2 | FALSE | FALSE | TRUE | 24000 | 20000 | 2.1 | 23000 | 2.28
213613873 |  | Live | Lennox Industries | ADP | Singlezone Ducted, Centrally Ducted | 213613873 |  | HRCU-A-C | DLCURAH24ABK | Ducted Indoor Units | H,GE30924+TD |  |  |  | 10.5 | 16 | 9.1 | FALSE | FALSE | TRUE | 24000 | 20000 | 2.1 | 23000 | 2.28
213613897 |  | Live | Lennox Industries | ADP | Singlezone Ducted, Centrally Ducted | 213613897 |  | HRCU-A-C | DLCURAH24ABK | Ducted Indoor Units | H,GE21924+TD |  |  |  | 10 | 16 | 8.8 | FALSE | FALSE | TRUE | 23000 | 19800 | 2.1 | 23000 | 2.28
213613872 |  | Live | Lennox Industries | ADP | Singlezone Ducted, Centrally Ducted | 213613872 |  | HRCU-A-C | DLCURAH18ABK | Ducted Indoor Units | H,GE31930+TD |  |  |  | 11.7 | 16 | 9.2 | FALSE | FALSE | TRUE | 18000 | 13700 | 2.1 | 17400 | 2.42
213613871 |  | Live | Lennox Industries | ADP | Singlezone Ducted, Centrally Ducted | 213613871 |  | HRCU-A-C | DLCURAH18ABK | Ducted Indoor Units | H,GE30924+TD |  |  |  | 11.7 | 16 | 9.1 | FALSE | FALSE | TRUE | 18000 | 13700 | 2.1 | 17400 | 2.42
213613896 |  | Live | Lennox Industries | ADP | Singlezone Ducted, Centrally Ducted | 213613896 |  | HRCU-A-C | DLCURAH18ABK | Ducted Indoor Units | H,GE21924+TD |  |  |  | 11.5 | 16 | 8.85 | FALSE | FALSE | TRUE | 17700 | 13600 | 2.1 | 17400 | 2.42
213879382 |  | Live | GE Appliances, a Haier Company | HOTPOINT | Singlezone Non-Ducted, Wall Placement | 213879382 |  | HRCU-A-CB-O | 1H24HN2DA** | Mini-Splits | HW24HN2DA** |  |  |  | 10.6 | 18 | 9.5 | FALSE | TRUE | TRUE | 24000 | 15600 | 2.5 | 16380 | 2.42
213879381 |  | Live | GE Appliances, a Haier Company | HOTPOINT | Singlezone Non-Ducted, Wall Placement | 213879381 |  | HRCU-A-CB-O | 1H18HN2DA** | Mini-Splits | HW18HN2DA** |  |  |  | 12 | 18 | 9.5 | TRUE | TRUE | TRUE | 18000 | 12800 | 2.61 | 13440 | 2.52
213879380 |  | Live | GE Appliances, a Haier Company | HOTPOINT | Singlezone Non-Ducted, Wall Placement | 213879380 |  | HRCU-A-CB-O | 1H12HN2DA** | Mini-Splits | HW12HN2DA** |  |  |  | 12 | 18 | 9.5 | TRUE | TRUE | TRUE | 12000 | 8400 | 2.8 | 8820 | 2.72
213879379 |  | Live | GE Appliances, a Haier Company | HOTPOINT | Singlezone Non-Ducted, Wall Placement | 213879379 |  | HRCU-A-CB-O | 1H09HN2DA** | Mini-Splits | HW09HN2DA** |  |  |  | 12 | 18 | 9.5 | TRUE | TRUE | TRUE | 9000 | 6400 | 2.72 | 6720 | 2.63
213827156 |  | Live | Trane U.S. Inc. | AMERICAN STANDARD | Singlezone Ducted, Centrally Ducted | 213827156 |  | HRCU-A-CB | 4A6V7X48A1 | Ducted Indoor Units | 4PX*DD60BS3+P0V0C000M50SD+LRP |  |  |  | 12 | 17 | 8.5 | TRUE | FALSE | FALSE | 44500 | 35400 | 2.21 | 35200 | 2.19
213827155 |  | Live | Trane U.S. Inc. | TRANE | Singlezone Ducted, Centrally Ducted | 213827155 |  | HRCU-A-CB | 4TWV7X48A1 | Ducted Indoor Units | 4PX*DD60BS3+P0V0C000M50SD+LRP |  |  |  | 12 | 17 | 8.5 | TRUE | FALSE | FALSE | 44500 | 35400 | 2.21 | 35200 | 2.19
213827244 |  | Live | Trane U.S. Inc. | AMERICAN STANDARD | Singlezone Ducted, Centrally Ducted | 213827244 |  | HRCU-A-CB | 4A6V7X48A1 | Ducted Indoor Units | 4TXCD008DS3+P0V0C000M50SD+LRP |  |  |  | 12 | 17 | 8.5 | TRUE | FALSE | TRUE | 45000 | 36000 | 2.24 | 36300 | 2.22
213827243 |  | Live | Trane U.S. Inc. | TRANE | Singlezone Ducted, Centrally Ducted | 213827243 |  | HRCU-A-CB | 4TWV7X48A1 | Ducted Indoor Units | 4TXCD008DS3+P0V0C000M50SD+LRP |  |  |  | 12 | 17 | 8.5 | TRUE | FALSE | TRUE | 45000 | 36000 | 2.24 | 36300 | 2.22
213827166 |  | Live | Trane U.S. Inc. | AMERICAN STANDARD | Singlezone Ducted, Centrally Ducted | 213827166 |  | HRCU-A-CB | 4A6V7X48A1 | Ducted Indoor Units | 4PX*DU48BS3+P0V0C000M50SD+LRP |  |  |  | 12 | 17 | 8.5 | TRUE | FALSE | TRUE | 45000 | 36000 | 2.24 | 36300 | 2.22
213827165 |  | Live | Trane U.S. Inc. | TRANE | Singlezone Ducted, Centrally Ducted | 213827165 |  | HRCU-A-CB | 4TWV7X48A1 | Ducted Indoor Units | 4PX*DU48BS3+P0V0C000M50SD+LRP |  |  |  | 12 | 17 | 8.5 | TRUE | FALSE | TRUE | 45000 | 36000 | 2.24 | 36300 | 2.22
213827242 |  | Live | Trane U.S. Inc. | AMERICAN STANDARD | Singlezone Ducted, Centrally Ducted | 213827242 |  | HRCU-A-CB | 4A6V7X48A1 | Ducted Indoor Units | 4TXCD008DS3+P0V0D000M50SD+LRP |  |  |  | 12 | 17 | 8.5 | TRUE | FALSE | TRUE | 46000 | 37000 | 2.33 | 37300 | 2.32
213827241 |  | Live | Trane U.S. Inc. | TRANE | Singlezone Ducted, Centrally Ducted | 213827241 |  | HRCU-A-CB | 4TWV7X48A1 | Ducted Indoor Units | 4TXCD008DS3+P0V0D000M50SD+LRP |  |  |  | 12 | 17 | 8.5 | TRUE | FALSE | TRUE | 46000 | 37000 | 2.33 | 37300 | 2.32
213827172 |  | Live | Trane U.S. Inc. | AMERICAN STANDARD | Singlezone Ducted, Centrally Ducted | 213827172 |  | HRCU-A-CB | 4A6V7X48A1 | Ducted Indoor Units | 4PX*DU48BS3+P0V0D000M50SD+LRP |  |  |  | 12 | 17 | 8.5 | TRUE | FALSE | TRUE | 46000 | 37000 | 2.33 | 37300 | 2.32
213827171 |  | Live | Trane U.S. Inc. | TRANE | Singlezone Ducted, Centrally Ducted | 213827171 |  | HRCU-A-CB | 4TWV7X48A1 | Ducted Indoor Units | 4PX*DU48BS3+P0V0D000M50SD+LRP |  |  |  | 12 | 17 | 8.5 | TRUE | FALSE | TRUE | 46000 | 37000 | 2.33 | 37300 | 2.32
213827158 |  | Live | Trane U.S. Inc. | AMERICAN STANDARD | Singlezone Ducted, Centrally Ducted | 213827158 |  | HRCU-A-CB | 4A6V7X48A1 | Ducted Indoor Units | 4PX*DD60BS3+P0V0D000M50SD+LRP |  |  |  | 12 | 17 | 8.5 | TRUE | FALSE | TRUE | 46000 | 36400 | 2.29 | 36700 | 2.22
213827157 |  | Live | Trane U.S. Inc. | TRANE | Singlezone Ducted, Centrally Ducted | 213827157 |  | HRCU-A-CB | 4TWV7X48A1 | Ducted Indoor Units | 4PX*DD60BS3+P0V0D000M50SD+LRP |  |  |  | 12 | 17 | 8.5 | TRUE | FALSE | TRUE | 46000 | 36400 | 2.29 | 36700 | 2.22
213827248 |  | Live | Trane U.S. Inc. | AMERICAN STANDARD | Singlezone Ducted, Centrally Ducted | 213827248 |  | HRCU-A-CB | 4A6V7X48A1 | Ducted Indoor Units | 4TXCD010DS3+P0V0C000M50SD+LRP |  |  |  | 12 | 17 | 8.5 | TRUE | FALSE | TRUE | 45500 | 35400 | 2.26 | 35700 | 2.22
213827246 |  | Live | Trane U.S. Inc. | AMERICAN STANDARD | Singlezone Ducted, Centrally Ducted | 213827246 |  | HRCU-A-CB | 4A6V7X48A1 | Ducted Indoor Units | 4TXCD010DS3+P0V0D000M50SD+LRP |  |  |  | 12 | 17 | 8.5 | TRUE | FALSE | TRUE | 47000 | 36400 | 2.34 | 36700 | 2.32
213827247 |  | Live | Trane U.S. Inc. | TRANE | Singlezone Ducted, Centrally Ducted | 213827247 |  | HRCU-A-CB | 4TWV7X48A1 | Ducted Indoor Units | 4TXCD010DS3+P0V0C000M50SD+LRP |  |  |  | 12 | 17 | 8.5 | TRUE | FALSE | TRUE | 45500 | 35400 | 2.26 | 35700 | 2.22
213827245 |  | Live | Trane U.S. Inc. | TRANE | Singlezone Ducted, Centrally Ducted | 213827245 |  | HRCU-A-CB | 4TWV7X48A1 | Ducted Indoor Units | 4TXCD010DS3+P0V0D000M50SD+LRP |  |  |  | 12 | 17 | 8.5 | TRUE | FALSE | TRUE | 47000 | 36400 | 2.34 | 36700 | 2.32
213827180 |  | Live | Trane U.S. Inc. | AMERICAN STANDARD | Singlezone Ducted, Centrally Ducted | 213827180 |  | HRCU-A-CB | 4A6V7X48A1 | Ducted Indoor Units | 4PX*DU60BS3+P0V0C000M50SD+LRP |  |  |  | 12 | 17 | 8.5 | TRUE | FALSE | TRUE | 45500 | 35400 | 2.26 | 35700 | 2.22
213827178 |  | Live | Trane U.S. Inc. | AMERICAN STANDARD | Singlezone Ducted, Centrally Ducted | 213827178 |  | HRCU-A-CB | 4A6V7X48A1 | Ducted Indoor Units | 4PX*DU60BS3+P0V0D000M50SD+LRP |  |  |  | 12 | 17 | 8.5 | TRUE | FALSE | TRUE | 47000 | 36400 | 2.34 | 36700 | 2.32
213827179 |  | Live | Trane U.S. Inc. | TRANE | Singlezone Ducted, Centrally Ducted | 213827179 |  | HRCU-A-CB | 4TWV7X48A1 | Ducted Indoor Units | 4PX*DU60BS3+P0V0C000M50SD+LRP |  |  |  | 12 | 17 | 8.5 | TRUE | FALSE | TRUE | 45500 | 35400 | 2.26 | 35700 | 2.22
213827177 |  | Live | Trane U.S. Inc. | TRANE | Singlezone Ducted, Centrally Ducted | 213827177 |  | HRCU-A-CB | 4TWV7X48A1 | Ducted Indoor Units | 4PX*DU60BS3+P0V0D000M50SD+LRP |  |  |  | 12 | 17 | 8.5 | TRUE | FALSE | TRUE | 47000 | 36400 | 2.34 | 36700 | 2.32
213827291 |  | Live | Trane U.S. Inc. | AMERICAN STANDARD | Singlezone Ducted, Centrally Ducted | 213827291 |  | HRCU-A-CB | 4A6V7X48A1 | Ducted Indoor Units | 4PX*BU48BS3+P0V0B000M40SD+LRP |  |  |  | 11.5 | 17 | 8.5 | FALSE | FALSE | TRUE | 46000 | 37400 | 2.26 | 37700 | 2.22
213827290 |  | Live | Trane U.S. Inc. | TRANE | Singlezone Ducted, Centrally Ducted | 213827290 |  | HRCU-A-CB | 4TWV7X48A1 | Ducted Indoor Units | 4PX*BU48BS3+P0V0B000M40SD+LRP |  |  |  | 11.5 | 17 | 8.5 | FALSE | FALSE | TRUE | 46000 | 37400 | 2.26 | 37700 | 2.22
213827184 |  | Live | Trane U.S. Inc. | AMERICAN STANDARD | Singlezone Ducted, Centrally Ducted | 213827184 |  | HRCU-A-CB | 4A6V7X48A1 | Ducted Indoor Units | 4TXCB006DS3+P0V0B000M40SD+LRP |  |  |  | 11.5 | 17 | 8.5 | FALSE | FALSE | TRUE | 46000 | 37400 | 2.26 | 37700 | 2.22
213827183 |  | Live | Trane U.S. Inc. | TRANE | Singlezone Ducted, Centrally Ducted | 213827183 |  | HRCU-A-CB | 4TWV7X48A1 | Ducted Indoor Units | 4TXCB006DS3+P0V0B000M40SD+LRP |  |  |  | 11.5 | 17 | 8.5 | FALSE | FALSE | TRUE | 46000 | 37400 | 2.26 | 37700 | 2.22
213827214 |  | Live | Trane U.S. Inc. | AMERICAN STANDARD | Singlezone Ducted, Centrally Ducted | 213827214 |  | HRCU-A-CB | 4A6V7X48A1 | Ducted Indoor Units | 4TXCC005DS3+P0V0C000M50SD+LRP |  |  |  | 11.5 | 17 | 8.5 | FALSE | FALSE | TRUE | 44000 | 36800 | 2.19 | 36600 | 2.09
213827213 |  | Live | Trane U.S. Inc. | TRANE | Singlezone Ducted, Centrally Ducted | 213827213 |  | HRCU-A-CB | 4TWV7X48A1 | Ducted Indoor Units | 4TXCC005DS3+P0V0C000M50SD+LRP |  |  |  | 11.5 | 17 | 8.5 | FALSE | FALSE | TRUE | 44000 | 36800 | 2.19 | 36600 | 2.09
213827098 |  | Live | Trane U.S. Inc. | AMERICAN STANDARD | Singlezone Ducted, Centrally Ducted | 213827098 |  | HRCU-A-CB | 4A6V7X48A1 | Ducted Indoor Units | 4PX*CD60BS3+P0V0C000M50SD+LRP |  |  |  | 12 | 17 | 8.5 | TRUE | FALSE | TRUE | 47000 | 36600 | 2.24 | 36900 | 2.22
213827097 |  | Live | Trane U.S. Inc. | TRANE | Singlezone Ducted, Centrally Ducted | 213827097 |  | HRCU-A-CB | 4TWV7X48A1 | Ducted Indoor Units | 4PX*CD60BS3+P0V0C000M50SD+LRP |  |  |  | 12 | 17 | 8.5 | TRUE | FALSE | TRUE | 47000 | 36600 | 2.24 | 36900 | 2.22
213827232 |  | Live | Trane U.S. Inc. | AMERICAN STANDARD | Singlezone Ducted, Centrally Ducted | 213827232 |  | HRCU-A-CB | 4A6V7X48A1 | Ducted Indoor Units | 4TXCC009DS3+P0V0C000M50SD+LRP |  |  |  | 12 | 17 | 8.5 | TRUE | FALSE | TRUE | 47000 | 36600 | 2.32 | 36900 | 2.32
213827231 |  | Live | Trane U.S. Inc. | TRANE | Singlezone Ducted, Centrally Ducted | 213827231 |  | HRCU-A-CB | 4TWV7X48A1 | Ducted Indoor Units | 4TXCC009DS3+P0V0C000M50SD+LRP |  |  |  | 12 | 17 | 8.5 | TRUE | FALSE | TRUE | 47000 | 36600 | 2.32 | 36900 | 2.32
213827148 |  | Live | Trane U.S. Inc. | AMERICAN STANDARD | Singlezone Ducted, Centrally Ducted | 213827148 |  | HRCU-A-CB | 4A6V7X48A1 | Ducted Indoor Units | 4PX*CU60BS3+P0V0C000M50SD+LRP |  |  |  | 12 | 17 | 8.5 | TRUE | FALSE | TRUE | 47000 | 36600 | 2.33 | 36900 | 2.32
213827147 |  | Live | Trane U.S. Inc. | TRANE | Singlezone Ducted, Centrally Ducted | 213827147 |  | HRCU-A-CB | 4TWV7X48A1 | Ducted Indoor Units | 4PX*CU60BS3+P0V0C000M50SD+LRP |  |  |  | 12 | 17 | 8.5 | TRUE | FALSE | TRUE | 47000 | 36600 | 2.33 | 36900 | 2.32
213827222 |  | Live | Trane U.S. Inc. | AMERICAN STANDARD | Singlezone Ducted, Centrally Ducted | 213827222 |  | HRCU-A-CB | 4A6V7X48A1 | Ducted Indoor Units | 4TXCC007DS3+P0V0C000M50SD+LRP |  |  |  | 12 | 17 | 8.5 | TRUE | FALSE | TRUE | 46000 | 37200 | 2.3 | 37500 | 2.32
213827221 |  | Live | Trane U.S. Inc. | TRANE | Singlezone Ducted, Centrally Ducted | 213827221 |  | HRCU-A-CB | 4TWV7X48A1 | Ducted Indoor Units | 4TXCC007DS3+P0V0C000M50SD+LRP |  |  |  | 12 | 17 | 8.5 | TRUE | FALSE | TRUE | 46000 | 37200 | 2.3 | 37500 | 2.32
213827134 |  | Live | Trane U.S. Inc. | AMERICAN STANDARD | Singlezone Ducted, Centrally Ducted | 213827134 |  | HRCU-A-CB | 4A6V7X48A1 | Ducted Indoor Units | 4PX*CU48BS3+P0V0C000M50SD+LRP |  |  |  | 12 | 17 | 8.5 | TRUE | FALSE | TRUE | 46000 | 37200 | 2.3 | 37500 | 2.32
213827133 |  | Live | Trane U.S. Inc. | TRANE | Singlezone Ducted, Centrally Ducted | 213827133 |  | HRCU-A-CB | 4TWV7X48A1 | Ducted Indoor Units | 4PX*CU48BS3+P0V0C000M50SD+LRP |  |  |  | 12 | 17 | 8.5 | TRUE | FALSE | TRUE | 46000 | 37200 | 2.3 | 37500 | 2.32
213827126 |  | Live | Trane U.S. Inc. | AMERICAN STANDARD | Singlezone Ducted, Centrally Ducted | 213827126 |  | HRCU-A-CB | 4A6V7X48A1 | Ducted Indoor Units | 4PX*CU42BS3+P0V0C000M50SD+LRP |  |  |  | 12 | 17 | 8.5 | TRUE | FALSE | TRUE | 46000 | 37400 | 2.26 | 37700 | 2.22
213827125 |  | Live | Trane U.S. Inc. | TRANE | Singlezone Ducted, Centrally Ducted | 213827125 |  | HRCU-A-CB | 4TWV7X48A1 | Ducted Indoor Units | 4PX*CU42BS3+P0V0C000M50SD+LRP |  |  |  | 12 | 17 | 8.5 | TRUE | FALSE | TRUE | 46000 | 37400 | 2.26 | 37700 | 2.22
213826902 |  | Live | Trane U.S. Inc. | AMERICAN STANDARD | Singlezone Ducted, Centrally Ducted | 213826902 |  | HRCU-A-CB | 4A6V7X36A1 | Ducted Indoor Units | 4PX*BU36BS3+P0V0A000M30SD+LRP |  |  |  | 11.5 | 17 | 8 | FALSE | FALSE | FALSE | 32800 | 25000 | 2.09 | 24800 | 1.99
213826901 |  | Live | Trane U.S. Inc. | TRANE | Singlezone Ducted, Centrally Ducted | 213826901 |  | HRCU-A-CB | 4TWV7X36A1 | Ducted Indoor Units | 4PX*BU36BS3+P0V0A000M30SD+LRP |  |  |  | 11.5 | 17 | 8 | FALSE | FALSE | FALSE | 32800 | 25000 | 2.09 | 24800 | 1.99
213827050 |  | Live | Trane U.S. Inc. | AMERICAN STANDARD | Singlezone Ducted, Centrally Ducted | 213827050 |  | HRCU-A-CB | 4A6V7X36A1 | Ducted Indoor Units | 4TXCB006DS3+P0V0A000M30SD+LRP |  |  |  | 11.7 | 17 | 8.2 | TRUE | FALSE | FALSE | 34000 | 25400 | 2.16 | 25700 | 2.13
213827049 |  | Live | Trane U.S. Inc. | TRANE | Singlezone Ducted, Centrally Ducted | 213827049 |  | HRCU-A-CB | 4TWV7X36A1 | Ducted Indoor Units | 4TXCB006DS3+P0V0A000M30SD+LRP |  |  |  | 11.7 | 17 | 8.2 | TRUE | FALSE | FALSE | 34000 | 25400 | 2.16 | 25700 | 2.13
213826843 |  | Live | Trane U.S. Inc. | TRANE | Singlezone Ducted, Centrally Ducted | 213826843 |  | HRCU-A-CB | 4TWV7X24A1 | Ducted Indoor Units | 4TXCB003DS3+P0V0A000M30SD+LRP |  |  |  | 12 | 17 | 8 | TRUE | FALSE | FALSE | 23200 | 17300 | 2.17 | 17200 | 2.09
214066452 |  | Live | Rheem | FRIEDRICH | Singlezone Ducted, Centrally Ducted | 214066452 |  | HRCU-A-CB | RD17AZ36AJ3N | Ducted Indoor Units | FRH2TZ3621MTANA |  |  |  | 11.7 | 18 | 8.1 | TRUE | TRUE | TRUE | 34200 | 23200 | 2.7 | 23200 | 2.7
214066450 |  | Live | Rheem | FRIEDRICH | Singlezone Ducted, Centrally Ducted | 214066450 |  | HRCU-A-CB | RD17AZ36AJ3N | Ducted Indoor Units | FRH2TZ3621MTANN |  |  |  | 11.7 | 18 | 8.1 | TRUE | TRUE | TRUE | 34200 | 22800 | 2.77 | 22800 | 2.77
214066449 |  | Live | Rheem | RUSSELL | Singlezone Ducted, Centrally Ducted | 214066449 |  | HRCU-A-CB | RD17AZ36AJ3N | Ducted Indoor Units | SH2CZ3621MTANA |  |  |  | 11.7 | 18 | 8.1 | TRUE | TRUE | TRUE | 34200 | 23200 | 2.7 | 23200 | 2.7
214066448 |  | Live | Rheem | SURE | Singlezone Ducted, Centrally Ducted | 214066448 |  | HRCU-A-CB | RD17AZ36AJ3N | Ducted Indoor Units | SH2CZ3621MTANA |  |  |  | 11.7 | 18 | 8.1 | TRUE | TRUE | TRUE | 34200 | 23200 | 2.7 | 23200 | 2.7
214066447 |  | Live | Rheem | RUUD | Singlezone Ducted, Centrally Ducted | 214066447 |  | HRCU-A-CB | RD17AZ36AJ3N | Ducted Indoor Units | RH2TZ3621MTANN |  |  |  | 11.7 | 18 | 8.1 | TRUE | TRUE | TRUE | 34200 | 22800 | 2.77 | 22800 | 2.77
214066445 |  | Live | Rheem | RHEEM | Singlezone Ducted, Centrally Ducted | 214066445 |  | HRCU-A-CB | RD17AZ36AJ3N | Ducted Indoor Units | RH2TZ3621MTANN |  |  |  | 11.7 | 18 | 8.1 | TRUE | TRUE | TRUE | 34200 | 22800 | 2.77 | 22800 | 2.77
214066444 |  | Live | Rheem | RHEEM | Singlezone Ducted, Centrally Ducted | 214066444 |  | HRCU-A-CB | RD17AZ36AJ3N | Ducted Indoor Units | RH2TZ3621MTANA |  |  |  | 11.7 | 18 | 8.1 | TRUE | TRUE | TRUE | 34200 | 23200 | 2.7 | 23200 | 2.7
213826852 |  | Live | Trane U.S. Inc. | AMERICAN STANDARD | Singlezone Ducted, Centrally Ducted | 213826852 |  | HRCU-A-CB | 4A6V7X24A1 | Ducted Indoor Units | 4TXCB004DS3+P0V0A000M30SD+LRP |  |  |  | 12 | 17 | 8.2 | TRUE | FALSE | FALSE | 23200 | 16700 | 2.26 | 16600 | 2.19
213826851 |  | Live | Trane U.S. Inc. | TRANE | Singlezone Ducted, Centrally Ducted | 213826851 |  | HRCU-A-CB | 4TWV7X24A1 | Ducted Indoor Units | 4TXCB004DS3+P0V0A000M30SD+LRP |  |  |  | 12 | 17 | 8.2 | TRUE | FALSE | FALSE | 23200 | 16700 | 2.26 | 16600 | 2.19
214066443 |  | Live | Rheem | RUUD | Singlezone Ducted, Centrally Ducted | 214066443 |  | HRCU-A-CB | RD17AZ36AJ3N | Ducted Indoor Units | RH2TZ3621MTANA |  |  |  | 11.7 | 18 | 8.1 | TRUE | TRUE | TRUE | 34200 | 23200 | 2.7 | 23200 | 2.7
214066441 |  | Live | Rheem | SURE | Singlezone Ducted, Centrally Ducted | 214066441 |  | HRCU-A-CB | RD17AZ36AJ3N | Ducted Indoor Units | SH2CZ3621MTANN |  |  |  | 11.7 | 18 | 8.1 | TRUE | TRUE | TRUE | 34200 | 22800 | 2.77 | 22800 | 2.77
214066440 |  | Live | Rheem | RUSSELL | Singlezone Ducted, Centrally Ducted | 214066440 |  | HRCU-A-CB | RD17AZ36AJ3N | Ducted Indoor Units | SH2CZ3621MTANN |  |  |  | 11.7 | 18 | 8.1 | TRUE | TRUE | TRUE | 34200 | 22800 | 2.77 | 22800 | 2.77
214066439 |  | Live | Rheem | FRIEDRICH | Singlezone Ducted, Centrally Ducted | 214066439 |  | HRCU-A-CB | RD17AZ36AJ3N | Ducted Indoor Units | RH2TZ3621MTANN |  |  |  | 11.7 | 18 | 8.1 | TRUE | TRUE | TRUE | 34200 | 22800 | 2.77 | 22800 | 2.77
214100101 |  | Live | Rheem | RUUD | Singlezone Ducted, Centrally Ducted | 214100101 |  | HRCU-A-CB | RD17AZ60AJ3N | Ducted Indoor Units | RH3VZ4824STACN |  |  |  | 10 | 19 | 8.1 | FALSE | FALSE | FALSE | 55500 | 50000 | 2 | 50000 | 2
214100100 |  | Live | Rheem | RHEEM | Singlezone Ducted, Centrally Ducted | 214100100 |  | HRCU-A-CB | RD17AZ60AJ3N | Ducted Indoor Units | RH3VZ4824STACN |  |  |  | 10 | 19 | 8.1 | FALSE | FALSE | FALSE | 55500 | 50000 | 2 | 50000 | 2
214100083 |  | Live | Rheem | SURE | Singlezone Ducted, Centrally Ducted | 214100083 |  | HRCU-A-CB | RD17AZ24AJ3N | Ducted Indoor Units | RF2TZ2421STANS |  |  |  | 10 | 16 | 8.1 | FALSE | FALSE | TRUE | 22800 | 15200 | 2.61 | 15200 | 2.61
214100082 |  | Live | Rheem | RUSSELL | Singlezone Ducted, Centrally Ducted | 214100082 |  | HRCU-A-CB | RD17AZ24AJ3N | Ducted Indoor Units | RF2TZ2421STANS |  |  |  | 10 | 16 | 8.1 | FALSE | FALSE | TRUE | 22800 | 15200 | 2.61 | 15200 | 2.61
214100081 |  | Live | Rheem | FRIEDRICH | Singlezone Ducted, Centrally Ducted | 214100081 |  | HRCU-A-CB | RD17AZ24AJ3N | Ducted Indoor Units | RF2TZ2421STANS |  |  |  | 10 | 16 | 8.1 | FALSE | FALSE | TRUE | 22800 | 15200 | 2.61 | 15200 | 2.61
214100080 |  | Live | Rheem | FRIEDRICH | Singlezone Ducted, Centrally Ducted | 214100080 |  | HRCU-A-CB | RD17AZ24AJ3N | Ducted Indoor Units | FRB2TZ2417STANM |  |  |  | 10 | 15.2 | 8.1 | FALSE | FALSE | TRUE | 22600 | 15200 | 2.61 | 15200 | 2.61
214100079 |  | Live | Rheem | RUUD | Singlezone Ducted, Centrally Ducted | 214100079 |  | HRCU-A-CB | RD17AZ24AJ3N | Ducted Indoor Units | RF2TZ2421STANS |  |  |  | 10 | 16 | 8.1 | FALSE | FALSE | TRUE | 22800 | 15200 | 2.61 | 15200 | 2.61
214100078 |  | Live | Rheem | RHEEM | Singlezone Ducted, Centrally Ducted | 214100078 |  | HRCU-A-CB | RD17AZ24AJ3N | Ducted Indoor Units | RB2TZ2417STANM |  |  |  | 10 | 15.2 | 8.1 | FALSE | FALSE | TRUE | 22600 | 15200 | 2.61 | 15200 | 2.61
214100077 |  | Live | Rheem | RHEEM | Singlezone Ducted, Centrally Ducted | 214100077 |  | HRCU-A-CB | RD17AZ24AJ3N | Ducted Indoor Units | RF2TZ2421STANS |  |  |  | 10 | 16 | 8.1 | FALSE | FALSE | TRUE | 22800 | 15200 | 2.61 | 15200 | 2.61
214100076 |  | Live | Rheem | RUUD | Singlezone Ducted, Centrally Ducted | 214100076 |  | HRCU-A-CB | RD17AZ24AJ3N | Ducted Indoor Units | RB2TZ2417STANM |  |  |  | 10 | 15.2 | 8.1 | FALSE | FALSE | TRUE | 22600 | 15200 | 2.61 | 15200 | 2.61
214075933 |  | Live | Rheem | RHEEM | Singlezone Ducted, Centrally Ducted | 214075933 |  | HRCU-A-CB | RD17AZ48AJ3N | Ducted Indoor Units | RH2TZ6024STANN |  |  |  | 10 | 16 | 8.1 | FALSE | FALSE | TRUE | 45500 | 32600 | 2.8 | 32600 | 2.8
214075932 |  | Live | Rheem | FRIEDRICH | Singlezone Ducted, Centrally Ducted | 214075932 |  | HRCU-A-CB | RD17AZ48AJ3N | Ducted Indoor Units | FRH2TZ6024STANN |  |  |  | 10 | 16 | 8.1 | FALSE | FALSE | TRUE | 45500 | 32600 | 2.8 | 32600 | 2.8
211213977 |  | Live | Carrier | PAYNE HEATING AND COOLING | Singlezone Ducted, Centrally Ducted | 211213977 |  | HRCU-A-CB | 38MURAQ30AB3* | Ducted Indoor Units | FV4CNF002L |  |  |  | 9 | 14.5 | 8.1 | FALSE | FALSE | FALSE | 30000 | 23600 | 2.46 | 23960 | 2.58
214075931 |  | Live | Rheem | SURE | Singlezone Ducted, Centrally Ducted | 214075931 |  | HRCU-A-CB | RD17AZ48AJ3N | Ducted Indoor Units | SH2CZ6024STANN |  |  |  | 10 | 16 | 8.1 | FALSE | FALSE | TRUE | 45500 | 32600 | 2.8 | 32600 | 2.8
214075930 |  | Live | Rheem | RUSSELL | Singlezone Ducted, Centrally Ducted | 214075930 |  | HRCU-A-CB | RD17AZ48AJ3N | Ducted Indoor Units | SH2CZ6024STANN |  |  |  | 10 | 16 | 8.1 | FALSE | FALSE | TRUE | 45500 | 32600 | 2.8 | 32600 | 2.8
211213976 |  | Live | Carrier | PAYNE HEATING AND COOLING | Singlezone Ducted, Centrally Ducted | 211213976 |  | HRCU-A-CB | 38MURAQ30AB3* | Ducted Indoor Units | FV4CN(B,F)003L |  |  |  | 9 | 15.2 | 8.1 | FALSE | FALSE | FALSE | 30400 | 23400 | 2.44 | 23760 | 2.56
211213975 |  | Live | Carrier | PAYNE HEATING AND COOLING | Singlezone Ducted, Centrally Ducted | 211213975 |  | HRCU-A-CB | 38MURAQ30AB3* | Ducted Indoor Units | FMA4X36**AL* |  |  |  | 9 | 15.5 | 8.5 | FALSE | FALSE | FALSE | 31200 | 23800 | 2.58 | 24160 | 2.71
214075929 |  | Live | Rheem | RUUD | Singlezone Ducted, Centrally Ducted | 214075929 |  | HRCU-A-CB | RD17AZ48AJ3N | Ducted Indoor Units | RH2TZ6024STANN |  |  |  | 10 | 16 | 8.1 | FALSE | FALSE | TRUE | 45500 | 32600 | 2.8 | 32600 | 2.8
214075928 |  | Live | Rheem | FRIEDRICH | Singlezone Ducted, Centrally Ducted | 214075928 |  | HRCU-A-CB | RD17AZ24AJ3N | Ducted Indoor Units | FRH2TZ3617STANN |  |  |  | 10 | 15.2 | 8.1 | TRUE | TRUE | TRUE | 22800 | 15300 | 2.61 | 15300 | 2.61
214075924 |  | Live | Rheem | RUUD | Singlezone Ducted, Centrally Ducted | 214075924 |  | HRCU-A-CB | RD17AZ24AJ3N | Ducted Indoor Units | RH2TZ3617STANN |  |  |  | 10 | 15.2 | 8.1 | TRUE | TRUE | TRUE | 22800 | 15300 | 2.61 | 15300 | 2.61
211213974 |  | Live | Carrier | PAYNE HEATING AND COOLING | Singlezone Ducted, Centrally Ducted | 211213974 |  | HRCU-A-CB | 38MURAQ30AB3* | Ducted Indoor Units | FMA4X30**AL* |  |  |  | 9 | 15.5 | 8.5 | FALSE | FALSE | FALSE | 31200 | 23800 | 2.58 | 24160 | 2.71
214075921 |  | Live | Rheem | RHEEM | Singlezone Ducted, Centrally Ducted | 214075921 |  | HRCU-A-CB | RD17AZ24AJ3N | Ducted Indoor Units | RH2TZ3617STANN |  |  |  | 10 | 15.2 | 8.1 | TRUE | TRUE | TRUE | 22800 | 15300 | 2.61 | 15300 | 2.61
211213973 |  | Live | Carrier | PAYNE HEATING AND COOLING | Singlezone Ducted, Centrally Ducted | 211213973 |  | HRCU-A-CB | 38MURAQ30AB3* | Ducted Indoor Units | FM(C,U)4Z36**AL* |  |  |  | 9 | 15.5 | 8.5 | FALSE | FALSE | FALSE | 30400 | 23600 | 2.52 | 23960 | 2.65
211213972 |  | Live | Carrier | PAYNE HEATING AND COOLING | Singlezone Ducted, Centrally Ducted | 211213972 |  | HRCU-A-CB | 38MURAQ30AB3* | Ducted Indoor Units | FM(C,U)4Z30**AL* |  |  |  | 9 | 15.5 | 8.5 | FALSE | FALSE | FALSE | 30400 | 23600 | 2.52 | 23960 | 2.65
213785770 |  | Live | Midea Electric Trading | MITSUTOMO | Multizone Mix of Ducted and Non-Ducted | 213785770 |  | HMSV-A-CB | HO-MQ36-AC-Q | Mixed Ducted and Non-Ducted Indoor Units |  |  |  |  | 12 | 20.2 | 10.45 | TRUE | TRUE | TRUE | 36000 | 28600 | 2.35 | 36500 | 2.25
213785768 |  | Live | Midea Electric Trading | MITSUTOMO | Multizone All Non-Ducted | 213785768 |  | HMSV-A-CB | HO-MQ36-AC-Q | Non-Ducted Indoor Units |  |  |  |  | 12 | 21 | 10.9 | TRUE | TRUE | TRUE | 36000 | 27400 | 2.5 | 37000 | 2.31
213785769 |  | Live | Midea Electric Trading | MITSUTOMO | Multizone All Ducted | 213785769 |  | HMSV-A-CB | HO-MQ36-AC-Q | Ducted Indoor Units |  |  |  |  | 12 | 19.4 | 10 | TRUE | TRUE | TRUE | 36000 | 30000 | 2.2 | 36000 | 2.2
213785767 |  | Live | Midea Electric Trading | MITSUTOMO | Multizone Mix of Ducted and Non-Ducted | 213785767 |  | HMSV-A-CB | HO-MT28-AC-Q | Mixed Ducted and Non-Ducted Indoor Units |  |  |  |  | 11.8 | 19.75 | 9.8 | TRUE | TRUE | TRUE | 27000 | 22600 | 2.35 | 29900 | 2.19
213785766 |  | Live | Midea Electric Trading | MITSUTOMO | Multizone All Ducted | 213785766 |  | HMSV-A-CB | HO-MT28-AC-Q | Ducted Indoor Units |  |  |  |  | 11.8 | 19 | 10 | TRUE | TRUE | TRUE | 27000 | 23000 | 2.4 | 29000 | 2.18
213785765 |  | Live | Midea Electric Trading | MITSUTOMO | Multizone All Non-Ducted | 213785765 |  | HMSV-A-CB | HO-MT28-AC-Q | Non-Ducted Indoor Units |  |  |  |  | 11.8 | 20.5 | 9.6 | TRUE | TRUE | TRUE | 27000 | 22400 | 2.3 | 30800 | 2.2
213785764 |  | Live | Midea Electric Trading | MITSUTOMO | Singlezone Non-Ducted, Wall Placement | 213785764 |  | HRCU-A-CB-O | HO-SZ36-AB-Q | Mini-Splits | HW-SZ36-AB-Q |  |  |  | 11.7 | 20 | 10 | TRUE | TRUE | TRUE | 33000 | 27800 | 2.35 | 34000 | 2.4
213867388 |  | Live | Midea Electric Trading | AC PRO.COM | Singlezone Ducted, Compact Ducted | 213867388 |  | HRCU-A-CB | AOE30U-48HFN1-MP0(GA) | Mini-Splits | ATI-48HWFN1-M | 9.2 | 17.4 | 10.3 | 8.5 | 15.1 | 9.3 | FALSE | FALSE | FALSE | 48000 | 34000 | 2.32 | 41000 | 2.32
213867386 |  | Live | Midea Electric Trading | AC PRO.COM | Singlezone Non-Ducted, Wall Placement | 213867386 |  | HRCU-A-CB-O | AOE30U-48HFN1-MP0(GA) | Mini-Splits | ACD1-48HRFN1-M(GA) | 9.5 | 17.8 | 11.5 | 9.5 | 18.5 | 9.8 | FALSE | FALSE | TRUE | 48000 | 30000 | 2.34 | 39000 | 2.05
213804890 |  | Live | Midea Electric Trading | MIDEA | Singlezone Ducted, Compact Ducted | 213804890 |  | HRCU-A-CB | MOE30U-60HFN1-M(GA)(X) | Mini-Splits | MHG-60HWFN1-MW | 10.6 | 19.2 | 10.2 | 10.3 | 17 | 8.4 | FALSE | FALSE | FALSE | 59000 | 34400 | 2.37 | 36000 | 2.29
213804889 |  | Live | Midea Electric Trading | MIDEA | Singlezone Non-Ducted, Floor Placement | 213804889 |  | HRCU-A-CB-O | MOE30U-60HFN1-M(GA)(X) | Mini-Splits | MUE-60HRFN1-MW | 9.8 | 18.7 | 10.5 | 9.8 | 19.8 | 9 | FALSE | FALSE | FALSE | 54000 | 35000 | 2.34 | 35200 | 1.98
213785836 |  | Live | Midea Electric Trading | NUTECH | Singlezone Ducted, Centrally Ducted | 213785836 |  | HRCU-A-CB | NOX430-24HFN1-MR0 |  | NVBL-24HWFN1-MI3 |  |  |  | 10 | 16 | 8.5 | FALSE | FALSE | TRUE | 24000 | 21000 | 2.6 | 21000 | 2.6
213804886 |  | Live | Midea Electric Trading | INNOVAIR | Singlezone Ducted, Centrally Ducted | 213804886 |  | HRCU-A-CB | SEV24H2R19 |  | FEV24H2R19 |  |  |  | 10 | 16 | 8.5 | FALSE | FALSE | TRUE | 24000 | 21000 | 2.6 | 21000 | 2.6
213804885 |  | Live | Midea Electric Trading | INNOVAIR | Singlezone Ducted, Centrally Ducted | 213804885 |  | HRCU-A-CB | SEV18H2R19 |  | FEV18H2R19 |  |  |  | 10 | 16 | 8 | TRUE | FALSE | TRUE | 18000 | 12000 | 2.61 | 12000 | 2.59
213785834 |  | Live | Midea Electric Trading | NUTECH | Singlezone Ducted, Centrally Ducted | 213785834 |  | HRCU-A-CB | NOX330-18HFN1-MR0 |  | NVBL-18HWFN1-MH3 |  |  |  | 10 | 16 | 8 | FALSE | FALSE | TRUE | 18000 | 12000 | 2.61 | 12000 | 2.59
213804894 |  | Live | Midea Electric Trading | ICONIC AIR SOLUTION | Singlezone Ducted, Centrally Ducted | 213804894 |  | HRCU-A-CB | ICLZ36AK |  | IFLV36IK |  |  |  | 10 | 17 | 9.9 | FALSE | FALSE | TRUE | 36000 | 32800 | 2.42 | 43400 | 6.12
213804892 |  | Live | Midea Electric Trading | ICONIC AIR SOLUTION | Singlezone Ducted, Centrally Ducted | 213804892 |  | HRCU-A-CB | ICLZ24AK |  | IFLV24IK |  |  |  | 12 | 19 | 9.3 | FALSE | FALSE | TRUE | 24000 | 19200 | 2.61 | 26400 | 2.42
213804891 |  | Live | Midea Electric Trading | ICONIC AIR SOLUTION | Singlezone Ducted, Centrally Ducted | 213804891 |  | HRCU-A-CB | ICLZ18AK |  | IFLV18IK |  |  |  | 12.4 | 17 | 9.5 | FALSE | FALSE | TRUE | 18000 | 13500 | 2.6 | 21200 | 2.49
213804893 |  | Live | Midea Electric Trading | ICONIC AIR SOLUTION | Singlezone Ducted, Centrally Ducted | 213804893 |  | HRCU-A-CB | ICLZ30AK |  | IFLV30IK |  |  |  | 11.7 | 18.2 | 8.8 | FALSE | FALSE | TRUE | 28000 | 20000 | 2.3 | 27111 | 2.23
213785775 |  | Live | Midea Electric Trading | BLADEX | Singlezone Ducted, Centrally Ducted | 213785775 |  | HRCU-A-C | BX24-HP15ECO |  | BLCA-24A14AC-UNC |  |  |  | 10 | 15.4 | 9.2 | FALSE | FALSE | TRUE | 24000 | 22600 | 2.56 | 22600 | 2.56
213785774 |  | Live | Midea Electric Trading | BLADEX | Singlezone Ducted, Centrally Ducted | 213785774 |  | HRCU-A-C | BX24-HP15ECO |  | BLCA-24A14AC |  |  |  | 10 | 15.4 | 9.2 | FALSE | FALSE | TRUE | 24000 | 22600 | 2.56 | 22600 | 2.56
213785777 |  | Live | Midea Electric Trading | BLADEX | Singlezone Ducted, Centrally Ducted | 213785777 |  | HRCU-A-C | BX30-24HPHYHA |  | BLCA-24A14AC-UNC |  |  |  | 10.7 | 16.1 | 9.8 | FALSE | FALSE | TRUE | 24000 | 22400 | 2.42 | 25000 | 2.24
213785776 |  | Live | Midea Electric Trading | BLADEX | Singlezone Ducted, Centrally Ducted | 213785776 |  | HRCU-A-C | BX30-24HPHYHA |  | BLCA-24A14AC |  |  |  | 10.7 | 16.1 | 9.8 | FALSE | FALSE | TRUE | 24000 | 22400 | 2.42 | 25000 | 2.24
213785771 |  | Live | Midea Electric Trading | CUSTOM COMFORT | Singlezone Ducted, Centrally Ducted | 213785771 |  | HRCU-A-C | CCOXHA24V24HP |  | CCOACC24A |  |  |  | 10.7 | 16.1 | 9.8 | FALSE | TRUE | TRUE | 24000 | 22400 | 2.42 | 25000 | 2.24
213412083 |  | Live | Midea Electric Trading | ICONIC AIR SOLUTION | Singlezone Ducted, Centrally Ducted | 213412083 |  | HRCU-A-CB | ICLZ60AK |  | IFLA60IK | 9 | 16.4 | 10.5 | 8.8 | 15.3 | 9.4 | FALSE | FALSE | FALSE | 55000 | 42000 | 2.6 | 52500 | 2.3
213412072 |  | Live | Midea Electric Trading | ICONIC AIR SOLUTION | Singlezone Ducted, Centrally Ducted | 213412072 |  | HRCU-A-CB | ICLO60AK |  | IFLA60IK | 10.3 | 18 | 9.2 | 8.8 | 14.9 | 8.5 | FALSE | FALSE | FALSE | 57000 | 37000 | 2.4 | 39000 | 2.2
213412070 |  | Live | Midea Electric Trading | ICONIC AIR SOLUTION | Singlezone Ducted, Centrally Ducted | 213412070 |  | HRCU-A-CB | ICLO48AK |  | IFLA48IK | 9.3 | 17.3 | 10 | 8.8 | 15.8 | 9.4 | FALSE | FALSE | FALSE | 47000 | 37000 | 2.4 | 39000 | 2.2
213412069 |  | Live | Midea Electric Trading | ICONIC AIR SOLUTION | Singlezone Ducted, Centrally Ducted | 213412069 |  | HRCU-A-CB | ICLO36AK |  | IFLA36IK | 10.4 | 18 | 9.1 | 10.1 | 16.9 | 8.2 | FALSE | FALSE | FALSE | 36000 | 20400 | 2.48 | 22700 | 2.1
213867396 |  | Live | Midea Electric Trading | ZERO | Singlezone Ducted, Centrally Ducted | 213867396 |  | HRCU-A-CB | ZSOV-60HDM-US |  | ZAV-60HDM-US | 10 | 17 | 10.4 | 9.6 | 16 | 8.5 | FALSE | FALSE | FALSE | 57000 | 37800 | 2.48 | 37800 | 2.48
213867394 |  | Live | Midea Electric Trading | ZERO | Singlezone Ducted, Centrally Ducted | 213867394 |  | HRCU-A-CB | ZSOV-48HDM-US |  | ZAV-48HDM-US | 8.6 | 16.2 | 10.8 | 8.2 | 15.3 | 9.2 | FALSE | FALSE | FALSE | 48000 | 38000 | 2.1 | 39000 | 2.1
213867395 |  | Live | Midea Electric Trading | ZERO | Singlezone Ducted, Centrally Ducted | 213867395 |  | HRCU-A-CB | ZSOV-36HDM-US |  | ZAV-36HDM-US | 8.8 | 17 | 11.3 | 8.2 | 15.4 | 9 | FALSE | FALSE | FALSE | 36000 | 27000 | 2.54 | 27200 | 2.53
213412081 |  | Live | Midea Electric Trading | ICONIC AIR SOLUTION | Singlezone Ducted, Centrally Ducted | 213412081 |  | HRCU-A-CB | ICLZ48AK |  | IFLA48IK | 8.5 | 16 | 10 | 8.2 | 15.6 | 9.4 | FALSE | FALSE | FALSE | 47000 | 36000 | 2.36 | 48000 | 2.05
213804882 |  | Live | Midea Electric Trading | MULTI MFG | Singlezone Ducted, Centrally Ducted | 213804882 |  | HRCU-A-CB | HES-24HD-A |  | 24HSHP-C-M-A |  |  |  | 10 | 16 | 8.5 | FALSE | FALSE | TRUE | 24000 | 21000 | 2.6 | 21000 | 2.6
213879460 |  | Live | Midea Electric Trading | AC PRO.COM | Singlezone Ducted, Centrally Ducted | 213879460 |  | HRCU-A-CB | AOX430U-24HFN1-MR0 |  | AVBL-24HWFN1-MI3 |  |  |  | 10 | 16 | 8.5 | FALSE | FALSE | TRUE | 24000 | 21000 | 2.6 | 21000 | 2.6
213879459 |  | Live | Midea Electric Trading | AC PRO.COM | Singlezone Ducted, Centrally Ducted | 213879459 |  | HRCU-A-CB | AOX330U-18HFN1-MR0 |  | AVBL-18HWFN1-MH3 |  |  |  | 10 | 16 | 8 | FALSE | FALSE | TRUE | 18000 | 12000 | 2.61 | 12000 | 2.59
213804881 |  | Live | Midea Electric Trading | MULTI MFG | Singlezone Ducted, Centrally Ducted | 213804881 |  | HRCU-A-CB | HES-18HD-A |  | 18HSHP-C-M-A |  |  |  | 10 | 16 | 8 | TRUE | FALSE | TRUE | 18000 | 12000 | 2.61 | 12000 | 2.59
210191038 |  | Live | Fujitsu General America, Inc. | FUJITSU | Singlezone Non-Ducted, Wall Placement | 210191038 |  | HRCU-A-CB-O | AOUH12LMBS1 | Mini-Splits | ASUH12LMAS |  |  |  | 12.5 | 23 | 11.1 | TRUE | TRUE | TRUE | 12000 | 8500 | 2.93 | 12700 | 2.68
212925502 |  | Live | Mitsubishi Electric Trane | AMERICAN STANDARD / MITSUBISHI ELECTRIC | Multizone Mix of Ducted and Non-Ducted | 212925502 |  | HMSV-A-CB | NTXMMX36A142C** | Mixed Ducted and Non-Ducted Indoor Units |  |  |  |  | 9.05 | 17.6 | 9.15 | FALSE | FALSE | FALSE | 34400 | 22400 | 2.68 | 26300 | 2.21
212925509 |  | Live | Mitsubishi Electric Trane | TRANE / MITSUBISHI ELECTRIC | Multizone Mix of Ducted and Non-Ducted | 212925509 |  | HMSV-A-CB | NTXMMX36A142C** | Mixed Ducted and Non-Ducted Indoor Units |  |  |  |  | 9.05 | 17.6 | 9.15 | FALSE | FALSE | FALSE | 34400 | 22400 | 2.68 | 26300 | 2.21
212925501 |  | Live | Mitsubishi Electric Trane | AMERICAN STANDARD / MITSUBISHI ELECTRIC | Multizone Mix of Ducted and Non-Ducted | 212925501 |  | HMSV-A-CB | NTXMMX30A132C** | Mixed Ducted and Non-Ducted Indoor Units |  |  |  |  | 10.1 | 17.6 | 9.4 | FALSE | FALSE | TRUE | 27800 | 18200 | 2.84 | 21000 | 2.11
212925507 |  | Live | Mitsubishi Electric Trane | TRANE / MITSUBISHI ELECTRIC | Multizone Mix of Ducted and Non-Ducted | 212925507 |  | HMSV-A-CB | NTXMMX30A132C** | Mixed Ducted and Non-Ducted Indoor Units |  |  |  |  | 10.1 | 17.6 | 9.4 | FALSE | FALSE | TRUE | 27800 | 18200 | 2.84 | 21000 | 2.11
212925500 |  | Live | Mitsubishi Electric Trane | AMERICAN STANDARD / MITSUBISHI ELECTRIC | Multizone Mix of Ducted and Non-Ducted | 212925500 |  | HMSV-A-CB | NTXMMX24A132C** | Mixed Ducted and Non-Ducted Indoor Units |  |  |  |  | 12.4 | 18 | 9.3 | TRUE | FALSE | TRUE | 22800 | 14400 | 2.85 | 20300 | 2.04
212925505 |  | Live | Mitsubishi Electric Trane | TRANE / MITSUBISHI ELECTRIC | Multizone Mix of Ducted and Non-Ducted | 212925505 |  | HMSV-A-CB | NTXMMX24A132C** | Mixed Ducted and Non-Ducted Indoor Units |  |  |  |  | 12.4 | 18 | 9.3 | TRUE | FALSE | TRUE | 22800 | 14400 | 2.85 | 20300 | 2.04
212925503 |  | Live | Mitsubishi Electric Trane | TRANE / MITSUBISHI ELECTRIC | Multizone Mix of Ducted and Non-Ducted | 212925503 |  | HMSV-A-CB | NTXMMX20A122C** | Mixed Ducted and Non-Ducted Indoor Units |  |  |  |  | 11.35 | 18 | 9.4 | TRUE | FALSE | TRUE | 19000 | 13000 | 2.51 | 15000 | 2.47
212925477 |  | Live | Mitsubishi Electric Trane | MITSUBISHI ELECTRIC | Multizone Mix of Ducted and Non-Ducted | 212925477 |  | HMSV-A-CB | MXZ-4C36NA4-** | Mixed Ducted and Non-Ducted Indoor Units |  |  |  |  | 9.05 | 17.6 | 9.15 | FALSE | FALSE | FALSE | 34400 | 22400 | 2.68 | 26300 | 2.21
212925464 |  | Live | Mitsubishi Electric Trane | MITSUBISHI ELECTRIC | Multizone All Non-Ducted | 212925464 |  | HMSR-A-CB-O | MXZ-4C36NA4-** | Non-Ducted Indoor Units |  |  |  |  | 9.4 | 19.2 | 9.8 | FALSE | FALSE | TRUE | 35400 | 22400 | 2.89 | 26600 | 2.27
212925524 |  | Live | Mitsubishi Electric Trane | MITSUBISHI ELECTRIC | Multizone Mix of Ducted and Non-Ducted | 212925524 |  | HMSV-A-CB | MXZ-3C30NA4-** | Mixed Ducted and Non-Ducted Indoor Units |  |  |  |  | 10.1 | 17.6 | 9.4 | FALSE | FALSE | TRUE | 27800 | 18200 | 2.84 | 21000 | 2.11
212925883 |  | Live | Mitsubishi Electric Trane | MITSUBISHI ELECTRIC | Multizone Mix of Ducted and Non-Ducted | 212925883 |  | HMSV-A-CB | MXZ-3C24NA4-** | Mixed Ducted and Non-Ducted Indoor Units |  |  |  |  | 12.4 | 18 | 9.3 | TRUE | TRUE | TRUE | 22800 | 14400 | 2.85 | 20300 | 2.04
212927579 |  | Live | Mitsubishi Electric Trane | MITSUBISHI ELECTRIC | Multizone Mix of Ducted and Non-Ducted | 212927579 |  | HMSV-A-CB | MXZ-2C20NA4-** | Mixed Ducted and Non-Ducted Indoor Units |  |  |  |  | 11.35 | 18 | 9.4 | TRUE | FALSE | TRUE | 19000 | 13000 | 2.51 | 15000 | 2.47
211234516 |  | Live | LG | LG | Singlezone Ducted, Centrally Ducted | 211234516 |  | HRCU-A-CB | LUU480HV | Mini-Splits | LVN480HV |  |  |  | 9.7 | 16.5 | 9.3 | FALSE | TRUE | FALSE | 48000 | 30800 | 2.69 | 40000 | 2.17
211234515 |  | Live | LG | LG | Singlezone Ducted, Centrally Ducted | 211234515 |  | HRCU-A-CB | LUU420HV | Mini-Splits | LVN420HV |  |  |  | 10.75 | 17.2 | 9.35 | FALSE | TRUE | TRUE | 42000 | 29200 | 2.68 | 39000 | 2.29
212578847 |  | Live | LG | LG | Singlezone Ducted, Compact Ducted | 212578847 |  | HRCU-A-CB | LUU240HHV | Mini-Splits | LHN248HV1 |  |  |  | 11.8 | 16.75 | 9.4 | TRUE | TRUE | TRUE | 23000 | 17000 | 2.62 | 29500 | 2.16
212578842 |  | Live | LG | LG | Singlezone Ducted, Compact Ducted | 212578842 |  | HRCU-A-CB | LUU180HHV | Mini-Splits | LHN188HV1 |  |  |  | 12.3 | 17.5 | 9.2 | TRUE | TRUE | TRUE | 18000 | 11400 | 2.61 | 21700 | 2.07
212578843 |  | Live | LG | LG | Singlezone Ducted, Compact Ducted | 212578843 |  | HRCU-A-CB | LUU240HV | Mini-Splits | LHN248HV1 |  |  |  | 11.8 | 18.5 | 10.4 | TRUE | TRUE | TRUE | 23000 | 17500 | 2.64 | 27800 | 2.33
212578844 |  | Live | LG | LG | Singlezone Ducted, Compact Ducted | 212578844 |  | HRCU-A-CB | LUU180HV | Mini-Splits | LHN188HV1 |  |  |  | 12.6 | 17.8 | 9.9 | TRUE | TRUE | TRUE | 18000 | 12400 | 2.67 | 21300 | 2.22
212578845 |  | Live | LG | LG | Singlezone Ducted, Compact Ducted | 212578845 |  | HRCU-A-CB | LUU120HV | Mini-Splits | LHN128HV1 |  |  |  | 11.7 | 16 | 10.5 | TRUE | TRUE | TRUE | 12000 | 10400 | 2.8 | 13100 | 2.38
212578846 |  | Live | LG | LG | Singlezone Ducted, Compact Ducted | 212578846 |  | HRCU-A-CB | LUU090HV | Mini-Splits | LHN098HV1 |  |  |  | 11.8 | 16 | 10.4 | TRUE | TRUE | TRUE | 9000 | 9300 | 2.87 | 11700 | 2.2
8071548 |  | Live | Fujitsu General America, Inc. | FUJITSU | Multizone Mix of Ducted and Non-Ducted | 8071548 |  | HMSV-A-CB | AOU36RLXFZ1 | Mixed Ducted and Non-Ducted Indoor Units |  | 9.5 | 17 | 9.05 | 9.5 | 18 | 8.6 | FALSE | FALSE | FALSE | 35200 | 21400 | 2.7 | 32500 | 2.45
8071546 |  | Live | Fujitsu General America, Inc. | FUJITSU | Multizone All Ducted | 8071546 |  | HMSV-A-CB | AOU36RLXFZ1 | Ducted Indoor Units |  | 9 | 16 | 8.7 | 9 | 17 | 8.2 | FALSE | FALSE | FALSE | 35200 | 21400 | 2.62 | 32500 | 2.45
208447957 |  | Live | Midea Electric Trading | SLIMAIR | Multizone All Non-Ducted | 208447957 |  | HMSR-A-CB-O | SHC5Z48VC2AG | Non-Ducted Indoor Units |  | 11 | 21 | 10.5 | 11 | 21.1 | 9.5 | TRUE | FALSE | TRUE | 48000 | 36000 | 2.5 | 37000 | 2.17
208447951 |  | Live | Midea Electric Trading | SLIMAIR | Multizone All Non-Ducted | 208447951 |  | HMSR-A-CB-O | SHC3Z27VC2AG | Non-Ducted Indoor Units |  | 12 | 22.5 | 10.2 | 12.2 | 23.5 | 9.2 | TRUE | FALSE | FALSE | 27000 | 20000 | 2.35 | 22600 | 2.25
208447948 |  | Live | Midea Electric Trading | SLIMAIR | Multizone All Non-Ducted | 208447948 |  | HMSR-A-CB-O | SHC2Z18VC2AG | Non-Ducted Indoor Units |  | 12.5 | 21.5 | 10.6 | 12.5 | 21 | 10.2 | TRUE | FALSE | TRUE | 18000 | 14400 | 2.5 | 16000 | 2.23
208447954 |  | Live | Midea Electric Trading | SLIMAIR | Multizone All Non-Ducted | 208447954 |  | HMSR-A-CB-O | SHC4Z36VC2AG | Non-Ducted Indoor Units |  | 10.5 | 21.8 | 11.5 | 10.6 | 23.1 | 9.6 | FALSE | FALSE | TRUE | 36000 | 26400 | 2.3 | 29600 | 2.09
208497425 |  | Live | Midea Electric Trading | C&H | Multizone All Non-Ducted | 208497425 |  | HMSR-A-CB-O | CH-55MES-230VO | Non-Ducted Indoor Units |  | 10.5 | 20.5 | 10.8 | 10.5 | 21.3 | 9.1 | FALSE | FALSE | FALSE | 55000 | 34400 | 2.5 | 37000 | 2.17
208552828 |  | Live | Midea Electric Trading | MRCOOL | Multizone All Non-Ducted | 208552828 |  | HMSR-A-CB-O | MULTI2-18HP230B | Non-Ducted Indoor Units |  | 13.3 | 22.5 | 10.6 | 13.9 | 22.9 | 10.5 | TRUE | FALSE | TRUE | 18000 | 14300 | 2.49 | 16000 | 2.23
208552834 |  | Live | Midea Electric Trading | MRCOOL | Multizone All Non-Ducted | 208552834 |  | HMSR-A-CB-O | MULTI3-27HP230B | Non-Ducted Indoor Units |  | 12.5 | 23.8 | 10.5 | 12.7 | 24.6 | 9.5 | TRUE | FALSE | TRUE | 28000 | 21000 | 2.5 | 22600 | 2.25
208552838 |  | Live | Midea Electric Trading | MRCOOL | Multizone All Non-Ducted | 208552838 |  | HMSR-A-CB-O | MULTI5-48HP230B | Non-Ducted Indoor Units |  | 12.5 | 22.4 | 11 | 12.5 | 23.4 | 8.7 | TRUE | FALSE | FALSE | 48000 | 34000 | 2.4 | 37000 | 2.17
208552972 |  | Live | Midea Electric Trading | MRCOOL | Multizone All Non-Ducted | 208552972 |  | HMSR-A-CB-O | DIY-MULTI5-48HP230C | Non-Ducted Indoor Units |  | 11 | 20.5 | 11 | 11 | 20.5 | 9.2 | FALSE | FALSE | FALSE | 48000 | 36000 | 2.58 | 37000 | 2.17
208552957 |  | Live | Midea Electric Trading | MRCOOL | Multizone All Non-Ducted | 208552957 |  | HMSR-A-CB-O | MULTI4-36HP230B | Non-Ducted Indoor Units |  | 11.5 | 23 | 11.3 | 11.7 | 23.9 | 9.5 | TRUE | FALSE | TRUE | 36000 | 26800 | 2.3 | 29600 | 2.09
208650619 |  | Live | Midea Electric Trading | BLUERIDGE | Multizone All Non-Ducted | 208650619 |  | HMSR-A-CB-O | BMM55C | Non-Ducted Indoor Units |  | 10.5 | 19 | 11.5 | 10.5 | 20.2 | 9.6 | FALSE | FALSE | TRUE | 55000 | 36400 | 2.56 | 37000 | 2.17
209157104 |  | Live | Midea Electric Trading | APOODR | Multizone All Non-Ducted | 209157104 |  | HMSR-A-CB-O | AM5OG-48HFN1 | Non-Ducted Indoor Units |  | 11 | 21 | 10.5 | 11 | 21.1 | 9.5 | TRUE | FALSE | TRUE | 48000 | 36000 | 2.5 | 37000 | 2.17
209319635 |  | Live | Midea Electric Trading | ECO AIR | Multizone All Non-Ducted | 209319635 |  | HMSR-A-CB-O | M5OA-55HFN1-M | Non-Ducted Indoor Units |  | 10.5 | 20.5 | 10.8 | 10.5 | 21.3 | 9.1 | FALSE | FALSE | FALSE | 55000 | 34400 | 2.5 | 37000 | 2.17
209157101 |  | Live | Midea Electric Trading | APOODR | Multizone All Non-Ducted | 209157101 |  | HMSR-A-CB-O | AM4OG-36HFN1 | Non-Ducted Indoor Units |  | 10.5 | 21.8 | 11.5 | 10.6 | 23.1 | 9.6 | FALSE | FALSE | TRUE | 36000 | 26400 | 2.3 | 29600 | 2.09
209157095 |  | Live | Midea Electric Trading | APOODR | Multizone All Non-Ducted | 209157095 |  | HMSR-A-CB-O | AM2OA-18HFN1 | Non-Ducted Indoor Units |  | 12.5 | 21.5 | 10.6 | 12.5 | 21 | 10.2 | TRUE | FALSE | TRUE | 18000 | 14400 | 2.5 | 16000 | 2.23
209157098 |  | Live | Midea Electric Trading | APOODR | Multizone All Non-Ducted | 209157098 |  | HMSR-A-CB-O | AM3OJ-27HFN1 | Non-Ducted Indoor Units |  | 12 | 22.5 | 10.2 | 12.2 | 23.5 | 9.2 | TRUE | FALSE | FALSE | 27000 | 20000 | 2.35 | 22600 | 2.25
208136316 |  | Live | Midea Electric Trading | MOOVAIR | Multizone All Non-Ducted | 208136316 |  | HMSR-A-CB-O | DMA55HOM23230X2 | Non-Ducted Indoor Units |  | 10.5 | 20.5 | 10.8 | 10.5 | 21.3 | 9.1 | FALSE | FALSE | FALSE | 55000 | 34400 | 2.5 | 37000 | 2.17
208284482 |  | Live | Midea Electric Trading | TRUST AIR CONDITIONERS | Multizone All Non-Ducted | 208284482 |  | HMSR-A-CB-O | M5S48H/O4S4P | Non-Ducted Indoor Units |  | 12.5 | 22.4 | 11 | 12.5 | 23.4 | 8.7 | FALSE | FALSE | FALSE | 48000 | 34000 | 2.4 | 37000 | 2.17
208284479 |  | Live | Midea Electric Trading | TRUST AIR CONDITIONERS | Multizone All Non-Ducted | 208284479 |  | HMSR-A-CB-O | M4S36H/O4S4P | Non-Ducted Indoor Units |  | 11.5 | 23 | 11.3 | 11.7 | 23.9 | 9.5 | FALSE | FALSE | TRUE | 36000 | 26800 | 2.3 | 29600 | 2.09
208136324 |  | Live | Midea Electric Trading | DUCTLESSAIRE | Multizone All Non-Ducted | 208136324 |  | HMSR-A-CB-O | DA27-3Z-0* | Non-Ducted Indoor Units |  | 12 | 22.5 | 10.2 | 12.2 | 23.5 | 9.2 | FALSE | FALSE | FALSE | 27000 | 20000 | 2.35 | 22600 | 2.25
208284473 |  | Live | Midea Electric Trading | TRUST AIR CONDITIONERS | Multizone All Non-Ducted | 208284473 |  | HMSR-A-CB-O | M2S18H/O4S4P | Non-Ducted Indoor Units |  | 13.3 | 22.5 | 10.6 | 13.9 | 22.9 | 10.5 | FALSE | FALSE | TRUE | 18000 | 14300 | 2.49 | 16000 | 2.23
208284476 |  | Live | Midea Electric Trading | TRUST AIR CONDITIONERS | Multizone All Non-Ducted | 208284476 |  | HMSR-A-CB-O | M3S27H/O4S4P | Non-Ducted Indoor Units |  | 12.5 | 23.8 | 10.5 | 12.7 | 24.6 | 9.5 | FALSE | FALSE | TRUE | 28000 | 21000 | 2.5 | 22600 | 2.25
209864936 |  | Live | Midea Electric Trading | CTMORLEY | Multizone All Non-Ducted | 209864936 |  | HMSR-A-CB-O | MOU-5A55G-2 | Non-Ducted Indoor Units |  | 10.5 | 19 | 11.5 | 10.5 | 20.2 | 9.6 | FALSE | FALSE | TRUE | 55000 | 36400 | 2.56 | 37000 | 2.17
209862196 |  | Live | Midea Electric Trading | KLIMAIRE | Multizone All Non-Ducted | 209862196 |  | HMSR-A-CB-O | KMIR545-H219-2 | Non-Ducted Indoor Units |  | 11 | 21 | 10.5 | 11 | 21.1 | 9.5 | FALSE | FALSE | TRUE | 48000 | 36000 | 2.5 | 37000 | 2.17
209862297 |  | Live | Midea Electric Trading | DUCTLESSAIRE | Multizone All Non-Ducted | 209862297 |  | HMSR-A-CB-O | DA48-5Z-O | Non-Ducted Indoor Units |  | 11 | 21 | 10.5 | 11 | 21.1 | 9.5 | FALSE | FALSE | TRUE | 48000 | 36000 | 2.5 | 37000 | 2.17
209862193 |  | Live | Midea Electric Trading | KLIMAIRE | Multizone All Non-Ducted | 209862193 |  | HMSR-A-CB-O | KMIR436-H217-2 | Non-Ducted Indoor Units |  | 10.5 | 21.8 | 11.5 | 10.6 | 23.1 | 9.6 | FALSE | FALSE | TRUE | 36000 | 26400 | 2.3 | 29600 | 2.09
209862187 |  | Live | Midea Electric Trading | KLIMAIRE | Multizone All Non-Ducted | 209862187 |  | HMSR-A-CB-O | KMIR327-H217-2 | Non-Ducted Indoor Units |  | 12 | 22.5 | 10.2 | 12.2 | 23.5 | 9.2 | FALSE | FALSE | FALSE | 27000 | 20000 | 2.35 | 22600 | 2.25
209862181 |  | Live | Midea Electric Trading | KLIMAIRE | Multizone All Non-Ducted | 209862181 |  | HMSR-A-CB-O | KMIR218-H221-2 | Non-Ducted Indoor Units |  | 12.5 | 21.5 | 10.6 | 12.5 | 21 | 10.2 | FALSE | FALSE | TRUE | 18000 | 14400 | 2.5 | 16000 | 2.23
209843054 |  | Live | Midea Electric Trading | TGM | Multizone All Non-Ducted | 209843054 |  | HMSR-A-CB-O | MMRSHT48AS5 | Non-Ducted Indoor Units |  | 11 | 21 | 10.5 | 11 | 21.1 | 9.5 | TRUE | FALSE | TRUE | 48000 | 36000 | 2.5 | 37000 | 2.17
209843051 |  | Live | Midea Electric Trading | TGM | Multizone All Non-Ducted | 209843051 |  | HMSR-A-CB-O | MMRSHT36AS4 | Non-Ducted Indoor Units |  | 10.5 | 21.8 | 11.5 | 10.6 | 23.1 | 9.6 | FALSE | FALSE | TRUE | 36000 | 26400 | 2.3 | 29600 | 2.09
209843045 |  | Live | Midea Electric Trading | TGM | Multizone All Non-Ducted | 209843045 |  | HMSR-A-CB-O | MMRSHT18AS2 | Non-Ducted Indoor Units |  | 12.5 | 21.5 | 10.6 | 12.5 | 21 | 10.2 | TRUE | FALSE | TRUE | 18000 | 14400 | 2.5 | 16000 | 2.23
209843048 |  | Live | Midea Electric Trading | TGM | Multizone All Non-Ducted | 209843048 |  | HMSR-A-CB-O | MMRSHT27AS3 | Non-Ducted Indoor Units |  | 12 | 22.5 | 10.2 | 12.2 | 23.5 | 9.2 | TRUE | FALSE | FALSE | 27000 | 20000 | 2.35 | 22600 | 2.25
209843042 |  | Live | Midea Electric Trading | CLASSIC | Multizone All Non-Ducted | 209843042 |  | HMSR-A-CB-O | MMRSHC48AS5 | Non-Ducted Indoor Units |  | 11 | 21 | 10.5 | 11 | 21.1 | 9.5 | TRUE | FALSE | TRUE | 48000 | 36000 | 2.5 | 37000 | 2.17
209843036 |  | Live | Midea Electric Trading | CLASSIC | Multizone All Non-Ducted | 209843036 |  | HMSR-A-CB-O | MMRSHC27AS3 | Non-Ducted Indoor Units |  | 12 | 22.5 | 10.2 | 12.2 | 23.5 | 9.2 | TRUE | FALSE | FALSE | 27000 | 20000 | 2.35 | 22600 | 2.25
209843039 |  | Live | Midea Electric Trading | CLASSIC | Multizone All Non-Ducted | 209843039 |  | HMSR-A-CB-O | MMRSHC36AS4 | Non-Ducted Indoor Units |  | 10.5 | 21.8 | 11.5 | 10.6 | 23.1 | 9.6 | FALSE | FALSE | TRUE | 36000 | 26400 | 2.3 | 29600 | 2.09
209843033 |  | Live | Midea Electric Trading | CLASSIC | Multizone All Non-Ducted | 209843033 |  | HMSR-A-CB-O | MMRSHC18AS2 | Non-Ducted Indoor Units |  | 12.5 | 21.5 | 10.6 | 12.5 | 21 | 10.2 | TRUE | FALSE | TRUE | 18000 | 14400 | 2.5 | 16000 | 2.23
209549035 |  | Live | Midea Electric Trading | THERMOCORE SYSTEMS | Multizone All Non-Ducted | 209549035 |  | HMSR-A-CB-O | T423Q-H260-C | Non-Ducted Indoor Units |  | 10.5 | 20.5 | 10.8 | 10.5 | 21.3 | 9.1 | FALSE | FALSE | FALSE | 55000 | 34400 | 2.5 | 37000 | 2.17
209549032 |  | Live | Midea Electric Trading | THERMOCORE SYSTEMS | Multizone All Non-Ducted | 209549032 |  | HMSR-A-CB-O | T425D-H248-C | Non-Ducted Indoor Units |  | 12.5 | 22.4 | 11 | 12.5 | 23.4 | 8.7 | FALSE | FALSE | FALSE | 48000 | 34000 | 2.4 | 37000 | 2.17
209549029 |  | Live | Midea Electric Trading | THERMOCORE SYSTEMS | Multizone All Non-Ducted | 209549029 |  | HMSR-A-CB-O | T424D-H236-C | Non-Ducted Indoor Units |  | 11.5 | 23 | 11.3 | 11.7 | 23.9 | 9.5 | FALSE | FALSE | TRUE | 36000 | 26800 | 2.3 | 29600 | 2.09
210568208 |  | Live | Midea Electric Trading | DURASTAR | Multizone All Non-Ducted | 210568208 |  | HMSR-A-CB-O | DRA5U55M1B | Non-Ducted Indoor Units |  | 10.5 | 19 | 11.5 | 10.5 | 20.2 | 9.6 | FALSE | FALSE | TRUE | 55000 | 36400 | 2.56 | 37000 | 2.17
210474680 |  | Live | Midea Electric Trading | AIRDACH | Multizone All Non-Ducted | 210474680 |  | HMSR-A-CB-O | AMSH4800VM1-D | Non-Ducted Indoor Units |  | 11 | 21 | 10.5 | 11 | 21.1 | 9.5 | FALSE | FALSE | TRUE | 48000 | 36000 | 2.5 | 37000 | 2.17
210343320 |  | Live | Midea Electric Trading | AC PRO.COM | Multizone All Non-Ducted | 210343320 |  | HMSR-A-CB-O | A5OA-55HFN1-M | Non-Ducted Indoor Units |  | 10.5 | 19 | 11.5 | 10.5 | 20.2 | 9.6 | FALSE | FALSE | TRUE | 55000 | 36400 | 2.56 | 37000 | 2.17
210474677 |  | Live | Midea Electric Trading | AIRDACH | Multizone All Non-Ducted | 210474677 |  | HMSR-A-CB-O | AMSH3600VM1-D | Non-Ducted Indoor Units |  | 10.5 | 21.8 | 11.5 | 10.6 | 23.1 | 9.6 | FALSE | FALSE | TRUE | 36000 | 26400 | 2.3 | 29600 | 2.09
210474674 |  | Live | Midea Electric Trading | AIRDACH | Multizone All Non-Ducted | 210474674 |  | HMSR-A-CB-O | AMSH2700VM1-D | Non-Ducted Indoor Units |  | 12 | 22.5 | 10.2 | 12.2 | 23.5 | 9.2 | FALSE | FALSE | FALSE | 27000 | 20000 | 2.35 | 22600 | 2.25
210474671 |  | Live | Midea Electric Trading | AIRDACH | Multizone All Non-Ducted | 210474671 |  | HMSR-A-CB-O | AMSH1800VM1-D | Non-Ducted Indoor Units |  | 12.5 | 21.5 | 10.6 | 12.5 | 21 | 10.2 | FALSE | FALSE | TRUE | 18000 | 14400 | 2.5 | 16000 | 2.23
210288137 |  | Live | Midea Electric Trading | CTMORLEY | Multizone All Non-Ducted | 210288137 |  | HMSR-A-CB-O | MOU-5A48G-2 | Non-Ducted Indoor Units |  | 11 | 21 | 10.5 | 11 | 21.1 | 9.5 | FALSE | FALSE | TRUE | 48000 | 36000 | 2.5 | 37000 | 2.17
210288134 |  | Live | Midea Electric Trading | CTMORLEY | Multizone All Non-Ducted | 210288134 |  | HMSR-A-CB-O | MOU-4A36G-2 | Non-Ducted Indoor Units |  | 10.5 | 21.8 | 11.5 | 10.6 | 23.1 | 9.6 | FALSE | FALSE | TRUE | 36000 | 26400 | 2.3 | 29600 | 2.09
210288131 |  | Live | Midea Electric Trading | CTMORLEY | Multizone All Non-Ducted | 210288131 |  | HMSR-A-CB-O | MOU-3A27G-2 | Non-Ducted Indoor Units |  | 12 | 22.5 | 10.2 | 12.2 | 23.5 | 9.2 | FALSE | FALSE | FALSE | 27000 | 20000 | 2.35 | 22600 | 2.25
210288128 |  | Live | Midea Electric Trading | CTMORLEY | Multizone All Non-Ducted | 210288128 |  | HMSR-A-CB-O | MOU-2A18G-2 | Non-Ducted Indoor Units |  | 12.5 | 21.5 | 10.6 | 12.5 | 21 | 10.2 | FALSE | FALSE | TRUE | 18000 | 14400 | 2.5 | 16000 | 2.23
209948158 |  | Live | Midea Electric Trading | SUNCHILLERS | Multizone All Non-Ducted | 209948158 |  | HMSR-A-CB-O | M36ODU-ULTP | Non-Ducted Indoor Units |  | 10.5 | 21.8 | 11.5 | 10.6 | 23.1 | 9.6 | FALSE | FALSE | TRUE | 36000 | 26400 | 2.3 | 29600 | 2.09
208136310 |  | Live | Midea Electric Trading | ELIOS | Multizone All Non-Ducted | 208136310 |  | HMSR-A-CB-O | DEA55HOM23230X2 | Non-Ducted Indoor Units |  | 10.5 | 20.5 | 10.8 | 10.5 | 21.3 | 9.1 | FALSE | FALSE | FALSE | 55000 | 34400 | 2.5 | 37000 | 2.17
210655375 |  | Live | Midea Electric Trading | RELIEF SCIENCES | Multizone All Non-Ducted | 210655375 |  | HMSR-A-CB-O | LANG24OD25-2 | Non-Ducted Indoor Units |  | 12.5 | 21.5 | 10.6 | 12.5 | 21 | 10.2 | FALSE | FALSE | TRUE | 18000 | 14400 | 2.5 | 16000 | 2.23
210655381 |  | Live | Midea Electric Trading | RELIEF SCIENCES | Multizone All Non-Ducted | 210655381 |  | HMSR-A-CB-O | LANG36OD25-3 | Non-Ducted Indoor Units |  | 10.5 | 21.8 | 11.5 | 10.6 | 23.1 | 9.6 | FALSE | FALSE | TRUE | 36000 | 26400 | 2.3 | 29600 | 2.09
210799616 |  | Live | Midea Electric Trading | COOPER&HUNTER | Multizone All Non-Ducted | 210799616 |  | HMSR-A-CB-O | CH-18MES-230VO | Non-Ducted Indoor Units |  | 13.3 | 22.5 | 10.6 | 13.9 | 22.9 | 10.5 | TRUE | FALSE | TRUE | 18000 | 14300 | 2.49 | 16000 | 2.23
210655378 |  | Live | Midea Electric Trading | RELIEF SCIENCES | Multizone All Non-Ducted | 210655378 |  | HMSR-A-CB-O | LANG27OD25-3 | Non-Ducted Indoor Units |  | 12 | 22.5 | 10.2 | 12.2 | 23.5 | 9.2 | FALSE | FALSE | FALSE | 27000 | 20000 | 2.35 | 22600 | 2.25
210799625 |  | Live | Midea Electric Trading | COOPER&HUNTER | Multizone All Non-Ducted | 210799625 |  | HMSR-A-CB-O | CH-48MES-230VO | Non-Ducted Indoor Units |  | 12.5 | 22.4 | 11 | 12.5 | 23.4 | 8.7 | TRUE | FALSE | FALSE | 48000 | 34000 | 2.4 | 37000 | 2.17
210799622 |  | Live | Midea Electric Trading | COOPER&HUNTER | Multizone All Non-Ducted | 210799622 |  | HMSR-A-CB-O | CH-36MES-230VO | Non-Ducted Indoor Units |  | 11.5 | 23 | 11.3 | 11.7 | 23.9 | 9.5 | TRUE | FALSE | TRUE | 36000 | 26800 | 2.3 | 29600 | 2.09
210799619 |  | Live | Midea Electric Trading | COOPER&HUNTER | Multizone All Non-Ducted | 210799619 |  | HMSR-A-CB-O | CH-28MES-230VO | Non-Ducted Indoor Units |  | 12.5 | 23.8 | 10.5 | 12.7 | 24.6 | 9.5 | TRUE | FALSE | TRUE | 28000 | 21000 | 2.5 | 22600 | 2.25
210857277 |  | Live | Midea Electric Trading | DIAMONDAIR | Multizone All Non-Ducted | 210857277 |  | HMSR-A-CB-O | DF18M2Z2 | Non-Ducted Indoor Units |  | 12.5 | 21.5 | 10.6 | 12.5 | 21 | 10.2 | FALSE | FALSE | TRUE | 18000 | 14400 | 2.5 | 16000 | 2.23
210799641 |  | Live | Midea Electric Trading | COOPER&HUNTER | Multizone All Non-Ducted | 210799641 |  | HMSR-A-CB-O | CH-55MES-230VO | Non-Ducted Indoor Units |  | 10.5 | 20.5 | 10.8 | 10.5 | 21.3 | 9.1 | FALSE | FALSE | FALSE | 55000 | 34400 | 2.5 | 37000 | 2.17
210857374 |  | Live | Midea Electric Trading | 1HVAC | Multizone All Non-Ducted | 210857374 |  | HMSR-A-CB-O | ES-48Z-M5B | Non-Ducted Indoor Units |  | 12.5 | 22.4 | 11 | 12.5 | 23.4 | 8.7 | TRUE | FALSE | FALSE | 48000 | 34000 | 2.4 | 37000 | 2.17
210857377 |  | Live | Midea Electric Trading | 1HVAC | Multizone All Non-Ducted | 210857377 |  | HMSR-A-CB-O | ES-55Z-M5B | Non-Ducted Indoor Units |  | 10.5 | 20.5 | 10.8 | 10.5 | 21.3 | 9.1 | FALSE | FALSE | FALSE | 55000 | 34400 | 2.5 | 37000 | 2.17
210857365 |  | Live | Midea Electric Trading | 1HVAC | Multizone All Non-Ducted | 210857365 |  | HMSR-A-CB-O | ES-18Z-M2B | Non-Ducted Indoor Units |  | 13.3 | 22.5 | 10.6 | 13.9 | 22.9 | 10.5 | TRUE | FALSE | TRUE | 18000 | 14300 | 2.49 | 16000 | 2.23
210857371 |  | Live | Midea Electric Trading | 1HVAC | Multizone All Non-Ducted | 210857371 |  | HMSR-A-CB-O | ES-36Z-M4B | Non-Ducted Indoor Units |  | 11.5 | 23 | 11.3 | 11.7 | 23.9 | 9.5 | TRUE | FALSE | TRUE | 36000 | 26800 | 2.3 | 29600 | 2.09
210857343 |  | Live | Midea Electric Trading | DIYCOOL | Singlezone Ducted, Compact Ducted | 210857343 |  | HRCU-A-CB | ACIQ-60ZPL-HP230B | Mini-Splits | ACIQ-60CD-HH-MB | 9.4 | 18 | 11 | 9.4 | 15.8 | 9.5 | FALSE | TRUE | FALSE | 55000 | 40000 | 2.46 | 54000 | 2.2
210857368 |  | Live | Midea Electric Trading | 1HVAC | Multizone All Non-Ducted | 210857368 |  | HMSR-A-CB-O | ES-27Z-M3B | Non-Ducted Indoor Units |  | 12.5 | 23.8 | 10.5 | 12.7 | 24.6 | 9.5 | TRUE | FALSE | TRUE | 28000 | 21000 | 2.5 | 22600 | 2.25
210857303 |  | Live | Midea Electric Trading | 1HVAC | Singlezone Ducted, Compact Ducted | 210857303 |  | HRCU-A-CB | ACIQ-60ZPL-HP230B | Mini-Splits | ACIQ-60CD-HH-MB | 9.4 | 18 | 11 | 9.4 | 15.8 | 9.5 | FALSE | TRUE | FALSE | 55000 | 40000 | 2.46 | 54000 | 2.2
210857323 |  | Live | Midea Electric Trading | ACIQ | Singlezone Ducted, Compact Ducted | 210857323 |  | HRCU-A-CB | ACIQ-60ZPL-HP230B | Mini-Splits | ACIQ-60CD-HH-MB | 9.4 | 18 | 11 | 9.4 | 15.8 | 9.5 | FALSE | TRUE | FALSE | 55000 | 40000 | 2.46 | 54000 | 2.2
208128288 |  | Live | Midea Electric Trading | SEA BREEZE+ | Multizone All Non-Ducted | 208128288 |  | HMSR-A-CB-O | MZ36H424ZMO | Non-Ducted Indoor Units |  | 10.5 | 21.8 | 11.5 | 10.6 | 23.1 | 9.6 | FALSE | FALSE | TRUE | 36000 | 26400 | 2.3 | 29600 | 2.09
210857286 |  | Live | Midea Electric Trading | DIAMONDAIR | Multizone All Non-Ducted | 210857286 |  | HMSR-A-CB-O | DF55M2Z5 | Non-Ducted Indoor Units |  | 10.5 | 19 | 11.5 | 10.5 | 20.2 | 9.6 | FALSE | FALSE | TRUE | 55000 | 36400 | 2.56 | 37000 | 2.17
210857283 |  | Live | Midea Electric Trading | DIAMONDAIR | Multizone All Non-Ducted | 210857283 |  | HMSR-A-CB-O | DF36M2Z4 | Non-Ducted Indoor Units |  | 10.5 | 21.8 | 11.5 | 10.6 | 23.1 | 9.6 | FALSE | FALSE | TRUE | 36000 | 26400 | 2.3 | 29600 | 2.09
208128285 |  | Live | Midea Electric Trading | SEA BREEZE+ | Multizone All Non-Ducted | 208128285 |  | HMSR-A-CB-O | MZ27H424ZMO | Non-Ducted Indoor Units |  | 12.5 | 23 | 10.2 |  |  |  | TRUE | TRUE | TRUE | 24000 | 13764 | 2.92 | 18544 | 2.07
208128291 |  | Live | Midea Electric Trading | SEA BREEZE+ | Multizone All Non-Ducted | 208128291 |  | HMSR-A-CB-O | MZ48H424ZMO | Non-Ducted Indoor Units |  | 11 | 21 | 10.5 | 11 | 21.1 | 9.5 | TRUE | FALSE | TRUE | 48000 | 36000 | 2.5 | 37000 | 2.17
210857280 |  | Live | Midea Electric Trading | DIAMONDAIR | Multizone All Non-Ducted | 210857280 |  | HMSR-A-CB-O | DF30M2Z3 | Non-Ducted Indoor Units |  | 12 | 22.5 | 10.2 | 12.2 | 23.5 | 9.2 | FALSE | FALSE | FALSE | 27000 | 20000 | 2.35 | 22600 | 2.25
210191033 |  | Live | Midea Electric Trading | CTMORLEY | Singlezone Ducted, Compact Ducted | 210191033 |  | HRCU-A-CB | MOU-A55LH-2 | Mini-Splits | MIU-A60LD-2 | 9.4 | 18 | 11 | 9.4 | 15.8 | 9.5 | FALSE | FALSE | FALSE | 55000 | 40000 | 2.46 | 54000 | 2.2
210857404 |  | Live | Midea Electric Trading | DIYCOOL | Multizone All Non-Ducted | 210857404 |  | HMSR-A-CB-O | ES-27Z-M3B | Non-Ducted Indoor Units |  | 12.5 | 23.8 | 10.5 | 12.7 | 24.6 | 9.5 | TRUE | FALSE | TRUE | 28000 | 21000 | 2.5 | 22600 | 2.25
210857401 |  | Live | Midea Electric Trading | DIYCOOL | Multizone All Non-Ducted | 210857401 |  | HMSR-A-CB-O | ES-18Z-M2B | Non-Ducted Indoor Units |  | 13.3 | 22.5 | 10.6 | 13.9 | 22.9 | 10.5 | TRUE | FALSE | TRUE | 18000 | 14300 | 2.49 | 16000 | 2.23
210857395 |  | Live | Midea Electric Trading | ACIQ | Multizone All Non-Ducted | 210857395 |  | HMSR-A-CB-O | ES-55Z-M5B | Non-Ducted Indoor Units |  | 10.5 | 20.5 | 10.8 | 10.5 | 21.3 | 9.1 | FALSE | FALSE | FALSE | 55000 | 34400 | 2.5 | 37000 | 2.17
208121914 |  | Live | Midea Electric Trading | ALSETRIA | Multizone All Non-Ducted | 208121914 |  | HMSR-A-CB-O | M5OG-48HFN1-M | Non-Ducted Indoor Units |  | 12.5 | 22.4 | 11 | 12.5 | 23.4 | 8.7 | TRUE | FALSE | FALSE | 48000 | 34000 | 2.4 | 37000 | 2.17
208121964 |  | Live | Midea Electric Trading | PIONEER | Multizone All Non-Ducted | 208121964 |  | HMSR-A-CB-O | YN030GMFI22M3E | Non-Ducted Indoor Units |  | 12 | 22.5 | 10.2 | 12.2 | 23.5 | 9.2 | TRUE | FALSE | FALSE | 27000 | 20000 | 2.35 | 22600 | 2.25
208121970 |  | Live | Midea Electric Trading | PIONEER | Multizone All Non-Ducted | 208121970 |  | HMSR-A-CB-O | YN050GMFI22M5E | Non-Ducted Indoor Units |  | 11 | 21 | 10.5 | 11 | 21.1 | 9.5 | FALSE | FALSE | TRUE | 48000 | 36000 | 2.5 | 37000 | 2.17
208121961 |  | Live | Midea Electric Trading | PIONEER | Multizone All Non-Ducted | 208121961 |  | HMSR-A-CB-O | YN020GMFI22M2E | Non-Ducted Indoor Units |  | 12.5 | 21.5 | 10.6 | 12.5 | 21 | 10.2 | TRUE | FALSE | TRUE | 18000 | 14400 | 2.5 | 16000 | 2.23
210857392 |  | Live | Midea Electric Trading | ACIQ | Multizone All Non-Ducted | 210857392 |  | HMSR-A-CB-O | ES-48Z-M5B | Non-Ducted Indoor Units |  | 12.5 | 22.4 | 11 | 12.5 | 23.4 | 8.7 | TRUE | FALSE | FALSE | 48000 | 34000 | 2.4 | 37000 | 2.17
208128282 |  | Live | Midea Electric Trading | SEA BREEZE+ | Multizone All Non-Ducted | 208128282 |  | HMSR-A-CB-O | MZ18H424ZMO | Non-Ducted Indoor Units |  | 12.5 | 21.5 | 10.6 | 12.5 | 21 | 10.2 | TRUE | FALSE | TRUE | 18000 | 14400 | 2.5 | 16000 | 2.23
210857383 |  | Live | Midea Electric Trading | ACIQ | Multizone All Non-Ducted | 210857383 |  | HMSR-A-CB-O | ES-18Z-M2B | Non-Ducted Indoor Units |  | 13.3 | 22.5 | 10.6 | 13.9 | 22.9 | 10.5 | TRUE | FALSE | TRUE | 18000 | 14300 | 2.49 | 16000 | 2.23
208121967 |  | Live | Midea Electric Trading | PIONEER | Multizone All Non-Ducted | 208121967 |  | HMSR-A-CB-O | YN040GMFI22M4E | Non-Ducted Indoor Units |  | 10.5 | 21.8 | 11.5 | 10.6 | 23.1 | 9.6 | FALSE | FALSE | TRUE | 36000 | 26400 | 2.3 | 29600 | 2.09
210857386 |  | Live | Midea Electric Trading | ACIQ | Multizone All Non-Ducted | 210857386 |  | HMSR-A-CB-O | ES-27Z-M3B | Non-Ducted Indoor Units |  | 12.5 | 23.8 | 10.5 | 12.7 | 24.6 | 9.5 | TRUE | FALSE | TRUE | 28000 | 21000 | 2.5 | 22600 | 2.25
210857389 |  | Live | Midea Electric Trading | ACIQ | Multizone All Non-Ducted | 210857389 |  | HMSR-A-CB-O | ES-36Z-M4B | Non-Ducted Indoor Units |  | 11.5 | 23 | 11.3 | 11.7 | 23.9 | 9.5 | TRUE | FALSE | TRUE | 36000 | 26800 | 2.3 | 29600 | 2.09
208119672 |  | Live | Midea Electric Trading | AIRLUX | Multizone All Non-Ducted | 208119672 |  | HMSR-A-CB-O | AM2M18O/2022 | Non-Ducted Indoor Units |  | 12.5 | 21.5 | 10.6 | 12.5 | 21 | 10.2 | FALSE | FALSE | TRUE | 18000 | 14400 | 2.5 | 16000 | 2.23
208119675 |  | Live | Midea Electric Trading | AIRLUX | Multizone All Non-Ducted | 208119675 |  | HMSR-A-CB-O | AM3M27O/2022 | Non-Ducted Indoor Units |  | 12 | 22.5 | 10.2 | 12.2 | 23.5 | 9.2 | FALSE | FALSE | FALSE | 27000 | 20000 | 2.35 | 22600 | 2.25
208119678 |  | Live | Midea Electric Trading | AIRLUX | Multizone All Non-Ducted | 208119678 |  | HMSR-A-CB-O | AM4M36O/2022 | Non-Ducted Indoor Units |  | 10.5 | 21.8 | 11.5 | 10.6 | 23.1 | 9.6 | FALSE | FALSE | TRUE | 36000 | 26400 | 2.3 | 29600 | 2.09
208121868 |  | Live | Midea Electric Trading | ECO-AIR | Multizone All Non-Ducted | 208121868 |  | HMSR-A-CB-O | M2OA-18HFN1-M | Non-Ducted Indoor Units |  | 13.3 | 22.5 | 10.6 | 13.9 | 22.9 | 10.5 | TRUE | FALSE | TRUE | 18000 | 14300 | 2.49 | 16000 | 2.23
208121874 |  | Live | Midea Electric Trading | ECO-AIR | Multizone All Non-Ducted | 208121874 |  | HMSR-A-CB-O | M4OG-36HFN1-M | Non-Ducted Indoor Units |  | 11.5 | 23 | 11.3 | 11.7 | 23.9 | 9.5 | TRUE | FALSE | TRUE | 36000 | 26800 | 2.3 | 29600 | 2.09
208121871 |  | Live | Midea Electric Trading | ECO-AIR | Multizone All Non-Ducted | 208121871 |  | HMSR-A-CB-O | M3OJ-27HFN1-M | Non-Ducted Indoor Units |  | 12.5 | 23.8 | 10.5 | 12.7 | 24.6 | 9.5 | TRUE | FALSE | TRUE | 28000 | 21000 | 2.5 | 22600 | 2.25
208121877 |  | Live | Midea Electric Trading | ECO-AIR | Multizone All Non-Ducted | 208121877 |  | HMSR-A-CB-O | M5OG-48HFN1-M | Non-Ducted Indoor Units |  | 12.5 | 22.4 | 11 | 12.5 | 23.4 | 8.7 | TRUE | FALSE | FALSE | 48000 | 34000 | 2.4 | 37000 | 2.17
208121905 |  | Live | Midea Electric Trading | ALSETRIA | Multizone All Non-Ducted | 208121905 |  | HMSR-A-CB-O | M2OA-18HFN1-M | Non-Ducted Indoor Units |  | 13.3 | 22.5 | 10.6 | 13.9 | 22.9 | 10.5 | TRUE | FALSE | TRUE | 18000 | 14300 | 2.49 | 16000 | 2.23
208121908 |  | Live | Midea Electric Trading | ALSETRIA | Multizone All Non-Ducted | 208121908 |  | HMSR-A-CB-O | M3OJ-27HFN1-M | Non-Ducted Indoor Units |  | 12.5 | 23.8 | 10.5 | 12.7 | 24.6 | 9.5 | TRUE | FALSE | TRUE | 28000 | 21000 | 2.5 | 22600 | 2.25
208121911 |  | Live | Midea Electric Trading | ALSETRIA | Multizone All Non-Ducted | 208121911 |  | HMSR-A-CB-O | M4OG-36HFN1-M | Non-Ducted Indoor Units |  | 11.5 | 23 | 11.3 | 11.7 | 23.9 | 9.5 | TRUE | FALSE | TRUE | 36000 | 26800 | 2.3 | 29600 | 2.09
210857407 |  | Live | Midea Electric Trading | DIYCOOL | Multizone All Non-Ducted | 210857407 |  | HMSR-A-CB-O | ES-36Z-M4B | Non-Ducted Indoor Units |  | 11.5 | 23 | 11.3 | 11.7 | 23.9 | 9.5 | TRUE | FALSE | TRUE | 36000 | 26800 | 2.3 | 29600 | 2.09
210857410 |  | Live | Midea Electric Trading | DIYCOOL | Multizone All Non-Ducted | 210857410 |  | HMSR-A-CB-O | ES-48Z-M5B | Non-Ducted Indoor Units |  | 12.5 | 22.4 | 11 | 12.5 | 23.4 | 8.7 | TRUE | FALSE | FALSE | 48000 | 34000 | 2.4 | 37000 | 2.17
210857413 |  | Live | Midea Electric Trading | DIYCOOL | Multizone All Non-Ducted | 210857413 |  | HMSR-A-CB-O | ES-55Z-M5B | Non-Ducted Indoor Units |  | 10.5 | 20.5 | 10.8 | 10.5 | 21.3 | 9.1 | FALSE | FALSE | FALSE | 55000 | 34400 | 2.5 | 37000 | 2.17
207862051 |  | Live | Midea Electric Trading | MIRAGE | Multizone All Non-Ducted | 207862051 |  | HMSR-A-CB-O | OVMH181B | Non-Ducted Indoor Units |  | 12.5 | 21.5 | 10.6 | 12.5 | 21 | 10.2 | FALSE | FALSE | TRUE | 18000 | 14400 | 2.5 | 16000 | 2.23
207862054 |  | Live | Midea Electric Trading | MIRAGE | Multizone All Non-Ducted | 207862054 |  | HMSR-A-CB-O | OVMH271B | Non-Ducted Indoor Units |  | 12 | 22.5 | 10.2 | 12.2 | 23.5 | 9.2 | FALSE | FALSE | FALSE | 27000 | 20000 | 2.35 | 22600 | 2.25
207862057 |  | Live | Midea Electric Trading | MIRAGE | Multizone All Non-Ducted | 207862057 |  | HMSR-A-CB-O | OVMH361B | Non-Ducted Indoor Units |  | 10.5 | 21.8 | 11.5 | 10.6 | 23.1 | 9.6 | FALSE | FALSE | TRUE | 36000 | 26400 | 2.3 | 29600 | 2.09
207862060 |  | Live | Midea Electric Trading | MIRAGE | Multizone All Non-Ducted | 207862060 |  | HMSR-A-CB-O | OVMH481B | Non-Ducted Indoor Units |  | 11 | 21 | 10.5 | 11 | 21.1 | 9.5 | FALSE | FALSE | TRUE | 48000 | 36000 | 2.5 | 37000 | 2.17
207862086 |  | Live | Midea Electric Trading | BREEZE33 | Multizone All Non-Ducted | 207862086 |  | HMSR-A-CB-O | BZ33-HP182Z2-G2-P | Non-Ducted Indoor Units |  | 13.3 | 22.5 | 10.6 | 13.9 | 22.9 | 10.5 | TRUE | FALSE | TRUE | 18000 | 14300 | 2.49 | 16000 | 2.23
207862089 |  | Live | Midea Electric Trading | BREEZE33 | Multizone All Non-Ducted | 207862089 |  | HMSR-A-CB-O | BZ33-HP273Z2-G2-P | Non-Ducted Indoor Units |  | 12.5 | 23.8 | 10.5 | 12.7 | 24.6 | 9.5 | TRUE | FALSE | TRUE | 28000 | 21000 | 2.5 | 22600 | 2.25
207862095 |  | Live | Midea Electric Trading | BREEZE33 | Multizone All Non-Ducted | 207862095 |  | HMSR-A-CB-O | BZ33-HP485Z2-G2-P | Non-Ducted Indoor Units |  | 12.5 | 22.4 | 11 | 12.5 | 23.4 | 8.7 | TRUE | FALSE | FALSE | 48000 | 34000 | 2.4 | 37000 | 2.17
207862092 |  | Live | Midea Electric Trading | BREEZE33 | Multizone All Non-Ducted | 207862092 |  | HMSR-A-CB-O | BZ33-HP364Z2-G2-P | Non-Ducted Indoor Units |  | 11.5 | 23 | 11.3 | 11.7 | 23.9 | 9.5 | TRUE | FALSE | TRUE | 36000 | 26800 | 2.3 | 29600 | 2.09
211213867 |  | Live | Carrier | PAYNE HEATING AND COOLING | Singlezone Ducted, Centrally Ducted | 211213867 |  | HRCU-A-CB | 38MURAQ30AB3* | Ducted Indoor Units | FJ4DN*B30L* |  |  |  | 9 | 14.5 | 9 | FALSE | FALSE | FALSE | 30600 | 23400 | 2.46 | 23760 | 2.58
211201016 |  | Live | Carrier | BRYANT HEATING AND COOLING SYSTEMS | Singlezone Ducted, Centrally Ducted | 211201016 |  | HRCU-A-CB | 38MURAQ30AB3* | Ducted Indoor Units | FV4CNF002L |  |  |  | 9 | 14.5 | 8.1 | FALSE | FALSE | FALSE | 30000 | 23600 | 2.46 | 23960 | 2.58
211201015 |  | Live | Carrier | BRYANT HEATING AND COOLING SYSTEMS | Singlezone Ducted, Centrally Ducted | 211201015 |  | HRCU-A-CB | 38MURAQ30AB3* | Ducted Indoor Units | FV4CN(B,F)003L |  |  |  | 9 | 15.2 | 8.1 | FALSE | FALSE | FALSE | 30400 | 23400 | 2.44 | 23760 | 2.56
211201013 |  | Live | Carrier | BRYANT HEATING AND COOLING SYSTEMS | Singlezone Ducted, Centrally Ducted | 211201013 |  | HRCU-A-CB | 38MURAQ30AB3* | Ducted Indoor Units | FMA4X36**AL* |  |  |  | 9 | 15.5 | 8.5 | FALSE | FALSE | FALSE | 31200 | 23800 | 2.58 | 24160 | 2.71
211201012 |  | Live | Carrier | BRYANT HEATING AND COOLING SYSTEMS | Singlezone Ducted, Centrally Ducted | 211201012 |  | HRCU-A-CB | 38MURAQ30AB3* | Ducted Indoor Units | FMA4X30**AL* |  |  |  | 9 | 15.5 | 8.5 | FALSE | FALSE | FALSE | 31200 | 23800 | 2.58 | 24160 | 2.71
211201010 |  | Live | Carrier | BRYANT HEATING AND COOLING SYSTEMS | Singlezone Ducted, Centrally Ducted | 211201010 |  | HRCU-A-CB | 38MURAQ30AB3* | Ducted Indoor Units | FM(C,U)4Z36**AL* |  |  |  | 9 | 15.5 | 8.5 | FALSE | FALSE | FALSE | 30400 | 23600 | 2.52 | 23960 | 2.65
211201009 |  | Live | Carrier | BRYANT HEATING AND COOLING SYSTEMS | Singlezone Ducted, Centrally Ducted | 211201009 |  | HRCU-A-CB | 38MURAQ30AB3* | Ducted Indoor Units | FM(C,U)4Z30**AL* |  |  |  | 9 | 15.5 | 8.5 | FALSE | FALSE | FALSE | 30400 | 23600 | 2.52 | 23960 | 2.65
211194296 |  | Live | Carrier | CARRIER | Singlezone Ducted, Centrally Ducted | 211194296 |  | HRCU-A-CB | 38MURAQ30AB3* | Ducted Indoor Units | FV4CNF002L |  |  |  | 9 | 14.5 | 8.1 | FALSE | FALSE | FALSE | 30000 | 23600 | 2.46 | 23960 | 2.58
211194295 |  | Live | Carrier | CARRIER | Singlezone Ducted, Centrally Ducted | 211194295 |  | HRCU-A-CB | 38MURAQ30AB3* | Ducted Indoor Units | FV4CN(B,F)003L |  |  |  | 9 | 15.2 | 8.1 | FALSE | FALSE | FALSE | 30400 | 23400 | 2.44 | 23760 | 2.56
211194294 |  | Live | Carrier | CARRIER | Singlezone Ducted, Centrally Ducted | 211194294 |  | HRCU-A-CB | 38MURAQ30AB3* | Ducted Indoor Units | FMA4X36**AL* |  |  |  | 9 | 15.5 | 8.5 | FALSE | FALSE | FALSE | 31200 | 23800 | 2.58 | 24160 | 2.71
211194293 |  | Live | Carrier | CARRIER | Singlezone Ducted, Centrally Ducted | 211194293 |  | HRCU-A-CB | 38MURAQ30AB3* | Ducted Indoor Units | FMA4X30**AL* |  |  |  | 9 | 15.5 | 8.5 | FALSE | FALSE | FALSE | 31200 | 23800 | 2.58 | 24160 | 2.71
211194292 |  | Live | Carrier | CARRIER | Singlezone Ducted, Centrally Ducted | 211194292 |  | HRCU-A-CB | 38MURAQ30AB3* | Ducted Indoor Units | FM(C,U)4Z36**AL* |  |  |  | 9 | 15.5 | 8.5 | FALSE | FALSE | FALSE | 30400 | 23600 | 2.52 | 23960 | 2.65
211194291 |  | Live | Carrier | CARRIER | Singlezone Ducted, Centrally Ducted | 211194291 |  | HRCU-A-CB | 38MURAQ30AB3* | Ducted Indoor Units | FM(C,U)4Z30**AL* |  |  |  | 9 | 15.5 | 8.5 | FALSE | FALSE | FALSE | 30400 | 23600 | 2.52 | 23960 | 2.65
211184349 |  | Live | Carrier | BRYANT HEATING AND COOLING SYSTEMS | Singlezone Ducted, Centrally Ducted | 211184349 |  | HRCU-A-CB | 38MURAQ30AB3* | Ducted Indoor Units | FJ4DN*B30L* |  |  |  | 9 | 14.5 | 9 | FALSE | FALSE | FALSE | 30600 | 23400 | 2.46 | 23760 | 2.58
211184348 |  | Live | Carrier | CARRIER | Singlezone Ducted, Centrally Ducted | 211184348 |  | HRCU-A-CB | 38MURAQ30AB3* | Ducted Indoor Units | FJ4DN*B30L* |  |  |  | 9 | 14.5 | 9 | FALSE | FALSE | FALSE | 30600 | 23400 | 2.46 | 23760 | 2.58
212521246 |  | Live | Bathica | WABBAN | Singlezone Ducted, Centrally Ducted | 212521246 |  | HRCU-A-C | BB60-48WADU | Mini-Splits | TCAT60H/NaA |  |  |  | 9.5 | 15.2 | 8.5 | FALSE | FALSE | FALSE | 50500 | 35200 | 2.1 | 36900 | 2.08
212521245 |  | Live | Bathica | WABBAN | Singlezone Ducted, Centrally Ducted | 212521245 |  | HRCU-A-C | BB60-48WADU | Mini-Splits | TCAT48H/NaA |  |  |  | 10 | 15.2 | 8.5 | FALSE | FALSE | TRUE | 47000 | 31200 | 2.1 | 32700 | 2.08
212521244 |  | Live | Bathica | WABBAN | Singlezone Ducted, Centrally Ducted | 212521244 |  | HRCU-A-C | BB36-24WADU | Mini-Splits | TCAT36F/NaA |  |  |  | 9.5 | 15.2 | 8.5 | FALSE | FALSE | FALSE | 32000 | 22000 | 2 | 23100 | 1.99
212521243 |  | Live | Bathica | WABBAN | Singlezone Ducted, Centrally Ducted | 212521243 |  | HRCU-A-C | BB36-24WADU | Mini-Splits | TCAT24F/NaA |  |  |  | 11 | 15.2 | 8.5 | FALSE | FALSE | TRUE | 23000 | 15000 | 2.1 | 17600 | 2.08
212390908 |  | Live | Carrier | GRANDAIRE | Singlezone Ducted, Centrally Ducted | 212390908 |  | HRCU-A-CB | WDLCURAH36ABK | Ducted Indoor Units | WBHL364*B* |  |  |  | 9.5 | 15 | 8 | FALSE | FALSE | FALSE | 36200 | 29400 | 2.34 | 29730 | 2.45
212390907 |  | Live | Carrier | TEMPSTAR | Singlezone Ducted, Centrally Ducted | 212390907 |  | HRCU-A-CB | DLCURAH36ABK | Ducted Indoor Units | FJMA4*36L*B* |  |  |  | 9.5 | 15 | 8 | FALSE | FALSE | FALSE | 36200 | 29400 | 2.34 | 29730 | 2.45
212390906 |  | Live | Carrier | SMART COMFORT | Singlezone Ducted, Centrally Ducted | 212390906 |  | HRCU-A-CB | DLCURAH36ABK | Ducted Indoor Units | FJMA4*36L*B* |  |  |  | 9.5 | 15 | 8 | FALSE | FALSE | FALSE | 36200 | 29400 | 2.34 | 29730 | 2.45
212390905 |  | Live | Carrier | KEEPRITE | Singlezone Ducted, Centrally Ducted | 212390905 |  | HRCU-A-CB | DLCURAH36ABK | Ducted Indoor Units | FJMA4*36L*B* |  |  |  | 9.5 | 15 | 8 | FALSE | FALSE | FALSE | 36200 | 29400 | 2.34 | 29730 | 2.45
212390904 |  | Live | Carrier | HEIL | Singlezone Ducted, Centrally Ducted | 212390904 |  | HRCU-A-CB | DLCURAH36ABK | Ducted Indoor Units | FJMA4*36L*B* |  |  |  | 9.5 | 15 | 8 | FALSE | FALSE | FALSE | 36200 | 29400 | 2.34 | 29730 | 2.45
212390903 |  | Live | Carrier | DAY & NIGHT | Singlezone Ducted, Centrally Ducted | 212390903 |  | HRCU-A-CB | DLCURAH36ABK | Ducted Indoor Units | FJMA4*36L*B* |  |  |  | 9.5 | 15 | 8 | FALSE | FALSE | FALSE | 36200 | 29400 | 2.34 | 29730 | 2.45
212390902 |  | Live | Carrier | COMFORTMAKER | Singlezone Ducted, Centrally Ducted | 212390902 |  | HRCU-A-CB | DLCURAH36ABK | Ducted Indoor Units | FJMA4*36L*B* |  |  |  | 9.5 | 15 | 8 | FALSE | FALSE | FALSE | 36200 | 29400 | 2.34 | 29730 | 2.45
212390901 |  | Live | Carrier | ARCOAIRE | Singlezone Ducted, Centrally Ducted | 212390901 |  | HRCU-A-CB | DLCURAH36ABK | Ducted Indoor Units | FJMA4*36L*B* |  |  |  | 9.5 | 15 | 8 | FALSE | FALSE | FALSE | 36200 | 29400 | 2.34 | 29730 | 2.45
212390900 |  | Live | Carrier | AIRQUEST | Singlezone Ducted, Centrally Ducted | 212390900 |  | HRCU-A-CB | DLCURAH36ABK | Ducted Indoor Units | FJMA4*36L*B* |  |  |  | 9.5 | 15 | 8 | FALSE | FALSE | FALSE | 36200 | 29400 | 2.34 | 29730 | 2.45
212384860 |  | Live | Carrier | TEMPSTAR | Singlezone Ducted, Centrally Ducted | 212384860 |  | HRCU-A-CB | DLCURAH36ABK | Ducted Indoor Units | FVM4X36***L |  |  |  | 10 | 16.5 | 8 | FALSE | FALSE | FALSE | 35200 | 29400 | 2.24 | 29730 | 2.34
212384859 |  | Live | Carrier | SMART COMFORT | Singlezone Ducted, Centrally Ducted | 212384859 |  | HRCU-A-CB | DLCURAH36ABK | Ducted Indoor Units | FVM4X36***L |  |  |  | 10 | 16.5 | 8 | FALSE | FALSE | FALSE | 35200 | 29400 | 2.24 | 29730 | 2.34
212384858 |  | Live | Carrier | KEEPRITE | Singlezone Ducted, Centrally Ducted | 212384858 |  | HRCU-A-CB | DLCURAH36ABK | Ducted Indoor Units | FVM4X36***L |  |  |  | 10 | 16.5 | 8 | FALSE | FALSE | FALSE | 35200 | 29400 | 2.24 | 29730 | 2.34
212384857 |  | Live | Carrier | HEIL | Singlezone Ducted, Centrally Ducted | 212384857 |  | HRCU-A-CB | DLCURAH36ABK | Ducted Indoor Units | FVM4X36***L |  |  |  | 10 | 16.5 | 8 | FALSE | FALSE | FALSE | 35200 | 29400 | 2.24 | 29730 | 2.34
212384856 |  | Live | Carrier | DAY & NIGHT | Singlezone Ducted, Centrally Ducted | 212384856 |  | HRCU-A-CB | DLCURAH36ABK | Ducted Indoor Units | FVM4X36***L |  |  |  | 10 | 16.5 | 8 | FALSE | FALSE | FALSE | 35200 | 29400 | 2.24 | 29730 | 2.34
212384855 |  | Live | Carrier | COMFORTMAKER | Singlezone Ducted, Centrally Ducted | 212384855 |  | HRCU-A-CB | DLCURAH36ABK | Ducted Indoor Units | FVM4X36***L |  |  |  | 10 | 16.5 | 8 | FALSE | FALSE | FALSE | 35200 | 29400 | 2.24 | 29730 | 2.34
212384854 |  | Live | Carrier | ARCOAIRE | Singlezone Ducted, Centrally Ducted | 212384854 |  | HRCU-A-CB | DLCURAH36ABK | Ducted Indoor Units | FVM4X36***L |  |  |  | 10 | 16.5 | 8 | FALSE | FALSE | FALSE | 35200 | 29400 | 2.24 | 29730 | 2.34
212384853 |  | Live | Carrier | AIRQUEST | Singlezone Ducted, Centrally Ducted | 212384853 |  | HRCU-A-CB | DLCURAH36ABK | Ducted Indoor Units | FVM4X36***L |  |  |  | 10 | 16.5 | 8 | FALSE | FALSE | FALSE | 35200 | 29400 | 2.24 | 29730 | 2.34
212384852 |  | Live | Carrier | PAYNE HEATING AND COOLING | Singlezone Ducted, Centrally Ducted | 212384852 |  | HRCU-A-CB | 38MURAQ36AB3* | Ducted Indoor Units | FV4CN(B,F)003L |  |  |  | 10 | 16.5 | 8 | FALSE | FALSE | FALSE | 35200 | 29400 | 2.24 | 29730 | 2.34
212384851 |  | Live | Carrier | BRYANT HEATING AND COOLING SYSTEMS | Singlezone Ducted, Centrally Ducted | 212384851 |  | HRCU-A-CB | 38MURAQ36AB3* | Ducted Indoor Units | FV4CN(B,F)003L |  |  |  | 10 | 16.5 | 8 | FALSE | FALSE | FALSE | 35200 | 29400 | 2.24 | 29730 | 2.34
212384850 |  | Live | Carrier | CARRIER | Singlezone Ducted, Centrally Ducted | 212384850 |  | HRCU-A-CB | 38MURAQ36AB3* | Ducted Indoor Units | FV4CN(B,F)003L |  |  |  | 10 | 16.5 | 8 | FALSE | FALSE | FALSE | 35200 | 29400 | 2.24 | 29730 | 2.34
212384849 |  | Live | Carrier | GRANDAIRE | Singlezone Ducted, Centrally Ducted | 212384849 |  | HRCU-A-CB | WDLCURAH36ABK | Ducted Indoor Units | FM(C,U)4X36**AL* |  |  |  | 9.5 | 15 | 8 | FALSE | FALSE | FALSE | 34600 | 29800 | 2.24 | 30130 | 2.34
211765319 |  | Live | Bathica | WABBAN | Singlezone Ducted, Centrally Ducted | 211765319 |  | HRCU-A-CB | BBD60W2DDU | Mini-Splits | BBD60AH2DDU |  |  |  | 10 | 15.2 | 7.8 | FALSE | FALSE | FALSE | 54000 | 30000 | 2.2 | 30000 | 2.2
212384848 |  | Live | Carrier | TEMPSTAR | Singlezone Ducted, Centrally Ducted | 212384848 |  | HRCU-A-CB | DLCURAH36ABK | Ducted Indoor Units | FM(C,U)4X36**AL* |  |  |  | 9.5 | 15 | 8 | FALSE | FALSE | FALSE | 34600 | 29800 | 2.24 | 30130 | 2.34
212384847 |  | Live | Carrier | SMART COMFORT | Singlezone Ducted, Centrally Ducted | 212384847 |  | HRCU-A-CB | DLCURAH36ABK | Ducted Indoor Units | FM(C,U)4X36**AL* |  |  |  | 9.5 | 15 | 8 | FALSE | FALSE | FALSE | 34600 | 29800 | 2.24 | 30130 | 2.34
212384846 |  | Live | Carrier | KEEPRITE | Singlezone Ducted, Centrally Ducted | 212384846 |  | HRCU-A-CB | DLCURAH36ABK | Ducted Indoor Units | FM(C,U)4X36**AL* |  |  |  | 9.5 | 15 | 8 | FALSE | FALSE | FALSE | 34600 | 29800 | 2.24 | 30130 | 2.34
212384845 |  | Live | Carrier | HEIL | Singlezone Ducted, Centrally Ducted | 212384845 |  | HRCU-A-CB | DLCURAH36ABK | Ducted Indoor Units | FM(C,U)4X36**AL* |  |  |  | 9.5 | 15 | 8 | FALSE | FALSE | FALSE | 34600 | 29800 | 2.24 | 30130 | 2.34
212384844 |  | Live | Carrier | DAY & NIGHT | Singlezone Ducted, Centrally Ducted | 212384844 |  | HRCU-A-CB | DLCURAH36ABK | Ducted Indoor Units | FM(C,U)4X36**AL* |  |  |  | 9.5 | 15 | 8 | FALSE | FALSE | FALSE | 34600 | 29800 | 2.24 | 30130 | 2.34
212384843 |  | Live | Carrier | COMFORTMAKER | Singlezone Ducted, Centrally Ducted | 212384843 |  | HRCU-A-CB | DLCURAH36ABK | Ducted Indoor Units | FM(C,U)4X36**AL* |  |  |  | 9.5 | 15 | 8 | FALSE | FALSE | FALSE | 34600 | 29800 | 2.24 | 30130 | 2.34
212384842 |  | Live | Carrier | ARCOAIRE | Singlezone Ducted, Centrally Ducted | 212384842 |  | HRCU-A-CB | DLCURAH36ABK | Ducted Indoor Units | FM(C,U)4X36**AL* |  |  |  | 9.5 | 15 | 8 | FALSE | FALSE | FALSE | 34600 | 29800 | 2.24 | 30130 | 2.34
211765318 |  | Live | Bathica | WABBAN | Singlezone Ducted, Centrally Ducted | 211765318 |  | HRCU-A-CB | BBD48W2DDU | Mini-Splits | BBD48AH2DDU |  |  |  | 8.6 | 15 | 7.7 | FALSE | FALSE | FALSE | 46000 | 26000 | 2.1 | 26000 | 2.1
212384841 |  | Live | Carrier | AIRQUEST | Singlezone Ducted, Centrally Ducted | 212384841 |  | HRCU-A-CB | DLCURAH36ABK | Ducted Indoor Units | FM(C,U)4X36**AL* |  |  |  | 9.5 | 15 | 8 | FALSE | FALSE | FALSE | 34600 | 29800 | 2.24 | 30130 | 2.34
212384840 |  | Live | Carrier | PAYNE HEATING AND COOLING | Singlezone Ducted, Centrally Ducted | 212384840 |  | HRCU-A-CB | 38MURAQ36AB3* | Ducted Indoor Units | FM(C,U)4X36**AL* |  |  |  | 9.5 | 15 | 8 | FALSE | FALSE | FALSE | 34600 | 29800 | 2.24 | 30130 | 2.34
211765317 |  | Live | Bathica | WABBAN | Singlezone Ducted, Centrally Ducted | 211765317 |  | HRCU-A-CB | BBD42W2DDU | Mini-Splits | BBD42AH2DDU |  |  |  | 9 | 15.5 | 7.8 | FALSE | FALSE | FALSE | 40000 | 25000 | 2.3 | 25000 | 2.3
211765316 |  | Live | Bathica | WABBAN | Singlezone Ducted, Centrally Ducted | 211765316 |  | HRCU-A-CB | BBD36W2DDU | Mini-Splits | BBD36AH2DDU |  |  |  | 10 | 15.5 | 7.7 | FALSE | FALSE | FALSE | 34000 | 19000 | 2.1 | 19000 | 2.1
212384839 |  | Live | Carrier | BRYANT HEATING AND COOLING SYSTEMS | Singlezone Ducted, Centrally Ducted | 212384839 |  | HRCU-A-CB | 38MURAQ36AB3* | Ducted Indoor Units | FM(C,U)4X36**AL* |  |  |  | 9.5 | 15 | 8 | FALSE | FALSE | FALSE | 34600 | 29800 | 2.24 | 30130 | 2.34
212384838 |  | Live | Carrier | CARRIER | Singlezone Ducted, Centrally Ducted | 212384838 |  | HRCU-A-CB | 38MURAQ36AB3* | Ducted Indoor Units | FM(C,U)4X36**AL* |  |  |  | 9.5 | 15 | 8 | FALSE | FALSE | FALSE | 34600 | 29800 | 2.24 | 30130 | 2.34
212384837 |  | Live | Carrier | GRANDAIRE | Singlezone Ducted, Centrally Ducted | 212384837 |  | HRCU-A-CB | WDLCURAH36ABK | Ducted Indoor Units | WBHL424*C* |  |  |  | 10 | 16 | 8.1 | FALSE | FALSE | TRUE | 37000 | 29200 | 2.4 | 29530 | 2.51
212384836 |  | Live | Carrier | TEMPSTAR | Singlezone Ducted, Centrally Ducted | 212384836 |  | HRCU-A-CB | DLCURAH36ABK | Ducted Indoor Units | FJMA4*42L*C* |  |  |  | 10 | 16 | 8.1 | FALSE | FALSE | TRUE | 37000 | 29200 | 2.4 | 29530 | 2.51
212384835 |  | Live | Carrier | SMART COMFORT | Singlezone Ducted, Centrally Ducted | 212384835 |  | HRCU-A-CB | DLCURAH36ABK | Ducted Indoor Units | FJMA4*42L*C* |  |  |  | 10 | 16 | 8.1 | FALSE | FALSE | TRUE | 37000 | 29200 | 2.4 | 29530 | 2.51
212384834 |  | Live | Carrier | KEEPRITE | Singlezone Ducted, Centrally Ducted | 212384834 |  | HRCU-A-CB | DLCURAH36ABK | Ducted Indoor Units | FJMA4*42L*C* |  |  |  | 10 | 16 | 8.1 | FALSE | FALSE | TRUE | 37000 | 29200 | 2.4 | 29530 | 2.51
212384833 |  | Live | Carrier | HEIL | Singlezone Ducted, Centrally Ducted | 212384833 |  | HRCU-A-CB | DLCURAH36ABK | Ducted Indoor Units | FJMA4*42L*C* |  |  |  | 10 | 16 | 8.1 | FALSE | FALSE | TRUE | 37000 | 29200 | 2.4 | 29530 | 2.51
212384832 |  | Live | Carrier | DAY & NIGHT | Singlezone Ducted, Centrally Ducted | 212384832 |  | HRCU-A-CB | DLCURAH36ABK | Ducted Indoor Units | FJMA4*42L*C* |  |  |  | 10 | 16 | 8.1 | FALSE | FALSE | TRUE | 37000 | 29200 | 2.4 | 29530 | 2.51
211765315 |  | Live | Bathica | WABBAN | Singlezone Ducted, Centrally Ducted | 211765315 |  | HRCU-A-CB | BBD30W2DDU | Mini-Splits | BBD30AH2DDU |  |  |  | 10 | 15.2 | 7.8 | FALSE | FALSE | FALSE | 28600 | 18600 | 2 | 18600 | 2
212384831 |  | Live | Carrier | COMFORTMAKER | Singlezone Ducted, Centrally Ducted | 212384831 |  | HRCU-A-CB | DLCURAH36ABK | Ducted Indoor Units | FJMA4*42L*C* |  |  |  | 10 | 16 | 8.1 | FALSE | FALSE | TRUE | 37000 | 29200 | 2.4 | 29530 | 2.51
212384830 |  | Live | Carrier | ARCOAIRE | Singlezone Ducted, Centrally Ducted | 212384830 |  | HRCU-A-CB | DLCURAH36ABK | Ducted Indoor Units | FJMA4*42L*C* |  |  |  | 10 | 16 | 8.1 | FALSE | FALSE | TRUE | 37000 | 29200 | 2.4 | 29530 | 2.51
211765314 |  | Live | Bathica | WABBAN | Singlezone Ducted, Centrally Ducted | 211765314 |  | HRCU-A-CB | BBD24W2DDU | Mini-Splits | BBD24AH2DDU |  |  |  | 10.5 | 15.5 | 7.8 | FALSE | FALSE | FALSE | 23000 | 14600 | 2.3 | 14600 | 2.3
212384829 |  | Live | Carrier | AIRQUEST | Singlezone Ducted, Centrally Ducted | 212384829 |  | HRCU-A-CB | DLCURAH36ABK | Ducted Indoor Units | FJMA4*42L*C* |  |  |  | 10 | 16 | 8.1 | FALSE | FALSE | TRUE | 37000 | 29200 | 2.4 | 29530 | 2.51
212384828 |  | Live | Carrier | PAYNE HEATING AND COOLING | Singlezone Ducted, Centrally Ducted | 212384828 |  | HRCU-A-CB | 38MURAQ36AB3* | Ducted Indoor Units | PF4MN*C42L* |  |  |  | 10 | 16 | 8.1 | FALSE | FALSE | TRUE | 37000 | 29200 | 2.4 | 29530 | 2.51
212384827 |  | Live | Carrier | PAYNE HEATING AND COOLING | Singlezone Ducted, Centrally Ducted | 212384827 |  | HRCU-A-CB | 38MURAQ36AB3* | Ducted Indoor Units | FJ4DN*C42L* |  |  |  | 10 | 16 | 8.1 | FALSE | FALSE | TRUE | 37000 | 29200 | 2.4 | 29530 | 2.51
212384826 |  | Live | Carrier | BRYANT HEATING AND COOLING SYSTEMS | Singlezone Ducted, Centrally Ducted | 212384826 |  | HRCU-A-CB | 38MURAQ36AB3* | Ducted Indoor Units | PF4MN*C42L* |  |  |  | 10 | 16 | 8.1 | FALSE | FALSE | TRUE | 37000 | 29200 | 2.4 | 29530 | 2.51
212384825 |  | Live | Carrier | BRYANT HEATING AND COOLING SYSTEMS | Singlezone Ducted, Centrally Ducted | 212384825 |  | HRCU-A-CB | 38MURAQ36AB3* | Ducted Indoor Units | FJ4DN*C42L* |  |  |  | 10 | 16 | 8.1 | FALSE | FALSE | TRUE | 37000 | 29200 | 2.4 | 29530 | 2.51
212384824 |  | Live | Carrier | CARRIER | Singlezone Ducted, Centrally Ducted | 212384824 |  | HRCU-A-CB | 38MURAQ36AB3* | Ducted Indoor Units | PF4MN*C42L* |  |  |  | 10 | 16 | 8.1 | FALSE | FALSE | TRUE | 37000 | 29200 | 2.4 | 29530 | 2.51
212384823 |  | Live | Carrier | CARRIER | Singlezone Ducted, Centrally Ducted | 212384823 |  | HRCU-A-CB | 38MURAQ36AB3* | Ducted Indoor Units | FJ4DN*C42L* |  |  |  | 10 | 16 | 8.1 | FALSE | FALSE | TRUE | 37000 | 29200 | 2.4 | 29530 | 2.51
213319281 |  | Live | Bathica | WABBAN | Singlezone Non-Ducted, Wall Placement | 213319281 |  | HRCU-A-CB-O | BB24HXP2A1DO | Mini-Splits | BBM24HBKDI | 11.9 | 19 | 10 | 11.9 | 21 | 9.5 | FALSE | FALSE | TRUE | 22000 | 15000 | 2.75 | 19000 | 2.13
213319280 |  | Live | Bathica | WABBAN | Singlezone Ducted, Compact Ducted | 213319280 |  | HRCU-A-CB | BB24HXP2A1DO | Mini-Splits | BBM24HSFDI | 12.7 | 20 | 10 | 12.7 | 20 | 9 | FALSE | FALSE | TRUE | 22000 | 14900 | 2.73 | 19200 | 2.19
213319282 |  | Live | Bathica | WABBAN | Singlezone Non-Ducted, Wall Placement | 213319282 |  | HRCU-A-CB-O | BB24HXP2A1DO | Mini-Splits | BBM24HBTDI | 12 | 20 | 10 | 12 | 20 | 9 | FALSE | FALSE | FALSE | 22000 | 15000 | 2.54 | 19400 | 2.14
213319274 |  | Live | Bathica | WABBAN | Singlezone Ducted, Compact Ducted | 213319274 |  | HRCU-A-CB | BB12HXP2A1DO | Mini-Splits | BBM12HSFDI | 12.5 | 20 | 10.5 | 11.8 | 20 | 8.5 | FALSE | FALSE | TRUE | 12000 | 6900 | 2.5 | 10900 | 2.25
213319275 |  | Live | Bathica | WABBAN | Singlezone Non-Ducted, Wall Placement | 213319275 |  | HRCU-A-CB-O | BB12HXP2A1DO | Mini-Splits | BBM12HBKDI | 12.5 | 24 | 10.5 | 12.5 | 24 | 8.5 | FALSE | FALSE | FALSE | 12000 | 6900 | 2.5 | 10900 | 2.25
213319276 |  | Live | Bathica | WABBAN | Singlezone Non-Ducted, Ceiling Placement | 213319276 |  | HRCU-A-CB-O | BB12HXP2A1DO | Mini-Splits | BBM12HBTDI | 11.5 | 18.5 | 10.5 | 11.5 | 18.5 | 8.5 | FALSE | FALSE | FALSE | 12000 | 7200 | 2.51 | 10900 | 2.25
213319272 |  | Live | Bathica | WABBAN | Singlezone Ducted, Compact Ducted | 213319272 |  | HRCU-A-CB | BB09HXP2A1DO | Mini-Splits | BBM09HSFDI | 13.45 | 21 | 10.2 | 13.45 | 21 | 9 | FALSE | FALSE | TRUE | 9100 | 6300 | 2.6 | 9900 | 2.27
213319273 |  | Live | Bathica | WABBAN | Singlezone Non-Ducted, Ceiling Placement | 213319273 |  | HRCU-A-CB-O | BB09HXP2A1DO | Mini-Splits | BBM09HBTDI | 13 | 19.2 | 10.5 | 13 | 19 | 9.5 | FALSE | FALSE | TRUE | 9100 | 6100 | 2.71 | 12300 | 2.21
213319277 |  | Live | Bathica | WABBAN | Singlezone Ducted, Compact Ducted | 213319277 |  | HRCU-A-CB-O | BB18HXP2A1DO | Mini-Splits | BBM18HSFDI |  |  |  | 12.5 | 20 | 8 | FALSE | FALSE | TRUE | 18000 | 10500 | 2.5 | 16500 | 2.44
213319278 |  | Live | Bathica | WABBAN | Singlezone Non-Ducted, Wall Placement | 213319278 |  | HRCU-A-CB-O | BB18HXP2A1DO | Mini-Splits | BBM18HBKDI |  |  |  | 10.05 | 19 | 8.5 | FALSE | FALSE | FALSE | 18000 | 11000 | 2.5 | 15800 | 2
211717279 |  | Live | Bathica | WABBAN | Singlezone Non-Ducted, Wall Placement | 211717279 |  | HRCU-A-CB-O | BB36HXQ2B2DO | Mini-Splits | BB36HXQ2B2DI | 10.5 | 20 | 9 | 10.5 | 20 | 8.5 | FALSE | FALSE | FALSE | 33600 | 22000 | 2.6 | 28000 | 2.03
213361582 |  | Live | Carrier | BRYANT HEATING AND COOLING SYSTEMS | Singlezone Ducted, Centrally Ducted | 213361582 |  | HRCU-A-CB | 284ANV024*0**B* |  | FE4BNXB24L*+UI |  |  |  | 13.5 | 20.5 | 10 | TRUE | FALSE | TRUE | 23400 | 25000 | 2.54 | 25000 | 2.54
213361580 |  | Live | Carrier | BRYANT HEATING AND COOLING SYSTEMS | Singlezone Ducted, Centrally Ducted | 213361580 |  | HRCU-A-CB | 284ANV024*0**B* |  | FE4BN(B,X)C36L*+UI |  |  |  | 13.5 | 21 | 10.5 | FALSE | FALSE | TRUE | 23400 | 24800 | 2.52 | 24800 | 2.52
213361593 |  | Live | Carrier | CARRIER | Singlezone Ducted, Centrally Ducted | 213361593 |  | HRCU-A-CB | 25VNA460A*031* |  | FE4BNBD60L*+UI |  |  |  | 13 | 20.5 | 9 | TRUE | FALSE | TRUE | 58000 | 49500 | 2.64 | 49500 | 2.64
213353766 |  | Live | Carrier | TEMPSTAR | Singlezone Ducted, Centrally Ducted | 213353766 |  | HRCU-A-CB | DLCURAH24AAK | Ducted Indoor Units | F5MA4*30L*B* |  |  |  | 9.5 | 16 | 9 | FALSE | FALSE | FALSE | 24800 | 20200 | 2.54 | 20590 | 2.67
213353765 |  | Live | Carrier | SMART COMFORT | Singlezone Ducted, Centrally Ducted | 213353765 |  | HRCU-A-CB | DLCURAH24AAK | Ducted Indoor Units | F5MA4*30L*B* |  |  |  | 9.5 | 16 | 9 | FALSE | FALSE | FALSE | 24800 | 20200 | 2.54 | 20590 | 2.67
213353764 |  | Live | Carrier | KEEPRITE | Singlezone Ducted, Centrally Ducted | 213353764 |  | HRCU-A-CB | DLCURAH24AAK | Ducted Indoor Units | F5MA4*30L*B* |  |  |  | 9.5 | 16 | 9 | FALSE | FALSE | FALSE | 24800 | 20200 | 2.54 | 20590 | 2.67
213353763 |  | Live | Carrier | HEIL | Singlezone Ducted, Centrally Ducted | 213353763 |  | HRCU-A-CB | DLCURAH24AAK | Ducted Indoor Units | F5MA4*30L*B* |  |  |  | 9.5 | 16 | 9 | FALSE | FALSE | FALSE | 24800 | 20200 | 2.54 | 20590 | 2.67
213353762 |  | Live | Carrier | DAY & NIGHT | Singlezone Ducted, Centrally Ducted | 213353762 |  | HRCU-A-CB | DLCURAH24AAK | Ducted Indoor Units | F5MA4*30L*B* |  |  |  | 9.5 | 16 | 9 | FALSE | FALSE | FALSE | 24800 | 20200 | 2.54 | 20590 | 2.67
213353761 |  | Live | Carrier | COMFORTMAKER | Singlezone Ducted, Centrally Ducted | 213353761 |  | HRCU-A-CB | DLCURAH24AAK | Ducted Indoor Units | F5MA4*30L*B* |  |  |  | 9.5 | 16 | 9 | FALSE | FALSE | FALSE | 24800 | 20200 | 2.54 | 20590 | 2.67
213353760 |  | Live | Carrier | ARCOAIRE | Singlezone Ducted, Centrally Ducted | 213353760 |  | HRCU-A-CB | DLCURAH24AAK | Ducted Indoor Units | F5MA4*30L*B* |  |  |  | 9.5 | 16 | 9 | FALSE | FALSE | FALSE | 24800 | 20200 | 2.54 | 20590 | 2.67
213353759 |  | Live | Carrier | AIRQUEST | Singlezone Ducted, Centrally Ducted | 213353759 |  | HRCU-A-CB | DLCURAH24AAK | Ducted Indoor Units | F5MA4*30L*B* |  |  |  | 9.5 | 16 | 9 | FALSE | FALSE | FALSE | 24800 | 20200 | 2.54 | 20590 | 2.67
213353758 |  | Live | Carrier | BRYANT HEATING AND COOLING SYSTEMS | Singlezone Ducted, Centrally Ducted | 213353758 |  | HRCU-A-CB | 38MURAQ24AA3* | Ducted Indoor Units | F54AA*B30L* |  |  |  | 9.5 | 16 | 9 | FALSE | FALSE | FALSE | 24800 | 20200 | 2.54 | 20590 | 2.67
213353757 |  | Live | Carrier | CARRIER | Singlezone Ducted, Centrally Ducted | 213353757 |  | HRCU-A-CB | 38MURAQ24AA3* | Ducted Indoor Units | F54AA*B30L* |  |  |  | 9.5 | 16 | 9 | FALSE | FALSE | FALSE | 24800 | 20200 | 2.54 | 20590 | 2.67
213353756 |  | Live | Carrier | TEMPSTAR | Singlezone Ducted, Centrally Ducted | 213353756 |  | HRCU-A-CB | DLCURAH24AAK | Ducted Indoor Units | F5MA4*24L*B* |  |  |  | 9.5 | 16 | 9 | FALSE | FALSE | FALSE | 24400 | 20400 | 2.52 | 20790 | 2.65
213353755 |  | Live | Carrier | SMART COMFORT | Singlezone Ducted, Centrally Ducted | 213353755 |  | HRCU-A-CB | DLCURAH24AAK | Ducted Indoor Units | F5MA4*24L*B* |  |  |  | 9.5 | 16 | 9 | FALSE | FALSE | FALSE | 24400 | 20400 | 2.52 | 20790 | 2.65
213353754 |  | Live | Carrier | KEEPRITE | Singlezone Ducted, Centrally Ducted | 213353754 |  | HRCU-A-CB | DLCURAH24AAK | Ducted Indoor Units | F5MA4*24L*B* |  |  |  | 9.5 | 16 | 9 | FALSE | FALSE | FALSE | 24400 | 20400 | 2.52 | 20790 | 2.65
213353753 |  | Live | Carrier | HEIL | Singlezone Ducted, Centrally Ducted | 213353753 |  | HRCU-A-CB | DLCURAH24AAK | Ducted Indoor Units | F5MA4*24L*B* |  |  |  | 9.5 | 16 | 9 | FALSE | FALSE | FALSE | 24400 | 20400 | 2.52 | 20790 | 2.65
213353752 |  | Live | Carrier | DAY & NIGHT | Singlezone Ducted, Centrally Ducted | 213353752 |  | HRCU-A-CB | DLCURAH24AAK | Ducted Indoor Units | F5MA4*24L*B* |  |  |  | 9.5 | 16 | 9 | FALSE | FALSE | FALSE | 24400 | 20400 | 2.52 | 20790 | 2.65
213353751 |  | Live | Carrier | COMFORTMAKER | Singlezone Ducted, Centrally Ducted | 213353751 |  | HRCU-A-CB | DLCURAH24AAK | Ducted Indoor Units | F5MA4*24L*B* |  |  |  | 9.5 | 16 | 9 | FALSE | FALSE | FALSE | 24400 | 20400 | 2.52 | 20790 | 2.65
213353750 |  | Live | Carrier | ARCOAIRE | Singlezone Ducted, Centrally Ducted | 213353750 |  | HRCU-A-CB | DLCURAH24AAK | Ducted Indoor Units | F5MA4*24L*B* |  |  |  | 9.5 | 16 | 9 | FALSE | FALSE | FALSE | 24400 | 20400 | 2.52 | 20790 | 2.65
213353749 |  | Live | Carrier | AIRQUEST | Singlezone Ducted, Centrally Ducted | 213353749 |  | HRCU-A-CB | DLCURAH24AAK | Ducted Indoor Units | F5MA4*24L*B* |  |  |  | 9.5 | 16 | 9 | FALSE | FALSE | FALSE | 24400 | 20400 | 2.52 | 20790 | 2.65
213353748 |  | Live | Carrier | BRYANT HEATING AND COOLING SYSTEMS | Singlezone Ducted, Centrally Ducted | 213353748 |  | HRCU-A-CB | 38MURAQ24AA3* | Ducted Indoor Units | F54AA*B24L* |  |  |  | 9.5 | 16 | 9 | FALSE | FALSE | FALSE | 24400 | 20400 | 2.52 | 20790 | 2.65
213353747 |  | Live | Carrier | CARRIER | Singlezone Ducted, Centrally Ducted | 213353747 |  | HRCU-A-CB | 38MURAQ24AA3* | Ducted Indoor Units | F54AA*B24L* |  |  |  | 9.5 | 16 | 9 | FALSE | FALSE | FALSE | 24400 | 20400 | 2.52 | 20790 | 2.65
213249267 |  | Live | Carrier | TEMPSTAR | Singlezone Ducted, Centrally Ducted | 213249267 |  | HRCU-A-CB | DLCURAH24AAK | Ducted Indoor Units | FEVA0024**+NAVA43601CK |  |  |  | 9.5 | 16 | 9 | FALSE | FALSE | FALSE | 24200 | 20000 | 2.48 | 20380 | 2.61
213249266 |  | Live | Carrier | SMART COMFORT | Singlezone Ducted, Centrally Ducted | 213249266 |  | HRCU-A-CB | DLCURAH24AAK | Ducted Indoor Units | FEVA0024**+NAVA43601CK |  |  |  | 9.5 | 16 | 9 | FALSE | FALSE | FALSE | 24200 | 20000 | 2.48 | 20380 | 2.61
213249265 |  | Live | Carrier | KEEPRITE | Singlezone Ducted, Centrally Ducted | 213249265 |  | HRCU-A-CB | DLCURAH24AAK | Ducted Indoor Units | FEVA0024**+NAVA43601CK |  |  |  | 9.5 | 16 | 9 | FALSE | FALSE | FALSE | 24200 | 20000 | 2.48 | 20380 | 2.61
213249264 |  | Live | Carrier | HEIL | Singlezone Ducted, Centrally Ducted | 213249264 |  | HRCU-A-CB | DLCURAH24AAK | Ducted Indoor Units | FEVA0024**+NAVA43601CK |  |  |  | 9.5 | 16 | 9 | FALSE | FALSE | FALSE | 24200 | 20000 | 2.48 | 20380 | 2.61
213249263 |  | Live | Carrier | DAY & NIGHT | Singlezone Ducted, Centrally Ducted | 213249263 |  | HRCU-A-CB | DLCURAH24AAK | Ducted Indoor Units | FEVA0024**+NAVA43601CK |  |  |  | 9.5 | 16 | 9 | FALSE | FALSE | FALSE | 24200 | 20000 | 2.48 | 20380 | 2.61
213249262 |  | Live | Carrier | COMFORTMAKER | Singlezone Ducted, Centrally Ducted | 213249262 |  | HRCU-A-CB | DLCURAH24AAK | Ducted Indoor Units | FEVA0024**+NAVA43601CK |  |  |  | 9.5 | 16 | 9 | FALSE | FALSE | FALSE | 24200 | 20000 | 2.48 | 20380 | 2.61
213249261 |  | Live | Carrier | ARCOAIRE | Singlezone Ducted, Centrally Ducted | 213249261 |  | HRCU-A-CB | DLCURAH24AAK | Ducted Indoor Units | FEVA0024**+NAVA43601CK |  |  |  | 9.5 | 16 | 9 | FALSE | FALSE | FALSE | 24200 | 20000 | 2.48 | 20380 | 2.61
213249260 |  | Live | Carrier | AIRQUEST | Singlezone Ducted, Centrally Ducted | 213249260 |  | HRCU-A-CB | DLCURAH24AAK | Ducted Indoor Units | FEVA0024**+NAVA43601CK |  |  |  | 9.5 | 16 | 9 | FALSE | FALSE | FALSE | 24200 | 20000 | 2.48 | 20380 | 2.61
213249259 |  | Live | Carrier | PAYNE HEATING AND COOLING | Singlezone Ducted, Centrally Ducted | 213249259 |  | HRCU-A-CB | 38MURAQ24AA3* | Ducted Indoor Units | FEVA0024**+NAVA43601CK |  |  |  | 9.5 | 16 | 9 | FALSE | FALSE | FALSE | 24200 | 20000 | 2.48 | 20380 | 2.61
214391153 |  | Live | Midea Electric Trading | BREEZE33 | Singlezone Ducted, Centrally Ducted | 214391153 |  | HRCU-A-C | BZ33-INV30OUT2-J |  | BZ33-MSC36C-J | 10.7 | 14.2 | 9.5 | 10.5 | 15.5 | 9.7 | FALSE | TRUE | TRUE | 30000 | 22600 | 2.62 | 26000 | 2.28
214391154 |  | Live | Midea Electric Trading | BREEZE33 | Singlezone Ducted, Centrally Ducted | 214391154 |  | HRCU-A-C | BZ33-INV60OUT2-J |  | BZ33-MSC60D-J |  |  |  | 8.6 | 14.5 | 8.6 | FALSE | FALSE | FALSE | 53000 | 37000 | 2.26 | 38000 | 2.26
214389568 |  | Live | Midea Electric Trading | BREEZE33 | Singlezone Ducted, Centrally Ducted | 214389568 |  | HRCU-A-CB | BZ33-INV24OUT2-J |  | BZ33-WMAHU24-J |  |  |  | 11.7 | 17.5 | 10.5 | TRUE | TRUE | TRUE | 24000 | 20000 | 2.7 | 31500 | 2.72
214391155 |  | Live | Midea Electric Trading | BREEZE33 | Singlezone Ducted, Centrally Ducted | 214391155 |  | HRCU-A-CB | BZ33-INV30OUT2-J |  | BZ33-WMAHU30-J |  |  |  | 10 | 16.9 | 9 | FALSE | TRUE | FALSE | 30000 | 19600 | 2.4 | 30000 | 2
214389567 |  | Live | Midea Electric Trading | BREEZE33 | Singlezone Ducted, Centrally Ducted | 214389567 |  | HRCU-A-CB | BZ33-INV18OUT2-J |  | BZ33-WMAHU18-J |  |  |  | 12.1 | 19.3 | 10.8 | TRUE | TRUE | TRUE | 18000 | 15800 | 2.82 | 22000 | 2.45
213249258 |  | Live | Carrier | BRYANT HEATING AND COOLING SYSTEMS | Singlezone Ducted, Centrally Ducted | 213249258 |  | HRCU-A-CB | 38MURAQ24AA3* | Ducted Indoor Units | FEVA0024**+NAVA43601CK |  |  |  | 9.5 | 16 | 9 | FALSE | FALSE | FALSE | 24200 | 20000 | 2.48 | 20380 | 2.61
214391158 |  | Live | Midea Electric Trading | CUSTOM COMFORT | Singlezone Ducted, Centrally Ducted | 214391158 |  | HRCU-A-C | CCOXHA24V60HP |  | CCOACC60D |  |  |  | 8.6 | 14.5 | 8.6 | FALSE | FALSE | FALSE | 53000 | 37000 | 2.26 | 38000 | 2.26
214391156 |  | Live | Midea Electric Trading | BREEZE33 | Singlezone Ducted, Centrally Ducted | 214391156 |  | HRCU-A-CB | BZ33-INV36OUT2-J |  | BZ33-WMAHU36-J |  |  |  | 10.2 | 17.6 | 9.2 | FALSE | TRUE | FALSE | 36000 | 28600 | 2.24 | 41000 | 2
214377745 |  | Live | Midea Electric Trading | ICONIC AIR SOLUTION | Singlezone Ducted, Centrally Ducted | 214377745 |  | HRCU-A-CB | ICLO18AK |  | IFLV18IK |  |  |  | 10 | 16 | 8 | FALSE | FALSE | TRUE | 18000 | 12000 | 2.61 | 12000 | 2.59
214377747 |  | Live | Midea Electric Trading | ICONIC AIR SOLUTION | Singlezone Ducted, Centrally Ducted | 214377747 |  | HRCU-A-CB | ICLO30AK |  | IFLV30IK |  |  |  | 10 | 16.5 | 8.2 | FALSE | FALSE | FALSE | 30000 | 18000 | 2.2 | 20500 | 2.14
214377748 |  | Live | Midea Electric Trading | ICONIC AIR SOLUTION | Singlezone Ducted, Centrally Ducted | 214377748 |  | HRCU-A-CB | ICLO36AK |  | IFLV36IK |  |  |  | 9.5 | 16 | 8 | FALSE | FALSE | FALSE | 36000 | 19000 | 2.1 | 23200 | 2.02
214377746 |  | Live | Midea Electric Trading | ICONIC AIR SOLUTION | Singlezone Ducted, Centrally Ducted | 214377746 |  | HRCU-A-CB | ICLO24AK |  | IFLV24IK |  |  |  | 10 | 16 | 8.5 | FALSE | FALSE | TRUE | 24000 | 21000 | 2.6 | 21000 | 2.6
213249257 |  | Live | Carrier | CARRIER | Singlezone Ducted, Centrally Ducted | 213249257 |  | HRCU-A-CB | 38MURAQ24AA3* | Ducted Indoor Units | FEVA0024**+NAVA43601CK |  |  |  | 9.5 | 16 | 9 | FALSE | FALSE | FALSE | 24200 | 20000 | 2.48 | 20380 | 2.61
214377755 |  | Live | Midea Electric Trading | COMFORT-AIRE | Singlezone Non-Ducted, Wall Placement | 214377755 |  | HRCU-A-CB-O | A-VMH33SV-1 | Mini-Splits | B-VMH33SV-1 |  |  |  | 12 | 19.5 | 10 | TRUE | TRUE | TRUE | 33000 | 28800 | 2.5 | 33600 | 2.39
214415105 |  | Live | Midea Electric Trading | CENTURY | Singlezone Non-Ducted, Wall Placement | 214415105 |  | HRCU-A-CB-O | A-VMH33SV-1 | Mini-Splits | B-VMH33SV-1 |  |  |  | 12 | 19.5 | 10 | TRUE | TRUE | TRUE | 33000 | 28800 | 2.5 | 33600 | 2.39
214415107 |  | Live | Midea Electric Trading | CENTURY | Multizone All Non-Ducted | 214415107 |  | HMSR-A-CB-O | A-VMH36QV-1A | Non-Ducted Indoor Units |  |  |  |  | 12.5 | 22.4 | 10.9 | TRUE | TRUE | TRUE | 36000 | 27400 | 2.4 | 37000 | 2.31
214377756 |  | Live | Midea Electric Trading | COMFORT-AIRE | Multizone All Non-Ducted | 214377756 |  | HMSR-A-CB-O | A-VMH36QV-1A | Non-Ducted Indoor Units |  |  |  |  | 12.5 | 22.4 | 10.9 | TRUE | TRUE | TRUE | 36000 | 27400 | 2.4 | 37000 | 2.31
214377757 |  | Live | Midea Electric Trading | COMFORT-AIRE | Multizone All Ducted | 214377757 |  | HMSV-A-CB | A-VMH36QV-1A | Ducted Indoor Units |  |  |  |  | 12 | 19.4 | 10 | TRUE | TRUE | TRUE | 36000 | 30000 | 2.2 | 36000 | 2.2
214415109 |  | Live | Midea Electric Trading | CENTURY | Multizone All Ducted | 214415109 |  | HMSV-A-CB | A-VMH36QV-1A | Ducted Indoor Units |  |  |  |  | 12 | 19.4 | 10 | TRUE | TRUE | TRUE | 36000 | 30000 | 2.2 | 36000 | 2.2
214415110 |  | Live | Midea Electric Trading | CENTURY | Multizone Mix of Ducted and Non-Ducted | 214415110 |  | HMSV-A-CB | A-VMH36QV-1A | Mixed Ducted and Non-Ducted Indoor Units |  |  |  |  | 12.25 | 20.9 | 10.45 | TRUE | TRUE | TRUE | 36000 | 28600 | 2.3 | 36500 | 2.25
214377758 |  | Live | Midea Electric Trading | COMFORT-AIRE | Multizone Mix of Ducted and Non-Ducted | 214377758 |  | HMSV-A-CB | A-VMH36QV-1A | Mixed Ducted and Non-Ducted Indoor Units |  |  |  |  | 12.25 | 20.9 | 10.45 | TRUE | TRUE | TRUE | 36000 | 28600 | 2.3 | 36500 | 2.25
214383442 |  | Live | Midea Electric Trading | FRANKLIN | Multizone All Non-Ducted | 214383442 |  | HMSR-A-CB-O | MST273F25MHAA | Non-Ducted Indoor Units |  |  |  |  | 12.2 | 21.8 | 10 | TRUE | TRUE | TRUE | 27000 | 23000 | 2.4 | 31800 | 2.22
214383443 |  | Live | Midea Electric Trading | FRANKLIN | Multizone All Ducted | 214383443 |  | HMSV-A-CB | MST273F25MHAA | Ducted Indoor Units |  |  |  |  | 11.8 | 19 | 10 | TRUE | TRUE | TRUE | 27000 | 23000 | 2.4 | 29000 | 2.18
214383444 |  | Live | Midea Electric Trading | FRANKLIN | Multizone Mix of Ducted and Non-Ducted | 214383444 |  | HMSV-A-CB | MST273F25MHAA | Mixed Ducted and Non-Ducted Indoor Units |  |  |  |  | 12 | 20.4 | 10 | TRUE | TRUE | TRUE | 27000 | 23000 | 2.4 | 30400 | 2.2
214383445 |  | Live | Midea Electric Trading | FRANKLIN | Multizone All Non-Ducted | 214383445 |  | HMSR-A-CB-O | MST363F25MHAA | Non-Ducted Indoor Units |  |  |  |  | 12.5 | 22.4 | 10.9 | TRUE | TRUE | TRUE | 36000 | 27400 | 2.4 | 37000 | 2.31
214383446 |  | Live | Midea Electric Trading | FRANKLIN | Multizone All Ducted | 214383446 |  | HMSV-A-CB | MST363F25MHAA | Ducted Indoor Units |  |  |  |  | 12 | 19.4 | 10 | TRUE | TRUE | TRUE | 36000 | 30000 | 2.2 | 36000 | 2.2
214383447 |  | Live | Midea Electric Trading | FRANKLIN | Multizone Mix of Ducted and Non-Ducted | 214383447 |  | HMSV-A-CB | MST363F25MHAA | Mixed Ducted and Non-Ducted Indoor Units |  |  |  |  | 12.25 | 20.9 | 10.45 | TRUE | TRUE | TRUE | 36000 | 28600 | 2.3 | 36500 | 2.25
213927681 |  | Live | Midea Electric Trading | CIAC | Singlezone Non-Ducted, Wall Placement | 213927681 |  | HRCU-A-CB-O | CM43BX036-H3N2H | Mini-Splits | CF43BX036-M3N1H | 8 | 17 | 10 | 8.5 | 19 | 9 | FALSE | FALSE | FALSE | 36000 | 23000 | 2.2 | 25000 | 2.11
213927677 |  | Live | Midea Electric Trading | CIAC | Singlezone Non-Ducted, Wall Placement | 213927677 |  | HRCU-A-CB-O | CM43BX036-H3N2H | Mini-Splits | CK43BX036-C3N2H | 9 | 18.2 | 10.6 | 9.4 | 19.2 | 8.8 | FALSE | FALSE | FALSE | 36000 | 23000 | 2.45 | 26000 | 2.13
213927688 |  | Live | Midea Electric Trading | CIAC | Singlezone Ducted, Compact Ducted | 213927688 |  | HRCU-A-CB | CM43BX036-H3N2H | Mini-Splits | CC43BX036-E3N1H | 9 | 16.7 | 11.5 | 8.8 | 15.8 | 8.8 | FALSE | FALSE | FALSE | 36000 | 25000 | 2.49 | 26000 | 2.22
213927678 |  | Live | Midea Electric Trading | CIAC | Singlezone Non-Ducted, Wall Placement | 213927678 |  | HRCU-A-CB-O | CM43BX048-H3N2H | Mini-Splits | CK43BX048-C3N2H | 9.5 | 17.8 | 11.5 | 9.5 | 18.5 | 9.8 | FALSE | FALSE | TRUE | 48000 | 30000 | 2.34 | 39000 | 2.05
213927689 |  | Live | Midea Electric Trading | CIAC | Singlezone Ducted, Compact Ducted | 213927689 |  | HRCU-A-CB | CM43BX048-H3N2H | Mini-Splits | CC43BX048-E3N1H | 9.2 | 17.4 | 10.3 | 8.5 | 15.1 | 9.3 | FALSE | FALSE | FALSE | 48000 | 34000 | 2.32 | 41000 | 2.32
213927683 |  | Live | Midea Electric Trading | CIAC | Singlezone Non-Ducted, Floor Placement | 213927683 |  | HRCU-A-CB-O | CM43BX060-H3N2H | Mini-Splits | CF43BX060-M3N1H | 9.8 | 18.7 | 10.5 | 9.8 | 19.8 | 9 | FALSE | FALSE | FALSE | 54000 | 35000 | 2.34 | 35200 | 1.98
213927690 |  | Live | Midea Electric Trading | CIAC | Singlezone Ducted, Compact Ducted | 213927690 |  | HRCU-A-CB | CM43BX060-H3N2H | Mini-Splits | CC43BX060-E3N1H | 10.6 | 19.2 | 10.2 | 10.3 | 17 | 8.4 | FALSE | FALSE | FALSE | 59000 | 34400 | 2.37 | 36000 | 2.29
214421461 |  | Live | Midea Electric Trading | WELLS | Singlezone Non-Ducted, Wall Placement | 214421461 |  | HRCU-A-CB-O | WSB-12HFBO | Mini-Splits | WSB-12HFBI | 10.3 | 20 | 10.8 | 10.3 | 20.8 | 8.7 | FALSE | FALSE | FALSE | 12000 | 7800 | 2.31 | 8200 | 1.35
214421465 |  | Live | Midea Electric Trading | WELLS | Singlezone Non-Ducted, Wall Placement | 214421465 |  | HRCU-A-CB-O | WSB-24HFMO | Mini-Splits | WSB-24HFMI | 9.5 | 18.5 | 10.2 | 9.5 | 18.5 | 8.6 | FALSE | FALSE | FALSE | 24000 | 16500 | 2.38 | 19257 | 2.11
214389548 |  | Live | Midea Electric Trading | ICONIC AIR SOLUTION | Singlezone Non-Ducted, Wall Placement | 214389548 |  | HRCU-A-CB-O | ICOO36AK | Mini-Splits | IFOC36IK | 9 | 18.2 | 10.6 | 9.4 | 19.2 | 8.8 | FALSE | FALSE | FALSE | 36000 | 23000 | 2.45 | 26000 | 2.13
214389550 |  | Live | Midea Electric Trading | ICONIC AIR SOLUTION | Singlezone Ducted, Compact Ducted | 214389550 |  | HRCU-A-CB | ICOO36AK | Mini-Splits | IFOD36IK | 9 | 16.7 | 11.5 | 8.8 | 15.8 | 8.8 | FALSE | FALSE | FALSE | 36000 | 25000 | 2.49 | 26000 | 2.22
214377794 |  | Live | Midea Electric Trading | BLADEX | Singlezone Ducted, Compact Ducted | 214377794 |  | HRCU-A-CB | BCUC30-36ODU2024GA | Mini-Splits | BDI-36HWFN1 | 9 | 16.7 | 11.5 | 8.8 | 15.8 | 8.8 | FALSE | FALSE | FALSE | 36000 | 25000 | 2.49 | 26000 | 2.22
214389549 |  | Live | Midea Electric Trading | ICONIC AIR SOLUTION | Singlezone Non-Ducted, Wall Placement | 214389549 |  | HRCU-A-CB-O | ICOO48AK | Mini-Splits | IFOC48IK | 9.5 | 17.8 | 11.5 | 9.5 | 18.5 | 9.8 | FALSE | FALSE | TRUE | 48000 | 30000 | 2.34 | 39000 | 2.05
214389551 |  | Live | Midea Electric Trading | ICONIC AIR SOLUTION | Singlezone Ducted, Compact Ducted | 214389551 |  | HRCU-A-CB | ICOO48AK | Mini-Splits | IFOD48IK | 9.2 | 17.4 | 10.3 | 8.5 | 15.1 | 9.3 | FALSE | FALSE | FALSE | 48000 | 34000 | 2.32 | 41000 | 2.32
214377795 |  | Live | Midea Electric Trading | BLADEX | Singlezone Ducted, Compact Ducted | 214377795 |  | HRCU-A-CB | BCUC30-48ODU2024GA | Mini-Splits | BDI-48HWFN1 | 9.2 | 17.4 | 10.3 | 8.5 | 15.1 | 9.3 | FALSE | FALSE | FALSE | 48000 | 34000 | 2.32 | 41000 | 2.32
214377763 |  | Live | Midea Electric Trading | KEPLER | Singlezone Non-Ducted, Wall Placement | 214377763 |  | HRCU-A-CB-O | ODUMOX330-18HFN1-MS0W | Mini-Splits | IDUMSABD-18HRFN1-MS1W | 10.5 | 19 | 10 | 10.5 | 19 | 8.7 | FALSE | FALSE | FALSE | 18000 | 11500 | 2.57 | 14370 | 2.49
214389489 |  | Live | Midea Electric Trading | ICONIC AIR SOLUTION | Singlezone Non-Ducted, Wall Placement | 214389489 |  | HRCU-A-CB-O | ICAO18AK | Mini-Splits | IFAH18IK | 10.5 | 19 | 10 | 10.5 | 19 | 8.7 | FALSE | FALSE | FALSE | 18000 | 11500 | 2.57 | 14370 | 2.49
214389552 |  | Live | Midea Electric Trading | ICONIC AIR SOLUTION | Singlezone Ducted, Compact Ducted | 214389552 |  | HRCU-A-CB | ICOO60AK | Mini-Splits | IFOD60IK | 10.6 | 19.2 | 10.2 | 10.3 | 17 | 8.4 | FALSE | FALSE | FALSE | 59000 | 34400 | 2.37 | 36000 | 2.29
214377796 |  | Live | Midea Electric Trading | BLADEX | Singlezone Ducted, Compact Ducted | 214377796 |  | HRCU-A-CB | BCUC30-55ODU2024GA-X | Mini-Splits | BDI-60HWFN1 | 9.4 | 18 | 11 | 9.4 | 15.8 | 9.5 | FALSE | FALSE | FALSE | 55000 | 40000 | 2.46 | 54000 | 2.2
214389558 |  | Live | Midea Electric Trading | ICONIC AIR SOLUTION | Singlezone Ducted, Compact Ducted | 214389558 |  | HRCU-A-CB | ICOO48AK | Mini-Splits | IFOV48IK | 8.8 | 15.2 | 9.7 | 8.8 | 15.2 | 9.7 | FALSE | FALSE | FALSE | 48000 | 35000 | 2.36 | 40000 | 2.14
214421473 |  | Live | Midea Electric Trading | WELLS | Singlezone Non-Ducted, Wall Placement | 214421473 |  | HRCU-A-CB-O | WSA-33HFMO | Mini-Splits | WSA-33HFMI |  |  |  | 11.7 | 20 | 10 | TRUE | TRUE | TRUE | 33000 | 27800 | 2.35 | 34000 | 2.4
214377779 |  | Live | Midea Electric Trading | KEPLER | Multizone All Non-Ducted | 214377779 |  | HMSR-A-CB-O | ODUM3OK-27HFN1-M | Non-Ducted Indoor Units |  |  |  |  | 12.2 | 21.8 | 10 | TRUE | TRUE | TRUE | 27000 | 23000 | 2.4 | 31800 | 2.22
214377780 |  | Live | Midea Electric Trading | KEPLER | Multizone All Ducted | 214377780 |  | HMSV-A-CB | ODUM3OK-27HFN1-M | Ducted Indoor Units |  |  |  |  | 11.8 | 19 | 10 | TRUE | TRUE | TRUE | 27000 | 23000 | 2.4 | 29000 | 2.18
214377781 |  | Live | Midea Electric Trading | KEPLER | Multizone Mix of Ducted and Non-Ducted | 214377781 |  | HMSV-A-CB | ODUM3OK-27HFN1-M | Mixed Ducted and Non-Ducted Indoor Units |  |  |  |  | 12 | 20.4 | 10 | TRUE | TRUE | TRUE | 27000 | 23000 | 2.4 | 30400 | 2.2
214377785 |  | Live | Midea Electric Trading | KEPLER | Multizone All Non-Ducted | 214377785 |  | HMSR-A-CB-O | ODUM4OX630-36HFN1-M1X | Non-Ducted Indoor Units |  |  |  |  | 12.5 | 22.4 | 10.9 | TRUE | TRUE | TRUE | 36000 | 27400 | 2.4 | 37000 | 2.31
214377786 |  | Live | Midea Electric Trading | KEPLER | Multizone All Ducted | 214377786 |  | HMSV-A-CB | ODUM4OX630-36HFN1-M1X | Ducted Indoor Units |  |  |  |  | 12 | 19.4 | 10 | TRUE | TRUE | TRUE | 36000 | 30000 | 2.2 | 36000 | 2.2
214377787 |  | Live | Midea Electric Trading | KEPLER | Multizone Mix of Ducted and Non-Ducted | 214377787 |  | HMSV-A-CB | ODUM4OX630-36HFN1-M1X | Mixed Ducted and Non-Ducted Indoor Units |  |  |  |  | 12.25 | 20.9 | 10.45 | TRUE | TRUE | TRUE | 36000 | 28600 | 2.3 | 36500 | 2.25
213238803 |  | Live | RBL A/C INC. | SHARP | Singlezone Non-Ducted, Wall Placement | 213238803 |  | HRCU-A-CB-O | AE-X12ZHU1 | Mini-Splits | AY-XP12ZHU1 |  |  |  | 16 | 25 | 11 | TRUE | TRUE | TRUE | 12000 | 18900 | 2.22 | 18900 | 2.22
213194987 |  | Live | RBL A/C INC. | SHARP | Singlezone Non-Ducted, Wall Placement | 213194987 |  | HRCU-A-CB-O | AE-X12ZU1 | Mini-Splits | AY-XP12ZU1 |  |  |  | 12.5 | 22 | 11 | FALSE | TRUE | TRUE | 12000 | 14500 | 2.44 | 14500 | 2.44
214075183 |  | Live | Rheem | RUUD | Singlezone Ducted, Centrally Ducted | 214075183 |  | HRCU-A-CB | RD17AZ60AJ3N | Ducted Indoor Units | RH2TZ6024STANN |  |  |  | 10 | 16 | 8.1 | FALSE | FALSE | TRUE | 55500 | 36200 | 2.6 | 36200 | 2.6
214075179 |  | Live | Rheem | RHEEM | Singlezone Ducted, Centrally Ducted | 214075179 |  | HRCU-A-CB | RD17AZ60AJ3N | Ducted Indoor Units | RH2TZ6024STANN |  |  |  | 10 | 16 | 8.1 | FALSE | FALSE | TRUE | 55500 | 36200 | 2.6 | 36200 | 2.6
214075171 |  | Live | Rheem | FRIEDRICH | Singlezone Ducted, Centrally Ducted | 214075171 |  | HRCU-A-CB | RD17AZ60AJ3N | Ducted Indoor Units | FRH2TZ6024STANN |  |  |  | 10 | 16 | 8.1 | FALSE | FALSE | TRUE | 55500 | 36200 | 2.6 | 36200 | 2.6
214056591 |  | Live | Midea Electric Trading | BLADEX | Singlezone Ducted, Centrally Ducted | 214056591 |  | HRCU-A-C | BX24-HP15ECO |  | BLCA-24HWAC1 |  |  |  | 10 | 15.4 | 9.2 | FALSE | FALSE | TRUE | 22000 | 22600 | 2.56 | 22600 | 2.56
214056592 |  | Live | Midea Electric Trading | BLADEX | Singlezone Ducted, Centrally Ducted | 214056592 |  | HRCU-A-C | BX24-HP15ECO |  | BLCA-24HWAC1-UNC |  |  |  | 10 | 15.4 | 9.2 | FALSE | FALSE | TRUE | 22000 | 22600 | 2.56 | 22600 | 2.56
213239134 |  | Live | RBL A/C INC. | SHARP | Singlezone Non-Ducted, Wall Placement | 213239134 |  | HRCU-A-CB-O | AE-X15ZU1 | Mini-Splits | AY-XP15ZU1 |  |  |  | 13.4 | 24 | 11 | TRUE | TRUE | TRUE | 15000 | 18100 | 2.21 | 18100 | 2.21
213353883 |  | Live | Carrier | CARRIER | Singlezone Ducted, Centrally Ducted | 213353883 |  | HRCU-A-CB | 38MURAQ60AB3* | Ducted Indoor Units | F54AA*D60L* |  |  |  | 8.5 | 14.5 | 8.1 | FALSE | FALSE | FALSE | 55500 | 37800 | 2.32 | 37800 | 2.32
213353884 |  | Live | Carrier | BRYANT HEATING AND COOLING SYSTEMS | Singlezone Ducted, Centrally Ducted | 213353884 |  | HRCU-A-CB | 38MURAQ60AB3* | Ducted Indoor Units | F54AA*D60L* |  |  |  | 8.5 | 14.5 | 8.1 | FALSE | FALSE | FALSE | 55500 | 37800 | 2.32 | 37800 | 2.32
213607809 |  | Live | Carrier | CARRIER | Singlezone Ducted, Centrally Ducted | 213607809 |  | HRCU-A-CB | 38MURAQ60AB3* | Ducted Indoor Units | FT4BNBD60L* |  |  |  | 8.5 | 15.2 | 8.1 | FALSE | FALSE | FALSE | 55000 | 37400 | 2.32 | 37400 | 2.32
213607810 |  | Live | Carrier | CARRIER | Singlezone Ducted, Centrally Ducted | 213607810 |  | HRCU-A-CB | 38MURAQ60AB3* | Ducted Indoor Units | FG4ANBD60L* |  |  |  | 8.5 | 15.2 | 8.1 | FALSE | FALSE | FALSE | 55000 | 37400 | 2.32 | 37400 | 2.32
213607811 |  | Live | Carrier | BRYANT HEATING AND COOLING SYSTEMS | Singlezone Ducted, Centrally Ducted | 213607811 |  | HRCU-A-CB | 38MURAQ60AB3* | Ducted Indoor Units | FT4BNBD60L* |  |  |  | 8.5 | 15.2 | 8.1 | FALSE | FALSE | FALSE | 55000 | 37400 | 2.32 | 37400 | 2.32
213607812 |  | Live | Carrier | BRYANT HEATING AND COOLING SYSTEMS | Singlezone Ducted, Centrally Ducted | 213607812 |  | HRCU-A-CB | 38MURAQ60AB3* | Ducted Indoor Units | FG4ANBD60L* |  |  |  | 8.5 | 15.2 | 8.1 | FALSE | FALSE | FALSE | 55000 | 37400 | 2.32 | 37400 | 2.32
213607813 |  | Live | Carrier | BRYANT HEATING AND COOLING SYSTEMS | Singlezone Ducted, Centrally Ducted | 213607813 |  | HRCU-A-CB | 38MURAQ60AB3* | Ducted Indoor Units | PF4TNBD60L* |  |  |  | 8.5 | 15.2 | 8.1 | FALSE | FALSE | FALSE | 55000 | 37400 | 2.32 | 37400 | 2.32
213607814 |  | Live | Carrier | PAYNE HEATING AND COOLING | Singlezone Ducted, Centrally Ducted | 213607814 |  | HRCU-A-CB | 38MURAQ60AB3* | Ducted Indoor Units | PF4TNBD60L* |  |  |  | 8.5 | 15.2 | 8.1 | FALSE | FALSE | FALSE | 55000 | 37400 | 2.32 | 37400 | 2.32
213353885 |  | Live | Carrier | AIRQUEST | Singlezone Ducted, Centrally Ducted | 213353885 |  | HRCU-A-CB | DLCURAH60ABK | Ducted Indoor Units | F5MA4*60L*D* |  |  |  | 8.5 | 14.5 | 8.1 | FALSE | FALSE | FALSE | 55500 | 37800 | 2.32 | 37800 | 2.32
213353886 |  | Live | Carrier | ARCOAIRE | Singlezone Ducted, Centrally Ducted | 213353886 |  | HRCU-A-CB | DLCURAH60ABK | Ducted Indoor Units | F5MA4*60L*D* |  |  |  | 8.5 | 14.5 | 8.1 | FALSE | FALSE | FALSE | 55500 | 37800 | 2.32 | 37800 | 2.32
213353887 |  | Live | Carrier | COMFORTMAKER | Singlezone Ducted, Centrally Ducted | 213353887 |  | HRCU-A-CB | DLCURAH60ABK | Ducted Indoor Units | F5MA4*60L*D* |  |  |  | 8.5 | 14.5 | 8.1 | FALSE | FALSE | FALSE | 55500 | 37800 | 2.32 | 37800 | 2.32
213353888 |  | Live | Carrier | DAY & NIGHT | Singlezone Ducted, Centrally Ducted | 213353888 |  | HRCU-A-CB | DLCURAH60ABK | Ducted Indoor Units | F5MA4*60L*D* |  |  |  | 8.5 | 14.5 | 8.1 | FALSE | FALSE | FALSE | 55500 | 37800 | 2.32 | 37800 | 2.32
213353889 |  | Live | Carrier | HEIL | Singlezone Ducted, Centrally Ducted | 213353889 |  | HRCU-A-CB | DLCURAH60ABK | Ducted Indoor Units | F5MA4*60L*D* |  |  |  | 8.5 | 14.5 | 8.1 | FALSE | FALSE | FALSE | 55500 | 37800 | 2.32 | 37800 | 2.32
213353890 |  | Live | Carrier | KEEPRITE | Singlezone Ducted, Centrally Ducted | 213353890 |  | HRCU-A-CB | DLCURAH60ABK | Ducted Indoor Units | F5MA4*60L*D* |  |  |  | 8.5 | 14.5 | 8.1 | FALSE | FALSE | FALSE | 55500 | 37800 | 2.32 | 37800 | 2.32
213353891 |  | Live | Carrier | SMART COMFORT | Singlezone Ducted, Centrally Ducted | 213353891 |  | HRCU-A-CB | DLCURAH60ABK | Ducted Indoor Units | F5MA4*60L*D* |  |  |  | 8.5 | 14.5 | 8.1 | FALSE | FALSE | FALSE | 55500 | 37800 | 2.32 | 37800 | 2.32
213353892 |  | Live | Carrier | TEMPSTAR | Singlezone Ducted, Centrally Ducted | 213353892 |  | HRCU-A-CB | DLCURAH60ABK | Ducted Indoor Units | F5MA4*60L*D* |  |  |  | 8.5 | 14.5 | 8.1 | FALSE | FALSE | FALSE | 55500 | 37800 | 2.32 | 37800 | 2.32
213607815 |  | Live | Carrier | AIRQUEST | Singlezone Ducted, Centrally Ducted | 213607815 |  | HRCU-A-CB | DLCURAH60ABK | Ducted Indoor Units | FTMA4B60L0D* |  |  |  | 8.5 | 15.2 | 8.1 | FALSE | FALSE | FALSE | 55000 | 37400 | 2.32 | 37400 | 2.32
213607816 |  | Live | Carrier | ARCOAIRE | Singlezone Ducted, Centrally Ducted | 213607816 |  | HRCU-A-CB | DLCURAH60ABK | Ducted Indoor Units | FTMA4B60L0D* |  |  |  | 8.5 | 15.2 | 8.1 | FALSE | FALSE | FALSE | 55000 | 37400 | 2.32 | 37400 | 2.32
213607817 |  | Live | Carrier | COMFORTMAKER | Singlezone Ducted, Centrally Ducted | 213607817 |  | HRCU-A-CB | DLCURAH60ABK | Ducted Indoor Units | FTMA4B60L0D* |  |  |  | 8.5 | 15.2 | 8.1 | FALSE | FALSE | FALSE | 55000 | 37400 | 2.32 | 37400 | 2.32
213607818 |  | Live | Carrier | DAY & NIGHT | Singlezone Ducted, Centrally Ducted | 213607818 |  | HRCU-A-CB | DLCURAH60ABK | Ducted Indoor Units | FTMA4B60L0D* |  |  |  | 8.5 | 15.2 | 8.1 | FALSE | FALSE | FALSE | 55000 | 37400 | 2.32 | 37400 | 2.32
213607819 |  | Live | Carrier | HEIL | Singlezone Ducted, Centrally Ducted | 213607819 |  | HRCU-A-CB | DLCURAH60ABK | Ducted Indoor Units | FTMA4B60L0D* |  |  |  | 8.5 | 15.2 | 8.1 | FALSE | FALSE | FALSE | 55000 | 37400 | 2.32 | 37400 | 2.32
213607820 |  | Live | Carrier | KEEPRITE | Singlezone Ducted, Centrally Ducted | 213607820 |  | HRCU-A-CB | DLCURAH60ABK | Ducted Indoor Units | FTMA4B60L0D* |  |  |  | 8.5 | 15.2 | 8.1 | FALSE | FALSE | FALSE | 55000 | 37400 | 2.32 | 37400 | 2.32
213607821 |  | Live | Carrier | SMART COMFORT | Singlezone Ducted, Centrally Ducted | 213607821 |  | HRCU-A-CB | DLCURAH60ABK | Ducted Indoor Units | FTMA4B60L0D* |  |  |  | 8.5 | 15.2 | 8.1 | FALSE | FALSE | FALSE | 55000 | 37400 | 2.32 | 37400 | 2.32
213607822 |  | Live | Carrier | TEMPSTAR | Singlezone Ducted, Centrally Ducted | 213607822 |  | HRCU-A-CB | DLCURAH60ABK | Ducted Indoor Units | FTMA4B60L0D* |  |  |  | 8.5 | 15.2 | 8.1 | FALSE | FALSE | FALSE | 55000 | 37400 | 2.32 | 37400 | 2.32
213607912 |  | Live | Carrier | GRANDAIRE | Singlezone Ducted, Centrally Ducted | 213607912 |  | HRCU-A-CB | WDLCURAH60ABK | Ducted Indoor Units | WBGL604BD |  |  |  | 8.5 | 15.2 | 8.1 | FALSE | FALSE | FALSE | 55000 | 37400 | 2.32 | 37400 | 2.32
214311494 |  | Live | Lennox Industries | ADP | Singlezone Ducted, Centrally Ducted | 214311494 |  | HRCU-A-C | TZPLV182PA | Ducted Indoor Units | H,RG21924+TD |  |  |  | 11.5 | 16 | 8.85 | FALSE | FALSE | TRUE | 17700 | 13600 | 2.1 | 21000 | 2.21
214311501 |  | Live | Lennox Industries | ADP | Singlezone Ducted, Centrally Ducted | 214311501 |  | HRCU-A-C | TZPLV242PA | Ducted Indoor Units | H,RE21924+TD |  |  |  | 10 | 16 | 8.8 | FALSE | FALSE | TRUE | 23000 | 19800 | 2.1 | 26400 | 2.14
214311495 |  | Live | Lennox Industries | ADP | Singlezone Ducted, Centrally Ducted | 214311495 |  | HRCU-A-C | TZPLV242PA | Ducted Indoor Units | H,RG21924+TD |  |  |  | 10 | 16 | 8.8 | FALSE | FALSE | TRUE | 23000 | 19800 | 2.1 | 26400 | 2.14
214311496 |  | Live | Lennox Industries | ADP | Singlezone Ducted, Centrally Ducted | 214311496 |  | HRCU-A-C | TZPLV302PA | Ducted Indoor Units | H,RE31930+TD |  |  |  | 10 | 15.2 | 9.05 | FALSE | FALSE | TRUE | 28600 | 21400 | 2.1 | 28600 | 2.1
214311497 |  | Live | Lennox Industries | ADP | Singlezone Ducted, Centrally Ducted | 214311497 |  | HRCU-A-C | TZPLV302PA | Ducted Indoor Units | H,RE32936+TD |  |  |  | 10 | 15.2 | 9.2 | FALSE | FALSE | TRUE | 29000 | 21600 | 2.1 | 28600 | 2.1
214311498 |  | Live | Lennox Industries | ADP | Singlezone Ducted, Centrally Ducted | 214311498 |  | HRCU-A-C | TZPLV362PA | Ducted Indoor Units | H,RE32936+TD |  |  |  | 9.5 | 15.2 | 8.2 | FALSE | FALSE | FALSE | 34800 | 26400 | 2.1 | 47000 | 1.9
214311499 |  | Live | Lennox Industries | ADP | Singlezone Ducted, Centrally Ducted | 214311499 |  | HRCU-A-C | TZPLV362PA | Ducted Indoor Units | H,RG33936+TD |  |  |  | 9.5 | 15.2 | 8.35 | FALSE | FALSE | FALSE | 35400 | 26400 | 2.1 | 47000 | 1.9
214311500 |  | Live | Lennox Industries | ADP | Singlezone Ducted, Centrally Ducted | 214311500 |  | HRCU-A-C | TZPLV362PA | Ducted Indoor Units | H,RG8J936+TD |  |  |  | 9.5 | 15.2 | 8.45 | FALSE | FALSE | FALSE | 35600 | 26400 | 2.1 | 47000 | 1.9
214233329 |  | Live | Rheem | FRIEDRICH | Singlezone Ducted, Centrally Ducted | 214233329 |  | HRCU-A-CB | RD17AZ36AJ3N | Ducted Indoor Units | FRH3VZ4821STACN |  |  |  | 11.7 | 18 | 8.1 | TRUE | TRUE | TRUE | 34200 | 31200 | 3.79 | 23000 | 2.8
214233328 |  | Live | Rheem | RUSSELL | Singlezone Ducted, Centrally Ducted | 214233328 |  | HRCU-A-CB | RD17AZ36AJ3N | Ducted Indoor Units | SH3VZ4821STACN |  |  |  | 11.7 | 18 | 8.1 | TRUE | TRUE | TRUE | 34200 | 31200 | 3.79 | 23200 | 2.82
214233327 |  | Live | Rheem | SURE | Singlezone Ducted, Centrally Ducted | 214233327 |  | HRCU-A-CB | RD17AZ36AJ3N | Ducted Indoor Units | SH3VZ4821STACN |  |  |  | 11.7 | 18 | 8.1 | TRUE | TRUE | TRUE | 34200 | 31200 | 3.79 | 23200 | 2.82
214233326 |  | Live | Rheem | RUUD | Singlezone Ducted, Centrally Ducted | 214233326 |  | HRCU-A-CB | RD17AZ36AJ3N | Ducted Indoor Units | RH3VZ4821STACN |  |  |  | 11.7 | 18 | 8.1 | TRUE | TRUE | TRUE | 34200 | 31200 | 3.79 | 23000 | 2.8
214233325 |  | Live | Rheem | RHEEM | Singlezone Ducted, Centrally Ducted | 214233325 |  | HRCU-A-CB | RD17AZ36AJ3N | Ducted Indoor Units | RH3VZ4821STACN |  |  |  | 11.7 | 18 | 8.1 | TRUE | TRUE | TRUE | 34200 | 31200 | 3.79 | 23000 | 2.8
214097946 |  | Live | Rheem | RUUD | Singlezone Ducted, Centrally Ducted | 214097946 |  | HRCU-A-CB | RD17AZ48AJ3N | Ducted Indoor Units | RH3VZ6024STACN |  |  |  | 11.7 | 17 | 8.1 | TRUE | TRUE | TRUE | 45500 | 43000 | 3.76 | 32000 | 2.8
214097945 |  | Live | Rheem | RHEEM | Singlezone Ducted, Centrally Ducted | 214097945 |  | HRCU-A-CB | RD17AZ48AJ3N | Ducted Indoor Units | RH3VZ6024STACN |  |  |  | 11.7 | 17 | 8.1 | TRUE | TRUE | TRUE | 45500 | 43000 | 3.76 | 32000 | 2.8
214097944 |  | Live | Rheem | FRIEDRICH | Singlezone Ducted, Centrally Ducted | 214097944 |  | HRCU-A-CB | RD17AZ48AJ3N | Ducted Indoor Units | FRH3VZ6024STACN |  |  |  | 11.7 | 17 | 8.1 | TRUE | TRUE | TRUE | 45500 | 43000 | 3.76 | 32000 | 2.8
214097886 |  | Live | Rheem | RUUD | Singlezone Ducted, Centrally Ducted | 214097886 |  | HRCU-A-CB | RD17AZ60AJ3N | Ducted Indoor Units | RH3VZ6024STACN |  |  |  | 10 | 19 | 8.1 | FALSE | FALSE | TRUE | 55500 | 50000 | 3.61 | 36000 | 2.6
214097885 |  | Live | Rheem | FRIEDRICH | Singlezone Ducted, Centrally Ducted | 214097885 |  | HRCU-A-CB | RD17AZ60AJ3N | Ducted Indoor Units | FRH3VZ6024STACN |  |  |  | 10 | 19 | 8.1 | FALSE | FALSE | TRUE | 55500 | 50000 | 3.61 | 36000 | 2.6
214097884 |  | Live | Rheem | RHEEM | Singlezone Ducted, Centrally Ducted | 214097884 |  | HRCU-A-CB | RD17AZ60AJ3N | Ducted Indoor Units | RH3VZ6024STACN |  |  |  | 10 | 19 | 8.1 | FALSE | FALSE | TRUE | 55500 | 50000 | 3.61 | 36000 | 2.6
214095455 |  | Live | Rheem | RHEEM | Singlezone Ducted, Centrally Ducted | 214095455 |  | HRCU-A-CB | RD17AZ24AJ3N | Ducted Indoor Units | RH3VZ3617STACN |  |  |  | 10 | 19 | 8.1 | FALSE | FALSE | TRUE | 22600 | 18700 | 3.22 | 15100 | 2.6
214095454 |  | Live | Rheem | RUUD | Singlezone Ducted, Centrally Ducted | 214095454 |  | HRCU-A-CB | RD17AZ24AJ3N | Ducted Indoor Units | RH3VZ3617STACN |  |  |  | 10 | 19 | 8.1 | FALSE | FALSE | TRUE | 22600 | 18700 | 3.22 | 15100 | 2.6
214095453 |  | Live | Rheem | FRIEDRICH | Singlezone Ducted, Centrally Ducted | 214095453 |  | HRCU-A-CB | RD17AZ24AJ3N | Ducted Indoor Units | FRH3VZ3617STACN |  |  |  | 10 | 19 | 8.1 | TRUE | TRUE | TRUE | 22600 | 18700 | 3.22 | 15100 | 2.6
214075927 |  | Live | Rheem | RHEEM | Singlezone Ducted, Centrally Ducted | 214075927 |  | HRCU-A-CB | RD17AZ24AJ3N | Ducted Indoor Units | RH2VZ3617STANN |  |  |  | 10 | 17 | 8.1 | TRUE | TRUE | TRUE | 22800 | 15100 | 2.6 | 15100 | 2.6
214075926 |  | Live | Rheem | FRIEDRICH | Singlezone Ducted, Centrally Ducted | 214075926 |  | HRCU-A-CB | RD17AZ24AJ3N | Ducted Indoor Units | FRH2VZ3617STANN |  |  |  | 10 | 17 | 8.1 | TRUE | TRUE | TRUE | 22800 | 15100 | 2.6 | 15100 | 2.6
214075925 |  | Live | Rheem | RUUD | Singlezone Ducted, Centrally Ducted | 214075925 |  | HRCU-A-CB | RD17AZ24AJ3N | Ducted Indoor Units | RH2VZ3617STANN |  |  |  | 10 | 17 | 8.1 | TRUE | TRUE | TRUE | 22800 | 15100 | 2.6 | 15100 | 2.6
214075923 |  | Live | Rheem | RUSSELL | Singlezone Ducted, Centrally Ducted | 214075923 |  | HRCU-A-CB | RD17AZ24AJ3N | Ducted Indoor Units | SH2VZ3617STANN |  |  |  | 10 | 17 | 8.1 | TRUE | TRUE | TRUE | 22800 | 15100 | 2.6 | 15100 | 2.6
214075922 |  | Live | Rheem | SURE | Singlezone Ducted, Centrally Ducted | 214075922 |  | HRCU-A-CB | RD17AZ24AJ3N | Ducted Indoor Units | SH2VZ3617STANN |  |  |  | 10 | 17 | 8.1 | TRUE | TRUE | TRUE | 22800 | 15100 | 2.6 | 15100 | 2.6
214075182 |  | Live | Rheem | RUSSELL | Singlezone Ducted, Centrally Ducted | 214075182 |  | HRCU-A-CB | RD17AZ60AJ3N | Ducted Indoor Units | SH2VZ6024STANN |  |  |  | 10 | 16 | 8.1 | FALSE | FALSE | TRUE | 55500 | 36000 | 2.6 | 36000 | 2.6
214075181 |  | Live | Rheem | SURE | Singlezone Ducted, Centrally Ducted | 214075181 |  | HRCU-A-CB | RD17AZ60AJ3N | Ducted Indoor Units | SH2VZ6024STANN |  |  |  | 10 | 16 | 8.1 | FALSE | FALSE | TRUE | 55500 | 36000 | 2.6 | 36000 | 2.6
214075174 |  | Live | Rheem | RUUD | Singlezone Ducted, Centrally Ducted | 214075174 |  | HRCU-A-CB | RD17AZ60AJ3N | Ducted Indoor Units | RH2VZ6024STANN |  |  |  | 10 | 16 | 8.1 | FALSE | FALSE | TRUE | 55500 | 36000 | 2.6 | 36000 | 2.6
214075172 |  | Live | Rheem | RHEEM | Singlezone Ducted, Centrally Ducted | 214075172 |  | HRCU-A-CB | RD17AZ60AJ3N | Ducted Indoor Units | RH2VZ6024STANN |  |  |  | 10 | 16 | 8.1 | FALSE | FALSE | TRUE | 55500 | 36000 | 2.6 | 36000 | 2.6
214075170 |  | Live | Rheem | FRIEDRICH | Singlezone Ducted, Centrally Ducted | 214075170 |  | HRCU-A-CB | RD17AZ60AJ3N | Ducted Indoor Units | FRH2VZ6024STANN |  |  |  | 10 | 16 | 8.1 | FALSE | FALSE | TRUE | 55500 | 36000 | 2.6 | 36000 | 2.6
214066465 |  | Live | Rheem | RHEEM | Singlezone Ducted, Centrally Ducted | 214066465 |  | HRCU-A-CB | RD17AZ36AJ3N | Ducted Indoor Units | RH2VZ3621MTANN |  |  |  | 12 | 19 | 8.5 | TRUE | TRUE | TRUE | 34200 | 23200 | 2.82 | 23000 | 2.8
214066463 |  | Live | Rheem | RUSSELL | Singlezone Ducted, Centrally Ducted | 214066463 |  | HRCU-A-CB | RD17AZ36AJ3N | Ducted Indoor Units | SH2VZ3621MTANA |  |  |  | 12 | 19 | 8.5 | TRUE | TRUE | TRUE | 34200 | 23400 | 2.8 | 23400 | 2.8
214066462 |  | Live | Rheem | SURE | Singlezone Ducted, Centrally Ducted | 214066462 |  | HRCU-A-CB | RD17AZ36AJ3N | Ducted Indoor Units | SH2VZ3621MTANA |  |  |  | 12 | 19 | 8.5 | TRUE | TRUE | TRUE | 34200 | 23400 | 2.8 | 23400 | 2.8
214066461 |  | Live | Rheem | RUUD | Singlezone Ducted, Centrally Ducted | 214066461 |  | HRCU-A-CB | RD17AZ36AJ3N | Ducted Indoor Units | RH2VZ3621MTANA |  |  |  | 12 | 19 | 8.5 | TRUE | TRUE | TRUE | 34200 | 23400 | 2.8 | 23400 | 2.8
214066459 |  | Live | Rheem | FRIEDRICH | Singlezone Ducted, Centrally Ducted | 214066459 |  | HRCU-A-CB | RD17AZ36AJ3N | Ducted Indoor Units | FRH2VZ3621MTANA |  |  |  | 12 | 19 | 8.5 | TRUE | TRUE | TRUE | 34200 | 23400 | 2.8 | 23400 | 2.8
214066458 |  | Live | Rheem | SURE | Singlezone Ducted, Centrally Ducted | 214066458 |  | HRCU-A-CB | RD17AZ36AJ3N | Ducted Indoor Units | SH2VZ3621MTANN |  |  |  | 12 | 19 | 8.5 | TRUE | TRUE | TRUE | 34200 | 23200 | 2.82 | 23000 | 2.8
214066457 |  | Live | Rheem | RUUD | Singlezone Ducted, Centrally Ducted | 214066457 |  | HRCU-A-CB | RD17AZ36AJ3N | Ducted Indoor Units | RH2VZ3621MTANN |  |  |  | 12 | 19 | 8.5 | TRUE | TRUE | TRUE | 34200 | 23200 | 2.82 | 23000 | 2.8
214066455 |  | Live | Rheem | RHEEM | Singlezone Ducted, Centrally Ducted | 214066455 |  | HRCU-A-CB | RD17AZ36AJ3N | Ducted Indoor Units | RH2VZ3621MTANA |  |  |  | 12 | 19 | 8.5 | TRUE | TRUE | TRUE | 34200 | 23400 | 2.8 | 23400 | 2.8
214066454 |  | Live | Rheem | FRIEDRICH | Singlezone Ducted, Centrally Ducted | 214066454 |  | HRCU-A-CB | RD17AZ36AJ3N | Ducted Indoor Units | FRH2VZ3621MTANN |  |  |  | 12 | 19 | 8.5 | TRUE | TRUE | TRUE | 34200 | 23200 | 2.82 | 23000 | 2.8
214066453 |  | Live | Rheem | RUSSELL | Singlezone Ducted, Centrally Ducted | 214066453 |  | HRCU-A-CB | RD17AZ36AJ3N | Ducted Indoor Units | SH2VZ3621MTANN |  |  |  | 12 | 19 | 8.5 | TRUE | TRUE | TRUE | 34200 | 23200 | 2.82 | 23000 | 2.8
213369643 |  | Live | Lennox Industries | ADP | Singlezone Ducted, Centrally Ducted | 213369643 |  | HRCU-A-C | MOD30U-30HFN1-MR0(X) | Ducted Indoor Units | *G32936+TD |  |  |  | 10 | 15.2 | 9.2 | FALSE | FALSE | TRUE | 29000 | 21600 | 2.1 | 26000 | 2.28
213369642 |  | Live | Lennox Industries | ADP | Singlezone Ducted, Centrally Ducted | 213369642 |  | HRCU-A-C | MOD30U-30HFN1-MR0(X) | Ducted Indoor Units | *E31930+TD |  |  |  | 10 | 15.2 | 9.05 | FALSE | FALSE | TRUE | 28600 | 21400 | 2.1 | 26000 | 2.28
211468638 |  | Live | Carrier | PAYNE HEATING AND COOLING | Singlezone Ducted, Centrally Ducted | 211468638 |  | HRCU-A-CB | 38MURAQ36AB3* | Ducted Indoor Units | PF4MN*B36L* |  |  |  | 9.5 | 15 | 8 | FALSE | FALSE | FALSE | 36200 | 29400 | 2.34 | 29730 | 2.45
211468637 |  | Live | Carrier | BRYANT HEATING AND COOLING SYSTEMS | Singlezone Ducted, Centrally Ducted | 211468637 |  | HRCU-A-CB | 38MURAQ36AB3* | Ducted Indoor Units | PF4MN*B36L* |  |  |  | 9.5 | 15 | 8 | FALSE | FALSE | FALSE | 36200 | 29400 | 2.34 | 29730 | 2.45
211468636 |  | Live | Carrier | CARRIER | Singlezone Ducted, Centrally Ducted | 211468636 |  | HRCU-A-CB | 38MURAQ36AB3* | Ducted Indoor Units | PF4MN*B36L* |  |  |  | 9.5 | 15 | 8 | FALSE | FALSE | FALSE | 36200 | 29400 | 2.34 | 29730 | 2.45
211230936 |  | Live | Carrier | GRANDAIRE | Singlezone Ducted, Centrally Ducted | 211230936 |  | HRCU-A-CB | WDLCURAH36ABK | Ducted Indoor Units | WAXL484A* |  |  |  | 10 | 16 | 8.5 | FALSE | FALSE | TRUE | 36800 | 29000 | 2.46 | 29330 | 2.57
211230935 |  | Live | Carrier | TEMPSTAR | Singlezone Ducted, Centrally Ducted | 211230935 |  | HRCU-A-CB | DLCURAH36ABK | Ducted Indoor Units | FXM4X48**AL |  |  |  | 10 | 16 | 8.5 | FALSE | FALSE | TRUE | 36800 | 29000 | 2.46 | 29330 | 2.57
211230934 |  | Live | Carrier | SMART COMFORT | Singlezone Ducted, Centrally Ducted | 211230934 |  | HRCU-A-CB | DLCURAH36ABK | Ducted Indoor Units | FXM4X48**AL |  |  |  | 10 | 16 | 8.5 | FALSE | FALSE | TRUE | 36800 | 29000 | 2.46 | 29330 | 2.57
211230933 |  | Live | Carrier | KEEPRITE | Singlezone Ducted, Centrally Ducted | 211230933 |  | HRCU-A-CB | DLCURAH36ABK | Ducted Indoor Units | FXM4X48**AL |  |  |  | 10 | 16 | 8.5 | FALSE | FALSE | TRUE | 36800 | 29000 | 2.46 | 29330 | 2.57
211230932 |  | Live | Carrier | HEIL | Singlezone Ducted, Centrally Ducted | 211230932 |  | HRCU-A-CB | DLCURAH36ABK | Ducted Indoor Units | FXM4X48**AL |  |  |  | 10 | 16 | 8.5 | FALSE | FALSE | TRUE | 36800 | 29000 | 2.46 | 29330 | 2.57
211230931 |  | Live | Carrier | DAY & NIGHT | Singlezone Ducted, Centrally Ducted | 211230931 |  | HRCU-A-CB | DLCURAH36ABK | Ducted Indoor Units | FXM4X48**AL |  |  |  | 10 | 16 | 8.5 | FALSE | FALSE | TRUE | 36800 | 29000 | 2.46 | 29330 | 2.57
211230930 |  | Live | Carrier | COMFORTMAKER | Singlezone Ducted, Centrally Ducted | 211230930 |  | HRCU-A-CB | DLCURAH36ABK | Ducted Indoor Units | FXM4X48**AL |  |  |  | 10 | 16 | 8.5 | FALSE | FALSE | TRUE | 36800 | 29000 | 2.46 | 29330 | 2.57
211230929 |  | Live | Carrier | ARCOAIRE | Singlezone Ducted, Centrally Ducted | 211230929 |  | HRCU-A-CB | DLCURAH36ABK | Ducted Indoor Units | FXM4X48**AL |  |  |  | 10 | 16 | 8.5 | FALSE | FALSE | TRUE | 36800 | 29000 | 2.46 | 29330 | 2.57
211230928 |  | Live | Carrier | AIRQUEST | Singlezone Ducted, Centrally Ducted | 211230928 |  | HRCU-A-CB | DLCURAH36ABK | Ducted Indoor Units | FXM4X48**AL |  |  |  | 10 | 16 | 8.5 | FALSE | FALSE | TRUE | 36800 | 29000 | 2.46 | 29330 | 2.57
211230927 |  | Live | Carrier | PAYNE HEATING AND COOLING | Singlezone Ducted, Centrally Ducted | 211230927 |  | HRCU-A-CB | 38MURAQ36AB3* | Ducted Indoor Units | PF4MNB049L |  |  |  | 10 | 16 | 8.5 | FALSE | FALSE | TRUE | 36800 | 29000 | 2.46 | 29330 | 2.57
211230926 |  | Live | Carrier | BRYANT HEATING AND COOLING SYSTEMS | Singlezone Ducted, Centrally Ducted | 211230926 |  | HRCU-A-CB | 38MURAQ36AB3* | Ducted Indoor Units | FX4DN(B,F)049L |  |  |  | 10 | 16 | 8.5 | FALSE | FALSE | TRUE | 36800 | 29000 | 2.46 | 29330 | 2.57
211230925 |  | Live | Carrier | GRANDAIRE | Singlezone Ducted, Centrally Ducted | 211230925 |  | HRCU-A-CB | WDLCURAH36ABK | Ducted Indoor Units | WAXL424A* |  |  |  | 10 | 16 | 8.1 | FALSE | FALSE | TRUE | 36000 | 29000 | 2.34 | 29330 | 2.45
211230924 |  | Live | Carrier | TEMPSTAR | Singlezone Ducted, Centrally Ducted | 211230924 |  | HRCU-A-CB | DLCURAH36ABK | Ducted Indoor Units | FXM4X42**AL |  |  |  | 10 | 16 | 8.1 | FALSE | FALSE | TRUE | 36000 | 29000 | 2.34 | 29330 | 2.45
211230923 |  | Live | Carrier | SMART COMFORT | Singlezone Ducted, Centrally Ducted | 211230923 |  | HRCU-A-CB | DLCURAH36ABK | Ducted Indoor Units | FXM4X42**AL |  |  |  | 10 | 16 | 8.1 | FALSE | FALSE | TRUE | 36000 | 29000 | 2.34 | 29330 | 2.45
211230922 |  | Live | Carrier | KEEPRITE | Singlezone Ducted, Centrally Ducted | 211230922 |  | HRCU-A-CB | DLCURAH36ABK | Ducted Indoor Units | FXM4X42**AL |  |  |  | 10 | 16 | 8.1 | FALSE | FALSE | TRUE | 36000 | 29000 | 2.34 | 29330 | 2.45
211230921 |  | Live | Carrier | HEIL | Singlezone Ducted, Centrally Ducted | 211230921 |  | HRCU-A-CB | DLCURAH36ABK | Ducted Indoor Units | FXM4X42**AL |  |  |  | 10 | 16 | 8.1 | FALSE | FALSE | TRUE | 36000 | 29000 | 2.34 | 29330 | 2.45
211230920 |  | Live | Carrier | DAY & NIGHT | Singlezone Ducted, Centrally Ducted | 211230920 |  | HRCU-A-CB | DLCURAH36ABK | Ducted Indoor Units | FXM4X42**AL |  |  |  | 10 | 16 | 8.1 | FALSE | FALSE | TRUE | 36000 | 29000 | 2.34 | 29330 | 2.45
211230919 |  | Live | Carrier | COMFORTMAKER | Singlezone Ducted, Centrally Ducted | 211230919 |  | HRCU-A-CB | DLCURAH36ABK | Ducted Indoor Units | FXM4X42**AL |  |  |  | 10 | 16 | 8.1 | FALSE | FALSE | TRUE | 36000 | 29000 | 2.34 | 29330 | 2.45
211230918 |  | Live | Carrier | ARCOAIRE | Singlezone Ducted, Centrally Ducted | 211230918 |  | HRCU-A-CB | DLCURAH36ABK | Ducted Indoor Units | FXM4X42**AL |  |  |  | 10 | 16 | 8.1 | FALSE | FALSE | TRUE | 36000 | 29000 | 2.34 | 29330 | 2.45
211230917 |  | Live | Carrier | AIRQUEST | Singlezone Ducted, Centrally Ducted | 211230917 |  | HRCU-A-CB | DLCURAH36ABK | Ducted Indoor Units | FXM4X42**AL |  |  |  | 10 | 16 | 8.1 | FALSE | FALSE | TRUE | 36000 | 29000 | 2.34 | 29330 | 2.45
211230916 |  | Live | Carrier | PAYNE HEATING AND COOLING | Singlezone Ducted, Centrally Ducted | 211230916 |  | HRCU-A-CB | 38MURAQ36AB3* | Ducted Indoor Units | PF4MNB043L |  |  |  | 10 | 16 | 8.1 | FALSE | FALSE | TRUE | 36000 | 29000 | 2.34 | 29330 | 2.45
211230915 |  | Live | Carrier | BRYANT HEATING AND COOLING SYSTEMS | Singlezone Ducted, Centrally Ducted | 211230915 |  | HRCU-A-CB | 38MURAQ36AB3* | Ducted Indoor Units | FX4DN(B,F)043L |  |  |  | 10 | 16 | 8.1 | FALSE | FALSE | TRUE | 36000 | 29000 | 2.34 | 29330 | 2.45
211230903 |  | Live | Carrier | TEMPSTAR | Singlezone Ducted, Centrally Ducted | 211230903 |  | HRCU-A-CB | DLCURAH36ABK | Ducted Indoor Units | FVM4X48***L |  |  |  | 10 | 17 | 8.5 | FALSE | FALSE | TRUE | 36200 | 28600 | 2.44 | 28920 | 2.55
211230902 |  | Live | Carrier | SMART COMFORT | Singlezone Ducted, Centrally Ducted | 211230902 |  | HRCU-A-CB | DLCURAH36ABK | Ducted Indoor Units | FVM4X48***L |  |  |  | 10 | 17 | 8.5 | FALSE | FALSE | TRUE | 36200 | 28600 | 2.44 | 28920 | 2.55
211230901 |  | Live | Carrier | KEEPRITE | Singlezone Ducted, Centrally Ducted | 211230901 |  | HRCU-A-CB | DLCURAH36ABK | Ducted Indoor Units | FVM4X48***L |  |  |  | 10 | 17 | 8.5 | FALSE | FALSE | TRUE | 36200 | 28600 | 2.44 | 28920 | 2.55
211230900 |  | Live | Carrier | HEIL | Singlezone Ducted, Centrally Ducted | 211230900 |  | HRCU-A-CB | DLCURAH36ABK | Ducted Indoor Units | FVM4X48***L |  |  |  | 10 | 17 | 8.5 | FALSE | FALSE | TRUE | 36200 | 28600 | 2.44 | 28920 | 2.55
211230899 |  | Live | Carrier | DAY & NIGHT | Singlezone Ducted, Centrally Ducted | 211230899 |  | HRCU-A-CB | DLCURAH36ABK | Ducted Indoor Units | FVM4X48***L |  |  |  | 10 | 17 | 8.5 | FALSE | FALSE | TRUE | 36200 | 28600 | 2.44 | 28920 | 2.55
211230898 |  | Live | Carrier | COMFORTMAKER | Singlezone Ducted, Centrally Ducted | 211230898 |  | HRCU-A-CB | DLCURAH36ABK | Ducted Indoor Units | FVM4X48***L |  |  |  | 10 | 17 | 8.5 | FALSE | FALSE | TRUE | 36200 | 28600 | 2.44 | 28920 | 2.55
211230897 |  | Live | Carrier | ARCOAIRE | Singlezone Ducted, Centrally Ducted | 211230897 |  | HRCU-A-CB | DLCURAH36ABK | Ducted Indoor Units | FVM4X48***L |  |  |  | 10 | 17 | 8.5 | FALSE | FALSE | TRUE | 36200 | 28600 | 2.44 | 28920 | 2.55
211230896 |  | Live | Carrier | AIRQUEST | Singlezone Ducted, Centrally Ducted | 211230896 |  | HRCU-A-CB | DLCURAH36ABK | Ducted Indoor Units | FVM4X48***L |  |  |  | 10 | 17 | 8.5 | FALSE | FALSE | TRUE | 36200 | 28600 | 2.44 | 28920 | 2.55
211230895 |  | Live | Carrier | PAYNE HEATING AND COOLING | Singlezone Ducted, Centrally Ducted | 211230895 |  | HRCU-A-CB | 38MURAQ36AB3* | Ducted Indoor Units | FV4CN(B,F)005L |  |  |  | 10 | 17 | 8.5 | FALSE | FALSE | TRUE | 36200 | 28600 | 2.44 | 28920 | 2.55
211230894 |  | Live | Carrier | BRYANT HEATING AND COOLING SYSTEMS | Singlezone Ducted, Centrally Ducted | 211230894 |  | HRCU-A-CB | 38MURAQ36AB3* | Ducted Indoor Units | FV4CN(B,F)005L |  |  |  | 10 | 17 | 8.5 | FALSE | FALSE | TRUE | 36200 | 28600 | 2.44 | 28920 | 2.55
211230893 |  | Live | Carrier | GRANDAIRE | Singlezone Ducted, Centrally Ducted | 211230893 |  | HRCU-A-CB | WDLCURAH36ABK | Ducted Indoor Units | FMA4X36**AL* |  |  |  | 10 | 17 | 8.1 | FALSE | FALSE | TRUE | 35800 | 29600 | 2.34 | 29930 | 2.45
211230892 |  | Live | Carrier | TEMPSTAR | Singlezone Ducted, Centrally Ducted | 211230892 |  | HRCU-A-CB | DLCURAH36ABK | Ducted Indoor Units | FMA4X36**AL* |  |  |  | 10 | 17 | 8.1 | FALSE | FALSE | TRUE | 35800 | 29600 | 2.34 | 29930 | 2.45
211230891 |  | Live | Carrier | SMART COMFORT | Singlezone Ducted, Centrally Ducted | 211230891 |  | HRCU-A-CB | DLCURAH36ABK | Ducted Indoor Units | FMA4X36**AL* |  |  |  | 10 | 17 | 8.1 | FALSE | FALSE | TRUE | 35800 | 29600 | 2.34 | 29930 | 2.45
211230890 |  | Live | Carrier | KEEPRITE | Singlezone Ducted, Centrally Ducted | 211230890 |  | HRCU-A-CB | DLCURAH36ABK | Ducted Indoor Units | FMA4X36**AL* |  |  |  | 10 | 17 | 8.1 | FALSE | FALSE | TRUE | 35800 | 29600 | 2.34 | 29930 | 2.45
211230889 |  | Live | Carrier | HEIL | Singlezone Ducted, Centrally Ducted | 211230889 |  | HRCU-A-CB | DLCURAH36ABK | Ducted Indoor Units | FMA4X36**AL* |  |  |  | 10 | 17 | 8.1 | FALSE | FALSE | TRUE | 35800 | 29600 | 2.34 | 29930 | 2.45
211230888 |  | Live | Carrier | DAY & NIGHT | Singlezone Ducted, Centrally Ducted | 211230888 |  | HRCU-A-CB | DLCURAH36ABK | Ducted Indoor Units | FMA4X36**AL* |  |  |  | 10 | 17 | 8.1 | FALSE | FALSE | TRUE | 35800 | 29600 | 2.34 | 29930 | 2.45
211230887 |  | Live | Carrier | COMFORTMAKER | Singlezone Ducted, Centrally Ducted | 211230887 |  | HRCU-A-CB | DLCURAH36ABK | Ducted Indoor Units | FMA4X36**AL* |  |  |  | 10 | 17 | 8.1 | FALSE | FALSE | TRUE | 35800 | 29600 | 2.34 | 29930 | 2.45
211230886 |  | Live | Carrier | ARCOAIRE | Singlezone Ducted, Centrally Ducted | 211230886 |  | HRCU-A-CB | DLCURAH36ABK | Ducted Indoor Units | FMA4X36**AL* |  |  |  | 10 | 17 | 8.1 | FALSE | FALSE | TRUE | 35800 | 29600 | 2.34 | 29930 | 2.45
211230885 |  | Live | Carrier | AIRQUEST | Singlezone Ducted, Centrally Ducted | 211230885 |  | HRCU-A-CB | DLCURAH36ABK | Ducted Indoor Units | FMA4X36**AL* |  |  |  | 10 | 17 | 8.1 | FALSE | FALSE | TRUE | 35800 | 29600 | 2.34 | 29930 | 2.45
211230884 |  | Live | Carrier | PAYNE HEATING AND COOLING | Singlezone Ducted, Centrally Ducted | 211230884 |  | HRCU-A-CB | 38MURAQ36AB3* | Ducted Indoor Units | FMA4X36**AL* |  |  |  | 10 | 17 | 8.1 | FALSE | FALSE | TRUE | 35800 | 29600 | 2.34 | 29930 | 2.45
211230883 |  | Live | Carrier | BRYANT HEATING AND COOLING SYSTEMS | Singlezone Ducted, Centrally Ducted | 211230883 |  | HRCU-A-CB | 38MURAQ36AB3* | Ducted Indoor Units | FMA4X36**AL* |  |  |  | 10 | 17 | 8.1 | FALSE | FALSE | TRUE | 35800 | 29600 | 2.34 | 29930 | 2.45
211230871 |  | Live | Carrier | GRANDAIRE | Singlezone Ducted, Centrally Ducted | 211230871 |  | HRCU-A-CB | WDLCURAH36ABK | Ducted Indoor Units | FM(C,U)4Z36**AL* |  |  |  | 10 | 16.5 | 8.1 | FALSE | FALSE | TRUE | 36000 | 29600 | 2.32 | 29930 | 2.43
211230870 |  | Live | Carrier | TEMPSTAR | Singlezone Ducted, Centrally Ducted | 211230870 |  | HRCU-A-CB | DLCURAH36ABK | Ducted Indoor Units | FM(C,U)4Z36**AL* |  |  |  | 10 | 16.5 | 8.1 | FALSE | FALSE | TRUE | 36000 | 29600 | 2.32 | 29930 | 2.43
211230869 |  | Live | Carrier | SMART COMFORT | Singlezone Ducted, Centrally Ducted | 211230869 |  | HRCU-A-CB | DLCURAH36ABK | Ducted Indoor Units | FM(C,U)4Z36**AL* |  |  |  | 10 | 16.5 | 8.1 | FALSE | FALSE | TRUE | 36000 | 29600 | 2.32 | 29930 | 2.43
211230868 |  | Live | Carrier | KEEPRITE | Singlezone Ducted, Centrally Ducted | 211230868 |  | HRCU-A-CB | DLCURAH36ABK | Ducted Indoor Units | FM(C,U)4Z36**AL* |  |  |  | 10 | 16.5 | 8.1 | FALSE | FALSE | TRUE | 36000 | 29600 | 2.32 | 29930 | 2.43
211230867 |  | Live | Carrier | HEIL | Singlezone Ducted, Centrally Ducted | 211230867 |  | HRCU-A-CB | DLCURAH36ABK | Ducted Indoor Units | FM(C,U)4Z36**AL* |  |  |  | 10 | 16.5 | 8.1 | FALSE | FALSE | TRUE | 36000 | 29600 | 2.32 | 29930 | 2.43
211230866 |  | Live | Carrier | DAY & NIGHT | Singlezone Ducted, Centrally Ducted | 211230866 |  | HRCU-A-CB | DLCURAH36ABK | Ducted Indoor Units | FM(C,U)4Z36**AL* |  |  |  | 10 | 16.5 | 8.1 | FALSE | FALSE | TRUE | 36000 | 29600 | 2.32 | 29930 | 2.43
211230865 |  | Live | Carrier | COMFORTMAKER | Singlezone Ducted, Centrally Ducted | 211230865 |  | HRCU-A-CB | DLCURAH36ABK | Ducted Indoor Units | FM(C,U)4Z36**AL* |  |  |  | 10 | 16.5 | 8.1 | FALSE | FALSE | TRUE | 36000 | 29600 | 2.32 | 29930 | 2.43
211230864 |  | Live | Carrier | ARCOAIRE | Singlezone Ducted, Centrally Ducted | 211230864 |  | HRCU-A-CB | DLCURAH36ABK | Ducted Indoor Units | FM(C,U)4Z36**AL* |  |  |  | 10 | 16.5 | 8.1 | FALSE | FALSE | TRUE | 36000 | 29600 | 2.32 | 29930 | 2.43
211230863 |  | Live | Carrier | AIRQUEST | Singlezone Ducted, Centrally Ducted | 211230863 |  | HRCU-A-CB | DLCURAH36ABK | Ducted Indoor Units | FM(C,U)4Z36**AL* |  |  |  | 10 | 16.5 | 8.1 | FALSE | FALSE | TRUE | 36000 | 29600 | 2.32 | 29930 | 2.43
211230862 |  | Live | Carrier | PAYNE HEATING AND COOLING | Singlezone Ducted, Centrally Ducted | 211230862 |  | HRCU-A-CB | 38MURAQ36AB3* | Ducted Indoor Units | FM(C,U)4Z36**AL* |  |  |  | 10 | 16.5 | 8.1 | FALSE | FALSE | TRUE | 36000 | 29600 | 2.32 | 29930 | 2.43
211230861 |  | Live | Carrier | BRYANT HEATING AND COOLING SYSTEMS | Singlezone Ducted, Centrally Ducted | 211230861 |  | HRCU-A-CB | 38MURAQ36AB3* | Ducted Indoor Units | FM(C,U)4Z36**AL* |  |  |  | 10 | 16.5 | 8.1 | FALSE | FALSE | TRUE | 36000 | 29600 | 2.32 | 29930 | 2.43
212391377 |  | Live | Trane U.S. Inc. | TRANE | Singlezone Ducted, Centrally Ducted | 212391377 |  | HRCU-A-C | 4TWV7X60A1 | Ducted Indoor Units | TAMXB0C60V51 |  |  |  | 12 | 17 | 8.2 | TRUE | FALSE | TRUE | 53000 | 49000 | 2.08 | 50600 | 2.01
212391368 |  | Live | Trane U.S. Inc. | TRANE | Singlezone Ducted, Centrally Ducted | 212391368 |  | HRCU-A-C | 4TWV7X48A1 | Ducted Indoor Units | TAMXB0C60V51 |  |  |  | 12 | 17 | 8.5 | TRUE | FALSE | TRUE | 46000 | 35800 | 2.26 | 36100 | 2.23
212391375 |  | Live | Trane U.S. Inc. | TRANE | Singlezone Ducted, Centrally Ducted | 212391375 |  | HRCU-A-C | 4TWV7X48A1 | Ducted Indoor Units | TAMXB0C48V41 |  |  |  | 11.7 | 17 | 8.5 | TRUE | FALSE | TRUE | 45500 | 35600 | 2.28 | 35900 | 2.26
212391308 |  | Live | Trane U.S. Inc. | TRANE | Singlezone Ducted, Centrally Ducted | 212391308 |  | HRCU-A-C | 4TWV7X36A1 | Ducted Indoor Units | TAMXB0C36V31 |  |  |  | 12 | 17 | 8.5 | TRUE | FALSE | TRUE | 34600 | 25800 | 2.28 | 26100 | 2.26
212391468 |  | Live | Trane U.S. Inc. | TRANE | Singlezone Ducted, Centrally Ducted | 212391468 |  | HRCU-A-C | 4TWV7X36A1 | Ducted Indoor Units | TAMXB0B30V31 |  |  |  | 12 | 17 | 8.5 | TRUE | FALSE | TRUE | 34000 | 26200 | 2.31 | 26400 | 2.28
212391373 |  | Live | Trane U.S. Inc. | TRANE | Singlezone Ducted, Centrally Ducted | 212391373 |  | HRCU-A-C | 4TWV7X24A1 | Ducted Indoor Units | TAMXB0B30V31 |  |  |  | 12 | 17 | 8.5 | TRUE | FALSE | TRUE | 23800 | 17100 | 2.46 | 17100 | 2.44
212391565 |  | Live | Trane U.S. Inc. | AMERICAN STANDARD | Singlezone Ducted, Centrally Ducted | 212391565 |  | HRCU-A-C | 4A6V7X60A1 | Ducted Indoor Units | TAMXB0C60V51 |  |  |  | 12 | 17 | 8.2 | TRUE | FALSE | TRUE | 53000 | 49000 | 2.08 | 50600 | 2.01
212391555 |  | Live | Trane U.S. Inc. | AMERICAN STANDARD | Singlezone Ducted, Centrally Ducted | 212391555 |  | HRCU-A-C | 4A6V7X48A1 | Ducted Indoor Units | TAMXB0C60V51 |  |  |  | 12 | 17 | 8.5 | TRUE | FALSE | TRUE | 46000 | 35800 | 2.26 | 36100 | 2.23
212391376 |  | Live | Trane U.S. Inc. | AMERICAN STANDARD | Singlezone Ducted, Centrally Ducted | 212391376 |  | HRCU-A-C | 4A6V7X48A1 | Ducted Indoor Units | TAMXB0C48V41 |  |  |  | 11.7 | 17 | 8.5 | TRUE | FALSE | TRUE | 45500 | 35600 | 2.28 | 35900 | 2.26
212391374 |  | Live | Trane U.S. Inc. | AMERICAN STANDARD | Singlezone Ducted, Centrally Ducted | 212391374 |  | HRCU-A-C | 4A6V7X36A1 | Ducted Indoor Units | TAMXB0C36V31 |  |  |  | 12 | 17 | 8.5 | TRUE | FALSE | TRUE | 34600 | 25800 | 2.28 | 26100 | 2.26
212391566 |  | Live | Trane U.S. Inc. | AMERICAN STANDARD | Singlezone Ducted, Centrally Ducted | 212391566 |  | HRCU-A-C | 4A6V7X36A1 | Ducted Indoor Units | TAMXB0B30V31 |  |  |  | 12 | 17 | 8.5 | TRUE | FALSE | TRUE | 34000 | 26200 | 2.31 | 26400 | 2.28
212391564 |  | Live | Trane U.S. Inc. | AMERICAN STANDARD | Singlezone Ducted, Centrally Ducted | 212391564 |  | HRCU-A-C | 4A6V7X24A1 | Ducted Indoor Units | TAMXB0B30V31 |  |  |  | 12 | 17 | 8.5 | TRUE | FALSE | TRUE | 23800 | 17100 | 2.46 | 17100 | 2.44
214396769 |  | Live | Johnson Controls Inc. (York International Norman) | JOHNSON CONTROLS | Singlezone Ducted, Centrally Ducted | 214396769 |  | HRCU-A-CB | HH860E2S11 |  | CTF60D5CJS1+JME18D2SN1 |  |  |  | 11 | 19 | 8.5 | TRUE | TRUE | TRUE | 53000 | 37200 | 2.66 | 37200 | 2.66
214396768 |  | Live | Johnson Controls Inc. (York International Norman) | CHAMPION HEATING AND COOLING | Singlezone Ducted, Centrally Ducted | 214396768 |  | HRCU-A-CB | HH860E2S11 |  | CTF60D5CJS1+JME18D2SN1 |  |  |  | 11 | 19 | 8.5 | TRUE | TRUE | TRUE | 53000 | 37200 | 2.66 | 37200 | 2.66
214396767 |  | Live | Johnson Controls Inc. (York International Norman) | FRASER-JOHNSTON | Singlezone Ducted, Centrally Ducted | 214396767 |  | HRCU-A-CB | HH860E2S11 |  | CTF60D5CJS1+JME18D2SN1 |  |  |  | 11 | 19 | 8.5 | TRUE | TRUE | TRUE | 53000 | 37200 | 2.66 | 37200 | 2.66
214396766 |  | Live | Johnson Controls Inc. (York International Norman) | LUXAIRE | Singlezone Ducted, Centrally Ducted | 214396766 |  | HRCU-A-CB | HH860E2S11 |  | CTF60D5CJS1+JME18D2SN1 |  |  |  | 11 | 19 | 8.5 | TRUE | TRUE | TRUE | 53000 | 37200 | 2.66 | 37200 | 2.66
214396765 |  | Live | Johnson Controls Inc. (York International Norman) | COLEMAN | Singlezone Ducted, Centrally Ducted | 214396765 |  | HRCU-A-CB | HH860E2S11 |  | CTF60D5CJS1+JME18D2SN1 |  |  |  | 11 | 19 | 8.5 | TRUE | TRUE | TRUE | 53000 | 37200 | 2.66 | 37200 | 2.66
214396091 |  | Live | Johnson Controls Inc. (York International Norman) | YORK | Singlezone Ducted, Centrally Ducted | 214396091 |  | HRCU-A-CB | HH860E2S11 |  | CTF60D5CJS1+JME18D2SN1 |  |  |  | 11 | 19 | 8.5 | TRUE | TRUE | TRUE | 53000 | 37200 | 2.66 | 37200 | 2.66
214421555 |  | Live | Johnson Controls Inc. (York International Norman) | JOHNSON CONTROLS | Singlezone Ducted, Centrally Ducted | 214421555 |  | HRCU-A-CB | HH860E2S11 |  | CTM60D5CJS1+JMET18DS2N1 |  |  |  | 11 | 19 | 8.5 | TRUE | TRUE | TRUE | 52500 | 37200 | 2.64 | 37200 | 2.64
214421554 |  | Live | Johnson Controls Inc. (York International Norman) | CHAMPION HEATING AND COOLING | Singlezone Ducted, Centrally Ducted | 214421554 |  | HRCU-A-CB | HH860E2S11 |  | CTM60D5CJS1+JMET18DS2N1 |  |  |  | 11 | 19 | 8.5 | TRUE | TRUE | TRUE | 52500 | 37200 | 2.64 | 37200 | 2.64
214421553 |  | Live | Johnson Controls Inc. (York International Norman) | FRASER-JOHNSTON | Singlezone Ducted, Centrally Ducted | 214421553 |  | HRCU-A-CB | HH860E2S11 |  | CTM60D5CJS1+JMET18DS2N1 |  |  |  | 11 | 19 | 8.5 | TRUE | TRUE | TRUE | 52500 | 37200 | 2.64 | 37200 | 2.64
214421552 |  | Live | Johnson Controls Inc. (York International Norman) | LUXAIRE | Singlezone Ducted, Centrally Ducted | 214421552 |  | HRCU-A-CB | HH860E2S11 |  | CTM60D5CJS1+JMET18DS2N1 |  |  |  | 11 | 19 | 8.5 | TRUE | TRUE | TRUE | 52500 | 37200 | 2.64 | 37200 | 2.64
214396764 |  | Live | Johnson Controls Inc. (York International Norman) | JOHNSON CONTROLS | Singlezone Ducted, Centrally Ducted | 214396764 |  | HRCU-A-CB | HH860E2S11 |  | JHC60D5CH2SS1 |  |  |  | 12 | 19 | 8.5 | TRUE | TRUE | TRUE | 52500 | 36200 | 2.6 | 36200 | 2.6
214396763 |  | Live | Johnson Controls Inc. (York International Norman) | CHAMPION HEATING AND COOLING | Singlezone Ducted, Centrally Ducted | 214396763 |  | HRCU-A-CB | HH860E2S11 |  | JHC60D5CH2SS1 |  |  |  | 12 | 19 | 8.5 | TRUE | TRUE | TRUE | 52500 | 36200 | 2.6 | 36200 | 2.6
214396762 |  | Live | Johnson Controls Inc. (York International Norman) | FRASER-JOHNSTON | Singlezone Ducted, Centrally Ducted | 214396762 |  | HRCU-A-CB | HH860E2S11 |  | JHC60D5CH2SS1 |  |  |  | 12 | 19 | 8.5 | TRUE | TRUE | TRUE | 52500 | 36200 | 2.6 | 36200 | 2.6
214396761 |  | Live | Johnson Controls Inc. (York International Norman) | LUXAIRE | Singlezone Ducted, Centrally Ducted | 214396761 |  | HRCU-A-CB | HH860E2S11 |  | JHC60D5CH2SS1 |  |  |  | 12 | 19 | 8.5 | TRUE | TRUE | TRUE | 52500 | 36200 | 2.6 | 36200 | 2.6
214396760 |  | Live | Johnson Controls Inc. (York International Norman) | COLEMAN | Singlezone Ducted, Centrally Ducted | 214396760 |  | HRCU-A-CB | HH860E2S11 |  | JHC60D5CH2SS1 |  |  |  | 12 | 19 | 8.5 | TRUE | TRUE | TRUE | 52500 | 36200 | 2.6 | 36200 | 2.6
214396089 |  | Live | Johnson Controls Inc. (York International Norman) | YORK | Singlezone Ducted, Centrally Ducted | 214396089 |  | HRCU-A-CB | HH860E2S11 |  | JHC60D5CH2SS1 |  |  |  | 12 | 19 | 8.5 | TRUE | TRUE | TRUE | 52500 | 36200 | 2.6 | 36200 | 2.6
209832209 |  | Live | Mitsubishi Electric Trane | MITSUBISHI ELECTRIC | Singlezone Non-Ducted, Wall Placement | 209832209 |  | HRCU-A-CB-O | MUZ-GL24NA*** | Mini-Splits | MSZ-GL24NA*** | 12.5 | 20.5 | 10 | 12.5 | 20.4 | 10 | TRUE | FALSE | FALSE | 22400 | 16000 | 2.65 | 24600 | 2.19
209832256 |  | Live | Mitsubishi Electric Trane | MITSUBISHI ELECTRIC | Singlezone Non-Ducted, Wall Placement | 209832256 | 204629270 | HRCU-A-CB-O | NTXSST24A112A* | Mini-Splits | MSZ-GL24NA*** | 12.5 | 20.5 | 10 | 12.5 | 20.4 | 10 | TRUE | FALSE | FALSE | 22400 | 16000 | 2.65 | 24600 | 2.19
209832257 |  | Live | Mitsubishi Electric Trane | TRANE / MITSUBISHI ELECTRIC | Singlezone Non-Ducted, Wall Placement | 209832257 |  | HRCU-A-CB-O | NTXSST24A112A* | Mini-Splits | NAXWST24A112A* | 12.5 | 20.5 | 10 | 12.5 | 20.4 | 10 | TRUE | FALSE | FALSE | 22400 | 16000 | 2.65 | 24600 | 2.19
202373736 |  | Live | Mitsubishi Electric Trane | TRANE / MITSUBISHI ELECTRIC | Singlezone Non-Ducted, Wall Placement | 202373736 |  | HRCU-A-CB-O | NTXSST24A112A* | Mini-Splits | NTXWST24A112A* | 12.5 | 20.5 | 10 | 12.5 | 20.4 | 10 | TRUE | FALSE | FALSE | 22400 | 16000 | 2.65 | 24600 | 2.19
209832217 |  | Live | Mitsubishi Electric Trane | MITSUBISHI ELECTRIC | Singlezone Non-Ducted, Wall Placement | 209832217 |  | HRCU-A-CB-O | MUZ-GL24NA*** | Mini-Splits | NTXWST24A112A* | 12.5 | 20.5 | 10 | 12.5 | 20.4 | 10 | TRUE | FALSE | FALSE | 22400 | 16000 | 2.65 | 24600 | 2.19
211623757 |  | Live | Carrier | GRANDAIRE | Singlezone Ducted, Centrally Ducted | 211623757 |  | HRCU-A-CB | WDLCURAH48AAK | Ducted Indoor Units | WBHL604*D* |  |  |  | 9.5 | 15.5 | 8 | FALSE | FALSE | FALSE | 48500 | 32800 | 2.46 | 33490 | 2.56
211623756 |  | Live | Carrier | TEMPSTAR | Singlezone Ducted, Centrally Ducted | 211623756 |  | HRCU-A-CB | DLCURAH48AAK | Ducted Indoor Units | FJMA4*60L*D* |  |  |  | 9.5 | 15.5 | 8 | FALSE | FALSE | FALSE | 48500 | 32800 | 2.46 | 33490 | 2.56
211623755 |  | Live | Carrier | SMART COMFORT | Singlezone Ducted, Centrally Ducted | 211623755 |  | HRCU-A-CB | DLCURAH48AAK | Ducted Indoor Units | FJMA4*60L*D* |  |  |  | 9.5 | 15.5 | 8 | FALSE | FALSE | FALSE | 48500 | 32800 | 2.46 | 33490 | 2.56
211623754 |  | Live | Carrier | KEEPRITE | Singlezone Ducted, Centrally Ducted | 211623754 |  | HRCU-A-CB | DLCURAH48AAK | Ducted Indoor Units | FJMA4*60L*D* |  |  |  | 9.5 | 15.5 | 8 | FALSE | FALSE | FALSE | 48500 | 32800 | 2.46 | 33490 | 2.56
211623753 |  | Live | Carrier | HEIL | Singlezone Ducted, Centrally Ducted | 211623753 |  | HRCU-A-CB | DLCURAH48AAK | Ducted Indoor Units | FJMA4*60L*D* |  |  |  | 9.5 | 15.5 | 8 | FALSE | FALSE | FALSE | 48500 | 32800 | 2.46 | 33490 | 2.56
211623752 |  | Live | Carrier | DAY & NIGHT | Singlezone Ducted, Centrally Ducted | 211623752 |  | HRCU-A-CB | DLCURAH48AAK | Ducted Indoor Units | FJMA4*60L*D* |  |  |  | 9.5 | 15.5 | 8 | FALSE | FALSE | FALSE | 48500 | 32800 | 2.46 | 33490 | 2.56
211623751 |  | Live | Carrier | COMFORTMAKER | Singlezone Ducted, Centrally Ducted | 211623751 |  | HRCU-A-CB | DLCURAH48AAK | Ducted Indoor Units | FJMA4*60L*D* |  |  |  | 9.5 | 15.5 | 8 | FALSE | FALSE | FALSE | 48500 | 32800 | 2.46 | 33490 | 2.56
211623750 |  | Live | Carrier | ARCOAIRE | Singlezone Ducted, Centrally Ducted | 211623750 |  | HRCU-A-CB | DLCURAH48AAK | Ducted Indoor Units | FJMA4*60L*D* |  |  |  | 9.5 | 15.5 | 8 | FALSE | FALSE | FALSE | 48500 | 32800 | 2.46 | 33490 | 2.56
211623749 |  | Live | Carrier | AIRQUEST | Singlezone Ducted, Centrally Ducted | 211623749 |  | HRCU-A-CB | DLCURAH48AAK | Ducted Indoor Units | FJMA4*60L*D* |  |  |  | 9.5 | 15.5 | 8 | FALSE | FALSE | FALSE | 48500 | 32800 | 2.46 | 33490 | 2.56
211623748 |  | Live | Carrier | PAYNE HEATING AND COOLING | Singlezone Ducted, Centrally Ducted | 211623748 |  | HRCU-A-CB | 38MURAQ48AA3* | Ducted Indoor Units | PF4MN*D60L* |  |  |  | 9.5 | 15.5 | 8 | FALSE | FALSE | FALSE | 48500 | 32800 | 2.46 | 33490 | 2.56
211623747 |  | Live | Carrier | PAYNE HEATING AND COOLING | Singlezone Ducted, Centrally Ducted | 211623747 |  | HRCU-A-CB | 38MURAQ48AA3* | Ducted Indoor Units | FJ4DN*D60L* |  |  |  | 9.5 | 15.5 | 8 | FALSE | FALSE | FALSE | 48500 | 32800 | 2.46 | 33490 | 2.56
211623746 |  | Live | Carrier | BRYANT HEATING AND COOLING SYSTEMS | Singlezone Ducted, Centrally Ducted | 211623746 |  | HRCU-A-CB | 38MURAQ48AA3* | Ducted Indoor Units | PF4MN*D60L* |  |  |  | 9.5 | 15.5 | 8 | FALSE | FALSE | FALSE | 48500 | 32800 | 2.46 | 33490 | 2.56
211623745 |  | Live | Carrier | BRYANT HEATING AND COOLING SYSTEMS | Singlezone Ducted, Centrally Ducted | 211623745 |  | HRCU-A-CB | 38MURAQ48AA3* | Ducted Indoor Units | FJ4DN*D60L* |  |  |  | 9.5 | 15.5 | 8 | FALSE | FALSE | FALSE | 48500 | 32800 | 2.46 | 33490 | 2.56
211623744 |  | Live | Carrier | CARRIER | Singlezone Ducted, Centrally Ducted | 211623744 |  | HRCU-A-CB | 38MURAQ48AA3* | Ducted Indoor Units | PF4MN*D60L* |  |  |  | 9.5 | 15.5 | 8 | FALSE | FALSE | FALSE | 48500 | 32800 | 2.46 | 33490 | 2.56
211623743 |  | Live | Carrier | CARRIER | Singlezone Ducted, Centrally Ducted | 211623743 |  | HRCU-A-CB | 38MURAQ48AA3* | Ducted Indoor Units | FJ4DN*D60L* |  |  |  | 9.5 | 15.5 | 8 | FALSE | FALSE | FALSE | 48500 | 32800 | 2.46 | 33490 | 2.56
211623742 |  | Live | Carrier | TEMPSTAR | Singlezone Ducted, Centrally Ducted | 211623742 |  | HRCU-A-CB | DLCURAH48AAK | Ducted Indoor Units | FVM4X60***L |  |  |  | 9.5 | 15.5 | 7.7 | FALSE | FALSE | FALSE | 47000 | 32400 | 2.4 | 33080 | 2.5
211623741 |  | Live | Carrier | SMART COMFORT | Singlezone Ducted, Centrally Ducted | 211623741 |  | HRCU-A-CB | DLCURAH48AAK | Ducted Indoor Units | FVM4X60***L |  |  |  | 9.5 | 15.5 | 7.7 | FALSE | FALSE | FALSE | 47000 | 32400 | 2.4 | 33080 | 2.5
211623740 |  | Live | Carrier | KEEPRITE | Singlezone Ducted, Centrally Ducted | 211623740 |  | HRCU-A-CB | DLCURAH48AAK | Ducted Indoor Units | FVM4X60***L |  |  |  | 9.5 | 15.5 | 7.7 | FALSE | FALSE | FALSE | 47000 | 32400 | 2.4 | 33080 | 2.5
211623739 |  | Live | Carrier | HEIL | Singlezone Ducted, Centrally Ducted | 211623739 |  | HRCU-A-CB | DLCURAH48AAK | Ducted Indoor Units | FVM4X60***L |  |  |  | 9.5 | 15.5 | 7.7 | FALSE | FALSE | FALSE | 47000 | 32400 | 2.4 | 33080 | 2.5
211623738 |  | Live | Carrier | DAY & NIGHT | Singlezone Ducted, Centrally Ducted | 211623738 |  | HRCU-A-CB | DLCURAH48AAK | Ducted Indoor Units | FVM4X60***L |  |  |  | 9.5 | 15.5 | 7.7 | FALSE | FALSE | FALSE | 47000 | 32400 | 2.4 | 33080 | 2.5
211623737 |  | Live | Carrier | COMFORTMAKER | Singlezone Ducted, Centrally Ducted | 211623737 |  | HRCU-A-CB | DLCURAH48AAK | Ducted Indoor Units | FVM4X60***L |  |  |  | 9.5 | 15.5 | 7.7 | FALSE | FALSE | FALSE | 47000 | 32400 | 2.4 | 33080 | 2.5
211623736 |  | Live | Carrier | ARCOAIRE | Singlezone Ducted, Centrally Ducted | 211623736 |  | HRCU-A-CB | DLCURAH48AAK | Ducted Indoor Units | FVM4X60***L |  |  |  | 9.5 | 15.5 | 7.7 | FALSE | FALSE | FALSE | 47000 | 32400 | 2.4 | 33080 | 2.5
211623735 |  | Live | Carrier | AIRQUEST | Singlezone Ducted, Centrally Ducted | 211623735 |  | HRCU-A-CB | DLCURAH48AAK | Ducted Indoor Units | FVM4X60***L |  |  |  | 9.5 | 15.5 | 7.7 | FALSE | FALSE | FALSE | 47000 | 32400 | 2.4 | 33080 | 2.5
211623734 |  | Live | Carrier | PAYNE HEATING AND COOLING | Singlezone Ducted, Centrally Ducted | 211623734 |  | HRCU-A-CB | 38MURAQ48AA3* | Ducted Indoor Units | FV4CNB006L |  |  |  | 9.5 | 15.5 | 7.7 | FALSE | FALSE | FALSE | 47000 | 32400 | 2.4 | 33080 | 2.5
211623733 |  | Live | Carrier | BRYANT HEATING AND COOLING SYSTEMS | Singlezone Ducted, Centrally Ducted | 211623733 |  | HRCU-A-CB | 38MURAQ48AA3* | Ducted Indoor Units | FV4CNB006L |  |  |  | 9.5 | 15.5 | 7.7 | FALSE | FALSE | FALSE | 47000 | 32400 | 2.4 | 33080 | 2.5
211623732 |  | Live | Carrier | CARRIER | Singlezone Ducted, Centrally Ducted | 211623732 |  | HRCU-A-CB | 38MURAQ48AA3* | Ducted Indoor Units | FV4CNB006L |  |  |  | 9.5 | 15.5 | 7.7 | FALSE | FALSE | FALSE | 47000 | 32400 | 2.4 | 33080 | 2.5
211623731 |  | Live | Carrier | TEMPSTAR | Singlezone Ducted, Centrally Ducted | 211623731 |  | HRCU-A-CB | DLCURAH48AAK | Ducted Indoor Units | FVM4X48***L |  |  |  | 9 | 15.2 | 7.7 | FALSE | FALSE | FALSE | 46500 | 32600 | 2.34 | 33280 | 2.43
211623730 |  | Live | Carrier | SMART COMFORT | Singlezone Ducted, Centrally Ducted | 211623730 |  | HRCU-A-CB | DLCURAH48AAK | Ducted Indoor Units | FVM4X48***L |  |  |  | 9 | 15.2 | 7.7 | FALSE | FALSE | FALSE | 46500 | 32600 | 2.34 | 33280 | 2.43
211623729 |  | Live | Carrier | KEEPRITE | Singlezone Ducted, Centrally Ducted | 211623729 |  | HRCU-A-CB | DLCURAH48AAK | Ducted Indoor Units | FVM4X48***L |  |  |  | 9 | 15.2 | 7.7 | FALSE | FALSE | FALSE | 46500 | 32600 | 2.34 | 33280 | 2.43
211623728 |  | Live | Carrier | HEIL | Singlezone Ducted, Centrally Ducted | 211623728 |  | HRCU-A-CB | DLCURAH48AAK | Ducted Indoor Units | FVM4X48***L |  |  |  | 9 | 15.2 | 7.7 | FALSE | FALSE | FALSE | 46500 | 32600 | 2.34 | 33280 | 2.43
211623727 |  | Live | Carrier | DAY & NIGHT | Singlezone Ducted, Centrally Ducted | 211623727 |  | HRCU-A-CB | DLCURAH48AAK | Ducted Indoor Units | FVM4X48***L |  |  |  | 9 | 15.2 | 7.7 | FALSE | FALSE | FALSE | 46500 | 32600 | 2.34 | 33280 | 2.43
211623726 |  | Live | Carrier | COMFORTMAKER | Singlezone Ducted, Centrally Ducted | 211623726 |  | HRCU-A-CB | DLCURAH48AAK | Ducted Indoor Units | FVM4X48***L |  |  |  | 9 | 15.2 | 7.7 | FALSE | FALSE | FALSE | 46500 | 32600 | 2.34 | 33280 | 2.43
211623725 |  | Live | Carrier | ARCOAIRE | Singlezone Ducted, Centrally Ducted | 211623725 |  | HRCU-A-CB | DLCURAH48AAK | Ducted Indoor Units | FVM4X48***L |  |  |  | 9 | 15.2 | 7.7 | FALSE | FALSE | FALSE | 46500 | 32600 | 2.34 | 33280 | 2.43
211623724 |  | Live | Carrier | AIRQUEST | Singlezone Ducted, Centrally Ducted | 211623724 |  | HRCU-A-CB | DLCURAH48AAK | Ducted Indoor Units | FVM4X48***L |  |  |  | 9 | 15.2 | 7.7 | FALSE | FALSE | FALSE | 46500 | 32600 | 2.34 | 33280 | 2.43
211623723 |  | Live | Carrier | PAYNE HEATING AND COOLING | Singlezone Ducted, Centrally Ducted | 211623723 |  | HRCU-A-CB | 38MURAQ48AA3* | Ducted Indoor Units | FV4CN(B,F)005L |  |  |  | 9 | 15.2 | 7.7 | FALSE | FALSE | FALSE | 46500 | 32600 | 2.34 | 33280 | 2.43
211623722 |  | Live | Carrier | BRYANT HEATING AND COOLING SYSTEMS | Singlezone Ducted, Centrally Ducted | 211623722 |  | HRCU-A-CB | 38MURAQ48AA3* | Ducted Indoor Units | FV4CN(B,F)005L |  |  |  | 9 | 15.2 | 7.7 | FALSE | FALSE | FALSE | 46500 | 32600 | 2.34 | 33280 | 2.43
211623721 |  | Live | Carrier | CARRIER | Singlezone Ducted, Centrally Ducted | 211623721 |  | HRCU-A-CB | 38MURAQ48AA3* | Ducted Indoor Units | FV4CN(B,F)005L |  |  |  | 9 | 15.2 | 7.7 | FALSE | FALSE | FALSE | 46500 | 32600 | 2.34 | 33280 | 2.43
211623720 |  | Live | Carrier | GRANDAIRE | Singlezone Ducted, Centrally Ducted | 211623720 |  | HRCU-A-CB | WDLCURAH48AAK | Ducted Indoor Units | WAXL604A* |  |  |  | 9.5 | 15.5 | 7.8 | FALSE | FALSE | FALSE | 47500 | 32400 | 2.42 | 33080 | 2.52
211623719 |  | Live | Carrier | TEMPSTAR | Singlezone Ducted, Centrally Ducted | 211623719 |  | HRCU-A-CB | DLCURAH48AAK | Ducted Indoor Units | FXM4X60**AL |  |  |  | 9.5 | 15.5 | 7.8 | FALSE | FALSE | FALSE | 47500 | 32400 | 2.42 | 33080 | 2.52
211623718 |  | Live | Carrier | SMART COMFORT | Singlezone Ducted, Centrally Ducted | 211623718 |  | HRCU-A-CB | DLCURAH48AAK | Ducted Indoor Units | FXM4X60**AL |  |  |  | 9.5 | 15.5 | 7.8 | FALSE | FALSE | FALSE | 47500 | 32400 | 2.42 | 33080 | 2.52
211623717 |  | Live | Carrier | KEEPRITE | Singlezone Ducted, Centrally Ducted | 211623717 |  | HRCU-A-CB | DLCURAH48AAK | Ducted Indoor Units | FXM4X60**AL |  |  |  | 9.5 | 15.5 | 7.8 | FALSE | FALSE | FALSE | 47500 | 32400 | 2.42 | 33080 | 2.52
211623716 |  | Live | Carrier | HEIL | Singlezone Ducted, Centrally Ducted | 211623716 |  | HRCU-A-CB | DLCURAH48AAK | Ducted Indoor Units | FXM4X60**AL |  |  |  | 9.5 | 15.5 | 7.8 | FALSE | FALSE | FALSE | 47500 | 32400 | 2.42 | 33080 | 2.52
211623715 |  | Live | Carrier | DAY & NIGHT | Singlezone Ducted, Centrally Ducted | 211623715 |  | HRCU-A-CB | DLCURAH48AAK | Ducted Indoor Units | FXM4X60**AL |  |  |  | 9.5 | 15.5 | 7.8 | FALSE | FALSE | FALSE | 47500 | 32400 | 2.42 | 33080 | 2.52
211623714 |  | Live | Carrier | COMFORTMAKER | Singlezone Ducted, Centrally Ducted | 211623714 |  | HRCU-A-CB | DLCURAH48AAK | Ducted Indoor Units | FXM4X60**AL |  |  |  | 9.5 | 15.5 | 7.8 | FALSE | FALSE | FALSE | 47500 | 32400 | 2.42 | 33080 | 2.52
211623713 |  | Live | Carrier | ARCOAIRE | Singlezone Ducted, Centrally Ducted | 211623713 |  | HRCU-A-CB | DLCURAH48AAK | Ducted Indoor Units | FXM4X60**AL |  |  |  | 9.5 | 15.5 | 7.8 | FALSE | FALSE | FALSE | 47500 | 32400 | 2.42 | 33080 | 2.52
211623712 |  | Live | Carrier | AIRQUEST | Singlezone Ducted, Centrally Ducted | 211623712 |  | HRCU-A-CB | DLCURAH48AAK | Ducted Indoor Units | FXM4X60**AL |  |  |  | 9.5 | 15.5 | 7.8 | FALSE | FALSE | FALSE | 47500 | 32400 | 2.42 | 33080 | 2.52
211623711 |  | Live | Carrier | PAYNE HEATING AND COOLING | Singlezone Ducted, Centrally Ducted | 211623711 |  | HRCU-A-CB | 38MURAQ48AA3* | Ducted Indoor Units | PF4MNB061L |  |  |  | 9.5 | 15.5 | 7.8 | FALSE | FALSE | FALSE | 47500 | 32400 | 2.42 | 33080 | 2.52
211623710 |  | Live | Carrier | BRYANT HEATING AND COOLING SYSTEMS | Singlezone Ducted, Centrally Ducted | 211623710 |  | HRCU-A-CB | 38MURAQ48AA3* | Ducted Indoor Units | FX4DN(B,F)061L |  |  |  | 9.5 | 15.5 | 7.8 | FALSE | FALSE | FALSE | 47500 | 32400 | 2.42 | 33080 | 2.52
211623709 |  | Live | Carrier | CARRIER | Singlezone Ducted, Centrally Ducted | 211623709 |  | HRCU-A-CB | 38MURAQ48AA3* | Ducted Indoor Units | FX4DN(B,F)061L |  |  |  | 9.5 | 15.5 | 7.8 | FALSE | FALSE | FALSE | 47500 | 32400 | 2.42 | 33080 | 2.52
211623708 |  | Live | Carrier | GRANDAIRE | Singlezone Ducted, Centrally Ducted | 211623708 |  | HRCU-A-CB | WDLCURAH48AAK | Ducted Indoor Units | WAXL484A* |  |  |  | 9.5 | 15.2 | 7.7 | FALSE | FALSE | FALSE | 47000 | 32600 | 2.38 | 33280 | 2.48
211623707 |  | Live | Carrier | TEMPSTAR | Singlezone Ducted, Centrally Ducted | 211623707 |  | HRCU-A-CB | DLCURAH48AAK | Ducted Indoor Units | FXM4X48**AL |  |  |  | 9.5 | 15.2 | 7.7 | FALSE | FALSE | FALSE | 47000 | 32600 | 2.38 | 33280 | 2.48
211623706 |  | Live | Carrier | SMART COMFORT | Singlezone Ducted, Centrally Ducted | 211623706 |  | HRCU-A-CB | DLCURAH48AAK | Ducted Indoor Units | FXM4X48**AL |  |  |  | 9.5 | 15.2 | 7.7 | FALSE | FALSE | FALSE | 47000 | 32600 | 2.38 | 33280 | 2.48
211623705 |  | Live | Carrier | KEEPRITE | Singlezone Ducted, Centrally Ducted | 211623705 |  | HRCU-A-CB | DLCURAH48AAK | Ducted Indoor Units | FXM4X48**AL |  |  |  | 9.5 | 15.2 | 7.7 | FALSE | FALSE | FALSE | 47000 | 32600 | 2.38 | 33280 | 2.48
211623704 |  | Live | Carrier | HEIL | Singlezone Ducted, Centrally Ducted | 211623704 |  | HRCU-A-CB | DLCURAH48AAK | Ducted Indoor Units | FXM4X48**AL |  |  |  | 9.5 | 15.2 | 7.7 | FALSE | FALSE | FALSE | 47000 | 32600 | 2.38 | 33280 | 2.48
211623703 |  | Live | Carrier | DAY & NIGHT | Singlezone Ducted, Centrally Ducted | 211623703 |  | HRCU-A-CB | DLCURAH48AAK | Ducted Indoor Units | FXM4X48**AL |  |  |  | 9.5 | 15.2 | 7.7 | FALSE | FALSE | FALSE | 47000 | 32600 | 2.38 | 33280 | 2.48
211623702 |  | Live | Carrier | COMFORTMAKER | Singlezone Ducted, Centrally Ducted | 211623702 |  | HRCU-A-CB | DLCURAH48AAK | Ducted Indoor Units | FXM4X48**AL |  |  |  | 9.5 | 15.2 | 7.7 | FALSE | FALSE | FALSE | 47000 | 32600 | 2.38 | 33280 | 2.48
211623701 |  | Live | Carrier | ARCOAIRE | Singlezone Ducted, Centrally Ducted | 211623701 |  | HRCU-A-CB | DLCURAH48AAK | Ducted Indoor Units | FXM4X48**AL |  |  |  | 9.5 | 15.2 | 7.7 | FALSE | FALSE | FALSE | 47000 | 32600 | 2.38 | 33280 | 2.48
211623700 |  | Live | Carrier | AIRQUEST | Singlezone Ducted, Centrally Ducted | 211623700 |  | HRCU-A-CB | DLCURAH48AAK | Ducted Indoor Units | FXM4X48**AL |  |  |  | 9.5 | 15.2 | 7.7 | FALSE | FALSE | FALSE | 47000 | 32600 | 2.38 | 33280 | 2.48
211623699 |  | Live | Carrier | PAYNE HEATING AND COOLING | Singlezone Ducted, Centrally Ducted | 211623699 |  | HRCU-A-CB | 38MURAQ48AA3* | Ducted Indoor Units | PF4MNB049L |  |  |  | 9.5 | 15.2 | 7.7 | FALSE | FALSE | FALSE | 47000 | 32600 | 2.38 | 33280 | 2.48
211623698 |  | Live | Carrier | BRYANT HEATING AND COOLING SYSTEMS | Singlezone Ducted, Centrally Ducted | 211623698 |  | HRCU-A-CB | 38MURAQ48AA3* | Ducted Indoor Units | FX4DN(B,F)049L |  |  |  | 9.5 | 15.2 | 7.7 | FALSE | FALSE | FALSE | 47000 | 32600 | 2.38 | 33280 | 2.48
211623697 |  | Live | Carrier | CARRIER | Singlezone Ducted, Centrally Ducted | 211623697 |  | HRCU-A-CB | 38MURAQ48AA3* | Ducted Indoor Units | FX4DN(B,F)049L |  |  |  | 9.5 | 15.2 | 7.7 | FALSE | FALSE | FALSE | 47000 | 32600 | 2.38 | 33280 | 2.48
211622550 |  | Live | Carrier | GRANDAIRE | Singlezone Ducted, Centrally Ducted | 211622550 |  | HRCU-A-CB | WDLCURAH48AAK | Ducted Indoor Units | WBHL484*C* |  |  |  | 9.5 | 14.5 | 8 | FALSE | FALSE | FALSE | 47500 | 33000 | 2.38 | 33690 | 2.47
211622549 |  | Live | Carrier | TEMPSTAR | Singlezone Ducted, Centrally Ducted | 211622549 |  | HRCU-A-CB | DLCURAH48AAK | Ducted Indoor Units | FJMA4*48L*C* |  |  |  | 9.5 | 14.5 | 8 | FALSE | FALSE | FALSE | 47500 | 33000 | 2.38 | 33690 | 2.47
211622548 |  | Live | Carrier | SMART COMFORT | Singlezone Ducted, Centrally Ducted | 211622548 |  | HRCU-A-CB | DLCURAH48AAK | Ducted Indoor Units | FJMA4*48L*C* |  |  |  | 9.5 | 14.5 | 8 | FALSE | FALSE | FALSE | 47500 | 33000 | 2.38 | 33690 | 2.47
211622547 |  | Live | Carrier | KEEPRITE | Singlezone Ducted, Centrally Ducted | 211622547 |  | HRCU-A-CB | DLCURAH48AAK | Ducted Indoor Units | FJMA4*48L*C* |  |  |  | 9.5 | 14.5 | 8 | FALSE | FALSE | FALSE | 47500 | 33000 | 2.38 | 33690 | 2.47
211622546 |  | Live | Carrier | HEIL | Singlezone Ducted, Centrally Ducted | 211622546 |  | HRCU-A-CB | DLCURAH48AAK | Ducted Indoor Units | FJMA4*48L*C* |  |  |  | 9.5 | 14.5 | 8 | FALSE | FALSE | FALSE | 47500 | 33000 | 2.38 | 33690 | 2.47
211622545 |  | Live | Carrier | DAY & NIGHT | Singlezone Ducted, Centrally Ducted | 211622545 |  | HRCU-A-CB | DLCURAH48AAK | Ducted Indoor Units | FJMA4*48L*C* |  |  |  | 9.5 | 14.5 | 8 | FALSE | FALSE | FALSE | 47500 | 33000 | 2.38 | 33690 | 2.47
211622544 |  | Live | Carrier | COMFORTMAKER | Singlezone Ducted, Centrally Ducted | 211622544 |  | HRCU-A-CB | DLCURAH48AAK | Ducted Indoor Units | FJMA4*48L*C* |  |  |  | 9.5 | 14.5 | 8 | FALSE | FALSE | FALSE | 47500 | 33000 | 2.38 | 33690 | 2.47
211622543 |  | Live | Carrier | ARCOAIRE | Singlezone Ducted, Centrally Ducted | 211622543 |  | HRCU-A-CB | DLCURAH48AAK | Ducted Indoor Units | FJMA4*48L*C* |  |  |  | 9.5 | 14.5 | 8 | FALSE | FALSE | FALSE | 47500 | 33000 | 2.38 | 33690 | 2.47
211622542 |  | Live | Carrier | AIRQUEST | Singlezone Ducted, Centrally Ducted | 211622542 |  | HRCU-A-CB | DLCURAH48AAK | Ducted Indoor Units | FJMA4*48L*C* |  |  |  | 9.5 | 14.5 | 8 | FALSE | FALSE | FALSE | 47500 | 33000 | 2.38 | 33690 | 2.47
211622541 |  | Live | Carrier | PAYNE HEATING AND COOLING | Singlezone Ducted, Centrally Ducted | 211622541 |  | HRCU-A-CB | 38MURAQ48AA3* | Ducted Indoor Units | PF4MN*C48L* |  |  |  | 9.5 | 14.5 | 8 | FALSE | FALSE | FALSE | 47500 | 33000 | 2.38 | 33690 | 2.47
211622540 |  | Live | Carrier | PAYNE HEATING AND COOLING | Singlezone Ducted, Centrally Ducted | 211622540 |  | HRCU-A-CB | 38MURAQ48AA3* | Ducted Indoor Units | FJ4DN*C48L* |  |  |  | 9.5 | 14.5 | 8 | FALSE | FALSE | FALSE | 47500 | 33000 | 2.38 | 33690 | 2.47
211622539 |  | Live | Carrier | BRYANT HEATING AND COOLING SYSTEMS | Singlezone Ducted, Centrally Ducted | 211622539 |  | HRCU-A-CB | 38MURAQ48AA3* | Ducted Indoor Units | PF4MN*C48L* |  |  |  | 9.5 | 14.5 | 8 | FALSE | FALSE | FALSE | 47500 | 33000 | 2.38 | 33690 | 2.47
211622538 |  | Live | Carrier | BRYANT HEATING AND COOLING SYSTEMS | Singlezone Ducted, Centrally Ducted | 211622538 |  | HRCU-A-CB | 38MURAQ48AA3* | Ducted Indoor Units | FJ4DN*C48L* |  |  |  | 9.5 | 14.5 | 8 | FALSE | FALSE | FALSE | 47500 | 33000 | 2.38 | 33690 | 2.47
211622537 |  | Live | Carrier | CARRIER | Singlezone Ducted, Centrally Ducted | 211622537 |  | HRCU-A-CB | 38MURAQ48AA3* | Ducted Indoor Units | PF4MN*C48L* |  |  |  | 9.5 | 14.5 | 8 | FALSE | FALSE | FALSE | 47500 | 33000 | 2.38 | 33690 | 2.47
211621913 |  | Live | Carrier | CARRIER | Singlezone Ducted, Centrally Ducted | 211621913 |  | HRCU-A-CB | 38MURAQ48AA3* | Ducted Indoor Units | FJ4DN*C48L* |  |  |  | 9.5 | 14.5 | 8 | FALSE | FALSE | FALSE | 47500 | 33000 | 2.38 | 33690 | 2.47
213353882 |  | Live | Carrier | TEMPSTAR | Singlezone Ducted, Centrally Ducted | 213353882 |  | HRCU-A-CB | DLCURAH48ABK | Ducted Indoor Units | F5MA4*48L*C* |  |  |  | 10 | 15.2 | 8.5 | FALSE | FALSE | TRUE | 49000 | 31400 | 2.36 | 31870 | 2.48
213353881 |  | Live | Carrier | SMART COMFORT | Singlezone Ducted, Centrally Ducted | 213353881 |  | HRCU-A-CB | DLCURAH48ABK | Ducted Indoor Units | F5MA4*48L*C* |  |  |  | 10 | 15.2 | 8.5 | FALSE | FALSE | TRUE | 49000 | 31400 | 2.36 | 31870 | 2.48
213353880 |  | Live | Carrier | KEEPRITE | Singlezone Ducted, Centrally Ducted | 213353880 |  | HRCU-A-CB | DLCURAH48ABK | Ducted Indoor Units | F5MA4*48L*C* |  |  |  | 10 | 15.2 | 8.5 | FALSE | FALSE | TRUE | 49000 | 31400 | 2.36 | 31870 | 2.48
213353879 |  | Live | Carrier | HEIL | Singlezone Ducted, Centrally Ducted | 213353879 |  | HRCU-A-CB | DLCURAH48ABK | Ducted Indoor Units | F5MA4*48L*C* |  |  |  | 10 | 15.2 | 8.5 | FALSE | FALSE | TRUE | 49000 | 31400 | 2.36 | 31870 | 2.48
213353878 |  | Live | Carrier | DAY & NIGHT | Singlezone Ducted, Centrally Ducted | 213353878 |  | HRCU-A-CB | DLCURAH48ABK | Ducted Indoor Units | F5MA4*48L*C* |  |  |  | 10 | 15.2 | 8.5 | FALSE | FALSE | TRUE | 49000 | 31400 | 2.36 | 31870 | 2.48
213353877 |  | Live | Carrier | COMFORTMAKER | Singlezone Ducted, Centrally Ducted | 213353877 |  | HRCU-A-CB | DLCURAH48ABK | Ducted Indoor Units | F5MA4*48L*C* |  |  |  | 10 | 15.2 | 8.5 | FALSE | FALSE | TRUE | 49000 | 31400 | 2.36 | 31870 | 2.48
213353876 |  | Live | Carrier | ARCOAIRE | Singlezone Ducted, Centrally Ducted | 213353876 |  | HRCU-A-CB | DLCURAH48ABK | Ducted Indoor Units | F5MA4*48L*C* |  |  |  | 10 | 15.2 | 8.5 | FALSE | FALSE | TRUE | 49000 | 31400 | 2.36 | 31870 | 2.48
213353875 |  | Live | Carrier | AIRQUEST | Singlezone Ducted, Centrally Ducted | 213353875 |  | HRCU-A-CB | DLCURAH48ABK | Ducted Indoor Units | F5MA4*48L*C* |  |  |  | 10 | 15.2 | 8.5 | FALSE | FALSE | TRUE | 49000 | 31400 | 2.36 | 31870 | 2.48
213353874 |  | Live | Carrier | BRYANT HEATING AND COOLING SYSTEMS | Singlezone Ducted, Centrally Ducted | 213353874 |  | HRCU-A-CB | 38MURAQ48AB3* | Ducted Indoor Units | F54AA*C48L* |  |  |  | 10 | 15.2 | 8.5 | FALSE | FALSE | TRUE | 49000 | 31400 | 2.36 | 31870 | 2.48
213353873 |  | Live | Carrier | CARRIER | Singlezone Ducted, Centrally Ducted | 213353873 |  | HRCU-A-CB | 38MURAQ48AB3* | Ducted Indoor Units | F54AA*C48L* |  |  |  | 10 | 15.2 | 8.5 | FALSE | FALSE | TRUE | 49000 | 31400 | 2.36 | 31870 | 2.48
213249333 |  | Live | Carrier | TEMPSTAR | Singlezone Ducted, Centrally Ducted | 213249333 |  | HRCU-A-CB | DLCURAH48ABK | Ducted Indoor Units | FEVA0048**+NAVA44801CK |  |  |  | 9.5 | 15.2 | 8.5 | FALSE | FALSE | FALSE | 48500 | 31400 | 2.32 | 31870 | 2.43
213249332 |  | Live | Carrier | SMART COMFORT | Singlezone Ducted, Centrally Ducted | 213249332 |  | HRCU-A-CB | DLCURAH48ABK | Ducted Indoor Units | FEVA0048**+NAVA44801CK |  |  |  | 9.5 | 15.2 | 8.5 | FALSE | FALSE | FALSE | 48500 | 31400 | 2.32 | 31870 | 2.43
213249331 |  | Live | Carrier | KEEPRITE | Singlezone Ducted, Centrally Ducted | 213249331 |  | HRCU-A-CB | DLCURAH48ABK | Ducted Indoor Units | FEVA0048**+NAVA44801CK |  |  |  | 9.5 | 15.2 | 8.5 | FALSE | FALSE | FALSE | 48500 | 31400 | 2.32 | 31870 | 2.43
213249330 |  | Live | Carrier | HEIL | Singlezone Ducted, Centrally Ducted | 213249330 |  | HRCU-A-CB | DLCURAH48ABK | Ducted Indoor Units | FEVA0048**+NAVA44801CK |  |  |  | 9.5 | 15.2 | 8.5 | FALSE | FALSE | FALSE | 48500 | 31400 | 2.32 | 31870 | 2.43
213249329 |  | Live | Carrier | DAY & NIGHT | Singlezone Ducted, Centrally Ducted | 213249329 |  | HRCU-A-CB | DLCURAH48ABK | Ducted Indoor Units | FEVA0048**+NAVA44801CK |  |  |  | 9.5 | 15.2 | 8.5 | FALSE | FALSE | FALSE | 48500 | 31400 | 2.32 | 31870 | 2.43
213249328 |  | Live | Carrier | COMFORTMAKER | Singlezone Ducted, Centrally Ducted | 213249328 |  | HRCU-A-CB | DLCURAH48ABK | Ducted Indoor Units | FEVA0048**+NAVA44801CK |  |  |  | 9.5 | 15.2 | 8.5 | FALSE | FALSE | FALSE | 48500 | 31400 | 2.32 | 31870 | 2.43
213249327 |  | Live | Carrier | ARCOAIRE | Singlezone Ducted, Centrally Ducted | 213249327 |  | HRCU-A-CB | DLCURAH48ABK | Ducted Indoor Units | FEVA0048**+NAVA44801CK |  |  |  | 9.5 | 15.2 | 8.5 | FALSE | FALSE | FALSE | 48500 | 31400 | 2.32 | 31870 | 2.43
213249326 |  | Live | Carrier | AIRQUEST | Singlezone Ducted, Centrally Ducted | 213249326 |  | HRCU-A-CB | DLCURAH48ABK | Ducted Indoor Units | FEVA0048**+NAVA44801CK |  |  |  | 9.5 | 15.2 | 8.5 | FALSE | FALSE | FALSE | 48500 | 31400 | 2.32 | 31870 | 2.43
213249325 |  | Live | Carrier | PAYNE HEATING AND COOLING | Singlezone Ducted, Centrally Ducted | 213249325 |  | HRCU-A-CB | 38MURAQ48AB3* | Ducted Indoor Units | FEVA0048**+NAVA44801CK |  |  |  | 9.5 | 15.2 | 8.5 | FALSE | FALSE | FALSE | 48500 | 31400 | 2.32 | 31870 | 2.43
213249324 |  | Live | Carrier | BRYANT HEATING AND COOLING SYSTEMS | Singlezone Ducted, Centrally Ducted | 213249324 |  | HRCU-A-CB | 38MURAQ48AB3* | Ducted Indoor Units | FEVA0048**+NAVA44801CK |  |  |  | 9.5 | 15.2 | 8.5 | FALSE | FALSE | FALSE | 48500 | 31400 | 2.32 | 31870 | 2.43
213249323 |  | Live | Carrier | CARRIER | Singlezone Ducted, Centrally Ducted | 213249323 |  | HRCU-A-CB | 38MURAQ48AB3* | Ducted Indoor Units | FEVA0048**+NAVA44801CK |  |  |  | 9.5 | 15.2 | 8.5 | FALSE | FALSE | FALSE | 48500 | 31400 | 2.32 | 31870 | 2.43
213927543 |  | Live | RBL A/C INC. | SHARP | Multizone All Non-Ducted | 213927543 |  | HMSV-A-CB | AE-X3M24BU | Mini-Splits | AY-XPC9/12/18BU |  |  |  | 14 | 24 | 11.5 | TRUE | TRUE | TRUE | 24000 | 25000 | 2.53 | 25000 | 2.53
212927578 |  | Live | Mitsubishi Electric Trane | MITSUBISHI ELECTRIC | Multizone All Non-Ducted | 212927578 |  | HMSR-A-CB-O | MXZ-2C20NA4-** | Non-Ducted Indoor Units |  |  |  |  | 12.7 | 20 | 9.7 | TRUE | FALSE | TRUE | 18000 | 13500 | 2.91 | 15500 | 2.6
211714680 |  | Live | Carrier | CARRIER | Singlezone Ducted, Centrally Ducted | 211714680 |  | HRCU-A-CB | 38MURAQ30AB3* | Ducted Indoor Units | FJ4DN*B36L* |  |  |  | 9 | 14.5 | 8.1 | FALSE | FALSE | FALSE | 30800 | 23400 | 2.48 | 23760 | 2.61
211714681 |  | Live | Carrier | CARRIER | Singlezone Ducted, Centrally Ducted | 211714681 |  | HRCU-A-CB | 38MURAQ30AB3* | Ducted Indoor Units | PF4MN*B36L* |  |  |  | 9 | 14.5 | 8.1 | FALSE | FALSE | FALSE | 30800 | 23400 | 2.48 | 23760 | 2.61
211714682 |  | Live | Carrier | BRYANT HEATING AND COOLING SYSTEMS | Singlezone Ducted, Centrally Ducted | 211714682 |  | HRCU-A-CB | 38MURAQ30AB3* | Ducted Indoor Units | FJ4DN*B36L* |  |  |  | 9 | 14.5 | 8.1 | FALSE | FALSE | FALSE | 30800 | 23400 | 2.48 | 23760 | 2.61
211714683 |  | Live | Carrier | BRYANT HEATING AND COOLING SYSTEMS | Singlezone Ducted, Centrally Ducted | 211714683 |  | HRCU-A-CB | 38MURAQ30AB3* | Ducted Indoor Units | PF4MN*B36L* |  |  |  | 9 | 14.5 | 8.1 | FALSE | FALSE | FALSE | 30800 | 23400 | 2.48 | 23760 | 2.61
211714684 |  | Live | Carrier | PAYNE HEATING AND COOLING | Singlezone Ducted, Centrally Ducted | 211714684 |  | HRCU-A-CB | 38MURAQ30AB3* | Ducted Indoor Units | FJ4DN*B36L* |  |  |  | 9 | 14.5 | 8.1 | FALSE | FALSE | FALSE | 30800 | 23400 | 2.48 | 23760 | 2.61
211714685 |  | Live | Carrier | PAYNE HEATING AND COOLING | Singlezone Ducted, Centrally Ducted | 211714685 |  | HRCU-A-CB | 38MURAQ30AB3* | Ducted Indoor Units | PF4MN*B36L* |  |  |  | 9 | 14.5 | 8.1 | FALSE | FALSE | FALSE | 30800 | 23400 | 2.48 | 23760 | 2.61
211714686 |  | Live | Carrier | AIRQUEST | Singlezone Ducted, Centrally Ducted | 211714686 |  | HRCU-A-CB | DLCURAH30ABK | Ducted Indoor Units | FJMA4*36L*B* |  |  |  | 9 | 14.5 | 8.1 | FALSE | FALSE | FALSE | 30800 | 23400 | 2.48 | 23760 | 2.61
211714687 |  | Live | Carrier | ARCOAIRE | Singlezone Ducted, Centrally Ducted | 211714687 |  | HRCU-A-CB | DLCURAH30ABK | Ducted Indoor Units | FJMA4*36L*B* |  |  |  | 9 | 14.5 | 8.1 | FALSE | FALSE | FALSE | 30800 | 23400 | 2.48 | 23760 | 2.61
211714688 |  | Live | Carrier | COMFORTMAKER | Singlezone Ducted, Centrally Ducted | 211714688 |  | HRCU-A-CB | DLCURAH30ABK | Ducted Indoor Units | FJMA4*36L*B* |  |  |  | 9 | 14.5 | 8.1 | FALSE | FALSE | FALSE | 30800 | 23400 | 2.48 | 23760 | 2.61
211714689 |  | Live | Carrier | DAY & NIGHT | Singlezone Ducted, Centrally Ducted | 211714689 |  | HRCU-A-CB | DLCURAH30ABK | Ducted Indoor Units | FJMA4*36L*B* |  |  |  | 9 | 14.5 | 8.1 | FALSE | FALSE | FALSE | 30800 | 23400 | 2.48 | 23760 | 2.61
211714690 |  | Live | Carrier | HEIL | Singlezone Ducted, Centrally Ducted | 211714690 |  | HRCU-A-CB | DLCURAH30ABK | Ducted Indoor Units | FJMA4*36L*B* |  |  |  | 9 | 14.5 | 8.1 | FALSE | FALSE | FALSE | 30800 | 23400 | 2.48 | 23760 | 2.61
211714691 |  | Live | Carrier | KEEPRITE | Singlezone Ducted, Centrally Ducted | 211714691 |  | HRCU-A-CB | DLCURAH30ABK | Ducted Indoor Units | FJMA4*36L*B* |  |  |  | 9 | 14.5 | 8.1 | FALSE | FALSE | FALSE | 30800 | 23400 | 2.48 | 23760 | 2.61
211714692 |  | Live | Carrier | SMART COMFORT | Singlezone Ducted, Centrally Ducted | 211714692 |  | HRCU-A-CB | DLCURAH30ABK | Ducted Indoor Units | FJMA4*36L*B* |  |  |  | 9 | 14.5 | 8.1 | FALSE | FALSE | FALSE | 30800 | 23400 | 2.48 | 23760 | 2.61
211714693 |  | Live | Carrier | TEMPSTAR | Singlezone Ducted, Centrally Ducted | 211714693 |  | HRCU-A-CB | DLCURAH30ABK | Ducted Indoor Units | FJMA4*36L*B* |  |  |  | 9 | 14.5 | 8.1 | FALSE | FALSE | FALSE | 30800 | 23400 | 2.48 | 23760 | 2.61
211714694 |  | Live | Carrier | GRANDAIRE | Singlezone Ducted, Centrally Ducted | 211714694 |  | HRCU-A-CB | WDLCURAH30ABK | Ducted Indoor Units | WBHL364*B* |  |  |  | 9 | 14.5 | 8.1 | FALSE | FALSE | FALSE | 30800 | 23400 | 2.48 | 23760 | 2.61
213608465 |  | Live | Lennox Industries | ADP | Singlezone Ducted, Centrally Ducted | 213608465 |  | HRCU-A-C | 38MURAQ36AB3 | Ducted Indoor Units | H,PG8J936+TD |  |  |  | 9.5 | 15.2 | 8.45 | FALSE | FALSE | FALSE | 35600 | 26400 | 2.1 | 47300 | 2.4
213608464 |  | Live | Lennox Industries | ADP | Singlezone Ducted, Centrally Ducted | 213608464 |  | HRCU-A-C | 38MURAQ36AB3 | Ducted Indoor Units | CDP36J15P+TD |  |  |  | 9.5 | 15.2 | 8.35 | FALSE | FALSE | FALSE | 35400 | 26400 | 2.1 | 47300 | 2.4
213608463 |  | Live | Lennox Industries | ADP | Singlezone Ducted, Centrally Ducted | 213608463 |  | HRCU-A-C | 38MURAQ30AB3 | Ducted Indoor Units | H,PG33936+TD |  |  |  | 10 | 15.2 | 9.35 | FALSE | FALSE | TRUE | 29400 | 21600 | 2.1 | 28600 | 2.3
213608462 |  | Live | Lennox Industries | ADP | Singlezone Ducted, Centrally Ducted | 213608462 |  | HRCU-A-C | 38MURAQ30AB3 | Ducted Indoor Units | CDP36J15P+TD |  |  |  | 10 | 15.2 | 9.35 | FALSE | FALSE | TRUE | 29400 | 21600 | 2.1 | 28600 | 2.3
213608461 |  | Live | Lennox Industries | ADP | Singlezone Ducted, Centrally Ducted | 213608461 |  | HRCU-A-C | 38MURAQ24AB3 | Ducted Indoor Units | H,PG30924+TD |  |  |  | 10.5 | 16 | 9.1 | FALSE | FALSE | TRUE | 24000 | 20000 | 2.1 | 26700 | 2.4
213608460 |  | Live | Lennox Industries | ADP | Singlezone Ducted, Centrally Ducted | 213608460 |  | HRCU-A-C | 38MURAQ24AB3 | Ducted Indoor Units | CDP24H15P+TD |  |  |  | 10.5 | 16 | 9.1 | FALSE | FALSE | TRUE | 24000 | 20000 | 2.1 | 26700 | 2.4
213608459 |  | Live | Lennox Industries | ADP | Singlezone Ducted, Centrally Ducted | 213608459 |  | HRCU-A-C | 38MURAQ24AB3 | Ducted Indoor Units | CDP24H13P+TD |  |  |  | 10.5 | 16 | 9.1 | FALSE | FALSE | TRUE | 24000 | 20000 | 2.1 | 26700 | 2.4
213608458 |  | Live | Lennox Industries | ADP | Singlezone Ducted, Centrally Ducted | 213608458 |  | HRCU-A-C | 38MURAQ24AB3 | Ducted Indoor Units | H,PE21924+TD |  |  |  | 10 | 16 | 8.8 | FALSE | FALSE | TRUE | 23000 | 19800 | 2.1 | 26700 | 2.4
213608457 |  | Live | Lennox Industries | ADP | Singlezone Ducted, Centrally Ducted | 213608457 |  | HRCU-A-C | 38MURAQ18AB3 | Ducted Indoor Units | H,PG21924+TD |  |  |  | 11.5 | 16 | 8.85 | FALSE | FALSE | TRUE | 17700 | 13600 | 2.1 | 21400 | 2.5
213608456 |  | Live | Lennox Industries | ADP | Singlezone Ducted, Centrally Ducted | 213608456 |  | HRCU-A-C | 38MURAQ36AB3 | Ducted Indoor Units | H,PG8J936+TD |  |  |  | 9.5 | 15.2 | 8.45 | FALSE | FALSE | FALSE | 35600 | 26400 | 2.1 | 47300 | 2.4
213608455 |  | Live | Lennox Industries | ADP | Singlezone Ducted, Centrally Ducted | 213608455 |  | HRCU-A-C | 38MURAQ36AB3 | Ducted Indoor Units | CDP36J15P+TD |  |  |  | 9.5 | 15.2 | 8.35 | FALSE | FALSE | FALSE | 35400 | 26400 | 2.1 | 47300 | 2.4
213608454 |  | Live | Lennox Industries | ADP | Singlezone Ducted, Centrally Ducted | 213608454 |  | HRCU-A-C | 38MURAQ30AB3 | Ducted Indoor Units | H,PG8J936+TD |  |  |  | 10.5 | 15.2 | 9.5 | FALSE | FALSE | TRUE | 29800 | 21600 | 2.1 | 28600 | 2.3
213608453 |  | Live | Lennox Industries | ADP | Singlezone Ducted, Centrally Ducted | 213608453 |  | HRCU-A-C | 38MURAQ30AB3 | Ducted Indoor Units | H,PG33936+TD |  |  |  | 10 | 15.2 | 9.35 | FALSE | FALSE | TRUE | 29400 | 21600 | 2.1 | 28600 | 2.3
213608452 |  | Live | Lennox Industries | ADP | Singlezone Ducted, Centrally Ducted | 213608452 |  | HRCU-A-C | 38MURAQ30AB3 | Ducted Indoor Units | CDP36J15P+TD |  |  |  | 10 | 15.2 | 9.35 | FALSE | FALSE | TRUE | 29400 | 21600 | 2.1 | 28600 | 2.3
213608451 |  | Live | Lennox Industries | ADP | Singlezone Ducted, Centrally Ducted | 213608451 |  | HRCU-A-C | 38MURAQ24AB3 | Ducted Indoor Units | H,PG30924+TD |  |  |  | 10.5 | 16 | 9.1 | FALSE | FALSE | TRUE | 24000 | 20000 | 2.1 | 26700 | 2.4
213608450 |  | Live | Lennox Industries | ADP | Singlezone Ducted, Centrally Ducted | 213608450 |  | HRCU-A-C | 38MURAQ24AB3 | Ducted Indoor Units | CDP24H15P+TD |  |  |  | 10.5 | 16 | 9.1 | FALSE | FALSE | TRUE | 24000 | 20000 | 2.1 | 26700 | 2.4
213608449 |  | Live | Lennox Industries | ADP | Singlezone Ducted, Centrally Ducted | 213608449 |  | HRCU-A-C | 38MURAQ24AB3 | Ducted Indoor Units | CDP24H13P+TD |  |  |  | 10.5 | 16 | 9.1 | FALSE | FALSE | TRUE | 24000 | 20000 | 2.1 | 26700 | 2.4
213608448 |  | Live | Lennox Industries | ADP | Singlezone Ducted, Centrally Ducted | 213608448 |  | HRCU-A-C | 38MURAQ24AB3 | Ducted Indoor Units | H,PE21924+TD |  |  |  | 10 | 16 | 8.8 | FALSE | FALSE | TRUE | 23000 | 19800 | 2.1 | 26700 | 2.4
213608447 |  | Live | Lennox Industries | ADP | Singlezone Ducted, Centrally Ducted | 213608447 |  | HRCU-A-C | 38MURAQ24AB3 | Ducted Indoor Units | H,PG21924+TD |  |  |  | 10 | 16 | 8.8 | FALSE | FALSE | TRUE | 23000 | 19800 | 2.1 | 26700 | 2.4
213608446 |  | Live | Lennox Industries | ADP | Singlezone Ducted, Centrally Ducted | 213608446 |  | HRCU-A-C | 38MURAQ24AB3 | Ducted Indoor Units | H,PE20924+TD |  |  |  | 10 | 15.2 | 8.6 | FALSE | FALSE | TRUE | 22400 | 19800 | 2.1 | 26700 | 2.4
213608445 |  | Live | Lennox Industries | ADP | Singlezone Ducted, Centrally Ducted | 213608445 |  | HRCU-A-C | 38MURAQ18AB3 | Ducted Indoor Units | H,PG21924+TD |  |  |  | 11.5 | 16 | 8.85 | FALSE | FALSE | TRUE | 17700 | 13600 | 2.1 | 21400 | 2.5
213608444 |  | Live | Lennox Industries | ADP | Singlezone Ducted, Centrally Ducted | 213608444 |  | HRCU-A-C | 38MURAQ18AB3 | Ducted Indoor Units | H,PE20924+TD |  |  |  | 11 | 15.2 | 8.65 | FALSE | FALSE | TRUE | 17100 | 13500 | 2.1 | 21400 | 2.5
213608442 |  | Live | Lennox Industries | ADP | Singlezone Ducted, Centrally Ducted | 213608442 |  | HRCU-A-C | 38MURAQ36AB3 | Ducted Indoor Units | H,PG33936+TD |  |  |  | 9.5 | 15.2 | 8.35 | FALSE | FALSE | FALSE | 35400 | 26400 | 2.1 | 47300 | 2.4
213608441 |  | Live | Lennox Industries | ADP | Singlezone Ducted, Centrally Ducted | 213608441 |  | HRCU-A-C | 38MURAQ36AB3 | Ducted Indoor Units | H,PG33936+TD |  |  |  | 9.5 | 15.2 | 8.35 | FALSE | FALSE | FALSE | 35400 | 26400 | 2.1 | 47300 | 2.4
211133471 |  | Live | Samsung Electronics | SAMSUNG | Singlezone Ducted, Centrally Ducted | 211133471 |  | HRCU-A-CB | AC024BXUPCH | Ducted Indoor Units | BVRMB3925 |  |  |  | 10.1 | 16.5 | 8.1 | FALSE | TRUE | TRUE | 24000 | 31200 | 1.9 | 34300 | 1.86
211133468 |  | Live | Samsung Electronics | SAMSUNG | Singlezone Ducted, Centrally Ducted | 211133468 |  | HRCU-A-CB | AC036BXUDCH | Ducted Indoor Units | BVRMC3937 |  |  |  | 9 | 17 | 8.1 | FALSE | TRUE | FALSE | 36000 | 36000 | 1.9 | 41700 | 2
210273923 |  | Live | Samsung Electronics | SAMSUNG | Singlezone Ducted, Centrally Ducted | 210273923 |  | HRCU-A-CB | AC036BXUDCH | Ducted Indoor Units | AV360CT | 9.3 | 18 | 9.5 | 9 | 17 | 8.1 | FALSE | TRUE | FALSE | 36000 | 36000 | 1.9 | 41700 | 2
213249290 |  | Live | Carrier | CARRIER | Singlezone Ducted, Centrally Ducted | 213249290 |  | HRCU-A-CB | 38MURAQ30AB3* | Ducted Indoor Units | FEVA0036**+NAVA43601CK |  |  |  | 9 | 14.5 | 9 | FALSE | FALSE | FALSE | 30800 | 23600 | 2.48 | 23960 | 2.6
213249291 |  | Live | Carrier | BRYANT HEATING AND COOLING SYSTEMS | Singlezone Ducted, Centrally Ducted | 213249291 |  | HRCU-A-CB | 38MURAQ30AB3* | Ducted Indoor Units | FEVA0036**+NAVA43601CK |  |  |  | 9 | 14.5 | 9 | FALSE | FALSE | FALSE | 30800 | 23600 | 2.48 | 23960 | 2.6
213249292 |  | Live | Carrier | PAYNE HEATING AND COOLING | Singlezone Ducted, Centrally Ducted | 213249292 |  | HRCU-A-CB | 38MURAQ30AB3* | Ducted Indoor Units | FEVA0036**+NAVA43601CK |  |  |  | 9 | 14.5 | 9 | FALSE | FALSE | FALSE | 30800 | 23600 | 2.48 | 23960 | 2.6
213249293 |  | Live | Carrier | AIRQUEST | Singlezone Ducted, Centrally Ducted | 213249293 |  | HRCU-A-CB | DLCURAH30ABK | Ducted Indoor Units | FEVA0036**+NAVA43601CK |  |  |  | 9 | 14.5 | 9 | FALSE | FALSE | FALSE | 30800 | 23600 | 2.48 | 23960 | 2.6
213249294 |  | Live | Carrier | ARCOAIRE | Singlezone Ducted, Centrally Ducted | 213249294 |  | HRCU-A-CB | DLCURAH30ABK | Ducted Indoor Units | FEVA0036**+NAVA43601CK |  |  |  | 9 | 14.5 | 9 | FALSE | FALSE | FALSE | 30800 | 23600 | 2.48 | 23960 | 2.6
213249295 |  | Live | Carrier | COMFORTMAKER | Singlezone Ducted, Centrally Ducted | 213249295 |  | HRCU-A-CB | DLCURAH30ABK | Ducted Indoor Units | FEVA0036**+NAVA43601CK |  |  |  | 9 | 14.5 | 9 | FALSE | FALSE | FALSE | 30800 | 23600 | 2.48 | 23960 | 2.6
213249296 |  | Live | Carrier | DAY & NIGHT | Singlezone Ducted, Centrally Ducted | 213249296 |  | HRCU-A-CB | DLCURAH30ABK | Ducted Indoor Units | FEVA0036**+NAVA43601CK |  |  |  | 9 | 14.5 | 9 | FALSE | FALSE | FALSE | 30800 | 23600 | 2.48 | 23960 | 2.6
213249297 |  | Live | Carrier | HEIL | Singlezone Ducted, Centrally Ducted | 213249297 |  | HRCU-A-CB | DLCURAH30ABK | Ducted Indoor Units | FEVA0036**+NAVA43601CK |  |  |  | 9 | 14.5 | 9 | FALSE | FALSE | FALSE | 30800 | 23600 | 2.48 | 23960 | 2.6
213249298 |  | Live | Carrier | KEEPRITE | Singlezone Ducted, Centrally Ducted | 213249298 |  | HRCU-A-CB | DLCURAH30ABK | Ducted Indoor Units | FEVA0036**+NAVA43601CK |  |  |  | 9 | 14.5 | 9 | FALSE | FALSE | FALSE | 30800 | 23600 | 2.48 | 23960 | 2.6
213249299 |  | Live | Carrier | SMART COMFORT | Singlezone Ducted, Centrally Ducted | 213249299 |  | HRCU-A-CB | DLCURAH30ABK | Ducted Indoor Units | FEVA0036**+NAVA43601CK |  |  |  | 9 | 14.5 | 9 | FALSE | FALSE | FALSE | 30800 | 23600 | 2.48 | 23960 | 2.6
213249300 |  | Live | Carrier | TEMPSTAR | Singlezone Ducted, Centrally Ducted | 213249300 |  | HRCU-A-CB | DLCURAH30ABK | Ducted Indoor Units | FEVA0036**+NAVA43601CK |  |  |  | 9 | 14.5 | 9 | FALSE | FALSE | FALSE | 30800 | 23600 | 2.48 | 23960 | 2.6
213353807 |  | Live | Carrier | CARRIER | Singlezone Ducted, Centrally Ducted | 213353807 |  | HRCU-A-CB | 38MURAQ30AB3* | Ducted Indoor Units | F54AA*B30L* |  |  |  | 9 | 15.2 | 8.5 | FALSE | FALSE | FALSE | 30000 | 23400 | 2.44 | 23760 | 2.56
213353808 |  | Live | Carrier | BRYANT HEATING AND COOLING SYSTEMS | Singlezone Ducted, Centrally Ducted | 213353808 |  | HRCU-A-CB | 38MURAQ30AB3* | Ducted Indoor Units | F54AA*B30L* |  |  |  | 9 | 15.2 | 8.5 | FALSE | FALSE | FALSE | 30000 | 23400 | 2.44 | 23760 | 2.56
213353809 |  | Live | Carrier | AIRQUEST | Singlezone Ducted, Centrally Ducted | 213353809 |  | HRCU-A-CB | DLCURAH30ABK | Ducted Indoor Units | F5MA4*30L*B* |  |  |  | 9 | 15.2 | 8.5 | FALSE | FALSE | FALSE | 30000 | 23400 | 2.44 | 23760 | 2.56
213353810 |  | Live | Carrier | ARCOAIRE | Singlezone Ducted, Centrally Ducted | 213353810 |  | HRCU-A-CB | DLCURAH30ABK | Ducted Indoor Units | F5MA4*30L*B* |  |  |  | 9 | 15.2 | 8.5 | FALSE | FALSE | FALSE | 30000 | 23400 | 2.44 | 23760 | 2.56
213353811 |  | Live | Carrier | COMFORTMAKER | Singlezone Ducted, Centrally Ducted | 213353811 |  | HRCU-A-CB | DLCURAH30ABK | Ducted Indoor Units | F5MA4*30L*B* |  |  |  | 9 | 15.2 | 8.5 | FALSE | FALSE | FALSE | 30000 | 23400 | 2.44 | 23760 | 2.56
213353812 |  | Live | Carrier | DAY & NIGHT | Singlezone Ducted, Centrally Ducted | 213353812 |  | HRCU-A-CB | DLCURAH30ABK | Ducted Indoor Units | F5MA4*30L*B* |  |  |  | 9 | 15.2 | 8.5 | FALSE | FALSE | FALSE | 30000 | 23400 | 2.44 | 23760 | 2.56
213353813 |  | Live | Carrier | HEIL | Singlezone Ducted, Centrally Ducted | 213353813 |  | HRCU-A-CB | DLCURAH30ABK | Ducted Indoor Units | F5MA4*30L*B* |  |  |  | 9 | 15.2 | 8.5 | FALSE | FALSE | FALSE | 30000 | 23400 | 2.44 | 23760 | 2.56
213353814 |  | Live | Carrier | KEEPRITE | Singlezone Ducted, Centrally Ducted | 213353814 |  | HRCU-A-CB | DLCURAH30ABK | Ducted Indoor Units | F5MA4*30L*B* |  |  |  | 9 | 15.2 | 8.5 | FALSE | FALSE | FALSE | 30000 | 23400 | 2.44 | 23760 | 2.56
213353815 |  | Live | Carrier | SMART COMFORT | Singlezone Ducted, Centrally Ducted | 213353815 |  | HRCU-A-CB | DLCURAH30ABK | Ducted Indoor Units | F5MA4*30L*B* |  |  |  | 9 | 15.2 | 8.5 | FALSE | FALSE | FALSE | 30000 | 23400 | 2.44 | 23760 | 2.56
213353816 |  | Live | Carrier | TEMPSTAR | Singlezone Ducted, Centrally Ducted | 213353816 |  | HRCU-A-CB | DLCURAH30ABK | Ducted Indoor Units | F5MA4*30L*B* |  |  |  | 9 | 15.2 | 8.5 | FALSE | FALSE | FALSE | 30000 | 23400 | 2.44 | 23760 | 2.56
213353817 |  | Live | Carrier | CARRIER | Singlezone Ducted, Centrally Ducted | 213353817 |  | HRCU-A-CB | 38MURAQ30AB3* | Ducted Indoor Units | F54AA*B36L* |  |  |  | 9 | 14.5 | 9 | FALSE | FALSE | FALSE | 31000 | 23600 | 2.5 | 23960 | 2.63
213353818 |  | Live | Carrier | BRYANT HEATING AND COOLING SYSTEMS | Singlezone Ducted, Centrally Ducted | 213353818 |  | HRCU-A-CB | 38MURAQ30AB3* | Ducted Indoor Units | F54AA*B36L* |  |  |  | 9 | 14.5 | 9 | FALSE | FALSE | FALSE | 31000 | 23600 | 2.5 | 23960 | 2.63
213353819 |  | Live | Carrier | AIRQUEST | Singlezone Ducted, Centrally Ducted | 213353819 |  | HRCU-A-CB | DLCURAH30ABK | Ducted Indoor Units | F5MA4*36L*B* |  |  |  | 9 | 14.5 | 9 | FALSE | FALSE | FALSE | 31000 | 23600 | 2.5 | 23960 | 2.63
213353820 |  | Live | Carrier | ARCOAIRE | Singlezone Ducted, Centrally Ducted | 213353820 |  | HRCU-A-CB | DLCURAH30ABK | Ducted Indoor Units | F5MA4*36L*B* |  |  |  | 9 | 14.5 | 9 | FALSE | FALSE | FALSE | 31000 | 23600 | 2.5 | 23960 | 2.63
213353821 |  | Live | Carrier | COMFORTMAKER | Singlezone Ducted, Centrally Ducted | 213353821 |  | HRCU-A-CB | DLCURAH30ABK | Ducted Indoor Units | F5MA4*36L*B* |  |  |  | 9 | 14.5 | 9 | FALSE | FALSE | FALSE | 31000 | 23600 | 2.5 | 23960 | 2.63
213353822 |  | Live | Carrier | DAY & NIGHT | Singlezone Ducted, Centrally Ducted | 213353822 |  | HRCU-A-CB | DLCURAH30ABK | Ducted Indoor Units | F5MA4*36L*B* |  |  |  | 9 | 14.5 | 9 | FALSE | FALSE | FALSE | 31000 | 23600 | 2.5 | 23960 | 2.63
213353823 |  | Live | Carrier | HEIL | Singlezone Ducted, Centrally Ducted | 213353823 |  | HRCU-A-CB | DLCURAH30ABK | Ducted Indoor Units | F5MA4*36L*B* |  |  |  | 9 | 14.5 | 9 | FALSE | FALSE | FALSE | 31000 | 23600 | 2.5 | 23960 | 2.63
213353824 |  | Live | Carrier | KEEPRITE | Singlezone Ducted, Centrally Ducted | 213353824 |  | HRCU-A-CB | DLCURAH30ABK | Ducted Indoor Units | F5MA4*36L*B* |  |  |  | 9 | 14.5 | 9 | FALSE | FALSE | FALSE | 31000 | 23600 | 2.5 | 23960 | 2.63
213353825 |  | Live | Carrier | SMART COMFORT | Singlezone Ducted, Centrally Ducted | 213353825 |  | HRCU-A-CB | DLCURAH30ABK | Ducted Indoor Units | F5MA4*36L*B* |  |  |  | 9 | 14.5 | 9 | FALSE | FALSE | FALSE | 31000 | 23600 | 2.5 | 23960 | 2.63
213353826 |  | Live | Carrier | TEMPSTAR | Singlezone Ducted, Centrally Ducted | 213353826 |  | HRCU-A-CB | DLCURAH30ABK | Ducted Indoor Units | F5MA4*36L*B* |  |  |  | 9 | 14.5 | 9 | FALSE | FALSE | FALSE | 31000 | 23600 | 2.5 | 23960 | 2.63
211606848 |  | Live | Carrier | CARRIER | Singlezone Ducted, Centrally Ducted | 211606848 |  | HRCU-A-CB | 38MURAQ30AA3* | Ducted Indoor Units | FJ4DN*B30L* |  |  |  | 9.5 | 14.5 | 8 | FALSE | FALSE | FALSE | 30000 | 22800 | 2.26 | 22800 | 2.26
211606849 |  | Live | Carrier | BRYANT HEATING AND COOLING SYSTEMS | Singlezone Ducted, Centrally Ducted | 211606849 |  | HRCU-A-CB | 38MURAQ30AA3* | Ducted Indoor Units | FJ4DN*B30L* |  |  |  | 9.5 | 14.5 | 8 | FALSE | FALSE | FALSE | 30000 | 22800 | 2.26 | 22800 | 2.26
211606850 |  | Live | Carrier | PAYNE HEATING AND COOLING | Singlezone Ducted, Centrally Ducted | 211606850 |  | HRCU-A-CB | 38MURAQ30AA3* | Ducted Indoor Units | FJ4DN*B30L* |  |  |  | 9.5 | 14.5 | 8 | FALSE | FALSE | FALSE | 30000 | 22800 | 2.26 | 22800 | 2.26
211606851 |  | Live | Carrier | AIRQUEST | Singlezone Ducted, Centrally Ducted | 211606851 |  | HRCU-A-CB | DLCURAH30AAK | Ducted Indoor Units | FJMA4*30L*B* |  |  |  | 9.5 | 14.5 | 8 | FALSE | FALSE | FALSE | 30000 | 22800 | 2.26 | 22800 | 2.26
211606852 |  | Live | Carrier | ARCOAIRE | Singlezone Ducted, Centrally Ducted | 211606852 |  | HRCU-A-CB | DLCURAH30AAK | Ducted Indoor Units | FJMA4*30L*B* |  |  |  | 9.5 | 14.5 | 8 | FALSE | FALSE | FALSE | 30000 | 22800 | 2.26 | 22800 | 2.26
211606853 |  | Live | Carrier | COMFORTMAKER | Singlezone Ducted, Centrally Ducted | 211606853 |  | HRCU-A-CB | DLCURAH30AAK | Ducted Indoor Units | FJMA4*30L*B* |  |  |  | 9.5 | 14.5 | 8 | FALSE | FALSE | FALSE | 30000 | 22800 | 2.26 | 22800 | 2.26
211606854 |  | Live | Carrier | DAY & NIGHT | Singlezone Ducted, Centrally Ducted | 211606854 |  | HRCU-A-CB | DLCURAH30AAK | Ducted Indoor Units | FJMA4*30L*B* |  |  |  | 9.5 | 14.5 | 8 | FALSE | FALSE | FALSE | 30000 | 22800 | 2.26 | 22800 | 2.26
211606855 |  | Live | Carrier | HEIL | Singlezone Ducted, Centrally Ducted | 211606855 |  | HRCU-A-CB | DLCURAH30AAK | Ducted Indoor Units | FJMA4*30L*B* |  |  |  | 9.5 | 14.5 | 8 | FALSE | FALSE | FALSE | 30000 | 22800 | 2.26 | 22800 | 2.26
211606856 |  | Live | Carrier | KEEPRITE | Singlezone Ducted, Centrally Ducted | 211606856 |  | HRCU-A-CB | DLCURAH30AAK | Ducted Indoor Units | FJMA4*30L*B* |  |  |  | 9.5 | 14.5 | 8 | FALSE | FALSE | FALSE | 30000 | 22800 | 2.26 | 22800 | 2.26
211606857 |  | Live | Carrier | SMART COMFORT | Singlezone Ducted, Centrally Ducted | 211606857 |  | HRCU-A-CB | DLCURAH30AAK | Ducted Indoor Units | FJMA4*30L*B* |  |  |  | 9.5 | 14.5 | 8 | FALSE | FALSE | FALSE | 30000 | 22800 | 2.26 | 22800 | 2.26
211606858 |  | Live | Carrier | TEMPSTAR | Singlezone Ducted, Centrally Ducted | 211606858 |  | HRCU-A-CB | DLCURAH30AAK | Ducted Indoor Units | FJMA4*30L*B* |  |  |  | 9.5 | 14.5 | 8 | FALSE | FALSE | FALSE | 30000 | 22800 | 2.26 | 22800 | 2.26
211606859 |  | Live | Carrier | GRANDAIRE | Singlezone Ducted, Centrally Ducted | 211606859 |  | HRCU-A-CB | WDLCURAH30AAK | Ducted Indoor Units | WBHL304*B* |  |  |  | 9.5 | 14.5 | 8 | FALSE | FALSE | FALSE | 30000 | 22800 | 2.26 | 22800 | 2.26
211606860 |  | Live | Carrier | CARRIER | Singlezone Ducted, Centrally Ducted | 211606860 |  | HRCU-A-CB | 38MURAQ30AA3* | Ducted Indoor Units | PF4MN*B30L* |  |  |  | 9.5 | 14.5 | 8 | FALSE | FALSE | FALSE | 30000 | 22800 | 2.26 | 22800 | 2.26
211606861 |  | Live | Carrier | BRYANT HEATING AND COOLING SYSTEMS | Singlezone Ducted, Centrally Ducted | 211606861 |  | HRCU-A-CB | 38MURAQ30AA3* | Ducted Indoor Units | PF4MN*B30L* |  |  |  | 9.5 | 14.5 | 8 | FALSE | FALSE | FALSE | 30000 | 22800 | 2.26 | 22800 | 2.26
211606862 |  | Live | Carrier | PAYNE HEATING AND COOLING | Singlezone Ducted, Centrally Ducted | 211606862 |  | HRCU-A-CB | 38MURAQ30AA3* | Ducted Indoor Units | PF4MN*B30L* |  |  |  | 9.5 | 14.5 | 8 | FALSE | FALSE | FALSE | 30000 | 22800 | 2.26 | 22800 | 2.26
213249279 |  | Live | Carrier | CARRIER | Singlezone Ducted, Centrally Ducted | 213249279 |  | HRCU-A-CB | 38MURAQ30AA3* | Ducted Indoor Units | FEVA0036**+NAVA43601CK |  |  |  | 9.5 | 14.5 | 8 | FALSE | FALSE | FALSE | 30200 | 22800 | 2.28 | 22800 | 2.28
213249280 |  | Live | Carrier | BRYANT HEATING AND COOLING SYSTEMS | Singlezone Ducted, Centrally Ducted | 213249280 |  | HRCU-A-CB | 38MURAQ30AA3* | Ducted Indoor Units | FEVA0036**+NAVA43601CK |  |  |  | 9.5 | 14.5 | 8 | FALSE | FALSE | FALSE | 30200 | 22800 | 2.28 | 22800 | 2.28
213249281 |  | Live | Carrier | PAYNE HEATING AND COOLING | Singlezone Ducted, Centrally Ducted | 213249281 |  | HRCU-A-CB | 38MURAQ30AA3* | Ducted Indoor Units | FEVA0036**+NAVA43601CK |  |  |  | 9.5 | 14.5 | 8 | FALSE | FALSE | FALSE | 30200 | 22800 | 2.28 | 22800 | 2.28
213249282 |  | Live | Carrier | AIRQUEST | Singlezone Ducted, Centrally Ducted | 213249282 |  | HRCU-A-CB | DLCURAH30AAK | Ducted Indoor Units | FEVA0036**+NAVA43601CK |  |  |  | 9.5 | 14.5 | 8 | FALSE | FALSE | FALSE | 30200 | 22800 | 2.28 | 22800 | 2.28
213249283 |  | Live | Carrier | ARCOAIRE | Singlezone Ducted, Centrally Ducted | 213249283 |  | HRCU-A-CB | DLCURAH30AAK | Ducted Indoor Units | FEVA0036**+NAVA43601CK |  |  |  | 9.5 | 14.5 | 8 | FALSE | FALSE | FALSE | 30200 | 22800 | 2.28 | 22800 | 2.28
213249284 |  | Live | Carrier | COMFORTMAKER | Singlezone Ducted, Centrally Ducted | 213249284 |  | HRCU-A-CB | DLCURAH30AAK | Ducted Indoor Units | FEVA0036**+NAVA43601CK |  |  |  | 9.5 | 14.5 | 8 | FALSE | FALSE | FALSE | 30200 | 22800 | 2.28 | 22800 | 2.28
213249285 |  | Live | Carrier | DAY & NIGHT | Singlezone Ducted, Centrally Ducted | 213249285 |  | HRCU-A-CB | DLCURAH30AAK | Ducted Indoor Units | FEVA0036**+NAVA43601CK |  |  |  | 9.5 | 14.5 | 8 | FALSE | FALSE | FALSE | 30200 | 22800 | 2.28 | 22800 | 2.28
213249286 |  | Live | Carrier | HEIL | Singlezone Ducted, Centrally Ducted | 213249286 |  | HRCU-A-CB | DLCURAH30AAK | Ducted Indoor Units | FEVA0036**+NAVA43601CK |  |  |  | 9.5 | 14.5 | 8 | FALSE | FALSE | FALSE | 30200 | 22800 | 2.28 | 22800 | 2.28
213249287 |  | Live | Carrier | KEEPRITE | Singlezone Ducted, Centrally Ducted | 213249287 |  | HRCU-A-CB | DLCURAH30AAK | Ducted Indoor Units | FEVA0036**+NAVA43601CK |  |  |  | 9.5 | 14.5 | 8 | FALSE | FALSE | FALSE | 30200 | 22800 | 2.28 | 22800 | 2.28
213249288 |  | Live | Carrier | SMART COMFORT | Singlezone Ducted, Centrally Ducted | 213249288 |  | HRCU-A-CB | DLCURAH30AAK | Ducted Indoor Units | FEVA0036**+NAVA43601CK |  |  |  | 9.5 | 14.5 | 8 | FALSE | FALSE | FALSE | 30200 | 22800 | 2.28 | 22800 | 2.28
213249289 |  | Live | Carrier | TEMPSTAR | Singlezone Ducted, Centrally Ducted | 213249289 |  | HRCU-A-CB | DLCURAH30AAK | Ducted Indoor Units | FEVA0036**+NAVA43601CK |  |  |  | 9.5 | 14.5 | 8 | FALSE | FALSE | FALSE | 30200 | 22800 | 2.28 | 22800 | 2.28
213353787 |  | Live | Carrier | CARRIER | Singlezone Ducted, Centrally Ducted | 213353787 |  | HRCU-A-CB | 38MURAQ30AA3* | Ducted Indoor Units | F54AA*B30L* |  |  |  | 9.5 | 15.5 | 8.1 | FALSE | FALSE | FALSE | 29400 | 22600 | 2.24 | 22600 | 2.24
213353788 |  | Live | Carrier | BRYANT HEATING AND COOLING SYSTEMS | Singlezone Ducted, Centrally Ducted | 213353788 |  | HRCU-A-CB | 38MURAQ30AA3* | Ducted Indoor Units | F54AA*B30L* |  |  |  | 9.5 | 15.5 | 8.1 | FALSE | FALSE | FALSE | 29400 | 22600 | 2.24 | 22600 | 2.24
213353789 |  | Live | Carrier | AIRQUEST | Singlezone Ducted, Centrally Ducted | 213353789 |  | HRCU-A-CB | DLCURAH30AAK | Ducted Indoor Units | F5MA4*30L*B* |  |  |  | 9.5 | 15.5 | 8.1 | FALSE | FALSE | FALSE | 29400 | 22600 | 2.24 | 22600 | 2.24
213353790 |  | Live | Carrier | ARCOAIRE | Singlezone Ducted, Centrally Ducted | 213353790 |  | HRCU-A-CB | DLCURAH30AAK | Ducted Indoor Units | F5MA4*30L*B* |  |  |  | 9.5 | 15.5 | 8.1 | FALSE | FALSE | FALSE | 29400 | 22600 | 2.24 | 22600 | 2.24
213353791 |  | Live | Carrier | COMFORTMAKER | Singlezone Ducted, Centrally Ducted | 213353791 |  | HRCU-A-CB | DLCURAH30AAK | Ducted Indoor Units | F5MA4*30L*B* |  |  |  | 9.5 | 15.5 | 8.1 | FALSE | FALSE | FALSE | 29400 | 22600 | 2.24 | 22600 | 2.24
213353792 |  | Live | Carrier | DAY & NIGHT | Singlezone Ducted, Centrally Ducted | 213353792 |  | HRCU-A-CB | DLCURAH30AAK | Ducted Indoor Units | F5MA4*30L*B* |  |  |  | 9.5 | 15.5 | 8.1 | FALSE | FALSE | FALSE | 29400 | 22600 | 2.24 | 22600 | 2.24
213353793 |  | Live | Carrier | HEIL | Singlezone Ducted, Centrally Ducted | 213353793 |  | HRCU-A-CB | DLCURAH30AAK | Ducted Indoor Units | F5MA4*30L*B* |  |  |  | 9.5 | 15.5 | 8.1 | FALSE | FALSE | FALSE | 29400 | 22600 | 2.24 | 22600 | 2.24
213353794 |  | Live | Carrier | KEEPRITE | Singlezone Ducted, Centrally Ducted | 213353794 |  | HRCU-A-CB | DLCURAH30AAK | Ducted Indoor Units | F5MA4*30L*B* |  |  |  | 9.5 | 15.5 | 8.1 | FALSE | FALSE | FALSE | 29400 | 22600 | 2.24 | 22600 | 2.24
213353795 |  | Live | Carrier | SMART COMFORT | Singlezone Ducted, Centrally Ducted | 213353795 |  | HRCU-A-CB | DLCURAH30AAK | Ducted Indoor Units | F5MA4*30L*B* |  |  |  | 9.5 | 15.5 | 8.1 | FALSE | FALSE | FALSE | 29400 | 22600 | 2.24 | 22600 | 2.24
213353796 |  | Live | Carrier | TEMPSTAR | Singlezone Ducted, Centrally Ducted | 213353796 |  | HRCU-A-CB | DLCURAH30AAK | Ducted Indoor Units | F5MA4*30L*B* |  |  |  | 9.5 | 15.5 | 8.1 | FALSE | FALSE | FALSE | 29400 | 22600 | 2.24 | 22600 | 2.24
213353797 |  | Live | Carrier | CARRIER | Singlezone Ducted, Centrally Ducted | 213353797 |  | HRCU-A-CB | 38MURAQ30AA3* | Ducted Indoor Units | F54AA*B36L* |  |  |  | 9.5 | 15.2 | 8.1 | FALSE | FALSE | FALSE | 30400 | 23000 | 2.32 | 23000 | 2.32
213353798 |  | Live | Carrier | BRYANT HEATING AND COOLING SYSTEMS | Singlezone Ducted, Centrally Ducted | 213353798 |  | HRCU-A-CB | 38MURAQ30AA3* | Ducted Indoor Units | F54AA*B36L* |  |  |  | 9.5 | 15.2 | 8.1 | FALSE | FALSE | FALSE | 30400 | 23000 | 2.32 | 23000 | 2.32
213353799 |  | Live | Carrier | AIRQUEST | Singlezone Ducted, Centrally Ducted | 213353799 |  | HRCU-A-CB | DLCURAH30AAK | Ducted Indoor Units | F5MA4*36L*B* |  |  |  | 9.5 | 15.2 | 8.1 | FALSE | FALSE | FALSE | 30400 | 23000 | 2.32 | 23000 | 2.32
213353800 |  | Live | Carrier | ARCOAIRE | Singlezone Ducted, Centrally Ducted | 213353800 |  | HRCU-A-CB | DLCURAH30AAK | Ducted Indoor Units | F5MA4*36L*B* |  |  |  | 9.5 | 15.2 | 8.1 | FALSE | FALSE | FALSE | 30400 | 23000 | 2.32 | 23000 | 2.32
213353801 |  | Live | Carrier | COMFORTMAKER | Singlezone Ducted, Centrally Ducted | 213353801 |  | HRCU-A-CB | DLCURAH30AAK | Ducted Indoor Units | F5MA4*36L*B* |  |  |  | 9.5 | 15.2 | 8.1 | FALSE | FALSE | FALSE | 30400 | 23000 | 2.32 | 23000 | 2.32
213353802 |  | Live | Carrier | DAY & NIGHT | Singlezone Ducted, Centrally Ducted | 213353802 |  | HRCU-A-CB | DLCURAH30AAK | Ducted Indoor Units | F5MA4*36L*B* |  |  |  | 9.5 | 15.2 | 8.1 | FALSE | FALSE | FALSE | 30400 | 23000 | 2.32 | 23000 | 2.32
213353803 |  | Live | Carrier | HEIL | Singlezone Ducted, Centrally Ducted | 213353803 |  | HRCU-A-CB | DLCURAH30AAK | Ducted Indoor Units | F5MA4*36L*B* |  |  |  | 9.5 | 15.2 | 8.1 | FALSE | FALSE | FALSE | 30400 | 23000 | 2.32 | 23000 | 2.32
213353804 |  | Live | Carrier | KEEPRITE | Singlezone Ducted, Centrally Ducted | 213353804 |  | HRCU-A-CB | DLCURAH30AAK | Ducted Indoor Units | F5MA4*36L*B* |  |  |  | 9.5 | 15.2 | 8.1 | FALSE | FALSE | FALSE | 30400 | 23000 | 2.32 | 23000 | 2.32
213353805 |  | Live | Carrier | SMART COMFORT | Singlezone Ducted, Centrally Ducted | 213353805 |  | HRCU-A-CB | DLCURAH30AAK | Ducted Indoor Units | F5MA4*36L*B* |  |  |  | 9.5 | 15.2 | 8.1 | FALSE | FALSE | FALSE | 30400 | 23000 | 2.32 | 23000 | 2.32
213353806 |  | Live | Carrier | TEMPSTAR | Singlezone Ducted, Centrally Ducted | 213353806 |  | HRCU-A-CB | DLCURAH30AAK | Ducted Indoor Units | F5MA4*36L*B* |  |  |  | 9.5 | 15.2 | 8.1 | FALSE | FALSE | FALSE | 30400 | 23000 | 2.32 | 23000 | 2.32
213732656 |  | Live | Midea Electric Trading | SENVILLE | Multizone All Non-Ducted | 213732656 |  | HMSR-A-CB-O | SENA-36HF-MOB | Non-Ducted Indoor Units |  |  |  |  | 12.5 | 22.4 | 10.9 | TRUE | TRUE | TRUE | 36000 | 27400 | 2.4 | 37000 | 2.31
213732657 |  | Live | Midea Electric Trading | SENVILLE | Multizone All Ducted | 213732657 |  | HMSV-A-CB | SENA-36HF-MOB | Ducted Indoor Units |  |  |  |  | 12 | 19.4 | 10 | TRUE | TRUE | TRUE | 36000 | 30000 | 2.2 | 36000 | 2.2
213732658 |  | Live | Midea Electric Trading | SENVILLE | Multizone Mix of Ducted and Non-Ducted | 213732658 |  | HMSV-A-CB | SENA-36HF-MOB | Mixed Ducted and Non-Ducted Indoor Units |  |  |  |  | 12.25 | 20.9 | 10.45 | TRUE | TRUE | TRUE | 36000 | 28600 | 2.3 | 36500 | 2.25
213614241 |  | Live | Midea Electric Trading | TEMPBLUE | Singlezone Non-Ducted, Wall Placement | 213614241 |  | HRCU-A-CB-O | UTG420B-X012PH1N1H | Mini-Splits | UTH420B-X012-H1N1H | 10.3 | 20 | 10.8 | 10.3 | 20.8 | 8.7 | FALSE | FALSE | FALSE | 12000 | 7800 | 2.31 | 8200 | 1.35
213614243 |  | Live | Midea Electric Trading | TEMPBLUE | Singlezone Non-Ducted, Wall Placement | 213614243 |  | HRCU-A-CB-O | UTG420B-X024PH3N1H | Mini-Splits | UTH420B-X024-H3N1H | 9.5 | 18.5 | 10.2 | 9.5 | 18.5 | 8.6 | FALSE | FALSE | FALSE | 24000 | 16500 | 2.38 | 19257 | 2.11
213608177 |  | Live | Midea Electric Trading | KEPLER | Singlezone Non-Ducted, Wall Placement | 213608177 |  | HRCU-A-CB-O | ODUMOD30-33HFN1MSR0W | Mini-Splits | IDUMSEPD-33HRFN1MSR0W |  |  |  | 12 | 19.5 | 10 | TRUE | TRUE | TRUE | 33000 | 28800 | 2.5 | 33600 | 2.39
213614224 |  | Live | Midea Electric Trading | STAR AIR KONTROL | Singlezone Ducted, Centrally Ducted | 213614224 |  | HRCU-A-CB | SAK-36ADN2-M18M |  | SAK-36GN1-M18 | 10.4 | 18 | 9.1 | 10.1 | 16.9 | 8.2 | FALSE | FALSE | FALSE | 36000 | 20400 | 2.48 | 22700 | 2.1
213614225 |  | Live | Midea Electric Trading | STAR AIR KONTROL | Singlezone Ducted, Centrally Ducted | 213614225 |  | HRCU-A-CB | SAK-48ADN2-M18M |  | SAK-48GN1-M18 | 9.3 | 17.3 | 10 | 8.8 | 15.8 | 9.4 | FALSE | FALSE | FALSE | 47000 | 37000 | 2.4 | 39000 | 2.2
213614226 |  | Live | Midea Electric Trading | STAR AIR KONTROL | Singlezone Ducted, Centrally Ducted | 213614226 |  | HRCU-A-CB | SAK-60ADN2-M18M |  | SAK-60GN1-M18 | 10.3 | 18 | 9.2 | 8.8 | 14.9 | 8.5 | FALSE | FALSE | FALSE | 57000 | 37000 | 2.4 | 39000 | 2.2
213603964 |  | Live | Midea Electric Trading | CARRIER | Singlezone Ducted, Centrally Ducted | 213603964 |  | HRCU-A-C | 38MURAQ36AB3 |  | 40MULAQ36XCX + CI | 10.2 | 14.8 | 9.6 | 10 | 15.2 | 10 | FALSE | TRUE | TRUE | 35000 | 33000 | 2.4 | 38000 | 1.9
213603965 |  | Live | Midea Electric Trading | BRYANT | Singlezone Ducted, Centrally Ducted | 213603965 |  | HRCU-A-C | 38MURAQ36AB3 |  | 40MULAQ36XCX + CI | 10.2 | 14.8 | 9.6 | 10 | 15.2 | 10 | FALSE | TRUE | TRUE | 35000 | 33000 | 2.4 | 38000 | 1.9
213603966 |  | Live | Midea Electric Trading | PAYNE | Singlezone Ducted, Centrally Ducted | 213603966 |  | HRCU-A-C | 38MURAQ36AB3 |  | 40MULAQ36XCX + CI | 10.2 | 14.8 | 9.6 | 10 | 15.2 | 10 | FALSE | TRUE | TRUE | 35000 | 33000 | 2.4 | 38000 | 1.9
213603967 |  | Live | Midea Electric Trading | WEATHERMAKER | Singlezone Ducted, Centrally Ducted | 213603967 |  | HRCU-A-C | 38MURAQ36AB3 |  | 40MULAQ36XCX + CI | 10.2 | 14.8 | 9.6 | 10 | 15.2 | 10 | FALSE | TRUE | TRUE | 35000 | 33000 | 2.4 | 38000 | 1.9
213603968 |  | Live | Midea Electric Trading | MIDEA | Singlezone Ducted, Centrally Ducted | 213603968 |  | HRCU-A-C | 38MURAQ36AB3 |  | 40MULAQ36XCX + CI | 10.2 | 14.8 | 9.6 | 10 | 15.2 | 10 | FALSE | TRUE | TRUE | 35000 | 33000 | 2.4 | 38000 | 1.9
213732643 |  | Live | Midea Electric Trading | BREEZE33 | Singlezone Ducted, Centrally Ducted | 213732643 |  | HRCU-A-C | BZ33-INV48OUT2-J |  | BZ33-MSC48C-J | 9 | 14 | 10 | 8.6 | 14.3 | 9 | FALSE | FALSE | FALSE | 46000 | 32000 | 2.36 | 45000 | 2.11
213617765 |  | Live | Midea Electric Trading | ECOER | Singlezone Ducted, Centrally Ducted | 213617765 |  | HRCU-A-C | ESCA16H-60 |  | SNC48DPT |  |  |  | 8.6 | 14.5 | 8.6 | FALSE | FALSE | FALSE | 53000 | 37000 | 2.26 | 38000 | 2.26
213732639 |  | Live | Midea Electric Trading | BREEZE33 | Singlezone Ducted, Centrally Ducted | 213732639 |  | HRCU-A-C | BZ33-INV24OUT2-J |  | BZ33-MSC24A-J |  |  |  | 10.7 | 16.1 | 9.8 | FALSE | TRUE | TRUE | 24000 | 22400 | 2.42 | 25000 | 2.24
213614245 |  | Live | Midea Electric Trading | MULTI MFG | Singlezone Ducted, Centrally Ducted | 213614245 |  | HRCU-A-CB | HES-24HD-A* |  | 24MUC0-HP-A |  |  |  | 10.5 | 17 | 10.2 | FALSE | TRUE | FALSE | 24000 | 19500 | 2.6 | 21600 | 2.41
213732675 |  | Live | Midea Electric Trading | CTMORLEY | Singlezone Ducted, Centrally Ducted | 213732675 |  | HRCU-A-C | MOU-A48VH-4 |  | MAC-A4821 | 9 | 14 | 10 | 8.6 | 14.3 | 9 | FALSE | FALSE | FALSE | 46000 | 32000 | 2.36 | 45000 | 2.11
213732676 |  | Live | Midea Electric Trading | CTMORLEY | Singlezone Ducted, Centrally Ducted | 213732676 |  | HRCU-A-C | MOU-A55VH-4 |  | MAC-A6024 |  |  |  | 8.6 | 14.5 | 8.6 | FALSE | FALSE | FALSE | 53000 | 37000 | 2.26 | 38000 | 2.26
213732672 |  | Live | Midea Electric Trading | CTMORLEY | Singlezone Ducted, Centrally Ducted | 213732672 |  | HRCU-A-C | MOU-A24VH-4 |  | MAC-A2414 |  |  |  | 10.7 | 16.1 | 9.8 | FALSE | FALSE | TRUE | 24000 | 22400 | 2.42 | 25000 | 2.24
213732671 |  | Live | Midea Electric Trading | CTMORLEY | Singlezone Ducted, Centrally Ducted | 213732671 |  | HRCU-A-C | MOU-A18V-4 |  | MAC-A2414 |  |  |  | 10.2 | 15.2 | 8.5 | FALSE | FALSE | TRUE | 18000 | 12800 | 2.61 | 13000 | 2.2
209832238 |  | Live | Mitsubishi Electric Trane | MITSUBISHI ELECTRIC | Singlezone Non-Ducted, Wall Placement | 209832238 | 204629273 | HRCU-A-CB-O | NTXSMT09A112A* | Mini-Splits | MSZ-HM09NA*** | 12 | 18 | 10 | 12 | 20 | 10 | TRUE | FALSE | TRUE | 9000 | 6700 | 2.52 | 7200 | 1.16
209832242 |  | Live | Mitsubishi Electric Trane | MITSUBISHI ELECTRIC | Singlezone Non-Ducted, Wall Placement | 209832242 | 204629274 | HRCU-A-CB-O | NTXSMT12A112A* | Mini-Splits | MSZ-HM12NA*** | 9.9 | 18 | 10 | 9.9 | 20 | 10 | FALSE | FALSE | TRUE | 12000 | 7600 | 2.78 | 9000 | 2.66
211225659 |  | Live | Carrier | CARRIER | Singlezone Ducted, Centrally Ducted | 211225659 |  | HRCU-A-CB | 38MURAQ36AB3* | Ducted Indoor Units | FJ4DN*B36L* |  |  |  | 10 | 15 | 9 | FALSE | FALSE | FALSE | 36200 | 29400 | 2.34 | 29730 | 2.45
211225660 |  | Live | Carrier | BRYANT HEATING AND COOLING SYSTEMS | Singlezone Ducted, Centrally Ducted | 211225660 |  | HRCU-A-CB | 38MURAQ36AB3* | Ducted Indoor Units | FJ4DN*B36L* |  |  |  | 10 | 15 | 9 | FALSE | FALSE | FALSE | 36200 | 29400 | 2.34 | 29730 | 2.45
211225661 |  | Live | Carrier | PAYNE HEATING AND COOLING | Singlezone Ducted, Centrally Ducted | 211225661 |  | HRCU-A-CB | 38MURAQ36AB3* | Ducted Indoor Units | FJ4DN*B36L* |  |  |  | 9.5 | 15 | 8 | FALSE | FALSE | FALSE | 36200 | 29400 | 2.34 | 29730 | 2.45
211226125 |  | Live | Carrier | CARRIER | Singlezone Ducted, Centrally Ducted | 211226125 |  | HRCU-A-CB | 38MURAQ36AB3* | Ducted Indoor Units | FM(C,U)4Z36**AL* |  |  |  | 10 | 16.5 | 8.1 | FALSE | FALSE | TRUE | 36000 | 29600 | 2.32 | 29930 | 2.43
211226127 |  | Live | Carrier | CARRIER | Singlezone Ducted, Centrally Ducted | 211226127 |  | HRCU-A-CB | 38MURAQ36AB3* | Ducted Indoor Units | FMA4X36**AL* |  |  |  | 10 | 17 | 8.1 | FALSE | FALSE | TRUE | 35800 | 29600 | 2.34 | 29930 | 2.45
211226129 |  | Live | Carrier | CARRIER | Singlezone Ducted, Centrally Ducted | 211226129 |  | HRCU-A-CB | 38MURAQ36AB3* | Ducted Indoor Units | FX4DN(B,F)043L |  |  |  | 10 | 16 | 8.1 | FALSE | FALSE | TRUE | 36000 | 29000 | 2.34 | 29330 | 2.45
211226130 |  | Live | Carrier | CARRIER | Singlezone Ducted, Centrally Ducted | 211226130 |  | HRCU-A-CB | 38MURAQ36AB3* | Ducted Indoor Units | FX4DN(B,F)049L |  |  |  | 10 | 16 | 8.5 | FALSE | FALSE | TRUE | 36800 | 29000 | 2.46 | 29330 | 2.57
211226132 |  | Live | Carrier | CARRIER | Singlezone Ducted, Centrally Ducted | 211226132 |  | HRCU-A-CB | 38MURAQ36AB3* | Ducted Indoor Units | FV4CN(B,F)005L |  |  |  | 10 | 17 | 8.5 | FALSE | FALSE | TRUE | 36200 | 28600 | 2.44 | 28920 | 2.55
213353872 |  | Live | Carrier | TEMPSTAR | Singlezone Ducted, Centrally Ducted | 213353872 |  | HRCU-A-CB | DLCURAH48AAK | Ducted Indoor Units | F5MA4*48L*C* |  |  |  | 9.5 | 15.2 | 8.5 | FALSE | FALSE | FALSE | 48000 | 33000 | 2.42 | 33690 | 2.52
213353871 |  | Live | Carrier | SMART COMFORT | Singlezone Ducted, Centrally Ducted | 213353871 |  | HRCU-A-CB | DLCURAH48AAK | Ducted Indoor Units | F5MA4*48L*C* |  |  |  | 9.5 | 15.2 | 8.5 | FALSE | FALSE | FALSE | 48000 | 33000 | 2.42 | 33690 | 2.52
213353870 |  | Live | Carrier | KEEPRITE | Singlezone Ducted, Centrally Ducted | 213353870 |  | HRCU-A-CB | DLCURAH48AAK | Ducted Indoor Units | F5MA4*48L*C* |  |  |  | 9.5 | 15.2 | 8.5 | FALSE | FALSE | FALSE | 48000 | 33000 | 2.42 | 33690 | 2.52
213353869 |  | Live | Carrier | HEIL | Singlezone Ducted, Centrally Ducted | 213353869 |  | HRCU-A-CB | DLCURAH48AAK | Ducted Indoor Units | F5MA4*48L*C* |  |  |  | 9.5 | 15.2 | 8.5 | FALSE | FALSE | FALSE | 48000 | 33000 | 2.42 | 33690 | 2.52
213353868 |  | Live | Carrier | DAY & NIGHT | Singlezone Ducted, Centrally Ducted | 213353868 |  | HRCU-A-CB | DLCURAH48AAK | Ducted Indoor Units | F5MA4*48L*C* |  |  |  | 9.5 | 15.2 | 8.5 | FALSE | FALSE | FALSE | 48000 | 33000 | 2.42 | 33690 | 2.52
213353867 |  | Live | Carrier | COMFORTMAKER | Singlezone Ducted, Centrally Ducted | 213353867 |  | HRCU-A-CB | DLCURAH48AAK | Ducted Indoor Units | F5MA4*48L*C* |  |  |  | 9.5 | 15.2 | 8.5 | FALSE | FALSE | FALSE | 48000 | 33000 | 2.42 | 33690 | 2.52
213353866 |  | Live | Carrier | ARCOAIRE | Singlezone Ducted, Centrally Ducted | 213353866 |  | HRCU-A-CB | DLCURAH48AAK | Ducted Indoor Units | F5MA4*48L*C* |  |  |  | 9.5 | 15.2 | 8.5 | FALSE | FALSE | FALSE | 48000 | 33000 | 2.42 | 33690 | 2.52
213353865 |  | Live | Carrier | AIRQUEST | Singlezone Ducted, Centrally Ducted | 213353865 |  | HRCU-A-CB | DLCURAH48AAK | Ducted Indoor Units | F5MA4*48L*C* |  |  |  | 9.5 | 15.2 | 8.5 | FALSE | FALSE | FALSE | 48000 | 33000 | 2.42 | 33690 | 2.52
213300362 |  | Live | Carrier | BRYANT HEATING AND COOLING SYSTEMS | Singlezone Ducted, Centrally Ducted | 213300362 |  | HRCU-A-CB | 38MURAQ48AA3* | Ducted Indoor Units | F54AA*C48L* |  |  |  | 9.5 | 15.2 | 8.5 | FALSE | FALSE | FALSE | 48000 | 33000 | 2.42 | 33690 | 2.52
213300360 |  | Live | Carrier | CARRIER | Singlezone Ducted, Centrally Ducted | 213300360 |  | HRCU-A-CB | 38MURAQ48AA3* | Ducted Indoor Units | F54AA*C48L* |  |  |  | 9.5 | 15.2 | 8.5 | FALSE | FALSE | FALSE | 48000 | 33000 | 2.42 | 33690 | 2.52
213249322 |  | Live | Carrier | TEMPSTAR | Singlezone Ducted, Centrally Ducted | 213249322 |  | HRCU-A-CB | DLCURAH48AAK | Ducted Indoor Units | FEVA0048**+NAVA44801CK |  |  |  | 9 | 15 | 8.1 | FALSE | FALSE | FALSE | 47500 | 33000 | 2.38 | 33690 | 2.47
213249321 |  | Live | Carrier | SMART COMFORT | Singlezone Ducted, Centrally Ducted | 213249321 |  | HRCU-A-CB | DLCURAH48AAK | Ducted Indoor Units | FEVA0048**+NAVA44801CK |  |  |  | 9 | 15 | 8.1 | FALSE | FALSE | FALSE | 47500 | 33000 | 2.38 | 33690 | 2.47
213249320 |  | Live | Carrier | KEEPRITE | Singlezone Ducted, Centrally Ducted | 213249320 |  | HRCU-A-CB | DLCURAH48AAK | Ducted Indoor Units | FEVA0048**+NAVA44801CK |  |  |  | 9 | 15 | 8.1 | FALSE | FALSE | FALSE | 47500 | 33000 | 2.38 | 33690 | 2.47
213249319 |  | Live | Carrier | HEIL | Singlezone Ducted, Centrally Ducted | 213249319 |  | HRCU-A-CB | DLCURAH48AAK | Ducted Indoor Units | FEVA0048**+NAVA44801CK |  |  |  | 9 | 15 | 8.1 | FALSE | FALSE | FALSE | 47500 | 33000 | 2.38 | 33690 | 2.47
213249318 |  | Live | Carrier | DAY & NIGHT | Singlezone Ducted, Centrally Ducted | 213249318 |  | HRCU-A-CB | DLCURAH48AAK | Ducted Indoor Units | FEVA0048**+NAVA44801CK |  |  |  | 9 | 15 | 8.1 | FALSE | FALSE | FALSE | 47500 | 33000 | 2.38 | 33690 | 2.47
213249317 |  | Live | Carrier | COMFORTMAKER | Singlezone Ducted, Centrally Ducted | 213249317 |  | HRCU-A-CB | DLCURAH48AAK | Ducted Indoor Units | FEVA0048**+NAVA44801CK |  |  |  | 9 | 15 | 8.1 | FALSE | FALSE | FALSE | 47500 | 33000 | 2.38 | 33690 | 2.47
213249316 |  | Live | Carrier | ARCOAIRE | Singlezone Ducted, Centrally Ducted | 213249316 |  | HRCU-A-CB | DLCURAH48AAK | Ducted Indoor Units | FEVA0048**+NAVA44801CK |  |  |  | 9 | 15 | 8.1 | FALSE | FALSE | FALSE | 47500 | 33000 | 2.38 | 33690 | 2.47
213249315 |  | Live | Carrier | AIRQUEST | Singlezone Ducted, Centrally Ducted | 213249315 |  | HRCU-A-CB | DLCURAH48AAK | Ducted Indoor Units | FEVA0048**+NAVA44801CK |  |  |  | 9 | 15 | 8.1 | FALSE | FALSE | FALSE | 47500 | 33000 | 2.38 | 33690 | 2.47
213249314 |  | Live | Carrier | PAYNE HEATING AND COOLING | Singlezone Ducted, Centrally Ducted | 213249314 |  | HRCU-A-CB | 38MURAQ48AA3* | Ducted Indoor Units | FEVA0048**+NAVA44801CK |  |  |  | 9 | 15 | 8.1 | FALSE | FALSE | FALSE | 47500 | 33000 | 2.38 | 33690 | 2.47
213249313 |  | Live | Carrier | BRYANT HEATING AND COOLING SYSTEMS | Singlezone Ducted, Centrally Ducted | 213249313 |  | HRCU-A-CB | 38MURAQ48AA3* | Ducted Indoor Units | FEVA0048**+NAVA44801CK |  |  |  | 9 | 15 | 8.1 | FALSE | FALSE | FALSE | 47500 | 33000 | 2.38 | 33690 | 2.47
213249312 |  | Live | Carrier | CARRIER | Singlezone Ducted, Centrally Ducted | 213249312 |  | HRCU-A-CB | 38MURAQ48AA3* | Ducted Indoor Units | FEVA0048**+NAVA44801CK |  |  |  | 9 | 15 | 8.1 | FALSE | FALSE | FALSE | 47500 | 33000 | 2.38 | 33690 | 2.47
211616521 |  | Live | Carrier | GRANDAIRE | Singlezone Ducted, Centrally Ducted | 211616521 |  | HRCU-A-CB | WDLCURAH24AAK | Ducted Indoor Units | WBHL244*B* |  |  |  | 9.5 | 15.5 | 9 | FALSE | FALSE | FALSE | 24000 | 20200 | 2.46 | 20590 | 2.59
211616520 |  | Live | Carrier | TEMPSTAR | Singlezone Ducted, Centrally Ducted | 211616520 |  | HRCU-A-CB | DLCURAH24AAK | Ducted Indoor Units | FJMA4*24L*B* |  |  |  | 9.5 | 15.5 | 9 | FALSE | FALSE | FALSE | 24000 | 20200 | 2.46 | 20590 | 2.59
211616519 |  | Live | Carrier | SMART COMFORT | Singlezone Ducted, Centrally Ducted | 211616519 |  | HRCU-A-CB | DLCURAH24AAK | Ducted Indoor Units | FJMA4*24L*B* |  |  |  | 9.5 | 15.5 | 9 | FALSE | FALSE | FALSE | 24000 | 20200 | 2.46 | 20590 | 2.59
211616518 |  | Live | Carrier | KEEPRITE | Singlezone Ducted, Centrally Ducted | 211616518 |  | HRCU-A-CB | DLCURAH24AAK | Ducted Indoor Units | FJMA4*24L*B* |  |  |  | 9.5 | 15.5 | 9 | FALSE | FALSE | FALSE | 24000 | 20200 | 2.46 | 20590 | 2.59
211616517 |  | Live | Carrier | HEIL | Singlezone Ducted, Centrally Ducted | 211616517 |  | HRCU-A-CB | DLCURAH24AAK | Ducted Indoor Units | FJMA4*24L*B* |  |  |  | 9.5 | 15.5 | 9 | FALSE | FALSE | FALSE | 24000 | 20200 | 2.46 | 20590 | 2.59
211616516 |  | Live | Carrier | DAY & NIGHT | Singlezone Ducted, Centrally Ducted | 211616516 |  | HRCU-A-CB | DLCURAH24AAK | Ducted Indoor Units | FJMA4*24L*B* |  |  |  | 9.5 | 15.5 | 9 | FALSE | FALSE | FALSE | 24000 | 20200 | 2.46 | 20590 | 2.59
211616515 |  | Live | Carrier | COMFORTMAKER | Singlezone Ducted, Centrally Ducted | 211616515 |  | HRCU-A-CB | DLCURAH24AAK | Ducted Indoor Units | FJMA4*24L*B* |  |  |  | 9.5 | 15.5 | 9 | FALSE | FALSE | FALSE | 24000 | 20200 | 2.46 | 20590 | 2.59
211616514 |  | Live | Carrier | ARCOAIRE | Singlezone Ducted, Centrally Ducted | 211616514 |  | HRCU-A-CB | DLCURAH24AAK | Ducted Indoor Units | FJMA4*24L*B* |  |  |  | 9.5 | 15.5 | 9 | FALSE | FALSE | FALSE | 24000 | 20200 | 2.46 | 20590 | 2.59
211616513 |  | Live | Carrier | AIRQUEST | Singlezone Ducted, Centrally Ducted | 211616513 |  | HRCU-A-CB | DLCURAH24AAK | Ducted Indoor Units | FJMA4*24L*B* |  |  |  | 9.5 | 15.5 | 9 | FALSE | FALSE | FALSE | 24000 | 20200 | 2.46 | 20590 | 2.59
211616512 |  | Live | Carrier | PAYNE HEATING AND COOLING | Singlezone Ducted, Centrally Ducted | 211616512 |  | HRCU-A-CB | 38MURAQ24AA3* | Ducted Indoor Units | PF4MN*B24L* |  |  |  | 9.5 | 15.5 | 9 | FALSE | FALSE | FALSE | 24000 | 20200 | 2.46 | 20590 | 2.59
211616511 |  | Live | Carrier | PAYNE HEATING AND COOLING | Singlezone Ducted, Centrally Ducted | 211616511 |  | HRCU-A-CB | 38MURAQ24AA3* | Ducted Indoor Units | FJ4DN*B24L* |  |  |  | 9.5 | 15.5 | 9 | FALSE | FALSE | FALSE | 24000 | 20200 | 2.46 | 20590 | 2.59
211616510 |  | Live | Carrier | BRYANT HEATING AND COOLING SYSTEMS | Singlezone Ducted, Centrally Ducted | 211616510 |  | HRCU-A-CB | 38MURAQ24AA3* | Ducted Indoor Units | PF4MN*B24L* |  |  |  | 9.5 | 15.5 | 9 | FALSE | FALSE | FALSE | 24000 | 20200 | 2.46 | 20590 | 2.59
211616509 |  | Live | Carrier | BRYANT HEATING AND COOLING SYSTEMS | Singlezone Ducted, Centrally Ducted | 211616509 |  | HRCU-A-CB | 38MURAQ24AA3* | Ducted Indoor Units | FJ4DN*B24L* |  |  |  | 9.5 | 15.5 | 9 | FALSE | FALSE | FALSE | 24000 | 20200 | 2.46 | 20590 | 2.59
211616508 |  | Live | Carrier | CARRIER | Singlezone Ducted, Centrally Ducted | 211616508 |  | HRCU-A-CB | 38MURAQ24AA3* | Ducted Indoor Units | PF4MN*B24L* |  |  |  | 9.5 | 15.5 | 9 | FALSE | FALSE | FALSE | 24000 | 20200 | 2.46 | 20590 | 2.59
211616507 |  | Live | Carrier | CARRIER | Singlezone Ducted, Centrally Ducted | 211616507 |  | HRCU-A-CB | 38MURAQ24AA3* | Ducted Indoor Units | FJ4DN*B24L* |  |  |  | 9.5 | 15.5 | 9 | FALSE | FALSE | FALSE | 24000 | 20200 | 2.46 | 20590 | 2.59
213353786 |  | Live | Carrier | TEMPSTAR | Singlezone Ducted, Centrally Ducted | 213353786 |  | HRCU-A-CB | DLCURAH24ABK | Ducted Indoor Units | F5MA4*30L*B* |  |  |  | 10.5 | 17 | 9 | FALSE | FALSE | TRUE | 24800 | 19100 | 2.67 | 19370 | 2.8
213353785 |  | Live | Carrier | SMART COMFORT | Singlezone Ducted, Centrally Ducted | 213353785 |  | HRCU-A-CB | DLCURAH24ABK | Ducted Indoor Units | F5MA4*30L*B* |  |  |  | 10.5 | 17 | 9 | FALSE | FALSE | TRUE | 24800 | 19100 | 2.67 | 19370 | 2.8
213353784 |  | Live | Carrier | KEEPRITE | Singlezone Ducted, Centrally Ducted | 213353784 |  | HRCU-A-CB | DLCURAH24ABK | Ducted Indoor Units | F5MA4*30L*B* |  |  |  | 10.5 | 17 | 9 | FALSE | FALSE | TRUE | 24800 | 19100 | 2.67 | 19370 | 2.8
213353783 |  | Live | Carrier | HEIL | Singlezone Ducted, Centrally Ducted | 213353783 |  | HRCU-A-CB | DLCURAH24ABK | Ducted Indoor Units | F5MA4*30L*B* |  |  |  | 10.5 | 17 | 9 | FALSE | FALSE | TRUE | 24800 | 19100 | 2.67 | 19370 | 2.8
213353782 |  | Live | Carrier | DAY & NIGHT | Singlezone Ducted, Centrally Ducted | 213353782 |  | HRCU-A-CB | DLCURAH24ABK | Ducted Indoor Units | F5MA4*30L*B* |  |  |  | 10.5 | 17 | 9 | FALSE | FALSE | TRUE | 24800 | 19100 | 2.67 | 19370 | 2.8
213353781 |  | Live | Carrier | COMFORTMAKER | Singlezone Ducted, Centrally Ducted | 213353781 |  | HRCU-A-CB | DLCURAH24ABK | Ducted Indoor Units | F5MA4*30L*B* |  |  |  | 10.5 | 17 | 9 | FALSE | FALSE | TRUE | 24800 | 19100 | 2.67 | 19370 | 2.8
213353780 |  | Live | Carrier | ARCOAIRE | Singlezone Ducted, Centrally Ducted | 213353780 |  | HRCU-A-CB | DLCURAH24ABK | Ducted Indoor Units | F5MA4*30L*B* |  |  |  | 10.5 | 17 | 9 | FALSE | FALSE | TRUE | 24800 | 19100 | 2.67 | 19370 | 2.8
213353779 |  | Live | Carrier | AIRQUEST | Singlezone Ducted, Centrally Ducted | 213353779 |  | HRCU-A-CB | DLCURAH24ABK | Ducted Indoor Units | F5MA4*30L*B* |  |  |  | 10.5 | 17 | 9 | FALSE | FALSE | TRUE | 24800 | 19100 | 2.67 | 19370 | 2.8
213353778 |  | Live | Carrier | BRYANT HEATING AND COOLING SYSTEMS | Singlezone Ducted, Centrally Ducted | 213353778 |  | HRCU-A-CB | 38MURAQ24AB3* | Ducted Indoor Units | F54AA*B30L* |  |  |  | 10.5 | 17 | 9 | FALSE | FALSE | TRUE | 24800 | 19100 | 2.67 | 19370 | 2.8
213353777 |  | Live | Carrier | CARRIER | Singlezone Ducted, Centrally Ducted | 213353777 |  | HRCU-A-CB | 38MURAQ24AB3* | Ducted Indoor Units | F54AA*B30L* |  |  |  | 10.5 | 17 | 9 | FALSE | FALSE | TRUE | 24800 | 19100 | 2.67 | 19370 | 2.8
213353776 |  | Live | Carrier | TEMPSTAR | Singlezone Ducted, Centrally Ducted | 213353776 |  | HRCU-A-CB | DLCURAH24ABK | Ducted Indoor Units | F5MA4*24L*B* |  |  |  | 10 | 17 | 9.5 | FALSE | FALSE | TRUE | 24400 | 19300 | 2.64 | 19580 | 2.77
213353775 |  | Live | Carrier | SMART COMFORT | Singlezone Ducted, Centrally Ducted | 213353775 |  | HRCU-A-CB | DLCURAH24ABK | Ducted Indoor Units | F5MA4*24L*B* |  |  |  | 10 | 17 | 9.5 | FALSE | FALSE | TRUE | 24400 | 19300 | 2.64 | 19580 | 2.77
213353774 |  | Live | Carrier | KEEPRITE | Singlezone Ducted, Centrally Ducted | 213353774 |  | HRCU-A-CB | DLCURAH24ABK | Ducted Indoor Units | F5MA4*24L*B* |  |  |  | 10 | 17 | 9.5 | FALSE | FALSE | TRUE | 24400 | 19300 | 2.64 | 19580 | 2.77
213353773 |  | Live | Carrier | HEIL | Singlezone Ducted, Centrally Ducted | 213353773 |  | HRCU-A-CB | DLCURAH24ABK | Ducted Indoor Units | F5MA4*24L*B* |  |  |  | 10 | 17 | 9.5 | FALSE | FALSE | TRUE | 24400 | 19300 | 2.64 | 19580 | 2.77
213353772 |  | Live | Carrier | DAY & NIGHT | Singlezone Ducted, Centrally Ducted | 213353772 |  | HRCU-A-CB | DLCURAH24ABK | Ducted Indoor Units | F5MA4*24L*B* |  |  |  | 10 | 17 | 9.5 | FALSE | FALSE | TRUE | 24400 | 19300 | 2.64 | 19580 | 2.77
213353771 |  | Live | Carrier | COMFORTMAKER | Singlezone Ducted, Centrally Ducted | 213353771 |  | HRCU-A-CB | DLCURAH24ABK | Ducted Indoor Units | F5MA4*24L*B* |  |  |  | 10 | 17 | 9.5 | FALSE | FALSE | TRUE | 24400 | 19300 | 2.64 | 19580 | 2.77
213353770 |  | Live | Carrier | ARCOAIRE | Singlezone Ducted, Centrally Ducted | 213353770 |  | HRCU-A-CB | DLCURAH24ABK | Ducted Indoor Units | F5MA4*24L*B* |  |  |  | 10 | 17 | 9.5 | FALSE | FALSE | TRUE | 24400 | 19300 | 2.64 | 19580 | 2.77
213353769 |  | Live | Carrier | AIRQUEST | Singlezone Ducted, Centrally Ducted | 213353769 |  | HRCU-A-CB | DLCURAH24ABK | Ducted Indoor Units | F5MA4*24L*B* |  |  |  | 10 | 17 | 9.5 | FALSE | FALSE | TRUE | 24400 | 19300 | 2.64 | 19580 | 2.77
213353768 |  | Live | Carrier | BRYANT HEATING AND COOLING SYSTEMS | Singlezone Ducted, Centrally Ducted | 213353768 |  | HRCU-A-CB | 38MURAQ24AB3* | Ducted Indoor Units | F54AA*B24L* |  |  |  | 10 | 17 | 9.5 | FALSE | FALSE | TRUE | 24400 | 19300 | 2.64 | 19580 | 2.77
213353767 |  | Live | Carrier | CARRIER | Singlezone Ducted, Centrally Ducted | 213353767 |  | HRCU-A-CB | 38MURAQ24AB3* | Ducted Indoor Units | F54AA*B24L* |  |  |  | 10 | 17 | 9.5 | FALSE | FALSE | TRUE | 24400 | 19300 | 2.64 | 19580 | 2.77
213249278 |  | Live | Carrier | TEMPSTAR | Singlezone Ducted, Centrally Ducted | 213249278 |  | HRCU-A-CB | DLCURAH24ABK | Ducted Indoor Units | FEVA0024**+NAVA43601CK |  |  |  | 10 | 17 | 9 | FALSE | FALSE | TRUE | 24200 | 19000 | 2.6 | 19270 | 2.73
213249277 |  | Live | Carrier | SMART COMFORT | Singlezone Ducted, Centrally Ducted | 213249277 |  | HRCU-A-CB | DLCURAH24ABK | Ducted Indoor Units | FEVA0024**+NAVA43601CK |  |  |  | 10 | 17 | 9 | FALSE | FALSE | TRUE | 24200 | 19000 | 2.6 | 19270 | 2.73
213249276 |  | Live | Carrier | KEEPRITE | Singlezone Ducted, Centrally Ducted | 213249276 |  | HRCU-A-CB | DLCURAH24ABK | Ducted Indoor Units | FEVA0024**+NAVA43601CK |  |  |  | 10 | 17 | 9 | FALSE | FALSE | TRUE | 24200 | 19000 | 2.6 | 19270 | 2.73
213249275 |  | Live | Carrier | HEIL | Singlezone Ducted, Centrally Ducted | 213249275 |  | HRCU-A-CB | DLCURAH24ABK | Ducted Indoor Units | FEVA0024**+NAVA43601CK |  |  |  | 10 | 17 | 9 | FALSE | FALSE | TRUE | 24200 | 19000 | 2.6 | 19270 | 2.73
213249274 |  | Live | Carrier | DAY & NIGHT | Singlezone Ducted, Centrally Ducted | 213249274 |  | HRCU-A-CB | DLCURAH24ABK | Ducted Indoor Units | FEVA0024**+NAVA43601CK |  |  |  | 10 | 17 | 9 | FALSE | FALSE | TRUE | 24200 | 19000 | 2.6 | 19270 | 2.73
213249273 |  | Live | Carrier | COMFORTMAKER | Singlezone Ducted, Centrally Ducted | 213249273 |  | HRCU-A-CB | DLCURAH24ABK | Ducted Indoor Units | FEVA0024**+NAVA43601CK |  |  |  | 10 | 17 | 9 | FALSE | FALSE | TRUE | 24200 | 19000 | 2.6 | 19270 | 2.73
213249272 |  | Live | Carrier | ARCOAIRE | Singlezone Ducted, Centrally Ducted | 213249272 |  | HRCU-A-CB | DLCURAH24ABK | Ducted Indoor Units | FEVA0024**+NAVA43601CK |  |  |  | 10 | 17 | 9 | FALSE | FALSE | TRUE | 24200 | 19000 | 2.6 | 19270 | 2.73
213249271 |  | Live | Carrier | AIRQUEST | Singlezone Ducted, Centrally Ducted | 213249271 |  | HRCU-A-CB | DLCURAH24ABK | Ducted Indoor Units | FEVA0024**+NAVA43601CK |  |  |  | 10 | 17 | 9 | FALSE | FALSE | TRUE | 24200 | 19000 | 2.6 | 19270 | 2.73
213249270 |  | Live | Carrier | PAYNE HEATING AND COOLING | Singlezone Ducted, Centrally Ducted | 213249270 |  | HRCU-A-CB | 38MURAQ24AB3* | Ducted Indoor Units | FEVA0024**+NAVA43601CK |  |  |  | 10 | 17 | 9 | FALSE | FALSE | TRUE | 24200 | 19000 | 2.6 | 19270 | 2.73
213249269 |  | Live | Carrier | BRYANT HEATING AND COOLING SYSTEMS | Singlezone Ducted, Centrally Ducted | 213249269 |  | HRCU-A-CB | 38MURAQ24AB3* | Ducted Indoor Units | FEVA0024**+NAVA43601CK |  |  |  | 10 | 17 | 9 | FALSE | FALSE | TRUE | 24200 | 19000 | 2.6 | 19270 | 2.73
213249268 |  | Live | Carrier | CARRIER | Singlezone Ducted, Centrally Ducted | 213249268 |  | HRCU-A-CB | 38MURAQ24AB3* | Ducted Indoor Units | FEVA0024**+NAVA43601CK |  |  |  | 10 | 17 | 9 | FALSE | FALSE | TRUE | 24200 | 19000 | 2.6 | 19270 | 2.73
211289637 |  | Live | Carrier | TEMPSTAR | Singlezone Ducted, Centrally Ducted | 211289637 |  | HRCU-A-CB | DLCURAH60ABK | Ducted Indoor Units | FVM4X60***L |  |  |  | 8.5 | 14.3 | 8 | FALSE | FALSE | FALSE | 55000 | 37800 | 2.28 | 37800 | 2.28
211289636 |  | Live | Carrier | SMART COMFORT | Singlezone Ducted, Centrally Ducted | 211289636 |  | HRCU-A-CB | DLCURAH60ABK | Ducted Indoor Units | FVM4X60***L |  |  |  | 8.5 | 14.3 | 8 | FALSE | FALSE | FALSE | 55000 | 37800 | 2.28 | 37800 | 2.28
211289635 |  | Live | Carrier | KEEPRITE | Singlezone Ducted, Centrally Ducted | 211289635 |  | HRCU-A-CB | DLCURAH60ABK | Ducted Indoor Units | FVM4X60***L |  |  |  | 8.5 | 14.3 | 8 | FALSE | FALSE | FALSE | 55000 | 37800 | 2.28 | 37800 | 2.28
211289634 |  | Live | Carrier | HEIL | Singlezone Ducted, Centrally Ducted | 211289634 |  | HRCU-A-CB | DLCURAH60ABK | Ducted Indoor Units | FVM4X60***L |  |  |  | 8.5 | 14.3 | 8 | FALSE | FALSE | FALSE | 55000 | 37800 | 2.28 | 37800 | 2.28
211289633 |  | Live | Carrier | DAY & NIGHT | Singlezone Ducted, Centrally Ducted | 211289633 |  | HRCU-A-CB | DLCURAH60ABK | Ducted Indoor Units | FVM4X60***L |  |  |  | 8.5 | 14.3 | 8 | FALSE | FALSE | FALSE | 55000 | 37800 | 2.28 | 37800 | 2.28
211289632 |  | Live | Carrier | COMFORTMAKER | Singlezone Ducted, Centrally Ducted | 211289632 |  | HRCU-A-CB | DLCURAH60ABK | Ducted Indoor Units | FVM4X60***L |  |  |  | 8.5 | 14.3 | 8 | FALSE | FALSE | FALSE | 55000 | 37800 | 2.28 | 37800 | 2.28
211289631 |  | Live | Carrier | ARCOAIRE | Singlezone Ducted, Centrally Ducted | 211289631 |  | HRCU-A-CB | DLCURAH60ABK | Ducted Indoor Units | FVM4X60***L |  |  |  | 8.5 | 14.3 | 8 | FALSE | FALSE | FALSE | 55000 | 37800 | 2.28 | 37800 | 2.28
211289630 |  | Live | Carrier | AIRQUEST | Singlezone Ducted, Centrally Ducted | 211289630 |  | HRCU-A-CB | DLCURAH60ABK | Ducted Indoor Units | FVM4X60***L |  |  |  | 8.5 | 14.3 | 8 | FALSE | FALSE | FALSE | 55000 | 37800 | 2.28 | 37800 | 2.28
211289629 |  | Live | Carrier | PAYNE HEATING AND COOLING | Singlezone Ducted, Centrally Ducted | 211289629 |  | HRCU-A-CB | 38MURAQ60AB3* | Ducted Indoor Units | FV4CNB006L |  |  |  | 8.5 | 14.3 | 8 | FALSE | FALSE | FALSE | 55000 | 37800 | 2.28 | 37800 | 2.28
211289628 |  | Live | Carrier | BRYANT HEATING AND COOLING SYSTEMS | Singlezone Ducted, Centrally Ducted | 211289628 |  | HRCU-A-CB | 38MURAQ60AB3* | Ducted Indoor Units | FV4CNB006L |  |  |  | 8.5 | 14.3 | 8 | FALSE | FALSE | FALSE | 55000 | 37800 | 2.28 | 37800 | 2.28
211289627 |  | Live | Carrier | CARRIER | Singlezone Ducted, Centrally Ducted | 211289627 |  | HRCU-A-CB | 38MURAQ60AB3* | Ducted Indoor Units | FV4CNB006L |  |  |  | 8.5 | 14.3 | 8 | FALSE | FALSE | FALSE | 55000 | 37800 | 2.28 | 37800 | 2.28
210410122 |  | Live | Ouellet, Group ACD | ACD | Singlezone Non-Ducted, Wall Placement | 210410122 |  | HRCU-A-CB-O | CHD12KCH17S-O | Mini-Splits | CHD12KCH17S-I | 8.7 | 17.5 | 10 | 8.7 | 17.5 | 8.5 | FALSE | FALSE | FALSE | 12000 | 6800 | 2.77 | 11500 | 2.2
201863350 |  | Live | Ouellet, Group ACD | ACD | Singlezone Non-Ducted, Wall Placement | 201863350 |  | HRCU-A-CB-O | OCD09KCH23S-O | Mini-Splits | OCD09KCH23S-I | 14 | 23 | 10.5 | 14 | 23 | 8.5 | FALSE | FALSE | FALSE | 9000 | 7300 | 2.85 | 14610 | 2.41
207497904 |  | Live | Ouellet, Group ACD | ACD | Singlezone Ducted, Centrally Ducted | 207497904 |  | HRCU-A-CB | FXD-ACD60 |  | AH260 | 10.5 | 17 | 10 | 10 | 15.8 | 9 | FALSE | TRUE | TRUE | 54000 | 36000 | 2.4 | 49000 | 2.02
207497903 |  | Live | Ouellet, Group ACD | ACD | Singlezone Ducted, Centrally Ducted | 207497903 |  | HRCU-A-CB | FXD-ACD60 |  | AH248 | 11.5 | 18 | 10.5 | 11 | 17 | 9 | FALSE | TRUE | TRUE | 48000 | 31400 | 2.45 | 48000 | 2.04
206428586 |  | Live | Ouellet, Group ACD | ACD | Multizone All Non-Ducted | 206428586 |  | HMSR-A-CB-O | MUD36KCH23S-O | Non-Ducted Indoor Units |  | 9 | 23 | 10 | 9 | 16 | 8.6 | FALSE | TRUE | FALSE | 36000 | 29000 | 2.55 | 36100 | 1.83
206428587 |  | Live | Ouellet, Group ACD | ACD | Multizone All Non-Ducted | 206428587 |  | HMSR-A-CB-O | MUD42KCH23S-O | Non-Ducted Indoor Units |  | 9 | 23 | 10 | 9 | 16 | 8.6 | FALSE | TRUE | FALSE | 42000 | 30000 | 2.5 | 38670 | 1.85
201863352 |  | Live | Ouellet, Group ACD | ACD | Singlezone Non-Ducted, Wall Placement | 201863352 |  | HRCU-A-CB-O | OCD18KCH20S-O | Mini-Splits | OCD18KCH20S-I | 12.5 | 20 | 10.5 | 12.5 | 20 | 8.5 | TRUE | FALSE | FALSE | 18000 | 11700 | 2.36 | 23000 | 2.11
205142812 |  | Live | Samsung Electronics | SAMSUNG | Multizone All Ducted | 205142812 |  | HMSR-A-CB | AM053TXMDCH | Ducted Indoor Units |  | 9.45 | 17.5 | 10 | 9.45 | 17.5 | 8.8 | FALSE | TRUE | FALSE | 53000 | 36400 | 2.29 | 36400 | 2.29
202083811 |  | Live | Samsung Electronics | SAMSUNG | Multizone All Ducted | 202083811 |  | HMSV-A-CB | AM053NXMDCR | Ducted Indoor Units |  | 9.45 | 17.5 | 10 | 9.45 | 17.5 | 8.8 | FALSE | TRUE | FALSE | 53000 | 36400 | 2.29 | 36400 | 2.29
213607911 |  | Live | Carrier | GRANDAIRE | Singlezone Ducted, Centrally Ducted | 213607911 |  | HRCU-A-CB | WDLCURAH60ABK | Ducted Indoor Units | FVM4X60***L |  |  |  | 8.5 | 14.3 | 8 | FALSE | FALSE | FALSE | 55000 | 37800 | 2.28 | 37800 | 2.28
213607778 |  | Live | Carrier | GRANDAIRE | Singlezone Ducted, Centrally Ducted | 213607778 |  | HRCU-A-CB | WDLCURAH48AAK | Ducted Indoor Units | WBGL604BD |  |  |  | 9.5 | 16 | 8.5 | FALSE | FALSE | FALSE | 47500 | 32400 | 2.44 | 33080 | 2.54
213607777 |  | Live | Carrier | TEMPSTAR | Singlezone Ducted, Centrally Ducted | 213607777 |  | HRCU-A-CB | DLCURAH48AAK | Ducted Indoor Units | FTMA4B60L0D* |  |  |  | 9.5 | 16 | 8.5 | FALSE | FALSE | FALSE | 47500 | 32400 | 2.44 | 33080 | 2.54
213607776 |  | Live | Carrier | SMART COMFORT | Singlezone Ducted, Centrally Ducted | 213607776 |  | HRCU-A-CB | DLCURAH48AAK | Ducted Indoor Units | FTMA4B60L0D* |  |  |  | 9.5 | 16 | 8.5 | FALSE | FALSE | FALSE | 47500 | 32400 | 2.44 | 33080 | 2.54
213607775 |  | Live | Carrier | KEEPRITE | Singlezone Ducted, Centrally Ducted | 213607775 |  | HRCU-A-CB | DLCURAH48AAK | Ducted Indoor Units | FTMA4B60L0D* |  |  |  | 9.5 | 16 | 8.5 | FALSE | FALSE | FALSE | 47500 | 32400 | 2.44 | 33080 | 2.54
213607774 |  | Live | Carrier | HEIL | Singlezone Ducted, Centrally Ducted | 213607774 |  | HRCU-A-CB | DLCURAH48AAK | Ducted Indoor Units | FTMA4B60L0D* |  |  |  | 9.5 | 16 | 8.5 | FALSE | FALSE | FALSE | 47500 | 32400 | 2.44 | 33080 | 2.54
213607773 |  | Live | Carrier | DAY & NIGHT | Singlezone Ducted, Centrally Ducted | 213607773 |  | HRCU-A-CB | DLCURAH48AAK | Ducted Indoor Units | FTMA4B60L0D* |  |  |  | 9.5 | 16 | 8.5 | FALSE | FALSE | FALSE | 47500 | 32400 | 2.44 | 33080 | 2.54
213607772 |  | Live | Carrier | COMFORTMAKER | Singlezone Ducted, Centrally Ducted | 213607772 |  | HRCU-A-CB | DLCURAH48AAK | Ducted Indoor Units | FTMA4B60L0D* |  |  |  | 9.5 | 16 | 8.5 | FALSE | FALSE | FALSE | 47500 | 32400 | 2.44 | 33080 | 2.54
213607771 |  | Live | Carrier | ARCOAIRE | Singlezone Ducted, Centrally Ducted | 213607771 |  | HRCU-A-CB | DLCURAH48AAK | Ducted Indoor Units | FTMA4B60L0D* |  |  |  | 9.5 | 16 | 8.5 | FALSE | FALSE | FALSE | 47500 | 32400 | 2.44 | 33080 | 2.54
213607770 |  | Live | Carrier | AIRQUEST | Singlezone Ducted, Centrally Ducted | 213607770 |  | HRCU-A-CB | DLCURAH48AAK | Ducted Indoor Units | FTMA4B60L0D* |  |  |  | 9.5 | 16 | 8.5 | FALSE | FALSE | FALSE | 47500 | 32400 | 2.44 | 33080 | 2.54
213607769 |  | Live | Carrier | PAYNE HEATING AND COOLING | Singlezone Ducted, Centrally Ducted | 213607769 |  | HRCU-A-CB | 38MURAQ48AA3* | Ducted Indoor Units | PF4TNBD60L* |  |  |  | 9.5 | 16 | 8.5 | FALSE | FALSE | FALSE | 47500 | 32400 | 2.44 | 33080 | 2.54
213607768 |  | Live | Carrier | BRYANT HEATING AND COOLING SYSTEMS | Singlezone Ducted, Centrally Ducted | 213607768 |  | HRCU-A-CB | 38MURAQ48AA3* | Ducted Indoor Units | PF4TNBD60L* |  |  |  | 9.5 | 16 | 8.5 | FALSE | FALSE | FALSE | 47500 | 32400 | 2.44 | 33080 | 2.54
213607767 |  | Live | Carrier | BRYANT HEATING AND COOLING SYSTEMS | Singlezone Ducted, Centrally Ducted | 213607767 |  | HRCU-A-CB | 38MURAQ48AA3* | Ducted Indoor Units | FG4ANBD60L* |  |  |  | 9.5 | 16 | 8.5 | FALSE | FALSE | FALSE | 47500 | 32400 | 2.44 | 33080 | 2.54
213607766 |  | Live | Carrier | BRYANT HEATING AND COOLING SYSTEMS | Singlezone Ducted, Centrally Ducted | 213607766 |  | HRCU-A-CB | 38MURAQ48AA3* | Ducted Indoor Units | FT4BNBD60L* |  |  |  | 9.5 | 16 | 8.5 | FALSE | FALSE | FALSE | 47500 | 32400 | 2.44 | 33080 | 2.54
213607765 |  | Live | Carrier | CARRIER | Singlezone Ducted, Centrally Ducted | 213607765 |  | HRCU-A-CB | 38MURAQ48AA3* | Ducted Indoor Units | FG4ANBD60L* |  |  |  | 9.5 | 16 | 8.5 | FALSE | FALSE | FALSE | 47500 | 32400 | 2.44 | 33080 | 2.54
213607764 |  | Live | Carrier | CARRIER | Singlezone Ducted, Centrally Ducted | 213607764 |  | HRCU-A-CB | 38MURAQ48AA3* | Ducted Indoor Units | FT4BNBD60L* |  |  |  | 9.5 | 16 | 8.5 | FALSE | FALSE | FALSE | 47500 | 32400 | 2.44 | 33080 | 2.54
213607763 |  | Live | Carrier | GRANDAIRE | Singlezone Ducted, Centrally Ducted | 213607763 |  | HRCU-A-CB | WDLCURAH48AAK | Ducted Indoor Units | WBGL484BC |  |  |  | 9 | 15.2 | 8.1 | FALSE | FALSE | FALSE | 47000 | 32800 | 2.38 | 33490 | 2.47
213607762 |  | Live | Carrier | TEMPSTAR | Singlezone Ducted, Centrally Ducted | 213607762 |  | HRCU-A-CB | DLCURAH48AAK | Ducted Indoor Units | FTMA4B48L0C* |  |  |  | 9 | 15.2 | 8.1 | FALSE | FALSE | FALSE | 47000 | 32800 | 2.38 | 33490 | 2.47
213607761 |  | Live | Carrier | SMART COMFORT | Singlezone Ducted, Centrally Ducted | 213607761 |  | HRCU-A-CB | DLCURAH48AAK | Ducted Indoor Units | FTMA4B48L0C* |  |  |  | 9 | 15.2 | 8.1 | FALSE | FALSE | FALSE | 47000 | 32800 | 2.38 | 33490 | 2.47
213607760 |  | Live | Carrier | KEEPRITE | Singlezone Ducted, Centrally Ducted | 213607760 |  | HRCU-A-CB | DLCURAH48AAK | Ducted Indoor Units | FTMA4B48L0C* |  |  |  | 9 | 15.2 | 8.1 | FALSE | FALSE | FALSE | 47000 | 32800 | 2.38 | 33490 | 2.47
213607759 |  | Live | Carrier | HEIL | Singlezone Ducted, Centrally Ducted | 213607759 |  | HRCU-A-CB | DLCURAH48AAK | Ducted Indoor Units | FTMA4B48L0C* |  |  |  | 9 | 15.2 | 8.1 | FALSE | FALSE | FALSE | 47000 | 32800 | 2.38 | 33490 | 2.47
213607758 |  | Live | Carrier | DAY & NIGHT | Singlezone Ducted, Centrally Ducted | 213607758 |  | HRCU-A-CB | DLCURAH48AAK | Ducted Indoor Units | FTMA4B48L0C* |  |  |  | 9 | 15.2 | 8.1 | FALSE | FALSE | FALSE | 47000 | 32800 | 2.38 | 33490 | 2.47
213607757 |  | Live | Carrier | COMFORTMAKER | Singlezone Ducted, Centrally Ducted | 213607757 |  | HRCU-A-CB | DLCURAH48AAK | Ducted Indoor Units | FTMA4B48L0C* |  |  |  | 9 | 15.2 | 8.1 | FALSE | FALSE | FALSE | 47000 | 32800 | 2.38 | 33490 | 2.47
213607756 |  | Live | Carrier | ARCOAIRE | Singlezone Ducted, Centrally Ducted | 213607756 |  | HRCU-A-CB | DLCURAH48AAK | Ducted Indoor Units | FTMA4B48L0C* |  |  |  | 9 | 15.2 | 8.1 | FALSE | FALSE | FALSE | 47000 | 32800 | 2.38 | 33490 | 2.47
213607755 |  | Live | Carrier | AIRQUEST | Singlezone Ducted, Centrally Ducted | 213607755 |  | HRCU-A-CB | DLCURAH48AAK | Ducted Indoor Units | FTMA4B48L0C* |  |  |  | 9 | 15.2 | 8.1 | FALSE | FALSE | FALSE | 47000 | 32800 | 2.38 | 33490 | 2.47
213607754 |  | Live | Carrier | PAYNE HEATING AND COOLING | Singlezone Ducted, Centrally Ducted | 213607754 |  | HRCU-A-CB | 38MURAQ48AA3* | Ducted Indoor Units | PF4TNXC48L* |  |  |  | 9 | 15.2 | 8.1 | FALSE | FALSE | FALSE | 47000 | 32800 | 2.38 | 33490 | 2.47
213607753 |  | Live | Carrier | BRYANT HEATING AND COOLING SYSTEMS | Singlezone Ducted, Centrally Ducted | 213607753 |  | HRCU-A-CB | 38MURAQ48AA3* | Ducted Indoor Units | PF4TNXC48L* |  |  |  | 9 | 15.2 | 8.1 | FALSE | FALSE | FALSE | 47000 | 32800 | 2.38 | 33490 | 2.47
213607752 |  | Live | Carrier | BRYANT HEATING AND COOLING SYSTEMS | Singlezone Ducted, Centrally Ducted | 213607752 |  | HRCU-A-CB | 38MURAQ48AA3* | Ducted Indoor Units | FG4ANXC48L* |  |  |  | 9 | 15.2 | 8.1 | FALSE | FALSE | FALSE | 47000 | 32800 | 2.38 | 33490 | 2.47
213607751 |  | Live | Carrier | BRYANT HEATING AND COOLING SYSTEMS | Singlezone Ducted, Centrally Ducted | 213607751 |  | HRCU-A-CB | 38MURAQ48AA3* | Ducted Indoor Units | FT4BN(B,X)C48L* |  |  |  | 9 | 15.2 | 8.1 | FALSE | FALSE | FALSE | 47000 | 32800 | 2.38 | 33490 | 2.47
213607750 |  | Live | Carrier | CARRIER | Singlezone Ducted, Centrally Ducted | 213607750 |  | HRCU-A-CB | 38MURAQ48AA3* | Ducted Indoor Units | FG4ANXC48L* |  |  |  | 9 | 15.2 | 8.1 | FALSE | FALSE | FALSE | 47000 | 32800 | 2.38 | 33490 | 2.47
213607749 |  | Live | Carrier | CARRIER | Singlezone Ducted, Centrally Ducted | 213607749 |  | HRCU-A-CB | 38MURAQ48AA3* | Ducted Indoor Units | FT4BN(B,X)C48L* |  |  |  | 9 | 15.2 | 8.1 | FALSE | FALSE | FALSE | 47000 | 32800 | 2.38 | 33490 | 2.47
213607808 |  | Live | Carrier | GRANDAIRE | Singlezone Ducted, Centrally Ducted | 213607808 |  | HRCU-A-CB | WDLCURAH48ABK | Ducted Indoor Units | WBGL604BD |  |  |  | 10 | 17 | 8.5 | FALSE | FALSE | TRUE | 48500 | 30800 | 2.4 | 31260 | 2.52
213607807 |  | Live | Carrier | TEMPSTAR | Singlezone Ducted, Centrally Ducted | 213607807 |  | HRCU-A-CB | DLCURAH48ABK | Ducted Indoor Units | FTMA4B60L0D* |  |  |  | 10 | 17 | 8.5 | FALSE | FALSE | TRUE | 48500 | 30800 | 2.4 | 31260 | 2.52
213607806 |  | Live | Carrier | SMART COMFORT | Singlezone Ducted, Centrally Ducted | 213607806 |  | HRCU-A-CB | DLCURAH48ABK | Ducted Indoor Units | FTMA4B60L0D* |  |  |  | 10 | 17 | 8.5 | FALSE | FALSE | TRUE | 48500 | 30800 | 2.4 | 31260 | 2.52
213607805 |  | Live | Carrier | KEEPRITE | Singlezone Ducted, Centrally Ducted | 213607805 |  | HRCU-A-CB | DLCURAH48ABK | Ducted Indoor Units | FTMA4B60L0D* |  |  |  | 10 | 17 | 8.5 | FALSE | FALSE | TRUE | 48500 | 30800 | 2.4 | 31260 | 2.52
213607804 |  | Live | Carrier | HEIL | Singlezone Ducted, Centrally Ducted | 213607804 |  | HRCU-A-CB | DLCURAH48ABK | Ducted Indoor Units | FTMA4B60L0D* |  |  |  | 10 | 17 | 8.5 | FALSE | FALSE | TRUE | 48500 | 30800 | 2.4 | 31260 | 2.52
213607803 |  | Live | Carrier | DAY & NIGHT | Singlezone Ducted, Centrally Ducted | 213607803 |  | HRCU-A-CB | DLCURAH48ABK | Ducted Indoor Units | FTMA4B60L0D* |  |  |  | 10 | 17 | 8.5 | FALSE | FALSE | TRUE | 48500 | 30800 | 2.4 | 31260 | 2.52
213607802 |  | Live | Carrier | COMFORTMAKER | Singlezone Ducted, Centrally Ducted | 213607802 |  | HRCU-A-CB | DLCURAH48ABK | Ducted Indoor Units | FTMA4B60L0D* |  |  |  | 10 | 17 | 8.5 | FALSE | FALSE | TRUE | 48500 | 30800 | 2.4 | 31260 | 2.52
213607801 |  | Live | Carrier | ARCOAIRE | Singlezone Ducted, Centrally Ducted | 213607801 |  | HRCU-A-CB | DLCURAH48ABK | Ducted Indoor Units | FTMA4B60L0D* |  |  |  | 10 | 17 | 8.5 | FALSE | FALSE | TRUE | 48500 | 30800 | 2.4 | 31260 | 2.52
213607800 |  | Live | Carrier | AIRQUEST | Singlezone Ducted, Centrally Ducted | 213607800 |  | HRCU-A-CB | DLCURAH48ABK | Ducted Indoor Units | FTMA4B60L0D* |  |  |  | 10 | 17 | 8.5 | FALSE | FALSE | TRUE | 48500 | 30800 | 2.4 | 31260 | 2.52
213607799 |  | Live | Carrier | PAYNE HEATING AND COOLING | Singlezone Ducted, Centrally Ducted | 213607799 |  | HRCU-A-CB | 38MURAQ48AB3* | Ducted Indoor Units | PF4TNBD60L* |  |  |  | 10 | 17 | 8.5 | FALSE | FALSE | TRUE | 48500 | 30800 | 2.4 | 31260 | 2.52
213607798 |  | Live | Carrier | BRYANT HEATING AND COOLING SYSTEMS | Singlezone Ducted, Centrally Ducted | 213607798 |  | HRCU-A-CB | 38MURAQ48AB3* | Ducted Indoor Units | PF4TNBD60L* |  |  |  | 10 | 17 | 8.5 | FALSE | FALSE | TRUE | 48500 | 30800 | 2.4 | 31260 | 2.52
213607797 |  | Live | Carrier | BRYANT HEATING AND COOLING SYSTEMS | Singlezone Ducted, Centrally Ducted | 213607797 |  | HRCU-A-CB | 38MURAQ48AB3* | Ducted Indoor Units | FG4ANBD60L* |  |  |  | 10 | 17 | 8.5 | FALSE | FALSE | TRUE | 48500 | 30800 | 2.4 | 31260 | 2.52
213607796 |  | Live | Carrier | BRYANT HEATING AND COOLING SYSTEMS | Singlezone Ducted, Centrally Ducted | 213607796 |  | HRCU-A-CB | 38MURAQ48AB3* | Ducted Indoor Units | FT4BNBD60L* |  |  |  | 10 | 17 | 8.5 | FALSE | FALSE | TRUE | 48500 | 30800 | 2.4 | 31260 | 2.52
213607795 |  | Live | Carrier | CARRIER | Singlezone Ducted, Centrally Ducted | 213607795 |  | HRCU-A-CB | 38MURAQ48AB3* | Ducted Indoor Units | FG4ANBD60L* |  |  |  | 10 | 17 | 8.5 | FALSE | FALSE | TRUE | 48500 | 30800 | 2.4 | 31260 | 2.52
213607794 |  | Live | Carrier | CARRIER | Singlezone Ducted, Centrally Ducted | 213607794 |  | HRCU-A-CB | 38MURAQ48AB3* | Ducted Indoor Units | FT4BNBD60L* |  |  |  | 10 | 17 | 8.5 | FALSE | FALSE | TRUE | 48500 | 30800 | 2.4 | 31260 | 2.52
213607793 |  | Live | Carrier | GRANDAIRE | Singlezone Ducted, Centrally Ducted | 213607793 |  | HRCU-A-CB | WDLCURAH48ABK | Ducted Indoor Units | WBGL484BC |  |  |  | 9.5 | 15.5 | 8.5 | FALSE | FALSE | FALSE | 48000 | 31400 | 2.32 | 31870 | 2.43
213607792 |  | Live | Carrier | TEMPSTAR | Singlezone Ducted, Centrally Ducted | 213607792 |  | HRCU-A-CB | DLCURAH48ABK | Ducted Indoor Units | FTMA4B48L0C* |  |  |  | 9.5 | 15.5 | 8.5 | FALSE | FALSE | FALSE | 48000 | 31400 | 2.32 | 31870 | 2.43
213607791 |  | Live | Carrier | SMART COMFORT | Singlezone Ducted, Centrally Ducted | 213607791 |  | HRCU-A-CB | DLCURAH48ABK | Ducted Indoor Units | FTMA4B48L0C* |  |  |  | 9.5 | 15.5 | 8.5 | FALSE | FALSE | FALSE | 48000 | 31400 | 2.32 | 31870 | 2.43
213607790 |  | Live | Carrier | KEEPRITE | Singlezone Ducted, Centrally Ducted | 213607790 |  | HRCU-A-CB | DLCURAH48ABK | Ducted Indoor Units | FTMA4B48L0C* |  |  |  | 9.5 | 15.5 | 8.5 | FALSE | FALSE | FALSE | 48000 | 31400 | 2.32 | 31870 | 2.43
213607789 |  | Live | Carrier | HEIL | Singlezone Ducted, Centrally Ducted | 213607789 |  | HRCU-A-CB | DLCURAH48ABK | Ducted Indoor Units | FTMA4B48L0C* |  |  |  | 9.5 | 15.5 | 8.5 | FALSE | FALSE | FALSE | 48000 | 31400 | 2.32 | 31870 | 2.43
213607788 |  | Live | Carrier | DAY & NIGHT | Singlezone Ducted, Centrally Ducted | 213607788 |  | HRCU-A-CB | DLCURAH48ABK | Ducted Indoor Units | FTMA4B48L0C* |  |  |  | 9.5 | 15.5 | 8.5 | FALSE | FALSE | FALSE | 48000 | 31400 | 2.32 | 31870 | 2.43
213607787 |  | Live | Carrier | COMFORTMAKER | Singlezone Ducted, Centrally Ducted | 213607787 |  | HRCU-A-CB | DLCURAH48ABK | Ducted Indoor Units | FTMA4B48L0C* |  |  |  | 9.5 | 15.5 | 8.5 | FALSE | FALSE | FALSE | 48000 | 31400 | 2.32 | 31870 | 2.43
213607786 |  | Live | Carrier | ARCOAIRE | Singlezone Ducted, Centrally Ducted | 213607786 |  | HRCU-A-CB | DLCURAH48ABK | Ducted Indoor Units | FTMA4B48L0C* |  |  |  | 9.5 | 15.5 | 8.5 | FALSE | FALSE | FALSE | 48000 | 31400 | 2.32 | 31870 | 2.43
213607785 |  | Live | Carrier | AIRQUEST | Singlezone Ducted, Centrally Ducted | 213607785 |  | HRCU-A-CB | DLCURAH48ABK | Ducted Indoor Units | FTMA4B48L0C* |  |  |  | 9.5 | 15.5 | 8.5 | FALSE | FALSE | FALSE | 48000 | 31400 | 2.32 | 31870 | 2.43
213607784 |  | Live | Carrier | PAYNE HEATING AND COOLING | Singlezone Ducted, Centrally Ducted | 213607784 |  | HRCU-A-CB | 38MURAQ48AB3* | Ducted Indoor Units | PF4TNXC48L* |  |  |  | 9.5 | 15.5 | 8.5 | FALSE | FALSE | FALSE | 48000 | 31400 | 2.32 | 31870 | 2.43
213607783 |  | Live | Carrier | BRYANT HEATING AND COOLING SYSTEMS | Singlezone Ducted, Centrally Ducted | 213607783 |  | HRCU-A-CB | 38MURAQ48AB3* | Ducted Indoor Units | PF4TNXC48L* |  |  |  | 9.5 | 15.5 | 8.5 | FALSE | FALSE | FALSE | 48000 | 31400 | 2.32 | 31870 | 2.43
213607782 |  | Live | Carrier | BRYANT HEATING AND COOLING SYSTEMS | Singlezone Ducted, Centrally Ducted | 213607782 |  | HRCU-A-CB | 38MURAQ48AB3* | Ducted Indoor Units | FG4ANXC48L* |  |  |  | 9.5 | 15.5 | 8.5 | FALSE | FALSE | FALSE | 48000 | 31400 | 2.32 | 31870 | 2.43
213607781 |  | Live | Carrier | BRYANT HEATING AND COOLING SYSTEMS | Singlezone Ducted, Centrally Ducted | 213607781 |  | HRCU-A-CB | 38MURAQ48AB3* | Ducted Indoor Units | FT4BN(B,X)C48L* |  |  |  | 9.5 | 15.5 | 8.5 | FALSE | FALSE | FALSE | 48000 | 31400 | 2.32 | 31870 | 2.43
213607780 |  | Live | Carrier | CARRIER | Singlezone Ducted, Centrally Ducted | 213607780 |  | HRCU-A-CB | 38MURAQ48AB3* | Ducted Indoor Units | FG4ANXC48L* |  |  |  | 9.5 | 15.5 | 8.5 | FALSE | FALSE | FALSE | 48000 | 31400 | 2.32 | 31870 | 2.43
213607779 |  | Live | Carrier | CARRIER | Singlezone Ducted, Centrally Ducted | 213607779 |  | HRCU-A-CB | 38MURAQ48AB3* | Ducted Indoor Units | FT4BN(B,X)C48L* |  |  |  | 9.5 | 15.5 | 8.5 | FALSE | FALSE | FALSE | 48000 | 31400 | 2.32 | 31870 | 2.43
213607703 |  | Live | Carrier | GRANDAIRE | Singlezone Ducted, Centrally Ducted | 213607703 |  | HRCU-A-CB | WDLCURAH36AAK | Ducted Indoor Units | WBGL364BC |  |  |  | 10 | 16 | 7.7 | FALSE | FALSE | FALSE | 35400 | 21200 | 2.36 | 21670 | 2.5
213607702 |  | Live | Carrier | TEMPSTAR | Singlezone Ducted, Centrally Ducted | 213607702 |  | HRCU-A-CB | DLCURAH36AAK | Ducted Indoor Units | FTMA4B36L0C* |  |  |  | 10 | 16 | 7.7 | FALSE | FALSE | FALSE | 35400 | 21200 | 2.36 | 21670 | 2.5
213607701 |  | Live | Carrier | SMART COMFORT | Singlezone Ducted, Centrally Ducted | 213607701 |  | HRCU-A-CB | DLCURAH36AAK | Ducted Indoor Units | FTMA4B36L0C* |  |  |  | 10 | 16 | 7.7 | FALSE | FALSE | FALSE | 35400 | 21200 | 2.36 | 21670 | 2.5
213607700 |  | Live | Carrier | KEEPRITE | Singlezone Ducted, Centrally Ducted | 213607700 |  | HRCU-A-CB | DLCURAH36AAK | Ducted Indoor Units | FTMA4B36L0C* |  |  |  | 10 | 16 | 7.7 | FALSE | FALSE | FALSE | 35400 | 21200 | 2.36 | 21670 | 2.5
213607699 |  | Live | Carrier | HEIL | Singlezone Ducted, Centrally Ducted | 213607699 |  | HRCU-A-CB | DLCURAH36AAK | Ducted Indoor Units | FTMA4B36L0C* |  |  |  | 10 | 16 | 7.7 | FALSE | FALSE | FALSE | 35400 | 21200 | 2.36 | 21670 | 2.5
213607698 |  | Live | Carrier | DAY & NIGHT | Singlezone Ducted, Centrally Ducted | 213607698 |  | HRCU-A-CB | DLCURAH36AAK | Ducted Indoor Units | FTMA4B36L0C* |  |  |  | 10 | 16 | 7.7 | FALSE | FALSE | FALSE | 35400 | 21200 | 2.36 | 21670 | 2.5
213607697 |  | Live | Carrier | COMFORTMAKER | Singlezone Ducted, Centrally Ducted | 213607697 |  | HRCU-A-CB | DLCURAH36AAK | Ducted Indoor Units | FTMA4B36L0C* |  |  |  | 10 | 16 | 7.7 | FALSE | FALSE | FALSE | 35400 | 21200 | 2.36 | 21670 | 2.5
213607696 |  | Live | Carrier | ARCOAIRE | Singlezone Ducted, Centrally Ducted | 213607696 |  | HRCU-A-CB | DLCURAH36AAK | Ducted Indoor Units | FTMA4B36L0C* |  |  |  | 10 | 16 | 7.7 | FALSE | FALSE | FALSE | 35400 | 21200 | 2.36 | 21670 | 2.5
213607695 |  | Live | Carrier | AIRQUEST | Singlezone Ducted, Centrally Ducted | 213607695 |  | HRCU-A-CB | DLCURAH36AAK | Ducted Indoor Units | FTMA4B36L0C* |  |  |  | 10 | 16 | 7.7 | FALSE | FALSE | FALSE | 35400 | 21200 | 2.36 | 21670 | 2.5
213607694 |  | Live | Carrier | PAYNE HEATING AND COOLING | Singlezone Ducted, Centrally Ducted | 213607694 |  | HRCU-A-CB | 38MURAQ36AA3* | Ducted Indoor Units | PF4TNXC36L* |  |  |  | 10 | 16 | 7.7 | FALSE | FALSE | FALSE | 35400 | 21200 | 2.36 | 21670 | 2.5
213607693 |  | Live | Carrier | BRYANT HEATING AND COOLING SYSTEMS | Singlezone Ducted, Centrally Ducted | 213607693 |  | HRCU-A-CB | 38MURAQ36AA3* | Ducted Indoor Units | PF4TNXC36L* |  |  |  | 10 | 16 | 7.7 | FALSE | FALSE | FALSE | 35400 | 21200 | 2.36 | 21670 | 2.5
213607692 |  | Live | Carrier | BRYANT HEATING AND COOLING SYSTEMS | Singlezone Ducted, Centrally Ducted | 213607692 |  | HRCU-A-CB | 38MURAQ36AA3* | Ducted Indoor Units | FG4ANXC36L* |  |  |  | 10 | 16 | 7.7 | FALSE | FALSE | FALSE | 35400 | 21200 | 2.36 | 21670 | 2.5
213607691 |  | Live | Carrier | BRYANT HEATING AND COOLING SYSTEMS | Singlezone Ducted, Centrally Ducted | 213607691 |  | HRCU-A-CB | 38MURAQ36AA3* | Ducted Indoor Units | FT4BN(B,X)C36L* |  |  |  | 10 | 16 | 7.7 | FALSE | FALSE | FALSE | 35400 | 21200 | 2.36 | 21670 | 2.5
213607690 |  | Live | Carrier | CARRIER | Singlezone Ducted, Centrally Ducted | 213607690 |  | HRCU-A-CB | 38MURAQ36AA3* | Ducted Indoor Units | FG4ANXC36L* |  |  |  | 10 | 16 | 7.7 | FALSE | FALSE | FALSE | 35400 | 21200 | 2.36 | 21670 | 2.5
213607689 |  | Live | Carrier | CARRIER | Singlezone Ducted, Centrally Ducted | 213607689 |  | HRCU-A-CB | 38MURAQ36AA3* | Ducted Indoor Units | FT4BN(B,X)C36L* |  |  |  | 10 | 16 | 7.7 | FALSE | FALSE | FALSE | 35400 | 21200 | 2.36 | 21670 | 2.5
213607748 |  | Live | Carrier | GRANDAIRE | Singlezone Ducted, Centrally Ducted | 213607748 |  | HRCU-A-CB | WDLCURAH36ABK | Ducted Indoor Units | WBGL484BC |  |  |  | 10 | 17 | 9 | FALSE | FALSE | TRUE | 36400 | 28800 | 2.46 | 29120 | 2.58
213607747 |  | Live | Carrier | TEMPSTAR | Singlezone Ducted, Centrally Ducted | 213607747 |  | HRCU-A-CB | DLCURAH36ABK | Ducted Indoor Units | FTMA4B48L0C* |  |  |  | 10 | 17 | 9 | FALSE | FALSE | TRUE | 36400 | 28800 | 2.46 | 29120 | 2.58
213607746 |  | Live | Carrier | SMART COMFORT | Singlezone Ducted, Centrally Ducted | 213607746 |  | HRCU-A-CB | DLCURAH36ABK | Ducted Indoor Units | FTMA4B48L0C* |  |  |  | 10 | 17 | 9 | FALSE | FALSE | TRUE | 36400 | 28800 | 2.46 | 29120 | 2.58
213607745 |  | Live | Carrier | KEEPRITE | Singlezone Ducted, Centrally Ducted | 213607745 |  | HRCU-A-CB | DLCURAH36ABK | Ducted Indoor Units | FTMA4B48L0C* |  |  |  | 10 | 17 | 9 | FALSE | FALSE | TRUE | 36400 | 28800 | 2.46 | 29120 | 2.58
213607744 |  | Live | Carrier | HEIL | Singlezone Ducted, Centrally Ducted | 213607744 |  | HRCU-A-CB | DLCURAH36ABK | Ducted Indoor Units | FTMA4B48L0C* |  |  |  | 10 | 17 | 9 | FALSE | FALSE | TRUE | 36400 | 28800 | 2.46 | 29120 | 2.58
213607743 |  | Live | Carrier | DAY & NIGHT | Singlezone Ducted, Centrally Ducted | 213607743 |  | HRCU-A-CB | DLCURAH36ABK | Ducted Indoor Units | FTMA4B48L0C* |  |  |  | 10 | 17 | 9 | FALSE | FALSE | TRUE | 36400 | 28800 | 2.46 | 29120 | 2.58
213607742 |  | Live | Carrier | COMFORTMAKER | Singlezone Ducted, Centrally Ducted | 213607742 |  | HRCU-A-CB | DLCURAH36ABK | Ducted Indoor Units | FTMA4B48L0C* |  |  |  | 10 | 17 | 9 | FALSE | FALSE | TRUE | 36400 | 28800 | 2.46 | 29120 | 2.58
213607741 |  | Live | Carrier | ARCOAIRE | Singlezone Ducted, Centrally Ducted | 213607741 |  | HRCU-A-CB | DLCURAH36ABK | Ducted Indoor Units | FTMA4B48L0C* |  |  |  | 10 | 17 | 9 | FALSE | FALSE | TRUE | 36400 | 28800 | 2.46 | 29120 | 2.58
213607740 |  | Live | Carrier | AIRQUEST | Singlezone Ducted, Centrally Ducted | 213607740 |  | HRCU-A-CB | DLCURAH36ABK | Ducted Indoor Units | FTMA4B48L0C* |  |  |  | 10 | 17 | 9 | FALSE | FALSE | TRUE | 36400 | 28800 | 2.46 | 29120 | 2.58
213607739 |  | Live | Carrier | PAYNE HEATING AND COOLING | Singlezone Ducted, Centrally Ducted | 213607739 |  | HRCU-A-CB | 38MURAQ36AB3* | Ducted Indoor Units | PF4TNXC48L* |  |  |  | 10 | 17 | 9 | FALSE | FALSE | TRUE | 36400 | 28800 | 2.46 | 29120 | 2.58
213607738 |  | Live | Carrier | BRYANT HEATING AND COOLING SYSTEMS | Singlezone Ducted, Centrally Ducted | 213607738 |  | HRCU-A-CB | 38MURAQ36AB3* | Ducted Indoor Units | PF4TNXC48L* |  |  |  | 10 | 17 | 9 | FALSE | FALSE | TRUE | 36400 | 28800 | 2.46 | 29120 | 2.58
213607737 |  | Live | Carrier | BRYANT HEATING AND COOLING SYSTEMS | Singlezone Ducted, Centrally Ducted | 213607737 |  | HRCU-A-CB | 38MURAQ36AB3* | Ducted Indoor Units | FG4ANXC48L* |  |  |  | 10 | 17 | 9 | FALSE | FALSE | TRUE | 36400 | 28800 | 2.46 | 29120 | 2.58
213607736 |  | Live | Carrier | BRYANT HEATING AND COOLING SYSTEMS | Singlezone Ducted, Centrally Ducted | 213607736 |  | HRCU-A-CB | 38MURAQ36AB3* | Ducted Indoor Units | FT4BN(B,X)C48L* |  |  |  | 10 | 17 | 9 | FALSE | FALSE | TRUE | 36400 | 28800 | 2.46 | 29120 | 2.58
213607735 |  | Live | Carrier | CARRIER | Singlezone Ducted, Centrally Ducted | 213607735 |  | HRCU-A-CB | 38MURAQ36AB3* | Ducted Indoor Units | FG4ANXC48L* |  |  |  | 10 | 17 | 9 | FALSE | FALSE | TRUE | 36400 | 28800 | 2.46 | 29120 | 2.58
213607734 |  | Live | Carrier | CARRIER | Singlezone Ducted, Centrally Ducted | 213607734 |  | HRCU-A-CB | 38MURAQ36AB3* | Ducted Indoor Units | FT4BN(B,X)C48L* |  |  |  | 10 | 17 | 9 | FALSE | FALSE | TRUE | 36400 | 28800 | 2.46 | 29120 | 2.58
213607733 |  | Live | Carrier | GRANDAIRE | Singlezone Ducted, Centrally Ducted | 213607733 |  | HRCU-A-CB | WDLCURAH36ABK | Ducted Indoor Units | WBGL364BC |  |  |  | 10 | 16.5 | 8.5 | FALSE | FALSE | TRUE | 35400 | 29400 | 2.28 | 29730 | 2.39
213607732 |  | Live | Carrier | TEMPSTAR | Singlezone Ducted, Centrally Ducted | 213607732 |  | HRCU-A-CB | DLCURAH36ABK | Ducted Indoor Units | FTMA4B36L0C* |  |  |  | 10 | 16.5 | 8.5 | FALSE | FALSE | TRUE | 35400 | 29400 | 2.28 | 29730 | 2.39
213607731 |  | Live | Carrier | SMART COMFORT | Singlezone Ducted, Centrally Ducted | 213607731 |  | HRCU-A-CB | DLCURAH36ABK | Ducted Indoor Units | FTMA4B36L0C* |  |  |  | 10 | 16.5 | 8.5 | FALSE | FALSE | TRUE | 35400 | 29400 | 2.28 | 29730 | 2.39
213607730 |  | Live | Carrier | KEEPRITE | Singlezone Ducted, Centrally Ducted | 213607730 |  | HRCU-A-CB | DLCURAH36ABK | Ducted Indoor Units | FTMA4B36L0C* |  |  |  | 10 | 16.5 | 8.5 | FALSE | FALSE | TRUE | 35400 | 29400 | 2.28 | 29730 | 2.39
213607729 |  | Live | Carrier | HEIL | Singlezone Ducted, Centrally Ducted | 213607729 |  | HRCU-A-CB | DLCURAH36ABK | Ducted Indoor Units | FTMA4B36L0C* |  |  |  | 10 | 16.5 | 8.5 | FALSE | FALSE | TRUE | 35400 | 29400 | 2.28 | 29730 | 2.39
213607728 |  | Live | Carrier | DAY & NIGHT | Singlezone Ducted, Centrally Ducted | 213607728 |  | HRCU-A-CB | DLCURAH36ABK | Ducted Indoor Units | FTMA4B36L0C* |  |  |  | 10 | 16.5 | 8.5 | FALSE | FALSE | TRUE | 35400 | 29400 | 2.28 | 29730 | 2.39
213607727 |  | Live | Carrier | COMFORTMAKER | Singlezone Ducted, Centrally Ducted | 213607727 |  | HRCU-A-CB | DLCURAH36ABK | Ducted Indoor Units | FTMA4B36L0C* |  |  |  | 10 | 16.5 | 8.5 | FALSE | FALSE | TRUE | 35400 | 29400 | 2.28 | 29730 | 2.39
213607726 |  | Live | Carrier | ARCOAIRE | Singlezone Ducted, Centrally Ducted | 213607726 |  | HRCU-A-CB | DLCURAH36ABK | Ducted Indoor Units | FTMA4B36L0C* |  |  |  | 10 | 16.5 | 8.5 | FALSE | FALSE | TRUE | 35400 | 29400 | 2.28 | 29730 | 2.39
213607725 |  | Live | Carrier | AIRQUEST | Singlezone Ducted, Centrally Ducted | 213607725 |  | HRCU-A-CB | DLCURAH36ABK | Ducted Indoor Units | FTMA4B36L0C* |  |  |  | 10 | 16.5 | 8.5 | FALSE | FALSE | TRUE | 35400 | 29400 | 2.28 | 29730 | 2.39
213607724 |  | Live | Carrier | PAYNE HEATING AND COOLING | Singlezone Ducted, Centrally Ducted | 213607724 |  | HRCU-A-CB | 38MURAQ36AB3* | Ducted Indoor Units | PF4TNXC36L* |  |  |  | 10 | 16.5 | 8.5 | FALSE | FALSE | TRUE | 35400 | 29400 | 2.28 | 29730 | 2.39
213607723 |  | Live | Carrier | BRYANT HEATING AND COOLING SYSTEMS | Singlezone Ducted, Centrally Ducted | 213607723 |  | HRCU-A-CB | 38MURAQ36AB3* | Ducted Indoor Units | PF4TNXC36L* |  |  |  | 10 | 16.5 | 8.5 | FALSE | FALSE | TRUE | 35400 | 29400 | 2.28 | 29730 | 2.39
213607722 |  | Live | Carrier | BRYANT HEATING AND COOLING SYSTEMS | Singlezone Ducted, Centrally Ducted | 213607722 |  | HRCU-A-CB | 38MURAQ36AB3* | Ducted Indoor Units | FG4ANXC36L* |  |  |  | 10 | 16.5 | 8.5 | FALSE | FALSE | TRUE | 35400 | 29400 | 2.28 | 29730 | 2.39
213607721 |  | Live | Carrier | BRYANT HEATING AND COOLING SYSTEMS | Singlezone Ducted, Centrally Ducted | 213607721 |  | HRCU-A-CB | 38MURAQ36AB3* | Ducted Indoor Units | FT4BN(B,X)C36L* |  |  |  | 10 | 16.5 | 8.5 | FALSE | FALSE | TRUE | 35400 | 29400 | 2.28 | 29730 | 2.39
213607720 |  | Live | Carrier | CARRIER | Singlezone Ducted, Centrally Ducted | 213607720 |  | HRCU-A-CB | 38MURAQ36AB3* | Ducted Indoor Units | FG4ANXC36L* |  |  |  | 10 | 16.5 | 8.5 | FALSE | FALSE | TRUE | 35400 | 29400 | 2.28 | 29730 | 2.39
213607719 |  | Live | Carrier | CARRIER | Singlezone Ducted, Centrally Ducted | 213607719 |  | HRCU-A-CB | 38MURAQ36AB3* | Ducted Indoor Units | FT4BN(B,X)C36L* |  |  |  | 10 | 16.5 | 8.5 | FALSE | FALSE | TRUE | 35400 | 29400 | 2.28 | 29730 | 2.39
213607673 |  | Live | Carrier | GRANDAIRE | Singlezone Ducted, Centrally Ducted | 213607673 |  | HRCU-A-CB | WDLCURAH30AAK | Ducted Indoor Units | WBGL364BC |  |  |  | 9.5 | 15.2 | 8.1 | FALSE | FALSE | FALSE | 30200 | 23000 | 2.3 | 23000 | 2.3
213607672 |  | Live | Carrier | TEMPSTAR | Singlezone Ducted, Centrally Ducted | 213607672 |  | HRCU-A-CB | DLCURAH30AAK | Ducted Indoor Units | FTMA4B36L0C* |  |  |  | 9.5 | 15.2 | 8.1 | FALSE | FALSE | FALSE | 30200 | 23000 | 2.3 | 23000 | 2.3
213607671 |  | Live | Carrier | SMART COMFORT | Singlezone Ducted, Centrally Ducted | 213607671 |  | HRCU-A-CB | DLCURAH30AAK | Ducted Indoor Units | FTMA4B36L0C* |  |  |  | 9.5 | 15.2 | 8.1 | FALSE | FALSE | FALSE | 30200 | 23000 | 2.3 | 23000 | 2.3
213607670 |  | Live | Carrier | KEEPRITE | Singlezone Ducted, Centrally Ducted | 213607670 |  | HRCU-A-CB | DLCURAH30AAK | Ducted Indoor Units | FTMA4B36L0C* |  |  |  | 9.5 | 15.2 | 8.1 | FALSE | FALSE | FALSE | 30200 | 23000 | 2.3 | 23000 | 2.3
213607669 |  | Live | Carrier | HEIL | Singlezone Ducted, Centrally Ducted | 213607669 |  | HRCU-A-CB | DLCURAH30AAK | Ducted Indoor Units | FTMA4B36L0C* |  |  |  | 9.5 | 15.2 | 8.1 | FALSE | FALSE | FALSE | 30200 | 23000 | 2.3 | 23000 | 2.3
213607668 |  | Live | Carrier | DAY & NIGHT | Singlezone Ducted, Centrally Ducted | 213607668 |  | HRCU-A-CB | DLCURAH30AAK | Ducted Indoor Units | FTMA4B36L0C* |  |  |  | 9.5 | 15.2 | 8.1 | FALSE | FALSE | FALSE | 30200 | 23000 | 2.3 | 23000 | 2.3
213607667 |  | Live | Carrier | COMFORTMAKER | Singlezone Ducted, Centrally Ducted | 213607667 |  | HRCU-A-CB | DLCURAH30AAK | Ducted Indoor Units | FTMA4B36L0C* |  |  |  | 9.5 | 15.2 | 8.1 | FALSE | FALSE | FALSE | 30200 | 23000 | 2.3 | 23000 | 2.3
213607666 |  | Live | Carrier | ARCOAIRE | Singlezone Ducted, Centrally Ducted | 213607666 |  | HRCU-A-CB | DLCURAH30AAK | Ducted Indoor Units | FTMA4B36L0C* |  |  |  | 9.5 | 15.2 | 8.1 | FALSE | FALSE | FALSE | 30200 | 23000 | 2.3 | 23000 | 2.3
213607665 |  | Live | Carrier | AIRQUEST | Singlezone Ducted, Centrally Ducted | 213607665 |  | HRCU-A-CB | DLCURAH30AAK | Ducted Indoor Units | FTMA4B36L0C* |  |  |  | 9.5 | 15.2 | 8.1 | FALSE | FALSE | FALSE | 30200 | 23000 | 2.3 | 23000 | 2.3
213607664 |  | Live | Carrier | PAYNE HEATING AND COOLING | Singlezone Ducted, Centrally Ducted | 213607664 |  | HRCU-A-CB | 38MURAQ30AA3* | Ducted Indoor Units | PF4TNXC36L* |  |  |  | 9.5 | 15.2 | 8.1 | FALSE | FALSE | FALSE | 30200 | 23000 | 2.3 | 23000 | 2.3
213607663 |  | Live | Carrier | BRYANT HEATING AND COOLING SYSTEMS | Singlezone Ducted, Centrally Ducted | 213607663 |  | HRCU-A-CB | 38MURAQ30AA3* | Ducted Indoor Units | PF4TNXC36L* |  |  |  | 9.5 | 15.2 | 8.1 | FALSE | FALSE | FALSE | 30200 | 23000 | 2.3 | 23000 | 2.3
213607662 |  | Live | Carrier | BRYANT HEATING AND COOLING SYSTEMS | Singlezone Ducted, Centrally Ducted | 213607662 |  | HRCU-A-CB | 38MURAQ30AA3* | Ducted Indoor Units | FG4ANXC36L* |  |  |  | 9.5 | 15.2 | 8.1 | FALSE | FALSE | FALSE | 30200 | 23000 | 2.3 | 23000 | 2.3
213607661 |  | Live | Carrier | BRYANT HEATING AND COOLING SYSTEMS | Singlezone Ducted, Centrally Ducted | 213607661 |  | HRCU-A-CB | 38MURAQ30AA3* | Ducted Indoor Units | FT4BN(B,X)C36L* |  |  |  | 9.5 | 15.2 | 8.1 | FALSE | FALSE | FALSE | 30200 | 23000 | 2.3 | 23000 | 2.3
213607660 |  | Live | Carrier | CARRIER | Singlezone Ducted, Centrally Ducted | 213607660 |  | HRCU-A-CB | 38MURAQ30AA3* | Ducted Indoor Units | FG4ANXC36L* |  |  |  | 9.5 | 15.2 | 8.1 | FALSE | FALSE | FALSE | 30200 | 23000 | 2.3 | 23000 | 2.3
213607659 |  | Live | Carrier | CARRIER | Singlezone Ducted, Centrally Ducted | 213607659 |  | HRCU-A-CB | 38MURAQ30AA3* | Ducted Indoor Units | FT4BN(B,X)C36L* |  |  |  | 9.5 | 15.2 | 8.1 | FALSE | FALSE | FALSE | 30200 | 23000 | 2.3 | 23000 | 2.3
213607688 |  | Live | Carrier | GRANDAIRE | Singlezone Ducted, Centrally Ducted | 213607688 |  | HRCU-A-CB | WDLCURAH30ABK | Ducted Indoor Units | WBGL364BC |  |  |  | 9 | 14.9 | 9 | FALSE | FALSE | FALSE | 30800 | 23600 | 2.48 | 23960 | 2.6
213607687 |  | Live | Carrier | TEMPSTAR | Singlezone Ducted, Centrally Ducted | 213607687 |  | HRCU-A-CB | DLCURAH30ABK | Ducted Indoor Units | FTMA4B36L0C* |  |  |  | 9 | 14.9 | 9 | FALSE | FALSE | FALSE | 30800 | 23600 | 2.48 | 23960 | 2.6
213607686 |  | Live | Carrier | SMART COMFORT | Singlezone Ducted, Centrally Ducted | 213607686 |  | HRCU-A-CB | DLCURAH30ABK | Ducted Indoor Units | FTMA4B36L0C* |  |  |  | 9 | 14.9 | 9 | FALSE | FALSE | FALSE | 30800 | 23600 | 2.48 | 23960 | 2.6
213607685 |  | Live | Carrier | KEEPRITE | Singlezone Ducted, Centrally Ducted | 213607685 |  | HRCU-A-CB | DLCURAH30ABK | Ducted Indoor Units | FTMA4B36L0C* |  |  |  | 9 | 14.9 | 9 | FALSE | FALSE | FALSE | 30800 | 23600 | 2.48 | 23960 | 2.6
213607684 |  | Live | Carrier | HEIL | Singlezone Ducted, Centrally Ducted | 213607684 |  | HRCU-A-CB | DLCURAH30ABK | Ducted Indoor Units | FTMA4B36L0C* |  |  |  | 9 | 14.9 | 9 | FALSE | FALSE | FALSE | 30800 | 23600 | 2.48 | 23960 | 2.6
213607683 |  | Live | Carrier | DAY & NIGHT | Singlezone Ducted, Centrally Ducted | 213607683 |  | HRCU-A-CB | DLCURAH30ABK | Ducted Indoor Units | FTMA4B36L0C* |  |  |  | 9 | 14.9 | 9 | FALSE | FALSE | FALSE | 30800 | 23600 | 2.48 | 23960 | 2.6
213607682 |  | Live | Carrier | COMFORTMAKER | Singlezone Ducted, Centrally Ducted | 213607682 |  | HRCU-A-CB | DLCURAH30ABK | Ducted Indoor Units | FTMA4B36L0C* |  |  |  | 9 | 14.9 | 9 | FALSE | FALSE | FALSE | 30800 | 23600 | 2.48 | 23960 | 2.6
213607681 |  | Live | Carrier | ARCOAIRE | Singlezone Ducted, Centrally Ducted | 213607681 |  | HRCU-A-CB | DLCURAH30ABK | Ducted Indoor Units | FTMA4B36L0C* |  |  |  | 9 | 14.9 | 9 | FALSE | FALSE | FALSE | 30800 | 23600 | 2.48 | 23960 | 2.6
213607680 |  | Live | Carrier | AIRQUEST | Singlezone Ducted, Centrally Ducted | 213607680 |  | HRCU-A-CB | DLCURAH30ABK | Ducted Indoor Units | FTMA4B36L0C* |  |  |  | 9 | 14.9 | 9 | FALSE | FALSE | FALSE | 30800 | 23600 | 2.48 | 23960 | 2.6
213607679 |  | Live | Carrier | PAYNE HEATING AND COOLING | Singlezone Ducted, Centrally Ducted | 213607679 |  | HRCU-A-CB | 38MURAQ30AB3* | Ducted Indoor Units | PF4TNXC36L* |  |  |  | 9 | 14.9 | 9 | FALSE | FALSE | FALSE | 30800 | 23600 | 2.48 | 23960 | 2.6
213607678 |  | Live | Carrier | BRYANT HEATING AND COOLING SYSTEMS | Singlezone Ducted, Centrally Ducted | 213607678 |  | HRCU-A-CB | 38MURAQ30AB3* | Ducted Indoor Units | PF4TNXC36L* |  |  |  | 9 | 14.9 | 9 | FALSE | FALSE | FALSE | 30800 | 23600 | 2.48 | 23960 | 2.6
213607677 |  | Live | Carrier | BRYANT HEATING AND COOLING SYSTEMS | Singlezone Ducted, Centrally Ducted | 213607677 |  | HRCU-A-CB | 38MURAQ30AB3* | Ducted Indoor Units | FG4ANXC36L* |  |  |  | 9 | 14.9 | 9 | FALSE | FALSE | FALSE | 30800 | 23600 | 2.48 | 23960 | 2.6
213607676 |  | Live | Carrier | BRYANT HEATING AND COOLING SYSTEMS | Singlezone Ducted, Centrally Ducted | 213607676 |  | HRCU-A-CB | 38MURAQ30AB3* | Ducted Indoor Units | FT4BN(B,X)C36L* |  |  |  | 9 | 14.9 | 9 | FALSE | FALSE | FALSE | 30800 | 23600 | 2.48 | 23960 | 2.6
213607675 |  | Live | Carrier | CARRIER | Singlezone Ducted, Centrally Ducted | 213607675 |  | HRCU-A-CB | 38MURAQ30AB3* | Ducted Indoor Units | FG4ANXC36L* |  |  |  | 9 | 14.9 | 9 | FALSE | FALSE | FALSE | 30800 | 23600 | 2.48 | 23960 | 2.6
213607674 |  | Live | Carrier | CARRIER | Singlezone Ducted, Centrally Ducted | 213607674 |  | HRCU-A-CB | 38MURAQ30AB3* | Ducted Indoor Units | FT4BN(B,X)C36L* |  |  |  | 9 | 14.9 | 9 | FALSE | FALSE | FALSE | 30800 | 23600 | 2.48 | 23960 | 2.6
213607628 |  | Live | Carrier | GRANDAIRE | Singlezone Ducted, Centrally Ducted | 213607628 |  | HRCU-A-CB | WDLCURAH24AAK | Ducted Indoor Units | WBGL244AB |  |  |  | 9.5 | 16 | 9 | FALSE | FALSE | FALSE | 24600 | 20400 | 2.55 | 20790 | 2.7
213607627 |  | Live | Carrier | TEMPSTAR | Singlezone Ducted, Centrally Ducted | 213607627 |  | HRCU-A-CB | DLCURAH24AAK | Ducted Indoor Units | FTMA4X24L0B* |  |  |  | 9.5 | 16 | 9 | FALSE | FALSE | FALSE | 24600 | 20400 | 2.55 | 20790 | 2.7
213607626 |  | Live | Carrier | SMART COMFORT | Singlezone Ducted, Centrally Ducted | 213607626 |  | HRCU-A-CB | DLCURAH24AAK | Ducted Indoor Units | FTMA4X24L0B* |  |  |  | 9.5 | 16 | 9 | FALSE | FALSE | FALSE | 24600 | 20400 | 2.55 | 20790 | 2.7
213607625 |  | Live | Carrier | KEEPRITE | Singlezone Ducted, Centrally Ducted | 213607625 |  | HRCU-A-CB | DLCURAH24AAK | Ducted Indoor Units | FTMA4X24L0B* |  |  |  | 9.5 | 16 | 9 | FALSE | FALSE | FALSE | 24600 | 20400 | 2.55 | 20790 | 2.7
213607624 |  | Live | Carrier | HEIL | Singlezone Ducted, Centrally Ducted | 213607624 |  | HRCU-A-CB | DLCURAH24AAK | Ducted Indoor Units | FTMA4X24L0B* |  |  |  | 9.5 | 16 | 9 | FALSE | FALSE | FALSE | 24600 | 20400 | 2.55 | 20790 | 2.7
213607623 |  | Live | Carrier | DAY & NIGHT | Singlezone Ducted, Centrally Ducted | 213607623 |  | HRCU-A-CB | DLCURAH24AAK | Ducted Indoor Units | FTMA4X24L0B* |  |  |  | 9.5 | 16 | 9 | FALSE | FALSE | FALSE | 24600 | 20400 | 2.55 | 20790 | 2.7
213607622 |  | Live | Carrier | COMFORTMAKER | Singlezone Ducted, Centrally Ducted | 213607622 |  | HRCU-A-CB | DLCURAH24AAK | Ducted Indoor Units | FTMA4X24L0B* |  |  |  | 9.5 | 16 | 9 | FALSE | FALSE | FALSE | 24600 | 20400 | 2.55 | 20790 | 2.7
213607621 |  | Live | Carrier | ARCOAIRE | Singlezone Ducted, Centrally Ducted | 213607621 |  | HRCU-A-CB | DLCURAH24AAK | Ducted Indoor Units | FTMA4X24L0B* |  |  |  | 9.5 | 16 | 9 | FALSE | FALSE | FALSE | 24600 | 20400 | 2.55 | 20790 | 2.7
213607620 |  | Live | Carrier | AIRQUEST | Singlezone Ducted, Centrally Ducted | 213607620 |  | HRCU-A-CB | DLCURAH24AAK | Ducted Indoor Units | FTMA4X24L0B* |  |  |  | 9.5 | 16 | 9 | FALSE | FALSE | FALSE | 24600 | 20400 | 2.55 | 20790 | 2.7
213607619 |  | Live | Carrier | PAYNE HEATING AND COOLING | Singlezone Ducted, Centrally Ducted | 213607619 |  | HRCU-A-CB | 38MURAQ24AA3* | Ducted Indoor Units | PF4TNXB24L* |  |  |  | 9.5 | 16 | 9 | FALSE | FALSE | FALSE | 24600 | 20400 | 2.55 | 20790 | 2.7
213607618 |  | Live | Carrier | BRYANT HEATING AND COOLING SYSTEMS | Singlezone Ducted, Centrally Ducted | 213607618 |  | HRCU-A-CB | 38MURAQ24AA3* | Ducted Indoor Units | PF4TNXB24L* |  |  |  | 9.5 | 16 | 9 | FALSE | FALSE | FALSE | 24600 | 20400 | 2.55 | 20790 | 2.7
213607617 |  | Live | Carrier | BRYANT HEATING AND COOLING SYSTEMS | Singlezone Ducted, Centrally Ducted | 213607617 |  | HRCU-A-CB | 38MURAQ24AA3* | Ducted Indoor Units | FG4ANXB24L* |  |  |  | 9.5 | 16 | 9 | FALSE | FALSE | FALSE | 24600 | 20400 | 2.55 | 20790 | 2.7
213607616 |  | Live | Carrier | BRYANT HEATING AND COOLING SYSTEMS | Singlezone Ducted, Centrally Ducted | 213607616 |  | HRCU-A-CB | 38MURAQ24AA3* | Ducted Indoor Units | FT4BNXB24L* |  |  |  | 9.5 | 16 | 9 | FALSE | FALSE | FALSE | 24600 | 20400 | 2.55 | 20790 | 2.7
213607615 |  | Live | Carrier | CARRIER | Singlezone Ducted, Centrally Ducted | 213607615 |  | HRCU-A-CB | 38MURAQ24AA3* | Ducted Indoor Units | FG4ANXB24L* |  |  |  | 9.5 | 16 | 9 | FALSE | FALSE | FALSE | 24600 | 20400 | 2.55 | 20790 | 2.7
213607614 |  | Live | Carrier | CARRIER | Singlezone Ducted, Centrally Ducted | 213607614 |  | HRCU-A-CB | 38MURAQ24AA3* | Ducted Indoor Units | FT4BNXB24L* |  |  |  | 9.5 | 16 | 9 | FALSE | FALSE | FALSE | 24600 | 20400 | 2.55 | 20790 | 2.7
213607613 |  | Live | Carrier | GRANDAIRE | Singlezone Ducted, Centrally Ducted | 213607613 |  | HRCU-A-CB | WDLCURAH24AAK | Ducted Indoor Units | WBGL364BC |  |  |  | 9.5 | 16.5 | 9 | FALSE | FALSE | FALSE | 24600 | 20200 | 2.52 | 20590 | 2.66
213607612 |  | Live | Carrier | TEMPSTAR | Singlezone Ducted, Centrally Ducted | 213607612 |  | HRCU-A-CB | DLCURAH24AAK | Ducted Indoor Units | FTMA4B36L0C* |  |  |  | 9.5 | 16.5 | 9 | FALSE | FALSE | FALSE | 24600 | 20200 | 2.52 | 20590 | 2.66
213607611 |  | Live | Carrier | SMART COMFORT | Singlezone Ducted, Centrally Ducted | 213607611 |  | HRCU-A-CB | DLCURAH24AAK | Ducted Indoor Units | FTMA4B36L0C* |  |  |  | 9.5 | 16.5 | 9 | FALSE | FALSE | FALSE | 24600 | 20200 | 2.52 | 20590 | 2.66
213607610 |  | Live | Carrier | KEEPRITE | Singlezone Ducted, Centrally Ducted | 213607610 |  | HRCU-A-CB | DLCURAH24AAK | Ducted Indoor Units | FTMA4B36L0C* |  |  |  | 9.5 | 16.5 | 9 | FALSE | FALSE | FALSE | 24600 | 20200 | 2.52 | 20590 | 2.66
213607609 |  | Live | Carrier | HEIL | Singlezone Ducted, Centrally Ducted | 213607609 |  | HRCU-A-CB | DLCURAH24AAK | Ducted Indoor Units | FTMA4B36L0C* |  |  |  | 9.5 | 16.5 | 9 | FALSE | FALSE | FALSE | 24600 | 20200 | 2.52 | 20590 | 2.66
213607608 |  | Live | Carrier | DAY & NIGHT | Singlezone Ducted, Centrally Ducted | 213607608 |  | HRCU-A-CB | DLCURAH24AAK | Ducted Indoor Units | FTMA4B36L0C* |  |  |  | 9.5 | 16.5 | 9 | FALSE | FALSE | FALSE | 24600 | 20200 | 2.52 | 20590 | 2.66
213607607 |  | Live | Carrier | COMFORTMAKER | Singlezone Ducted, Centrally Ducted | 213607607 |  | HRCU-A-CB | DLCURAH24AAK | Ducted Indoor Units | FTMA4B36L0C* |  |  |  | 9.5 | 16.5 | 9 | FALSE | FALSE | FALSE | 24600 | 20200 | 2.52 | 20590 | 2.66
213607606 |  | Live | Carrier | ARCOAIRE | Singlezone Ducted, Centrally Ducted | 213607606 |  | HRCU-A-CB | DLCURAH24AAK | Ducted Indoor Units | FTMA4B36L0C* |  |  |  | 9.5 | 16.5 | 9 | FALSE | FALSE | FALSE | 24600 | 20200 | 2.52 | 20590 | 2.66
213607605 |  | Live | Carrier | AIRQUEST | Singlezone Ducted, Centrally Ducted | 213607605 |  | HRCU-A-CB | DLCURAH24AAK | Ducted Indoor Units | FTMA4B36L0C* |  |  |  | 9.5 | 16.5 | 9 | FALSE | FALSE | FALSE | 24600 | 20200 | 2.52 | 20590 | 2.66
213607604 |  | Live | Carrier | PAYNE HEATING AND COOLING | Singlezone Ducted, Centrally Ducted | 213607604 |  | HRCU-A-CB | 38MURAQ24AA3* | Ducted Indoor Units | PF4TNXC36L* |  |  |  | 9.5 | 16.5 | 9 | FALSE | FALSE | FALSE | 24600 | 20200 | 2.52 | 20590 | 2.66
213607603 |  | Live | Carrier | BRYANT HEATING AND COOLING SYSTEMS | Singlezone Ducted, Centrally Ducted | 213607603 |  | HRCU-A-CB | 38MURAQ24AA3* | Ducted Indoor Units | PF4TNXC36L* |  |  |  | 9.5 | 16.5 | 9 | FALSE | FALSE | FALSE | 24600 | 20200 | 2.52 | 20590 | 2.66
213607602 |  | Live | Carrier | BRYANT HEATING AND COOLING SYSTEMS | Singlezone Ducted, Centrally Ducted | 213607602 |  | HRCU-A-CB | 38MURAQ24AA3* | Ducted Indoor Units | FG4ANXC36L* |  |  |  | 9.5 | 16.5 | 9 | FALSE | FALSE | FALSE | 24600 | 20200 | 2.52 | 20590 | 2.66
213607601 |  | Live | Carrier | BRYANT HEATING AND COOLING SYSTEMS | Singlezone Ducted, Centrally Ducted | 213607601 |  | HRCU-A-CB | 38MURAQ24AA3* | Ducted Indoor Units | FT4BN(B,X)C36L* |  |  |  | 9.5 | 16.5 | 9 | FALSE | FALSE | FALSE | 24600 | 20200 | 2.52 | 20590 | 2.66
213607600 |  | Live | Carrier | CARRIER | Singlezone Ducted, Centrally Ducted | 213607600 |  | HRCU-A-CB | 38MURAQ24AA3* | Ducted Indoor Units | FG4ANXC36L* |  |  |  | 9.5 | 16.5 | 9 | FALSE | FALSE | FALSE | 24600 | 20200 | 2.52 | 20590 | 2.66
213607599 |  | Live | Carrier | CARRIER | Singlezone Ducted, Centrally Ducted | 213607599 |  | HRCU-A-CB | 38MURAQ24AA3* | Ducted Indoor Units | FT4BN(B,X)C36L* |  |  |  | 9.5 | 16.5 | 9 | FALSE | FALSE | FALSE | 24600 | 20200 | 2.52 | 20590 | 2.66
213607658 |  | Live | Carrier | GRANDAIRE | Singlezone Ducted, Centrally Ducted | 213607658 |  | HRCU-A-CB | WDLCURAH24ABK | Ducted Indoor Units | WBGL244AB |  |  |  | 10 | 17 | 9.5 | FALSE | FALSE | TRUE | 24600 | 19300 | 2.69 | 19580 | 2.84
213607657 |  | Live | Carrier | TEMPSTAR | Singlezone Ducted, Centrally Ducted | 213607657 |  | HRCU-A-CB | DLCURAH24ABK | Ducted Indoor Units | FTMA4X24L0B* |  |  |  | 10 | 17 | 9.5 | FALSE | FALSE | TRUE | 24600 | 19300 | 2.69 | 19580 | 2.84
213607656 |  | Live | Carrier | SMART COMFORT | Singlezone Ducted, Centrally Ducted | 213607656 |  | HRCU-A-CB | DLCURAH24ABK | Ducted Indoor Units | FTMA4X24L0B* |  |  |  | 10 | 17 | 9.5 | FALSE | FALSE | TRUE | 24600 | 19300 | 2.69 | 19580 | 2.84
213607655 |  | Live | Carrier | KEEPRITE | Singlezone Ducted, Centrally Ducted | 213607655 |  | HRCU-A-CB | DLCURAH24ABK | Ducted Indoor Units | FTMA4X24L0B* |  |  |  | 10 | 17 | 9.5 | FALSE | FALSE | TRUE | 24600 | 19300 | 2.69 | 19580 | 2.84
213607654 |  | Live | Carrier | HEIL | Singlezone Ducted, Centrally Ducted | 213607654 |  | HRCU-A-CB | DLCURAH24ABK | Ducted Indoor Units | FTMA4X24L0B* |  |  |  | 10 | 17 | 9.5 | FALSE | FALSE | TRUE | 24600 | 19300 | 2.69 | 19580 | 2.84
213607653 |  | Live | Carrier | DAY & NIGHT | Singlezone Ducted, Centrally Ducted | 213607653 |  | HRCU-A-CB | DLCURAH24ABK | Ducted Indoor Units | FTMA4X24L0B* |  |  |  | 10 | 17 | 9.5 | FALSE | FALSE | TRUE | 24600 | 19300 | 2.69 | 19580 | 2.84
213607652 |  | Live | Carrier | COMFORTMAKER | Singlezone Ducted, Centrally Ducted | 213607652 |  | HRCU-A-CB | DLCURAH24ABK | Ducted Indoor Units | FTMA4X24L0B* |  |  |  | 10 | 17 | 9.5 | FALSE | FALSE | TRUE | 24600 | 19300 | 2.69 | 19580 | 2.84
213607651 |  | Live | Carrier | ARCOAIRE | Singlezone Ducted, Centrally Ducted | 213607651 |  | HRCU-A-CB | DLCURAH24ABK | Ducted Indoor Units | FTMA4X24L0B* |  |  |  | 10 | 17 | 9.5 | FALSE | FALSE | TRUE | 24600 | 19300 | 2.69 | 19580 | 2.84
213607650 |  | Live | Carrier | AIRQUEST | Singlezone Ducted, Centrally Ducted | 213607650 |  | HRCU-A-CB | DLCURAH24ABK | Ducted Indoor Units | FTMA4X24L0B* |  |  |  | 10 | 17 | 9.5 | FALSE | FALSE | TRUE | 24600 | 19300 | 2.69 | 19580 | 2.84
213607649 |  | Live | Carrier | PAYNE HEATING AND COOLING | Singlezone Ducted, Centrally Ducted | 213607649 |  | HRCU-A-CB | 38MURAQ24AB3* | Ducted Indoor Units | PF4TNXB24L* |  |  |  | 10 | 17 | 9.5 | FALSE | FALSE | TRUE | 24600 | 19300 | 2.69 | 19580 | 2.84
213607648 |  | Live | Carrier | BRYANT HEATING AND COOLING SYSTEMS | Singlezone Ducted, Centrally Ducted | 213607648 |  | HRCU-A-CB | 38MURAQ24AB3* | Ducted Indoor Units | PF4TNXB24L* |  |  |  | 10 | 17 | 9.5 | FALSE | FALSE | TRUE | 24600 | 19300 | 2.69 | 19580 | 2.84
213607647 |  | Live | Carrier | BRYANT HEATING AND COOLING SYSTEMS | Singlezone Ducted, Centrally Ducted | 213607647 |  | HRCU-A-CB | 38MURAQ24AB3* | Ducted Indoor Units | FG4ANXB24L* |  |  |  | 10 | 17 | 9.5 | FALSE | FALSE | TRUE | 24600 | 19300 | 2.69 | 19580 | 2.84
213607646 |  | Live | Carrier | BRYANT HEATING AND COOLING SYSTEMS | Singlezone Ducted, Centrally Ducted | 213607646 |  | HRCU-A-CB | 38MURAQ24AB3* | Ducted Indoor Units | FT4BNXB24L* |  |  |  | 10 | 17 | 9.5 | FALSE | FALSE | TRUE | 24600 | 19300 | 2.69 | 19580 | 2.84
213607645 |  | Live | Carrier | CARRIER | Singlezone Ducted, Centrally Ducted | 213607645 |  | HRCU-A-CB | 38MURAQ24AB3* | Ducted Indoor Units | FG4ANXB24L* |  |  |  | 10 | 17 | 9.5 | FALSE | FALSE | TRUE | 24600 | 19300 | 2.69 | 19580 | 2.84
213607644 |  | Live | Carrier | CARRIER | Singlezone Ducted, Centrally Ducted | 213607644 |  | HRCU-A-CB | 38MURAQ24AB3* | Ducted Indoor Units | FT4BNXB24L* |  |  |  | 10 | 17 | 9.5 | FALSE | FALSE | TRUE | 24600 | 19300 | 2.69 | 19580 | 2.84
213607643 |  | Live | Carrier | GRANDAIRE | Singlezone Ducted, Centrally Ducted | 213607643 |  | HRCU-A-CB | WDLCURAH24ABK | Ducted Indoor Units | WBGL364BC |  |  |  | 10.5 | 17.5 | 9 | FALSE | FALSE | TRUE | 24600 | 19100 | 2.64 | 19370 | 2.77
213607642 |  | Live | Carrier | TEMPSTAR | Singlezone Ducted, Centrally Ducted | 213607642 |  | HRCU-A-CB | DLCURAH24ABK | Ducted Indoor Units | FTMA4B36L0C* |  |  |  | 10.5 | 17.5 | 9 | FALSE | FALSE | TRUE | 24600 | 19100 | 2.64 | 19370 | 2.77
213607641 |  | Live | Carrier | SMART COMFORT | Singlezone Ducted, Centrally Ducted | 213607641 |  | HRCU-A-CB | DLCURAH24ABK | Ducted Indoor Units | FTMA4B36L0C* |  |  |  | 10.5 | 17.5 | 9 | FALSE | FALSE | TRUE | 24600 | 19100 | 2.64 | 19370 | 2.77
213607640 |  | Live | Carrier | KEEPRITE | Singlezone Ducted, Centrally Ducted | 213607640 |  | HRCU-A-CB | DLCURAH24ABK | Ducted Indoor Units | FTMA4B36L0C* |  |  |  | 10.5 | 17.5 | 9 | FALSE | FALSE | TRUE | 24600 | 19100 | 2.64 | 19370 | 2.77
213607639 |  | Live | Carrier | HEIL | Singlezone Ducted, Centrally Ducted | 213607639 |  | HRCU-A-CB | DLCURAH24ABK | Ducted Indoor Units | FTMA4B36L0C* |  |  |  | 10.5 | 17.5 | 9 | FALSE | FALSE | TRUE | 24600 | 19100 | 2.64 | 19370 | 2.77
213607638 |  | Live | Carrier | DAY & NIGHT | Singlezone Ducted, Centrally Ducted | 213607638 |  | HRCU-A-CB | DLCURAH24ABK | Ducted Indoor Units | FTMA4B36L0C* |  |  |  | 10.5 | 17.5 | 9 | FALSE | FALSE | TRUE | 24600 | 19100 | 2.64 | 19370 | 2.77
213607637 |  | Live | Carrier | COMFORTMAKER | Singlezone Ducted, Centrally Ducted | 213607637 |  | HRCU-A-CB | DLCURAH24ABK | Ducted Indoor Units | FTMA4B36L0C* |  |  |  | 10.5 | 17.5 | 9 | FALSE | FALSE | TRUE | 24600 | 19100 | 2.64 | 19370 | 2.77
213607636 |  | Live | Carrier | ARCOAIRE | Singlezone Ducted, Centrally Ducted | 213607636 |  | HRCU-A-CB | DLCURAH24ABK | Ducted Indoor Units | FTMA4B36L0C* |  |  |  | 10.5 | 17.5 | 9 | FALSE | FALSE | TRUE | 24600 | 19100 | 2.64 | 19370 | 2.77
213607635 |  | Live | Carrier | AIRQUEST | Singlezone Ducted, Centrally Ducted | 213607635 |  | HRCU-A-CB | DLCURAH24ABK | Ducted Indoor Units | FTMA4B36L0C* |  |  |  | 10.5 | 17.5 | 9 | FALSE | FALSE | TRUE | 24600 | 19100 | 2.64 | 19370 | 2.77
213607634 |  | Live | Carrier | PAYNE HEATING AND COOLING | Singlezone Ducted, Centrally Ducted | 213607634 |  | HRCU-A-CB | 38MURAQ24AB3* | Ducted Indoor Units | PF4TNXC36L* |  |  |  | 10.5 | 17.5 | 9 | FALSE | FALSE | TRUE | 24600 | 19100 | 2.64 | 19370 | 2.77
213607633 |  | Live | Carrier | BRYANT HEATING AND COOLING SYSTEMS | Singlezone Ducted, Centrally Ducted | 213607633 |  | HRCU-A-CB | 38MURAQ24AB3* | Ducted Indoor Units | PF4TNXC36L* |  |  |  | 10.5 | 17.5 | 9 | FALSE | FALSE | TRUE | 24600 | 19100 | 2.64 | 19370 | 2.77
213607632 |  | Live | Carrier | BRYANT HEATING AND COOLING SYSTEMS | Singlezone Ducted, Centrally Ducted | 213607632 |  | HRCU-A-CB | 38MURAQ24AB3* | Ducted Indoor Units | FG4ANXC36L* |  |  |  | 10.5 | 17.5 | 9 | FALSE | FALSE | TRUE | 24600 | 19100 | 2.64 | 19370 | 2.77
213607631 |  | Live | Carrier | BRYANT HEATING AND COOLING SYSTEMS | Singlezone Ducted, Centrally Ducted | 213607631 |  | HRCU-A-CB | 38MURAQ24AB3* | Ducted Indoor Units | FT4BN(B,X)C36L* |  |  |  | 10.5 | 17.5 | 9 | FALSE | FALSE | TRUE | 24600 | 19100 | 2.64 | 19370 | 2.77
213607630 |  | Live | Carrier | CARRIER | Singlezone Ducted, Centrally Ducted | 213607630 |  | HRCU-A-CB | 38MURAQ24AB3* | Ducted Indoor Units | FG4ANXC36L* |  |  |  | 10.5 | 17.5 | 9 | FALSE | FALSE | TRUE | 24600 | 19100 | 2.64 | 19370 | 2.77
213607629 |  | Live | Carrier | CARRIER | Singlezone Ducted, Centrally Ducted | 213607629 |  | HRCU-A-CB | 38MURAQ24AB3* | Ducted Indoor Units | FT4BN(B,X)C36L* |  |  |  | 10.5 | 17.5 | 9 | FALSE | FALSE | TRUE | 24600 | 19100 | 2.64 | 19370 | 2.77
213607583 |  | Live | Carrier | GRANDAIRE | Singlezone Ducted, Centrally Ducted | 213607583 |  | HRCU-A-CB | WDLCURAH18AAK | Ducted Indoor Units | WBGL244AB |  |  |  | 10 | 16.5 | 7.7 | FALSE | FALSE | FALSE | 17600 | 11600 | 2.54 | 11730 | 2.64
213607582 |  | Live | Carrier | TEMPSTAR | Singlezone Ducted, Centrally Ducted | 213607582 |  | HRCU-A-CB | DLCURAH18AAK | Ducted Indoor Units | FTMA4X24L0B* |  |  |  | 10 | 16.5 | 7.7 | FALSE | FALSE | FALSE | 17600 | 11600 | 2.54 | 11730 | 2.64
213607581 |  | Live | Carrier | SMART COMFORT | Singlezone Ducted, Centrally Ducted | 213607581 |  | HRCU-A-CB | DLCURAH18AAK | Ducted Indoor Units | FTMA4X24L0B* |  |  |  | 10 | 16.5 | 7.7 | FALSE | FALSE | FALSE | 17600 | 11600 | 2.54 | 11730 | 2.64
213607580 |  | Live | Carrier | KEEPRITE | Singlezone Ducted, Centrally Ducted | 213607580 |  | HRCU-A-CB | DLCURAH18AAK | Ducted Indoor Units | FTMA4X24L0B* |  |  |  | 10 | 16.5 | 7.7 | FALSE | FALSE | FALSE | 17600 | 11600 | 2.54 | 11730 | 2.64
213607579 |  | Live | Carrier | HEIL | Singlezone Ducted, Centrally Ducted | 213607579 |  | HRCU-A-CB | DLCURAH18AAK | Ducted Indoor Units | FTMA4X24L0B* |  |  |  | 10 | 16.5 | 7.7 | FALSE | FALSE | FALSE | 17600 | 11600 | 2.54 | 11730 | 2.64
213607578 |  | Live | Carrier | DAY & NIGHT | Singlezone Ducted, Centrally Ducted | 213607578 |  | HRCU-A-CB | DLCURAH18AAK | Ducted Indoor Units | FTMA4X24L0B* |  |  |  | 10 | 16.5 | 7.7 | FALSE | FALSE | FALSE | 17600 | 11600 | 2.54 | 11730 | 2.64
213607577 |  | Live | Carrier | COMFORTMAKER | Singlezone Ducted, Centrally Ducted | 213607577 |  | HRCU-A-CB | DLCURAH18AAK | Ducted Indoor Units | FTMA4X24L0B* |  |  |  | 10 | 16.5 | 7.7 | FALSE | FALSE | FALSE | 17600 | 11600 | 2.54 | 11730 | 2.64
213607576 |  | Live | Carrier | ARCOAIRE | Singlezone Ducted, Centrally Ducted | 213607576 |  | HRCU-A-CB | DLCURAH18AAK | Ducted Indoor Units | FTMA4X24L0B* |  |  |  | 10 | 16.5 | 7.7 | FALSE | FALSE | FALSE | 17600 | 11600 | 2.54 | 11730 | 2.64
213607575 |  | Live | Carrier | AIRQUEST | Singlezone Ducted, Centrally Ducted | 213607575 |  | HRCU-A-CB | DLCURAH18AAK | Ducted Indoor Units | FTMA4X24L0B* |  |  |  | 10 | 16.5 | 7.7 | FALSE | FALSE | FALSE | 17600 | 11600 | 2.54 | 11730 | 2.64
213607574 |  | Live | Carrier | PAYNE HEATING AND COOLING | Singlezone Ducted, Centrally Ducted | 213607574 |  | HRCU-A-CB | 38MURAQ18AA3* | Ducted Indoor Units | PF4TNXB24L* |  |  |  | 10 | 16.5 | 7.7 | FALSE | FALSE | FALSE | 17600 | 11600 | 2.54 | 11730 | 2.64
213607573 |  | Live | Carrier | BRYANT HEATING AND COOLING SYSTEMS | Singlezone Ducted, Centrally Ducted | 213607573 |  | HRCU-A-CB | 38MURAQ18AA3* | Ducted Indoor Units | PF4TNXB24L* |  |  |  | 10 | 16.5 | 7.7 | FALSE | FALSE | FALSE | 17600 | 11600 | 2.54 | 11730 | 2.64
213607572 |  | Live | Carrier | BRYANT HEATING AND COOLING SYSTEMS | Singlezone Ducted, Centrally Ducted | 213607572 |  | HRCU-A-CB | 38MURAQ18AA3* | Ducted Indoor Units | FG4ANXB24L* |  |  |  | 10 | 16.5 | 7.7 | FALSE | FALSE | FALSE | 17600 | 11600 | 2.54 | 11730 | 2.64
213607571 |  | Live | Carrier | BRYANT HEATING AND COOLING SYSTEMS | Singlezone Ducted, Centrally Ducted | 213607571 |  | HRCU-A-CB | 38MURAQ18AA3* | Ducted Indoor Units | FT4BNXB24L* |  |  |  | 10 | 16.5 | 7.7 | FALSE | FALSE | FALSE | 17600 | 11600 | 2.54 | 11730 | 2.64
213607570 |  | Live | Carrier | CARRIER | Singlezone Ducted, Centrally Ducted | 213607570 |  | HRCU-A-CB | 38MURAQ18AA3* | Ducted Indoor Units | FG4ANXB24L* |  |  |  | 10 | 16.5 | 7.7 | FALSE | FALSE | FALSE | 17600 | 11600 | 2.54 | 11730 | 2.64
213607569 |  | Live | Carrier | CARRIER | Singlezone Ducted, Centrally Ducted | 213607569 |  | HRCU-A-CB | 38MURAQ18AA3* | Ducted Indoor Units | FT4BNXB24L* |  |  |  | 10 | 16.5 | 7.7 | FALSE | FALSE | FALSE | 17600 | 11600 | 2.54 | 11730 | 2.64
213607598 |  | Live | Carrier | GRANDAIRE | Singlezone Ducted, Centrally Ducted | 213607598 |  | HRCU-A-CB | WDLCURAH18ABK | Ducted Indoor Units | WBGL244AB |  |  |  | 11 | 16.5 | 8.5 | FALSE | FALSE | TRUE | 18100 | 12400 | 2.46 | 12580 | 2.6
213607597 |  | Live | Carrier | TEMPSTAR | Singlezone Ducted, Centrally Ducted | 213607597 |  | HRCU-A-CB | DLCURAH18ABK | Ducted Indoor Units | FTMA4X24L0B* |  |  |  | 11 | 16.5 | 8.5 | FALSE | FALSE | TRUE | 18100 | 12400 | 2.46 | 12580 | 2.6
213607596 |  | Live | Carrier | SMART COMFORT | Singlezone Ducted, Centrally Ducted | 213607596 |  | HRCU-A-CB | DLCURAH18ABK | Ducted Indoor Units | FTMA4X24L0B* |  |  |  | 11 | 16.5 | 8.5 | FALSE | FALSE | TRUE | 18100 | 12400 | 2.46 | 12580 | 2.6
213607595 |  | Live | Carrier | KEEPRITE | Singlezone Ducted, Centrally Ducted | 213607595 |  | HRCU-A-CB | DLCURAH18ABK | Ducted Indoor Units | FTMA4X24L0B* |  |  |  | 11 | 16.5 | 8.5 | FALSE | FALSE | TRUE | 18100 | 12400 | 2.46 | 12580 | 2.6
213607594 |  | Live | Carrier | HEIL | Singlezone Ducted, Centrally Ducted | 213607594 |  | HRCU-A-CB | DLCURAH18ABK | Ducted Indoor Units | FTMA4X24L0B* |  |  |  | 11 | 16.5 | 8.5 | FALSE | FALSE | TRUE | 18100 | 12400 | 2.46 | 12580 | 2.6
213607593 |  | Live | Carrier | DAY & NIGHT | Singlezone Ducted, Centrally Ducted | 213607593 |  | HRCU-A-CB | DLCURAH18ABK | Ducted Indoor Units | FTMA4X24L0B* |  |  |  | 11 | 16.5 | 8.5 | FALSE | FALSE | TRUE | 18100 | 12400 | 2.46 | 12580 | 2.6
213607592 |  | Live | Carrier | COMFORTMAKER | Singlezone Ducted, Centrally Ducted | 213607592 |  | HRCU-A-CB | DLCURAH18ABK | Ducted Indoor Units | FTMA4X24L0B* |  |  |  | 11 | 16.5 | 8.5 | FALSE | FALSE | TRUE | 18100 | 12400 | 2.46 | 12580 | 2.6
213607591 |  | Live | Carrier | ARCOAIRE | Singlezone Ducted, Centrally Ducted | 213607591 |  | HRCU-A-CB | DLCURAH18ABK | Ducted Indoor Units | FTMA4X24L0B* |  |  |  | 11 | 16.5 | 8.5 | FALSE | FALSE | TRUE | 18100 | 12400 | 2.46 | 12580 | 2.6
213607590 |  | Live | Carrier | AIRQUEST | Singlezone Ducted, Centrally Ducted | 213607590 |  | HRCU-A-CB | DLCURAH18ABK | Ducted Indoor Units | FTMA4X24L0B* |  |  |  | 11 | 16.5 | 8.5 | FALSE | FALSE | TRUE | 18100 | 12400 | 2.46 | 12580 | 2.6
213607589 |  | Live | Carrier | PAYNE HEATING AND COOLING | Singlezone Ducted, Centrally Ducted | 213607589 |  | HRCU-A-CB | 38MURAQ18AB3* | Ducted Indoor Units | PF4TNXB24L* |  |  |  | 11 | 16.5 | 8.5 | FALSE | FALSE | TRUE | 18100 | 12400 | 2.46 | 12580 | 2.6
213607588 |  | Live | Carrier | BRYANT HEATING AND COOLING SYSTEMS | Singlezone Ducted, Centrally Ducted | 213607588 |  | HRCU-A-CB | 38MURAQ18AB3* | Ducted Indoor Units | PF4TNXB24L* |  |  |  | 11 | 16.5 | 8.5 | FALSE | FALSE | TRUE | 18100 | 12400 | 2.46 | 12580 | 2.6
213607587 |  | Live | Carrier | BRYANT HEATING AND COOLING SYSTEMS | Singlezone Ducted, Centrally Ducted | 213607587 |  | HRCU-A-CB | 38MURAQ18AB3* | Ducted Indoor Units | FG4ANXB24L* |  |  |  | 11 | 16.5 | 8.5 | FALSE | FALSE | TRUE | 18100 | 12400 | 2.46 | 12580 | 2.6
213607586 |  | Live | Carrier | BRYANT HEATING AND COOLING SYSTEMS | Singlezone Ducted, Centrally Ducted | 213607586 |  | HRCU-A-CB | 38MURAQ18AB3* | Ducted Indoor Units | FT4BNXB24L* |  |  |  | 11 | 16.5 | 8.5 | FALSE | FALSE | TRUE | 18100 | 12400 | 2.46 | 12580 | 2.6
213607585 |  | Live | Carrier | CARRIER | Singlezone Ducted, Centrally Ducted | 213607585 |  | HRCU-A-CB | 38MURAQ18AB3* | Ducted Indoor Units | FG4ANXB24L* |  |  |  | 11 | 16.5 | 8.5 | FALSE | FALSE | TRUE | 18100 | 12400 | 2.46 | 12580 | 2.6
213607584 |  | Live | Carrier | CARRIER | Singlezone Ducted, Centrally Ducted | 213607584 |  | HRCU-A-CB | 38MURAQ18AB3* | Ducted Indoor Units | FT4BNXB24L* |  |  |  | 11 | 16.5 | 8.5 | FALSE | FALSE | TRUE | 18100 | 12400 | 2.46 | 12580 | 2.6
207036475 |  | Live | RBL A/C INC. | HAXXAIR | Singlezone Ducted, Centrally Ducted | 207036475 |  | HRCU-A-CB | HVHD-60E2D2 |  | HAHD-60E2D2 | 8.5 | 17.5 | 10 | 8.25 | 17 | 8.5 | FALSE | FALSE | FALSE | 56000 | 40000 | 2.34 | 42000 | 2.1
205921368 |  | Live | RBL A/C INC. | HAXXAIR | Singlezone Ducted, Compact Ducted | 205921368 |  | HRCU-A-CB | HVHSC-18T2D | Mini-Splits | HAHS-18T2D | 11.8 | 19.5 | 10 | 11.4 | 19 | 9.5 | FALSE | FALSE | FALSE | 18000 | 13000 | 2.65 | 17900 | 2.3
205921366 |  | Live | RBL A/C INC. | HAXXAIR | Singlezone Ducted, Compact Ducted | 205921366 |  | HRCU-A-CB | HVHSC-12T2D | Mini-Splits | HAHS-12T2D | 11 | 19.5 | 10 | 11 | 19 | 9 | FALSE | FALSE | FALSE | 12000 | 7800 | 2.63 | 9082 | 2.1
207802919 |  | Live | GE Appliances, a Haier Company | GE APPLIANCES | Multizone All Ducted | 207802919 |  | HMSV-A-CB | ASH436JCDD** | Ducted Indoor Units | USYM07UCDD**,USYM09UCDSA*,USYM09UCDSA*,USYM09UCDSA* | 8.8 | 15.6 | 9.3 | 8.8 | 16 | 8.4 | FALSE | FALSE | FALSE | 34000 | 22600 | 2.28 | 32000 | 1.81
207802648 |  | Live | GE Appliances, a Haier Company | HAIER | Multizone All Ducted | 207802648 |  | HMSV-A-CB | 4U36MS2HD** | Ducted Indoor Units | USYM07UCDD**,USYM09UCDSA*,USYM09UCDSA*,USYM09UCDSA* | 8.8 | 15.6 | 9.3 | 8.8 | 16 | 8.4 | FALSE | FALSE | FALSE | 34000 | 22600 | 2.28 | 32000 | 1.81
207722666 |  | Live | GE Appliances, a Haier Company | GE APPLIANCES | Multizone All Ducted | 207722666 |  | HMSV-A-CB | ASH324JCDD** |  | USYM07UCDD**,USYM07UCDD**,USYM09UCDSA* | 11 | 16 | 9 | 11 | 16 | 9 | FALSE | FALSE | FALSE | 22600 | 15600 | 2.77 | 20000 | 2.13
213386491 |  | Live | ECOER INC. | ECOER | Singlezone Ducted, Centrally Ducted | 213386491 |  | HRCU-A-C | ESCA16H-60 | Ducted Indoor Units | SNC60CPT |  |  |  | 10 | 15.2 | 9.2 | FALSE | FALSE | FALSE | 45000 | 37000 | 2.26 | 38000 | 2.26
211727052 |  | Live | Carrier | PAYNE HEATING AND COOLING | Singlezone Ducted, Centrally Ducted | 211727052 |  | HRCU-A-CB | 38MURAQ24AB3* | Ducted Indoor Units | PF4MN*B24L* |  |  |  | 10 | 16 | 9 | FALSE | FALSE | TRUE | 24000 | 19200 | 2.56 | 19470 | 2.69
211727051 |  | Live | Carrier | BRYANT HEATING AND COOLING SYSTEMS | Singlezone Ducted, Centrally Ducted | 211727051 |  | HRCU-A-CB | 38MURAQ24AB3* | Ducted Indoor Units | PF4MN*B24L* |  |  |  | 10 | 16 | 9 | FALSE | FALSE | TRUE | 24000 | 19200 | 2.56 | 19470 | 2.69
211727050 |  | Live | Carrier | CARRIER | Singlezone Ducted, Centrally Ducted | 211727050 |  | HRCU-A-CB | 38MURAQ24AB3* | Ducted Indoor Units | PF4MN*B24L* |  |  |  | 10 | 16 | 9 | FALSE | FALSE | TRUE | 24000 | 19200 | 2.56 | 19470 | 2.69
211245989 |  | Live | Carrier | TEMPSTAR | Singlezone Ducted, Centrally Ducted | 211245989 |  | HRCU-A-CB | DLCURAH24ABK | Ducted Indoor Units | FVM4X36***L |  |  |  | 10.5 | 17.5 | 8.5 | FALSE | FALSE | TRUE | 24400 | 19000 | 2.61 | 19270 | 2.75
211245988 |  | Live | Carrier | SMART COMFORT | Singlezone Ducted, Centrally Ducted | 211245988 |  | HRCU-A-CB | DLCURAH24ABK | Ducted Indoor Units | FVM4X36***L |  |  |  | 10.5 | 17.5 | 8.5 | FALSE | FALSE | TRUE | 24400 | 19000 | 2.61 | 19270 | 2.75
211245987 |  | Live | Carrier | KEEPRITE | Singlezone Ducted, Centrally Ducted | 211245987 |  | HRCU-A-CB | DLCURAH24ABK | Ducted Indoor Units | FVM4X36***L |  |  |  | 10.5 | 17.5 | 8.5 | FALSE | FALSE | TRUE | 24400 | 19000 | 2.61 | 19270 | 2.75
211245986 |  | Live | Carrier | HEIL | Singlezone Ducted, Centrally Ducted | 211245986 |  | HRCU-A-CB | DLCURAH24ABK | Ducted Indoor Units | FVM4X36***L |  |  |  | 10.5 | 17.5 | 8.5 | FALSE | FALSE | TRUE | 24400 | 19000 | 2.61 | 19270 | 2.75
211245985 |  | Live | Carrier | DAY & NIGHT | Singlezone Ducted, Centrally Ducted | 211245985 |  | HRCU-A-CB | DLCURAH24ABK | Ducted Indoor Units | FVM4X36***L |  |  |  | 10.5 | 17.5 | 8.5 | FALSE | FALSE | TRUE | 24400 | 19000 | 2.61 | 19270 | 2.75
211245984 |  | Live | Carrier | COMFORTMAKER | Singlezone Ducted, Centrally Ducted | 211245984 |  | HRCU-A-CB | DLCURAH24ABK | Ducted Indoor Units | FVM4X36***L |  |  |  | 10.5 | 17.5 | 8.5 | FALSE | FALSE | TRUE | 24400 | 19000 | 2.61 | 19270 | 2.75
211245983 |  | Live | Carrier | ARCOAIRE | Singlezone Ducted, Centrally Ducted | 211245983 |  | HRCU-A-CB | DLCURAH24ABK | Ducted Indoor Units | FVM4X36***L |  |  |  | 10.5 | 17.5 | 8.5 | FALSE | FALSE | TRUE | 24400 | 19000 | 2.61 | 19270 | 2.75
211245982 |  | Live | Carrier | AIRQUEST | Singlezone Ducted, Centrally Ducted | 211245982 |  | HRCU-A-CB | DLCURAH24ABK | Ducted Indoor Units | FVM4X36***L |  |  |  | 10.5 | 17.5 | 8.5 | FALSE | FALSE | TRUE | 24400 | 19000 | 2.61 | 19270 | 2.75
211245981 |  | Live | Carrier | PAYNE HEATING AND COOLING | Singlezone Ducted, Centrally Ducted | 211245981 |  | HRCU-A-CB | 38MURAQ24AB3* | Ducted Indoor Units | FV4CN(B,F)003L |  |  |  | 10.5 | 17.5 | 8.5 | FALSE | FALSE | TRUE | 24400 | 19000 | 2.61 | 19270 | 2.75
211245980 |  | Live | Carrier | BRYANT HEATING AND COOLING SYSTEMS | Singlezone Ducted, Centrally Ducted | 211245980 |  | HRCU-A-CB | 38MURAQ24AB3* | Ducted Indoor Units | FV4CN(B,F)003L |  |  |  | 10.5 | 17.5 | 8.5 | FALSE | FALSE | TRUE | 24400 | 19000 | 2.61 | 19270 | 2.75
211245979 |  | Live | Carrier | TEMPSTAR | Singlezone Ducted, Centrally Ducted | 211245979 |  | HRCU-A-CB | DLCURAH24ABK | Ducted Indoor Units | FVM4X24***L |  |  |  | 10 | 17 | 8.5 | FALSE | FALSE | TRUE | 23800 | 19000 | 2.61 | 19270 | 2.75
211245978 |  | Live | Carrier | SMART COMFORT | Singlezone Ducted, Centrally Ducted | 211245978 |  | HRCU-A-CB | DLCURAH24ABK | Ducted Indoor Units | FVM4X24***L |  |  |  | 10 | 17 | 8.5 | FALSE | FALSE | TRUE | 23800 | 19000 | 2.61 | 19270 | 2.75
211245977 |  | Live | Carrier | KEEPRITE | Singlezone Ducted, Centrally Ducted | 211245977 |  | HRCU-A-CB | DLCURAH24ABK | Ducted Indoor Units | FVM4X24***L |  |  |  | 10 | 17 | 8.5 | FALSE | FALSE | TRUE | 23800 | 19000 | 2.61 | 19270 | 2.75
211245976 |  | Live | Carrier | HEIL | Singlezone Ducted, Centrally Ducted | 211245976 |  | HRCU-A-CB | DLCURAH24ABK | Ducted Indoor Units | FVM4X24***L |  |  |  | 10 | 17 | 8.5 | FALSE | FALSE | TRUE | 23800 | 19000 | 2.61 | 19270 | 2.75
211245975 |  | Live | Carrier | DAY & NIGHT | Singlezone Ducted, Centrally Ducted | 211245975 |  | HRCU-A-CB | DLCURAH24ABK | Ducted Indoor Units | FVM4X24***L |  |  |  | 10 | 17 | 8.5 | FALSE | FALSE | TRUE | 23800 | 19000 | 2.61 | 19270 | 2.75
211245974 |  | Live | Carrier | COMFORTMAKER | Singlezone Ducted, Centrally Ducted | 211245974 |  | HRCU-A-CB | DLCURAH24ABK | Ducted Indoor Units | FVM4X24***L |  |  |  | 10 | 17 | 8.5 | FALSE | FALSE | TRUE | 23800 | 19000 | 2.61 | 19270 | 2.75
211245973 |  | Live | Carrier | ARCOAIRE | Singlezone Ducted, Centrally Ducted | 211245973 |  | HRCU-A-CB | DLCURAH24ABK | Ducted Indoor Units | FVM4X24***L |  |  |  | 10 | 17 | 8.5 | FALSE | FALSE | TRUE | 23800 | 19000 | 2.61 | 19270 | 2.75
211245972 |  | Live | Carrier | AIRQUEST | Singlezone Ducted, Centrally Ducted | 211245972 |  | HRCU-A-CB | DLCURAH24ABK | Ducted Indoor Units | FVM4X24***L |  |  |  | 10 | 17 | 8.5 | FALSE | FALSE | TRUE | 23800 | 19000 | 2.61 | 19270 | 2.75
211245971 |  | Live | Carrier | PAYNE HEATING AND COOLING | Singlezone Ducted, Centrally Ducted | 211245971 |  | HRCU-A-CB | 38MURAQ24AB3* | Ducted Indoor Units | FV4CNF002L |  |  |  | 10 | 17 | 8.5 | FALSE | FALSE | TRUE | 23800 | 19000 | 2.61 | 19270 | 2.75
211245970 |  | Live | Carrier | BRYANT HEATING AND COOLING SYSTEMS | Singlezone Ducted, Centrally Ducted | 211245970 |  | HRCU-A-CB | 38MURAQ24AB3* | Ducted Indoor Units | FV4CNF002L |  |  |  | 10 | 17 | 8.5 | FALSE | FALSE | TRUE | 23800 | 19000 | 2.61 | 19270 | 2.75
211245969 |  | Live | Carrier | GRANDAIRE | Singlezone Ducted, Centrally Ducted | 211245969 |  | HRCU-A-CB | WDLCURAH24ABK | Ducted Indoor Units | FM(C,U)4Z36**AL* |  |  |  | 10.5 | 18 | 9 | FALSE | FALSE | TRUE | 24200 | 19300 | 2.72 | 19580 | 2.85
211245968 |  | Live | Carrier | TEMPSTAR | Singlezone Ducted, Centrally Ducted | 211245968 |  | HRCU-A-CB | DLCURAH24ABK | Ducted Indoor Units | FM(C,U)4Z36**AL* |  |  |  | 10.5 | 18 | 9 | FALSE | FALSE | TRUE | 24200 | 19300 | 2.72 | 19580 | 2.85
211245967 |  | Live | Carrier | SMART COMFORT | Singlezone Ducted, Centrally Ducted | 211245967 |  | HRCU-A-CB | DLCURAH24ABK | Ducted Indoor Units | FM(C,U)4Z36**AL* |  |  |  | 10.5 | 18 | 9 | FALSE | FALSE | TRUE | 24200 | 19300 | 2.72 | 19580 | 2.85
211245966 |  | Live | Carrier | KEEPRITE | Singlezone Ducted, Centrally Ducted | 211245966 |  | HRCU-A-CB | DLCURAH24ABK | Ducted Indoor Units | FM(C,U)4Z36**AL* |  |  |  | 10.5 | 18 | 9 | FALSE | FALSE | TRUE | 24200 | 19300 | 2.72 | 19580 | 2.85
211245965 |  | Live | Carrier | HEIL | Singlezone Ducted, Centrally Ducted | 211245965 |  | HRCU-A-CB | DLCURAH24ABK | Ducted Indoor Units | FM(C,U)4Z36**AL* |  |  |  | 10.5 | 18 | 9 | FALSE | FALSE | TRUE | 24200 | 19300 | 2.72 | 19580 | 2.85
211245964 |  | Live | Carrier | DAY & NIGHT | Singlezone Ducted, Centrally Ducted | 211245964 |  | HRCU-A-CB | DLCURAH24ABK | Ducted Indoor Units | FM(C,U)4Z36**AL* |  |  |  | 10.5 | 18 | 9 | FALSE | FALSE | TRUE | 24200 | 19300 | 2.72 | 19580 | 2.85
211245963 |  | Live | Carrier | COMFORTMAKER | Singlezone Ducted, Centrally Ducted | 211245963 |  | HRCU-A-CB | DLCURAH24ABK | Ducted Indoor Units | FM(C,U)4Z36**AL* |  |  |  | 10.5 | 18 | 9 | FALSE | FALSE | TRUE | 24200 | 19300 | 2.72 | 19580 | 2.85
211245962 |  | Live | Carrier | ARCOAIRE | Singlezone Ducted, Centrally Ducted | 211245962 |  | HRCU-A-CB | DLCURAH24ABK | Ducted Indoor Units | FM(C,U)4Z36**AL* |  |  |  | 10.5 | 18 | 9 | FALSE | FALSE | TRUE | 24200 | 19300 | 2.72 | 19580 | 2.85
211245961 |  | Live | Carrier | AIRQUEST | Singlezone Ducted, Centrally Ducted | 211245961 |  | HRCU-A-CB | DLCURAH24ABK | Ducted Indoor Units | FM(C,U)4Z36**AL* |  |  |  | 10.5 | 18 | 9 | FALSE | FALSE | TRUE | 24200 | 19300 | 2.72 | 19580 | 2.85
211245960 |  | Live | Carrier | PAYNE HEATING AND COOLING | Singlezone Ducted, Centrally Ducted | 211245960 |  | HRCU-A-CB | 38MURAQ24AB3* | Ducted Indoor Units | FM(C,U)4Z36**AL* |  |  |  | 10.5 | 18 | 9 | FALSE | FALSE | TRUE | 24200 | 19300 | 2.72 | 19580 | 2.85
212437274 |  | Live | Bosch | BOSCH | Singlezone Ducted, Centrally Ducted | 212437274 |  | HRCU-A-CB | BOVA-36HDN1-M15G |  | BCA-36WN1-M16 |  |  |  | 10.5 | 16.1 | 8.2 | FALSE | FALSE | TRUE | 33800 | 24200 | 2.32 | 24200 | 2.32
212437273 |  | Live | Bosch | BOSCH | Singlezone Ducted, Centrally Ducted | 212437273 |  | HRCU-A-CB | BOVA-36HDN1-M15G |  | BCA-30WN1-M16 |  |  |  | 10.6 | 16.1 | 8.5 | FALSE | FALSE | TRUE | 27800 | 21000 | 2.32 | 21000 | 2.32
212437272 |  | Live | Bosch | BOSCH | Singlezone Ducted, Centrally Ducted | 212437272 |  | HRCU-A-CB | BOVA-36HDN1-M15G |  | BWA-36WN1-M16 |  |  |  | 10.6 | 16.1 | 9 | FALSE | FALSE | TRUE | 34000 | 24800 | 2.4 | 24800 | 2.4
212437270 |  | Live | Bosch | BOSCH | Singlezone Ducted, Centrally Ducted | 212437270 |  | HRCU-A-CB | BOVA-24HDN1-M15G |  | BCA-24WN1-M16 |  |  |  | 11.7 | 16.1 | 8.5 | TRUE | TRUE | TRUE | 23400 | 20200 | 2.3 | 20200 | 2.3
212437269 |  | Live | Bosch | BOSCH | Singlezone Ducted, Centrally Ducted | 212437269 |  | HRCU-A-CB | BOVA-24HDN1-M15G |  | BCA-18WN1-M16 |  |  |  | 11.7 | 16.1 | 9 | TRUE | TRUE | TRUE | 18000 | 15000 | 2.33 | 15000 | 2.33
212437268 |  | Live | Bosch | BOSCH | Singlezone Ducted, Centrally Ducted | 212437268 |  | HRCU-A-CB | BOVA-24HDN1-M15G |  | BWA-24WN1-M16 |  |  |  | 10.5 | 15.2 | 9 | FALSE | TRUE | TRUE | 23800 | 20200 | 2.4 | 20200 | 2.4
212437267 |  | Live | Bosch | BOSCH | Singlezone Ducted, Centrally Ducted | 212437267 |  | HRCU-A-CB | BOVA-24HDN1-M15G |  | BMA*4860DNTF |  |  |  | 11.7 | 16.1 | 9 | TRUE | TRUE | TRUE | 18000 | 15000 | 2.4 | 15000 | 2.4
206396006 |  | Live | Bosch | BOSCH | Singlezone Ducted, Centrally Ducted | 206396006 |  | HRCU-A-C | BOVB-60HDN1-M18M |  | BMA*4860DNTF | 10.5 | 16 | 9.5 | 10.2 | 14.6 | 8 | FALSE | FALSE | FALSE | 54000 | 37400 | 2.16 | 37400 | 2.16
206396005 |  | Live | Bosch | BOSCH | Singlezone Ducted, Centrally Ducted | 206396005 |  | HRCU-A-C | BOVB-60HDN1-M18M |  | BMA*4248DNTF | 11 | 16 | 9.5 | 10.8 | 14.3 | 8.5 | FALSE | FALSE | FALSE | 45000 | 33000 | 2.26 | 33000 | 2.26
206396004 |  | Live | Bosch | BOSCH | Singlezone Ducted, Centrally Ducted | 206396004 |  | HRCU-A-C | BOVB-60HDN1-M18M |  | BMA*4248CNTF | 11 | 16 | 9.5 | 10.8 | 14.3 | 8.5 | FALSE | FALSE | FALSE | 44500 | 33000 | 2.2 | 33000 | 2.2
206396002 |  | Live | Bosch | BOSCH | Singlezone Ducted, Centrally Ducted | 206396002 |  | HRCU-A-C | BOVB-60HDN1-M18M |  | BMA*4248BNTF | 11 | 16 | 9.5 | 10.8 | 14.5 | 8.5 | FALSE | FALSE | FALSE | 43500 | 32800 | 2.2 | 32800 | 2.2
206395998 |  | Live | Bosch | BOSCH | Singlezone Ducted, Centrally Ducted | 206395998 |  | HRCU-A-CB | BOVB-60HDN1-M18M |  | BVA-60WN1-M15 | 10.2 | 15 | 9 | 10.2 | 15 | 8.4 | FALSE | FALSE | FALSE | 55000 | 40500 | 2.2 | 40500 | 2.2
206395997 |  | Live | Bosch | BOSCH | Singlezone Ducted, Centrally Ducted | 206395997 |  | HRCU-A-CB | BOVB-60HDN1-M18M |  | BVA-48WN1-M15 | 11.2 | 15.5 | 9 | 10.5 | 14.5 | 8.4 | FALSE | FALSE | FALSE | 46000 | 38000 | 2.3 | 38000 | 2.3
206395974 |  | Live | Bosch | BOSCH | Singlezone Ducted, Centrally Ducted | 206395974 |  | HRCU-A-CB | BOVB-36HDN1-M18M |  | BVA-36WN1-M15 | 10.4 | 15 | 9 | 10 | 14.3 | 8 | FALSE | FALSE | FALSE | 33600 | 24000 | 2.2 | 24000 | 2.2
206395973 |  | Live | Bosch | BOSCH | Singlezone Ducted, Centrally Ducted | 206395973 |  | HRCU-A-CB | BOVB-36HDN1-M18M |  | BVA-24WN1-M15 | 11.8 | 16 | 9 | 10 | 14.3 | 8 | FALSE | FALSE | FALSE | 24000 | 18600 | 2.2 | 18600 | 2.2
206395976 |  | Live | Bosch | BOSCH | Singlezone Ducted, Centrally Ducted | 206395976 |  | HRCU-A-CB | BOVB-36HDN1-M18M |  | BVA-36WN1-M20 | 10.8 | 17.5 | 9 | 10.2 | 17.5 | 8.5 | FALSE | FALSE | TRUE | 33800 | 25000 | 2.2 | 25000 | 2.2
203377019 |  | Live | Bosch | BOSCH | Singlezone Ducted, Centrally Ducted | 203377019 |  | HRCU-A-C | BOVA-60HDN1-M20G |  | BMA*4860DNTF | 10.5 | 16 | 9.5 | 10.8 | 14.7 | 8.2 | FALSE | FALSE | FALSE | 54000 | 39000 | 2.16 | 39000 | 2.16
203377018 |  | Live | Bosch | BOSCH | Singlezone Ducted, Centrally Ducted | 203377018 |  | HRCU-A-C | BOVA-60HDN1-M20G |  | BMA*4860CNTF | 10.5 | 16 | 9.5 | 10.8 | 14.5 | 8.2 | FALSE | FALSE | FALSE | 53000 | 38500 | 2.14 | 38500 | 2.14
203377017 |  | Live | Bosch | BOSCH | Singlezone Ducted, Centrally Ducted | 203377017 |  | HRCU-A-C | BOVA-60HDN1-M20G |  | BMA*4248DNTF | 11.8 | 16 | 9.5 | 11.7 | 14.4 | 8.8 | FALSE | FALSE | FALSE | 45000 | 33200 | 2.3 | 33200 | 2.3
203377016 |  | Live | Bosch | BOSCH | Singlezone Ducted, Centrally Ducted | 203377016 |  | HRCU-A-C | BOVA-60HDN1-M20G |  | BMA*4248CNTF | 11.8 | 16 | 9.5 | 11.7 | 14.4 | 8.8 | FALSE | FALSE | FALSE | 44500 | 33000 | 2.28 | 33000 | 2.28
203377015 |  | Live | Bosch | BOSCH | Singlezone Ducted, Centrally Ducted | 203377015 |  | HRCU-A-C | BOVA-60HDN1-M20G |  | BMA*4248BNTF | 11.2 | 16 | 9.5 | 11.7 | 14.4 | 8.8 | FALSE | FALSE | FALSE | 44000 | 33000 | 2.22 | 33000 | 2.22
205746727 |  | Live | Bosch | BOSCH | Singlezone Ducted, Centrally Ducted | 205746727 |  | HRCU-A-C | BOVA-36HDN1-M20G |  | BMA*4248DNTF | 11.2 | 16 | 9.5 | 11.4 | 15 | 9 | FALSE | FALSE | FALSE | 33800 | 25000 | 2.36 | 25000 | 2.36
205746726 |  | Live | Bosch | BOSCH | Singlezone Ducted, Centrally Ducted | 205746726 |  | HRCU-A-C | BOVA-36HDN1-M20G |  | BMA*4248CNTF | 11.2 | 16 | 9.5 | 11.4 | 15 | 9 | FALSE | FALSE | FALSE | 33600 | 25000 | 2.36 | 25000 | 2.36
205746725 |  | Live | Bosch | BOSCH | Singlezone Ducted, Centrally Ducted | 205746725 |  | HRCU-A-C | BOVA-36HDN1-M20G |  | BMA*4248BNTF | 11.2 | 16 | 9.5 | 11.4 | 15 | 9 | FALSE | FALSE | FALSE | 33400 | 24600 | 2.34 | 24600 | 2.34
203377014 |  | Live | Bosch | BOSCH | Singlezone Ducted, Centrally Ducted | 203377014 |  | HRCU-A-C | BOVA-36HDN1-M20G |  | BMA*3036CNTD | 11.4 | 16 | 9.5 | 11 | 15 | 9 | FALSE | FALSE | FALSE | 32600 | 23600 | 2.34 | 23600 | 2.34
203377013 |  | Live | Bosch | BOSCH | Singlezone Ducted, Centrally Ducted | 203377013 |  | HRCU-A-C | BOVA-36HDN1-M20G |  | BMA*3036BNTD | 11.2 | 16 | 9.5 | 11 | 15 | 9 | FALSE | FALSE | FALSE | 32400 | 23600 | 2.34 | 23600 | 2.34
203377012 |  | Live | Bosch | BOSCH | Singlezone Ducted, Centrally Ducted | 203377012 |  | HRCU-A-C | BOVA-36HDN1-M20G |  | BMA*3036ANTD | 10.8 | 16 | 9.5 | 10.6 | 15 | 9 | FALSE | FALSE | FALSE | 32000 | 23400 | 2.3 | 23400 | 2.3
207658535 |  | Live | Bosch | BOSCH | Singlezone Ducted, Centrally Ducted | 207658535 |  | HRCU-A-C | BOVB-60HDN1-M20G |  | BMA*4860DNTF | 10.5 | 16 | 9.5 | 10.8 | 14.7 | 8.2 | FALSE | FALSE | FALSE | 54000 | 39000 | 2.16 | 39000 | 2.16
207658534 |  | Live | Bosch | BOSCH | Singlezone Ducted, Centrally Ducted | 207658534 |  | HRCU-A-C | BOVB-60HDN1-M20G |  | BMA*4860CNTF | 10.5 | 16 | 9.5 | 10.8 | 14.5 | 8.2 | FALSE | FALSE | FALSE | 53000 | 38500 | 2.14 | 38500 | 2.14
207658533 |  | Live | Bosch | BOSCH | Singlezone Ducted, Centrally Ducted | 207658533 |  | HRCU-A-C | BOVB-60HDN1-M20G |  | BMA*4248DNTF | 11.8 | 16 | 9.5 | 11.7 | 14.4 | 8.8 | FALSE | FALSE | FALSE | 45000 | 33200 | 2.3 | 33200 | 2.3
207658532 |  | Live | Bosch | BOSCH | Singlezone Ducted, Centrally Ducted | 207658532 |  | HRCU-A-C | BOVB-60HDN1-M20G |  | BMA*4248CNTF | 11.8 | 16 | 9.5 | 11.7 | 14.4 | 8.8 | FALSE | FALSE | FALSE | 44500 | 33000 | 2.28 | 33000 | 2.28
207658531 |  | Live | Bosch | BOSCH | Singlezone Ducted, Centrally Ducted | 207658531 |  | HRCU-A-C | BOVB-60HDN1-M20G |  | BMA*4248BNTF | 11.2 | 16 | 9.5 | 11.7 | 14.4 | 8.8 | FALSE | FALSE | FALSE | 44000 | 33000 | 2.22 | 33000 | 2.22
207658521 |  | Live | Bosch | BOSCH | Singlezone Ducted, Centrally Ducted | 207658521 |  | HRCU-A-C | BOVB-36HDN1-M20G |  | BMA*4248DNTF | 11.2 | 16 | 9.5 | 11.4 | 15 | 9 | FALSE | FALSE | FALSE | 33800 | 25000 | 2.36 | 25000 | 2.36
207658520 |  | Live | Bosch | BOSCH | Singlezone Ducted, Centrally Ducted | 207658520 |  | HRCU-A-C | BOVB-36HDN1-M20G |  | BMA*4248CNTF | 11.2 | 16 | 9.5 | 11.4 | 15 | 9 | FALSE | FALSE | FALSE | 33600 | 25000 | 2.36 | 25000 | 2.36
207658519 |  | Live | Bosch | BOSCH | Singlezone Ducted, Centrally Ducted | 207658519 |  | HRCU-A-C | BOVB-36HDN1-M20G |  | BMA*4248BNTF | 11.2 | 16 | 9.5 | 11.4 | 15 | 9 | FALSE | FALSE | FALSE | 33400 | 24600 | 2.34 | 24600 | 2.34
207658530 |  | Live | Bosch | BOSCH | Singlezone Ducted, Centrally Ducted | 207658530 |  | HRCU-A-C | BOVB-36HDN1-M20G |  | BMA*3036CNTD | 11.4 | 16 | 9.5 | 11 | 15 | 9 | FALSE | FALSE | FALSE | 32600 | 23600 | 2.34 | 23600 | 2.34
207658529 |  | Live | Bosch | BOSCH | Singlezone Ducted, Centrally Ducted | 207658529 |  | HRCU-A-C | BOVB-36HDN1-M20G |  | BMA*3036BNTD | 11.2 | 16 | 9.5 | 11 | 15 | 9 | FALSE | FALSE | FALSE | 32400 | 23600 | 2.34 | 23600 | 2.34
207658528 |  | Live | Bosch | BOSCH | Singlezone Ducted, Centrally Ducted | 207658528 |  | HRCU-A-C | BOVB-36HDN1-M20G |  | BMA*3036ANTD | 10.8 | 16 | 9.5 | 10.6 | 15 | 9 | FALSE | FALSE | FALSE | 32000 | 23400 | 2.3 | 23400 | 2.3
208128234 |  | Live | Bosch | BOSCH | Singlezone Ducted, Centrally Ducted | 208128234 |  | HRCU-A-CB | BOVA-60HDN1-M15G |  | BVA-60WN1-M20 | 10.2 | 16.5 | 9.5 | 10 | 15.5 | 8.5 | FALSE | FALSE | TRUE | 56000 | 40000 | 2.32 | 40000 | 2.32
208128242 |  | Live | Bosch | BOSCH | Singlezone Ducted, Centrally Ducted | 208128242 |  | HRCU-A-CB | BOVA-60HDN1-M15G |  | BVA-36WN1-M15 | 11.5 | 16 | 9 | 10.6 | 14.6 | 8.2 | FALSE | FALSE | FALSE | 34600 | 25000 | 2.3 | 25000 | 2.3
211245959 |  | Live | Carrier | BRYANT HEATING AND COOLING SYSTEMS | Singlezone Ducted, Centrally Ducted | 211245959 |  | HRCU-A-CB | 38MURAQ24AB3* | Ducted Indoor Units | FM(C,U)4Z36**AL* |  |  |  | 10.5 | 18 | 9 | FALSE | FALSE | TRUE | 24200 | 19300 | 2.72 | 19580 | 2.85
211245958 |  | Live | Carrier | GRANDAIRE | Singlezone Ducted, Centrally Ducted | 211245958 |  | HRCU-A-CB | WDLCURAH24ABK | Ducted Indoor Units | FM(C,U)4Z30**AL* |  |  |  | 10.5 | 18 | 9 | FALSE | FALSE | TRUE | 24200 | 19300 | 2.72 | 19580 | 2.85
211245957 |  | Live | Carrier | TEMPSTAR | Singlezone Ducted, Centrally Ducted | 211245957 |  | HRCU-A-CB | DLCURAH24ABK | Ducted Indoor Units | FM(C,U)4Z30**AL* |  |  |  | 10.5 | 18 | 9 | FALSE | FALSE | TRUE | 24200 | 19300 | 2.72 | 19580 | 2.85
211245956 |  | Live | Carrier | SMART COMFORT | Singlezone Ducted, Centrally Ducted | 211245956 |  | HRCU-A-CB | DLCURAH24ABK | Ducted Indoor Units | FM(C,U)4Z30**AL* |  |  |  | 10.5 | 18 | 9 | FALSE | FALSE | TRUE | 24200 | 19300 | 2.72 | 19580 | 2.85
211245955 |  | Live | Carrier | KEEPRITE | Singlezone Ducted, Centrally Ducted | 211245955 |  | HRCU-A-CB | DLCURAH24ABK | Ducted Indoor Units | FM(C,U)4Z30**AL* |  |  |  | 10.5 | 18 | 9 | FALSE | FALSE | TRUE | 24200 | 19300 | 2.72 | 19580 | 2.85
211245954 |  | Live | Carrier | HEIL | Singlezone Ducted, Centrally Ducted | 211245954 |  | HRCU-A-CB | DLCURAH24ABK | Ducted Indoor Units | FM(C,U)4Z30**AL* |  |  |  | 10.5 | 18 | 9 | FALSE | FALSE | TRUE | 24200 | 19300 | 2.72 | 19580 | 2.85
211245953 |  | Live | Carrier | DAY & NIGHT | Singlezone Ducted, Centrally Ducted | 211245953 |  | HRCU-A-CB | DLCURAH24ABK | Ducted Indoor Units | FM(C,U)4Z30**AL* |  |  |  | 10.5 | 18 | 9 | FALSE | FALSE | TRUE | 24200 | 19300 | 2.72 | 19580 | 2.85
211245952 |  | Live | Carrier | COMFORTMAKER | Singlezone Ducted, Centrally Ducted | 211245952 |  | HRCU-A-CB | DLCURAH24ABK | Ducted Indoor Units | FM(C,U)4Z30**AL* |  |  |  | 10.5 | 18 | 9 | FALSE | FALSE | TRUE | 24200 | 19300 | 2.72 | 19580 | 2.85
211245951 |  | Live | Carrier | ARCOAIRE | Singlezone Ducted, Centrally Ducted | 211245951 |  | HRCU-A-CB | DLCURAH24ABK | Ducted Indoor Units | FM(C,U)4Z30**AL* |  |  |  | 10.5 | 18 | 9 | FALSE | FALSE | TRUE | 24200 | 19300 | 2.72 | 19580 | 2.85
211245950 |  | Live | Carrier | AIRQUEST | Singlezone Ducted, Centrally Ducted | 211245950 |  | HRCU-A-CB | DLCURAH24ABK | Ducted Indoor Units | FM(C,U)4Z30**AL* |  |  |  | 10.5 | 18 | 9 | FALSE | FALSE | TRUE | 24200 | 19300 | 2.72 | 19580 | 2.85
211245949 |  | Live | Carrier | PAYNE HEATING AND COOLING | Singlezone Ducted, Centrally Ducted | 211245949 |  | HRCU-A-CB | 38MURAQ24AB3* | Ducted Indoor Units | FM(C,U)4Z30**AL* |  |  |  | 10.5 | 18 | 9 | FALSE | FALSE | TRUE | 24200 | 19300 | 2.72 | 19580 | 2.85
211245948 |  | Live | Carrier | BRYANT HEATING AND COOLING SYSTEMS | Singlezone Ducted, Centrally Ducted | 211245948 |  | HRCU-A-CB | 38MURAQ24AB3* | Ducted Indoor Units | FM(C,U)4Z30**AL* |  |  |  | 10.5 | 18 | 9 | FALSE | FALSE | TRUE | 24200 | 19300 | 2.72 | 19580 | 2.85
211245947 |  | Live | Carrier | GRANDAIRE | Singlezone Ducted, Centrally Ducted | 211245947 |  | HRCU-A-CB | WDLCURAH24ABK | Ducted Indoor Units | FM(C,U)4Z24**AL* |  |  |  | 10 | 17.5 | 9 | FALSE | FALSE | TRUE | 23800 | 19500 | 2.66 | 19780 | 2.8
211245946 |  | Live | Carrier | TEMPSTAR | Singlezone Ducted, Centrally Ducted | 211245946 |  | HRCU-A-CB | DLCURAH24ABK | Ducted Indoor Units | FM(C,U)4Z24**AL* |  |  |  | 10 | 17.5 | 9 | FALSE | FALSE | TRUE | 23800 | 19500 | 2.66 | 19780 | 2.8
211245945 |  | Live | Carrier | SMART COMFORT | Singlezone Ducted, Centrally Ducted | 211245945 |  | HRCU-A-CB | DLCURAH24ABK | Ducted Indoor Units | FM(C,U)4Z24**AL* |  |  |  | 10 | 17.5 | 9 | FALSE | FALSE | TRUE | 23800 | 19500 | 2.66 | 19780 | 2.8
211245944 |  | Live | Carrier | KEEPRITE | Singlezone Ducted, Centrally Ducted | 211245944 |  | HRCU-A-CB | DLCURAH24ABK | Ducted Indoor Units | FM(C,U)4Z24**AL* |  |  |  | 10 | 17.5 | 9 | FALSE | FALSE | TRUE | 23800 | 19500 | 2.66 | 19780 | 2.8
211245943 |  | Live | Carrier | HEIL | Singlezone Ducted, Centrally Ducted | 211245943 |  | HRCU-A-CB | DLCURAH24ABK | Ducted Indoor Units | FM(C,U)4Z24**AL* |  |  |  | 10 | 17.5 | 9 | FALSE | FALSE | TRUE | 23800 | 19500 | 2.66 | 19780 | 2.8
211245942 |  | Live | Carrier | DAY & NIGHT | Singlezone Ducted, Centrally Ducted | 211245942 |  | HRCU-A-CB | DLCURAH24ABK | Ducted Indoor Units | FM(C,U)4Z24**AL* |  |  |  | 10 | 17.5 | 9 | FALSE | FALSE | TRUE | 23800 | 19500 | 2.66 | 19780 | 2.8
211245941 |  | Live | Carrier | COMFORTMAKER | Singlezone Ducted, Centrally Ducted | 211245941 |  | HRCU-A-CB | DLCURAH24ABK | Ducted Indoor Units | FM(C,U)4Z24**AL* |  |  |  | 10 | 17.5 | 9 | FALSE | FALSE | TRUE | 23800 | 19500 | 2.66 | 19780 | 2.8
211245940 |  | Live | Carrier | ARCOAIRE | Singlezone Ducted, Centrally Ducted | 211245940 |  | HRCU-A-CB | DLCURAH24ABK | Ducted Indoor Units | FM(C,U)4Z24**AL* |  |  |  | 10 | 17.5 | 9 | FALSE | FALSE | TRUE | 23800 | 19500 | 2.66 | 19780 | 2.8
211245939 |  | Live | Carrier | AIRQUEST | Singlezone Ducted, Centrally Ducted | 211245939 |  | HRCU-A-CB | DLCURAH24ABK | Ducted Indoor Units | FM(C,U)4Z24**AL* |  |  |  | 10 | 17.5 | 9 | FALSE | FALSE | TRUE | 23800 | 19500 | 2.66 | 19780 | 2.8
211245938 |  | Live | Carrier | PAYNE HEATING AND COOLING | Singlezone Ducted, Centrally Ducted | 211245938 |  | HRCU-A-CB | 38MURAQ24AB3* | Ducted Indoor Units | FM(C,U)4Z24**AL* |  |  |  | 10 | 17.5 | 9 | FALSE | FALSE | TRUE | 23800 | 19500 | 2.66 | 19780 | 2.8
211245937 |  | Live | Carrier | BRYANT HEATING AND COOLING SYSTEMS | Singlezone Ducted, Centrally Ducted | 211245937 |  | HRCU-A-CB | 38MURAQ24AB3* | Ducted Indoor Units | FM(C,U)4Z24**AL* |  |  |  | 10 | 17.5 | 9 | FALSE | FALSE | TRUE | 23800 | 19500 | 2.66 | 19780 | 2.8
211245936 |  | Live | Carrier | GRANDAIRE | Singlezone Ducted, Centrally Ducted | 211245936 |  | HRCU-A-CB | WDLCURAH24ABK | Ducted Indoor Units | FM(C,U)4X36**AL* |  |  |  | 10 | 15 | 8.5 | FALSE | FALSE | FALSE | 25000 | 19900 | 2.7 | 20180 | 2.84
211245935 |  | Live | Carrier | TEMPSTAR | Singlezone Ducted, Centrally Ducted | 211245935 |  | HRCU-A-CB | DLCURAH24ABK | Ducted Indoor Units | FM(C,U)4X36**AL* |  |  |  | 10 | 15 | 8.5 | FALSE | FALSE | FALSE | 25000 | 19900 | 2.7 | 20180 | 2.84
211245934 |  | Live | Carrier | SMART COMFORT | Singlezone Ducted, Centrally Ducted | 211245934 |  | HRCU-A-CB | DLCURAH24ABK | Ducted Indoor Units | FM(C,U)4X36**AL* |  |  |  | 10 | 15 | 8.5 | FALSE | FALSE | FALSE | 25000 | 19900 | 2.7 | 20180 | 2.84
211245933 |  | Live | Carrier | KEEPRITE | Singlezone Ducted, Centrally Ducted | 211245933 |  | HRCU-A-CB | DLCURAH24ABK | Ducted Indoor Units | FM(C,U)4X36**AL* |  |  |  | 10 | 15 | 8.5 | FALSE | FALSE | FALSE | 25000 | 19900 | 2.7 | 20180 | 2.84
211245932 |  | Live | Carrier | HEIL | Singlezone Ducted, Centrally Ducted | 211245932 |  | HRCU-A-CB | DLCURAH24ABK | Ducted Indoor Units | FM(C,U)4X36**AL* |  |  |  | 10 | 15 | 8.5 | FALSE | FALSE | FALSE | 25000 | 19900 | 2.7 | 20180 | 2.84
211245931 |  | Live | Carrier | DAY & NIGHT | Singlezone Ducted, Centrally Ducted | 211245931 |  | HRCU-A-CB | DLCURAH24ABK | Ducted Indoor Units | FM(C,U)4X36**AL* |  |  |  | 10 | 15 | 8.5 | FALSE | FALSE | FALSE | 25000 | 19900 | 2.7 | 20180 | 2.84
211245930 |  | Live | Carrier | COMFORTMAKER | Singlezone Ducted, Centrally Ducted | 211245930 |  | HRCU-A-CB | DLCURAH24ABK | Ducted Indoor Units | FM(C,U)4X36**AL* |  |  |  | 10 | 15 | 8.5 | FALSE | FALSE | FALSE | 25000 | 19900 | 2.7 | 20180 | 2.84
211245929 |  | Live | Carrier | ARCOAIRE | Singlezone Ducted, Centrally Ducted | 211245929 |  | HRCU-A-CB | DLCURAH24ABK | Ducted Indoor Units | FM(C,U)4X36**AL* |  |  |  | 10 | 15 | 8.5 | FALSE | FALSE | FALSE | 25000 | 19900 | 2.7 | 20180 | 2.84
211245928 |  | Live | Carrier | AIRQUEST | Singlezone Ducted, Centrally Ducted | 211245928 |  | HRCU-A-CB | DLCURAH24ABK | Ducted Indoor Units | FM(C,U)4X36**AL* |  |  |  | 10 | 15 | 8.5 | FALSE | FALSE | FALSE | 25000 | 19900 | 2.7 | 20180 | 2.84
211245927 |  | Live | Carrier | PAYNE HEATING AND COOLING | Singlezone Ducted, Centrally Ducted | 211245927 |  | HRCU-A-CB | 38MURAQ24AB3* | Ducted Indoor Units | FM(C,U)4X36**AL* |  |  |  | 10 | 15 | 8.5 | FALSE | FALSE | FALSE | 25000 | 19900 | 2.7 | 20180 | 2.84
211245926 |  | Live | Carrier | BRYANT HEATING AND COOLING SYSTEMS | Singlezone Ducted, Centrally Ducted | 211245926 |  | HRCU-A-CB | 38MURAQ24AB3* | Ducted Indoor Units | FM(C,U)4X36**AL* |  |  |  | 10 | 15 | 8.5 | FALSE | FALSE | FALSE | 25000 | 19900 | 2.7 | 20180 | 2.84
211245925 |  | Live | Carrier | GRANDAIRE | Singlezone Ducted, Centrally Ducted | 211245925 |  | HRCU-A-CB | WDLCURAH24ABK | Ducted Indoor Units | FM(C,U)4X30**AL* |  |  |  | 10 | 15.2 | 8.5 | FALSE | FALSE | TRUE | 25000 | 19900 | 2.7 | 20180 | 2.84
211245924 |  | Live | Carrier | TEMPSTAR | Singlezone Ducted, Centrally Ducted | 211245924 |  | HRCU-A-CB | DLCURAH24ABK | Ducted Indoor Units | FM(C,U)4X30**AL* |  |  |  | 10 | 15.2 | 8.5 | FALSE | FALSE | TRUE | 25000 | 19900 | 2.7 | 20180 | 2.84
211245923 |  | Live | Carrier | SMART COMFORT | Singlezone Ducted, Centrally Ducted | 211245923 |  | HRCU-A-CB | DLCURAH24ABK | Ducted Indoor Units | FM(C,U)4X30**AL* |  |  |  | 10 | 15.2 | 8.5 | FALSE | FALSE | TRUE | 25000 | 19900 | 2.7 | 20180 | 2.84
211245922 |  | Live | Carrier | KEEPRITE | Singlezone Ducted, Centrally Ducted | 211245922 |  | HRCU-A-CB | DLCURAH24ABK | Ducted Indoor Units | FM(C,U)4X30**AL* |  |  |  | 10 | 15.2 | 8.5 | FALSE | FALSE | TRUE | 25000 | 19900 | 2.7 | 20180 | 2.84
211245921 |  | Live | Carrier | HEIL | Singlezone Ducted, Centrally Ducted | 211245921 |  | HRCU-A-CB | DLCURAH24ABK | Ducted Indoor Units | FM(C,U)4X30**AL* |  |  |  | 10 | 15.2 | 8.5 | FALSE | FALSE | TRUE | 25000 | 19900 | 2.7 | 20180 | 2.84
211245920 |  | Live | Carrier | DAY & NIGHT | Singlezone Ducted, Centrally Ducted | 211245920 |  | HRCU-A-CB | DLCURAH24ABK | Ducted Indoor Units | FM(C,U)4X30**AL* |  |  |  | 10 | 15.2 | 8.5 | FALSE | FALSE | TRUE | 25000 | 19900 | 2.7 | 20180 | 2.84
211245919 |  | Live | Carrier | COMFORTMAKER | Singlezone Ducted, Centrally Ducted | 211245919 |  | HRCU-A-CB | DLCURAH24ABK | Ducted Indoor Units | FM(C,U)4X30**AL* |  |  |  | 10 | 15.2 | 8.5 | FALSE | FALSE | TRUE | 25000 | 19900 | 2.7 | 20180 | 2.84
211245918 |  | Live | Carrier | ARCOAIRE | Singlezone Ducted, Centrally Ducted | 211245918 |  | HRCU-A-CB | DLCURAH24ABK | Ducted Indoor Units | FM(C,U)4X30**AL* |  |  |  | 10 | 15.2 | 8.5 | FALSE | FALSE | TRUE | 25000 | 19900 | 2.7 | 20180 | 2.84
211245917 |  | Live | Carrier | AIRQUEST | Singlezone Ducted, Centrally Ducted | 211245917 |  | HRCU-A-CB | DLCURAH24ABK | Ducted Indoor Units | FM(C,U)4X30**AL* |  |  |  | 10 | 15.2 | 8.5 | FALSE | FALSE | TRUE | 25000 | 19900 | 2.7 | 20180 | 2.84
211245916 |  | Live | Carrier | PAYNE HEATING AND COOLING | Singlezone Ducted, Centrally Ducted | 211245916 |  | HRCU-A-CB | 38MURAQ24AB3* | Ducted Indoor Units | FM(C,U)4X30**AL* |  |  |  | 10 | 15.2 | 8.5 | FALSE | FALSE | TRUE | 25000 | 19900 | 2.7 | 20180 | 2.84
211245915 |  | Live | Carrier | BRYANT HEATING AND COOLING SYSTEMS | Singlezone Ducted, Centrally Ducted | 211245915 |  | HRCU-A-CB | 38MURAQ24AB3* | Ducted Indoor Units | FM(C,U)4X30**AL* |  |  |  | 10 | 15.2 | 8.5 | FALSE | FALSE | TRUE | 25000 | 19900 | 2.7 | 20180 | 2.84
211245914 |  | Live | Carrier | GRANDAIRE | Singlezone Ducted, Centrally Ducted | 211245914 |  | HRCU-A-CB | WDLCURAH24ABK | Ducted Indoor Units | FMA4X36**AL* |  |  |  | 10.5 | 18 | 9 | FALSE | FALSE | TRUE | 25800 | 19600 | 2.84 | 19880 | 2.99
211245913 |  | Live | Carrier | TEMPSTAR | Singlezone Ducted, Centrally Ducted | 211245913 |  | HRCU-A-CB | DLCURAH24ABK | Ducted Indoor Units | FMA4X36**AL* |  |  |  | 10.5 | 18 | 9 | FALSE | FALSE | TRUE | 25800 | 19600 | 2.84 | 19880 | 2.99
211245912 |  | Live | Carrier | SMART COMFORT | Singlezone Ducted, Centrally Ducted | 211245912 |  | HRCU-A-CB | DLCURAH24ABK | Ducted Indoor Units | FMA4X36**AL* |  |  |  | 10.5 | 18 | 9 | FALSE | FALSE | TRUE | 25800 | 19600 | 2.84 | 19880 | 2.99
211245911 |  | Live | Carrier | KEEPRITE | Singlezone Ducted, Centrally Ducted | 211245911 |  | HRCU-A-CB | DLCURAH24ABK | Ducted Indoor Units | FMA4X36**AL* |  |  |  | 10.5 | 18 | 9 | FALSE | FALSE | TRUE | 25800 | 19600 | 2.84 | 19880 | 2.99
211245910 |  | Live | Carrier | HEIL | Singlezone Ducted, Centrally Ducted | 211245910 |  | HRCU-A-CB | DLCURAH24ABK | Ducted Indoor Units | FMA4X36**AL* |  |  |  | 10.5 | 18 | 9 | FALSE | FALSE | TRUE | 25800 | 19600 | 2.84 | 19880 | 2.99
211245909 |  | Live | Carrier | DAY & NIGHT | Singlezone Ducted, Centrally Ducted | 211245909 |  | HRCU-A-CB | DLCURAH24ABK | Ducted Indoor Units | FMA4X36**AL* |  |  |  | 10.5 | 18 | 9 | FALSE | FALSE | TRUE | 25800 | 19600 | 2.84 | 19880 | 2.99
211245908 |  | Live | Carrier | COMFORTMAKER | Singlezone Ducted, Centrally Ducted | 211245908 |  | HRCU-A-CB | DLCURAH24ABK | Ducted Indoor Units | FMA4X36**AL* |  |  |  | 10.5 | 18 | 9 | FALSE | FALSE | TRUE | 25800 | 19600 | 2.84 | 19880 | 2.99
211245907 |  | Live | Carrier | ARCOAIRE | Singlezone Ducted, Centrally Ducted | 211245907 |  | HRCU-A-CB | DLCURAH24ABK | Ducted Indoor Units | FMA4X36**AL* |  |  |  | 10.5 | 18 | 9 | FALSE | FALSE | TRUE | 25800 | 19600 | 2.84 | 19880 | 2.99
211245906 |  | Live | Carrier | AIRQUEST | Singlezone Ducted, Centrally Ducted | 211245906 |  | HRCU-A-CB | DLCURAH24ABK | Ducted Indoor Units | FMA4X36**AL* |  |  |  | 10.5 | 18 | 9 | FALSE | FALSE | TRUE | 25800 | 19600 | 2.84 | 19880 | 2.99
211245905 |  | Live | Carrier | PAYNE HEATING AND COOLING | Singlezone Ducted, Centrally Ducted | 211245905 |  | HRCU-A-CB | 38MURAQ24AB3* | Ducted Indoor Units | FMA4X36**AL* |  |  |  | 10.5 | 18 | 9 | FALSE | FALSE | TRUE | 25800 | 19600 | 2.84 | 19880 | 2.99
211245904 |  | Live | Carrier | BRYANT HEATING AND COOLING SYSTEMS | Singlezone Ducted, Centrally Ducted | 211245904 |  | HRCU-A-CB | 38MURAQ24AB3* | Ducted Indoor Units | FMA4X36**AL* |  |  |  | 10.5 | 18 | 9 | FALSE | FALSE | TRUE | 25800 | 19600 | 2.84 | 19880 | 2.99
211245903 |  | Live | Carrier | GRANDAIRE | Singlezone Ducted, Centrally Ducted | 211245903 |  | HRCU-A-CB | WDLCURAH24ABK | Ducted Indoor Units | FMA4X30**AL* |  |  |  | 10.5 | 18 | 9 | FALSE | FALSE | TRUE | 25800 | 19600 | 2.84 | 19880 | 2.99
211245902 |  | Live | Carrier | TEMPSTAR | Singlezone Ducted, Centrally Ducted | 211245902 |  | HRCU-A-CB | DLCURAH24ABK | Ducted Indoor Units | FMA4X30**AL* |  |  |  | 10.5 | 18 | 9 | FALSE | FALSE | TRUE | 25800 | 19600 | 2.84 | 19880 | 2.99
211245901 |  | Live | Carrier | SMART COMFORT | Singlezone Ducted, Centrally Ducted | 211245901 |  | HRCU-A-CB | DLCURAH24ABK | Ducted Indoor Units | FMA4X30**AL* |  |  |  | 10.5 | 18 | 9 | FALSE | FALSE | TRUE | 25800 | 19600 | 2.84 | 19880 | 2.99
211245900 |  | Live | Carrier | KEEPRITE | Singlezone Ducted, Centrally Ducted | 211245900 |  | HRCU-A-CB | DLCURAH24ABK | Ducted Indoor Units | FMA4X30**AL* |  |  |  | 10.5 | 18 | 9 | FALSE | FALSE | TRUE | 25800 | 19600 | 2.84 | 19880 | 2.99
211245899 |  | Live | Carrier | HEIL | Singlezone Ducted, Centrally Ducted | 211245899 |  | HRCU-A-CB | DLCURAH24ABK | Ducted Indoor Units | FMA4X30**AL* |  |  |  | 10.5 | 18 | 9 | FALSE | FALSE | TRUE | 25800 | 19600 | 2.84 | 19880 | 2.99
211245898 |  | Live | Carrier | DAY & NIGHT | Singlezone Ducted, Centrally Ducted | 211245898 |  | HRCU-A-CB | DLCURAH24ABK | Ducted Indoor Units | FMA4X30**AL* |  |  |  | 10.5 | 18 | 9 | FALSE | FALSE | TRUE | 25800 | 19600 | 2.84 | 19880 | 2.99
211245897 |  | Live | Carrier | COMFORTMAKER | Singlezone Ducted, Centrally Ducted | 211245897 |  | HRCU-A-CB | DLCURAH24ABK | Ducted Indoor Units | FMA4X30**AL* |  |  |  | 10.5 | 18 | 9 | FALSE | FALSE | TRUE | 25800 | 19600 | 2.84 | 19880 | 2.99
211245896 |  | Live | Carrier | ARCOAIRE | Singlezone Ducted, Centrally Ducted | 211245896 |  | HRCU-A-CB | DLCURAH24ABK | Ducted Indoor Units | FMA4X30**AL* |  |  |  | 10.5 | 18 | 9 | FALSE | FALSE | TRUE | 25800 | 19600 | 2.84 | 19880 | 2.99
211245895 |  | Live | Carrier | AIRQUEST | Singlezone Ducted, Centrally Ducted | 211245895 |  | HRCU-A-CB | DLCURAH24ABK | Ducted Indoor Units | FMA4X30**AL* |  |  |  | 10.5 | 18 | 9 | FALSE | FALSE | TRUE | 25800 | 19600 | 2.84 | 19880 | 2.99
211245894 |  | Live | Carrier | PAYNE HEATING AND COOLING | Singlezone Ducted, Centrally Ducted | 211245894 |  | HRCU-A-CB | 38MURAQ24AB3* | Ducted Indoor Units | FMA4X30**AL* |  |  |  | 10.5 | 18 | 9 | FALSE | FALSE | TRUE | 25800 | 19600 | 2.84 | 19880 | 2.99
211245893 |  | Live | Carrier | BRYANT HEATING AND COOLING SYSTEMS | Singlezone Ducted, Centrally Ducted | 211245893 |  | HRCU-A-CB | 38MURAQ24AB3* | Ducted Indoor Units | FMA4X30**AL* |  |  |  | 10.5 | 18 | 9 | FALSE | FALSE | TRUE | 25800 | 19600 | 2.84 | 19880 | 2.99
211245892 |  | Live | Carrier | GRANDAIRE | Singlezone Ducted, Centrally Ducted | 211245892 |  | HRCU-A-CB | WDLCURAH24ABK | Ducted Indoor Units | FMA4X24**AL* |  |  |  | 10 | 17 | 9 | FALSE | FALSE | TRUE | 23600 | 19600 | 2.66 | 19880 | 2.8
211245891 |  | Live | Carrier | TEMPSTAR | Singlezone Ducted, Centrally Ducted | 211245891 |  | HRCU-A-CB | DLCURAH24ABK | Ducted Indoor Units | FMA4X24**AL* |  |  |  | 10 | 17 | 9 | FALSE | FALSE | TRUE | 23600 | 19600 | 2.66 | 19880 | 2.8
211245890 |  | Live | Carrier | SMART COMFORT | Singlezone Ducted, Centrally Ducted | 211245890 |  | HRCU-A-CB | DLCURAH24ABK | Ducted Indoor Units | FMA4X24**AL* |  |  |  | 10 | 17 | 9 | FALSE | FALSE | TRUE | 23600 | 19600 | 2.66 | 19880 | 2.8
211245889 |  | Live | Carrier | KEEPRITE | Singlezone Ducted, Centrally Ducted | 211245889 |  | HRCU-A-CB | DLCURAH24ABK | Ducted Indoor Units | FMA4X24**AL* |  |  |  | 10 | 17 | 9 | FALSE | FALSE | TRUE | 23600 | 19600 | 2.66 | 19880 | 2.8
211245888 |  | Live | Carrier | HEIL | Singlezone Ducted, Centrally Ducted | 211245888 |  | HRCU-A-CB | DLCURAH24ABK | Ducted Indoor Units | FMA4X24**AL* |  |  |  | 10 | 17 | 9 | FALSE | FALSE | TRUE | 23600 | 19600 | 2.66 | 19880 | 2.8
211245887 |  | Live | Carrier | DAY & NIGHT | Singlezone Ducted, Centrally Ducted | 211245887 |  | HRCU-A-CB | DLCURAH24ABK | Ducted Indoor Units | FMA4X24**AL* |  |  |  | 10 | 17 | 9 | FALSE | FALSE | TRUE | 23600 | 19600 | 2.66 | 19880 | 2.8
211245886 |  | Live | Carrier | COMFORTMAKER | Singlezone Ducted, Centrally Ducted | 211245886 |  | HRCU-A-CB | DLCURAH24ABK | Ducted Indoor Units | FMA4X24**AL* |  |  |  | 10 | 17 | 9 | FALSE | FALSE | TRUE | 23600 | 19600 | 2.66 | 19880 | 2.8
211245885 |  | Live | Carrier | ARCOAIRE | Singlezone Ducted, Centrally Ducted | 211245885 |  | HRCU-A-CB | DLCURAH24ABK | Ducted Indoor Units | FMA4X24**AL* |  |  |  | 10 | 17 | 9 | FALSE | FALSE | TRUE | 23600 | 19600 | 2.66 | 19880 | 2.8
211245884 |  | Live | Carrier | AIRQUEST | Singlezone Ducted, Centrally Ducted | 211245884 |  | HRCU-A-CB | DLCURAH24ABK | Ducted Indoor Units | FMA4X24**AL* |  |  |  | 10 | 17 | 9 | FALSE | FALSE | TRUE | 23600 | 19600 | 2.66 | 19880 | 2.8
211245883 |  | Live | Carrier | PAYNE HEATING AND COOLING | Singlezone Ducted, Centrally Ducted | 211245883 |  | HRCU-A-CB | 38MURAQ24AB3* | Ducted Indoor Units | FMA4X24**AL* |  |  |  | 10 | 17 | 9 | FALSE | FALSE | TRUE | 23600 | 19600 | 2.66 | 19880 | 2.8
211245882 |  | Live | Carrier | BRYANT HEATING AND COOLING SYSTEMS | Singlezone Ducted, Centrally Ducted | 211245882 |  | HRCU-A-CB | 38MURAQ24AB3* | Ducted Indoor Units | FMA4X24**AL* |  |  |  | 10 | 17 | 9 | FALSE | FALSE | TRUE | 23600 | 19600 | 2.66 | 19880 | 2.8
211245881 |  | Live | Carrier | GRANDAIRE | Singlezone Ducted, Centrally Ducted | 211245881 |  | HRCU-A-CB | WDLCURAH24ABK | Ducted Indoor Units | FMA4P30**AL* |  |  |  | 10 | 15.2 | 9 | FALSE | FALSE | TRUE | 25200 | 20000 | 2.71 | 20290 | 2.86
211245880 |  | Live | Carrier | TEMPSTAR | Singlezone Ducted, Centrally Ducted | 211245880 |  | HRCU-A-CB | DLCURAH24ABK | Ducted Indoor Units | FMA4P30**AL* |  |  |  | 10 | 15.2 | 9 | FALSE | FALSE | TRUE | 25200 | 20000 | 2.71 | 20290 | 2.86
211245879 |  | Live | Carrier | SMART COMFORT | Singlezone Ducted, Centrally Ducted | 211245879 |  | HRCU-A-CB | DLCURAH24ABK | Ducted Indoor Units | FMA4P30**AL* |  |  |  | 10 | 15.2 | 9 | FALSE | FALSE | TRUE | 25200 | 20000 | 2.71 | 20290 | 2.86
211245878 |  | Live | Carrier | KEEPRITE | Singlezone Ducted, Centrally Ducted | 211245878 |  | HRCU-A-CB | DLCURAH24ABK | Ducted Indoor Units | FMA4P30**AL* |  |  |  | 10 | 15.2 | 9 | FALSE | FALSE | TRUE | 25200 | 20000 | 2.71 | 20290 | 2.86
211245877 |  | Live | Carrier | HEIL | Singlezone Ducted, Centrally Ducted | 211245877 |  | HRCU-A-CB | DLCURAH24ABK | Ducted Indoor Units | FMA4P30**AL* |  |  |  | 10 | 15.2 | 9 | FALSE | FALSE | TRUE | 25200 | 20000 | 2.71 | 20290 | 2.86
211245876 |  | Live | Carrier | DAY & NIGHT | Singlezone Ducted, Centrally Ducted | 211245876 |  | HRCU-A-CB | DLCURAH24ABK | Ducted Indoor Units | FMA4P30**AL* |  |  |  | 10 | 15.2 | 9 | FALSE | FALSE | TRUE | 25200 | 20000 | 2.71 | 20290 | 2.86
211245875 |  | Live | Carrier | COMFORTMAKER | Singlezone Ducted, Centrally Ducted | 211245875 |  | HRCU-A-CB | DLCURAH24ABK | Ducted Indoor Units | FMA4P30**AL* |  |  |  | 10 | 15.2 | 9 | FALSE | FALSE | TRUE | 25200 | 20000 | 2.71 | 20290 | 2.86
211245874 |  | Live | Carrier | ARCOAIRE | Singlezone Ducted, Centrally Ducted | 211245874 |  | HRCU-A-CB | DLCURAH24ABK | Ducted Indoor Units | FMA4P30**AL* |  |  |  | 10 | 15.2 | 9 | FALSE | FALSE | TRUE | 25200 | 20000 | 2.71 | 20290 | 2.86
211245873 |  | Live | Carrier | AIRQUEST | Singlezone Ducted, Centrally Ducted | 211245873 |  | HRCU-A-CB | DLCURAH24ABK | Ducted Indoor Units | FMA4P30**AL* |  |  |  | 10 | 15.2 | 9 | FALSE | FALSE | TRUE | 25200 | 20000 | 2.71 | 20290 | 2.86
211245872 |  | Live | Carrier | PAYNE HEATING AND COOLING | Singlezone Ducted, Centrally Ducted | 211245872 |  | HRCU-A-CB | 38MURAQ24AB3* | Ducted Indoor Units | FMA4P30**AL* |  |  |  | 10 | 15.2 | 9 | FALSE | FALSE | TRUE | 25200 | 20000 | 2.71 | 20290 | 2.86
211245871 |  | Live | Carrier | BRYANT HEATING AND COOLING SYSTEMS | Singlezone Ducted, Centrally Ducted | 211245871 |  | HRCU-A-CB | 38MURAQ24AB3* | Ducted Indoor Units | FMA4P30**AL* |  |  |  | 10 | 15.2 | 9 | FALSE | FALSE | TRUE | 25200 | 20000 | 2.71 | 20290 | 2.86
211245870 |  | Live | Carrier | GRANDAIRE | Singlezone Ducted, Centrally Ducted | 211245870 |  | HRCU-A-CB | WDLCURAH24ABK | Ducted Indoor Units | FMA4P24**AL* |  |  |  | 9.5 | 15 | 8.5 | FALSE | FALSE | FALSE | 24000 | 19900 | 2.62 | 20180 | 2.75
211245869 |  | Live | Carrier | TEMPSTAR | Singlezone Ducted, Centrally Ducted | 211245869 |  | HRCU-A-CB | DLCURAH24ABK | Ducted Indoor Units | FMA4P24**AL* |  |  |  | 9.5 | 15 | 8.5 | FALSE | FALSE | FALSE | 24000 | 19900 | 2.62 | 20180 | 2.75
211245868 |  | Live | Carrier | SMART COMFORT | Singlezone Ducted, Centrally Ducted | 211245868 |  | HRCU-A-CB | DLCURAH24ABK | Ducted Indoor Units | FMA4P24**AL* |  |  |  | 9.5 | 15 | 8.5 | FALSE | FALSE | FALSE | 24000 | 19900 | 2.62 | 20180 | 2.75
211245867 |  | Live | Carrier | KEEPRITE | Singlezone Ducted, Centrally Ducted | 211245867 |  | HRCU-A-CB | DLCURAH24ABK | Ducted Indoor Units | FMA4P24**AL* |  |  |  | 9.5 | 15 | 8.5 | FALSE | FALSE | FALSE | 24000 | 19900 | 2.62 | 20180 | 2.75
211245866 |  | Live | Carrier | HEIL | Singlezone Ducted, Centrally Ducted | 211245866 |  | HRCU-A-CB | DLCURAH24ABK | Ducted Indoor Units | FMA4P24**AL* |  |  |  | 9.5 | 15 | 8.5 | FALSE | FALSE | FALSE | 24000 | 19900 | 2.62 | 20180 | 2.75
211245865 |  | Live | Carrier | DAY & NIGHT | Singlezone Ducted, Centrally Ducted | 211245865 |  | HRCU-A-CB | DLCURAH24ABK | Ducted Indoor Units | FMA4P24**AL* |  |  |  | 9.5 | 15 | 8.5 | FALSE | FALSE | FALSE | 24000 | 19900 | 2.62 | 20180 | 2.75
211245864 |  | Live | Carrier | COMFORTMAKER | Singlezone Ducted, Centrally Ducted | 211245864 |  | HRCU-A-CB | DLCURAH24ABK | Ducted Indoor Units | FMA4P24**AL* |  |  |  | 9.5 | 15 | 8.5 | FALSE | FALSE | FALSE | 24000 | 19900 | 2.62 | 20180 | 2.75
211245863 |  | Live | Carrier | ARCOAIRE | Singlezone Ducted, Centrally Ducted | 211245863 |  | HRCU-A-CB | DLCURAH24ABK | Ducted Indoor Units | FMA4P24**AL* |  |  |  | 9.5 | 15 | 8.5 | FALSE | FALSE | FALSE | 24000 | 19900 | 2.62 | 20180 | 2.75
211245862 |  | Live | Carrier | AIRQUEST | Singlezone Ducted, Centrally Ducted | 211245862 |  | HRCU-A-CB | DLCURAH24ABK | Ducted Indoor Units | FMA4P24**AL* |  |  |  | 9.5 | 15 | 8.5 | FALSE | FALSE | FALSE | 24000 | 19900 | 2.62 | 20180 | 2.75
211245861 |  | Live | Carrier | PAYNE HEATING AND COOLING | Singlezone Ducted, Centrally Ducted | 211245861 |  | HRCU-A-CB | 38MURAQ24AB3* | Ducted Indoor Units | FMA4P24**AL* |  |  |  | 9.5 | 15 | 8.5 | FALSE | FALSE | FALSE | 24000 | 19900 | 2.62 | 20180 | 2.75
211245860 |  | Live | Carrier | BRYANT HEATING AND COOLING SYSTEMS | Singlezone Ducted, Centrally Ducted | 211245860 |  | HRCU-A-CB | 38MURAQ24AB3* | Ducted Indoor Units | FMA4P24**AL* |  |  |  | 9.5 | 15 | 8.5 | FALSE | FALSE | FALSE | 24000 | 19900 | 2.62 | 20180 | 2.75
211245859 |  | Live | Carrier | GRANDAIRE | Singlezone Ducted, Centrally Ducted | 211245859 |  | HRCU-A-CB | WDLCURAH24ABK | Ducted Indoor Units | WAXL364A* |  |  |  | 10.5 | 17.5 | 8 | FALSE | FALSE | FALSE | 24000 | 18500 | 2.56 | 18760 | 2.7
211245858 |  | Live | Carrier | TEMPSTAR | Singlezone Ducted, Centrally Ducted | 211245858 |  | HRCU-A-CB | DLCURAH24ABK | Ducted Indoor Units | FXM4X36**AL |  |  |  | 10.5 | 17.5 | 8 | FALSE | FALSE | FALSE | 24000 | 18500 | 2.56 | 18760 | 2.7
211245857 |  | Live | Carrier | SMART COMFORT | Singlezone Ducted, Centrally Ducted | 211245857 |  | HRCU-A-CB | DLCURAH24ABK | Ducted Indoor Units | FXM4X36**AL |  |  |  | 10.5 | 17.5 | 8 | FALSE | FALSE | FALSE | 24000 | 18500 | 2.56 | 18760 | 2.7
211245856 |  | Live | Carrier | KEEPRITE | Singlezone Ducted, Centrally Ducted | 211245856 |  | HRCU-A-CB | DLCURAH24ABK | Ducted Indoor Units | FXM4X36**AL |  |  |  | 10.5 | 17.5 | 8 | FALSE | FALSE | FALSE | 24000 | 18500 | 2.56 | 18760 | 2.7
211245855 |  | Live | Carrier | HEIL | Singlezone Ducted, Centrally Ducted | 211245855 |  | HRCU-A-CB | DLCURAH24ABK | Ducted Indoor Units | FXM4X36**AL |  |  |  | 10.5 | 17.5 | 8 | FALSE | FALSE | FALSE | 24000 | 18500 | 2.56 | 18760 | 2.7
211245854 |  | Live | Carrier | DAY & NIGHT | Singlezone Ducted, Centrally Ducted | 211245854 |  | HRCU-A-CB | DLCURAH24ABK | Ducted Indoor Units | FXM4X36**AL |  |  |  | 10.5 | 17.5 | 8 | FALSE | FALSE | FALSE | 24000 | 18500 | 2.56 | 18760 | 2.7
211245853 |  | Live | Carrier | COMFORTMAKER | Singlezone Ducted, Centrally Ducted | 211245853 |  | HRCU-A-CB | DLCURAH24ABK | Ducted Indoor Units | FXM4X36**AL |  |  |  | 10.5 | 17.5 | 8 | FALSE | FALSE | FALSE | 24000 | 18500 | 2.56 | 18760 | 2.7
211245852 |  | Live | Carrier | ARCOAIRE | Singlezone Ducted, Centrally Ducted | 211245852 |  | HRCU-A-CB | DLCURAH24ABK | Ducted Indoor Units | FXM4X36**AL |  |  |  | 10.5 | 17.5 | 8 | FALSE | FALSE | FALSE | 24000 | 18500 | 2.56 | 18760 | 2.7
211245851 |  | Live | Carrier | AIRQUEST | Singlezone Ducted, Centrally Ducted | 211245851 |  | HRCU-A-CB | DLCURAH24ABK | Ducted Indoor Units | FXM4X36**AL |  |  |  | 10.5 | 17.5 | 8 | FALSE | FALSE | FALSE | 24000 | 18500 | 2.56 | 18760 | 2.7
211245850 |  | Live | Carrier | PAYNE HEATING AND COOLING | Singlezone Ducted, Centrally Ducted | 211245850 |  | HRCU-A-CB | 38MURAQ24AB3* | Ducted Indoor Units | PF4MNB037L |  |  |  | 10.5 | 17.5 | 8 | FALSE | FALSE | FALSE | 24000 | 18500 | 2.56 | 18760 | 2.7
211245849 |  | Live | Carrier | BRYANT HEATING AND COOLING SYSTEMS | Singlezone Ducted, Centrally Ducted | 211245849 |  | HRCU-A-CB | 38MURAQ24AB3* | Ducted Indoor Units | FX4DN(B,F)037L |  |  |  | 10.5 | 17.5 | 8 | FALSE | FALSE | FALSE | 24000 | 18500 | 2.56 | 18760 | 2.7
211245848 |  | Live | Carrier | GRANDAIRE | Singlezone Ducted, Centrally Ducted | 211245848 |  | HRCU-A-CB | WDLCURAH24ABK | Ducted Indoor Units | WAXL304A* |  |  |  | 10 | 16.5 | 8.5 | FALSE | FALSE | TRUE | 24200 | 19100 | 2.6 | 19370 | 2.73
211245847 |  | Live | Carrier | TEMPSTAR | Singlezone Ducted, Centrally Ducted | 211245847 |  | HRCU-A-CB | DLCURAH24ABK | Ducted Indoor Units | FXM4X30**AL |  |  |  | 10 | 16.5 | 8.5 | FALSE | FALSE | TRUE | 24200 | 19100 | 2.6 | 19370 | 2.73
211245846 |  | Live | Carrier | SMART COMFORT | Singlezone Ducted, Centrally Ducted | 211245846 |  | HRCU-A-CB | DLCURAH24ABK | Ducted Indoor Units | FXM4X30**AL |  |  |  | 10 | 16.5 | 8.5 | FALSE | FALSE | TRUE | 24200 | 19100 | 2.6 | 19370 | 2.73
211245845 |  | Live | Carrier | KEEPRITE | Singlezone Ducted, Centrally Ducted | 211245845 |  | HRCU-A-CB | DLCURAH24ABK | Ducted Indoor Units | FXM4X30**AL |  |  |  | 10 | 16.5 | 8.5 | FALSE | FALSE | TRUE | 24200 | 19100 | 2.6 | 19370 | 2.73
211245844 |  | Live | Carrier | HEIL | Singlezone Ducted, Centrally Ducted | 211245844 |  | HRCU-A-CB | DLCURAH24ABK | Ducted Indoor Units | FXM4X30**AL |  |  |  | 10 | 16.5 | 8.5 | FALSE | FALSE | TRUE | 24200 | 19100 | 2.6 | 19370 | 2.73
211245843 |  | Live | Carrier | DAY & NIGHT | Singlezone Ducted, Centrally Ducted | 211245843 |  | HRCU-A-CB | DLCURAH24ABK | Ducted Indoor Units | FXM4X30**AL |  |  |  | 10 | 16.5 | 8.5 | FALSE | FALSE | TRUE | 24200 | 19100 | 2.6 | 19370 | 2.73
211245842 |  | Live | Carrier | COMFORTMAKER | Singlezone Ducted, Centrally Ducted | 211245842 |  | HRCU-A-CB | DLCURAH24ABK | Ducted Indoor Units | FXM4X30**AL |  |  |  | 10 | 16.5 | 8.5 | FALSE | FALSE | TRUE | 24200 | 19100 | 2.6 | 19370 | 2.73
211245841 |  | Live | Carrier | ARCOAIRE | Singlezone Ducted, Centrally Ducted | 211245841 |  | HRCU-A-CB | DLCURAH24ABK | Ducted Indoor Units | FXM4X30**AL |  |  |  | 10 | 16.5 | 8.5 | FALSE | FALSE | TRUE | 24200 | 19100 | 2.6 | 19370 | 2.73
211245840 |  | Live | Carrier | AIRQUEST | Singlezone Ducted, Centrally Ducted | 211245840 |  | HRCU-A-CB | DLCURAH24ABK | Ducted Indoor Units | FXM4X30**AL |  |  |  | 10 | 16.5 | 8.5 | FALSE | FALSE | TRUE | 24200 | 19100 | 2.6 | 19370 | 2.73
211245839 |  | Live | Carrier | PAYNE HEATING AND COOLING | Singlezone Ducted, Centrally Ducted | 211245839 |  | HRCU-A-CB | 38MURAQ24AB3* | Ducted Indoor Units | PF4MNB031L |  |  |  | 10 | 16.5 | 8.5 | FALSE | FALSE | TRUE | 24200 | 19100 | 2.6 | 19370 | 2.73
211245838 |  | Live | Carrier | BRYANT HEATING AND COOLING SYSTEMS | Singlezone Ducted, Centrally Ducted | 211245838 |  | HRCU-A-CB | 38MURAQ24AB3* | Ducted Indoor Units | FX4DNF031L |  |  |  | 10 | 16.5 | 8.5 | FALSE | FALSE | TRUE | 24200 | 19100 | 2.6 | 19370 | 2.73
211245837 |  | Live | Carrier | GRANDAIRE | Singlezone Ducted, Centrally Ducted | 211245837 |  | HRCU-A-CB | WDLCURAH24ABK | Ducted Indoor Units | WAXL244A* |  |  |  | 10 | 17 | 8.5 | FALSE | FALSE | TRUE | 24000 | 19100 | 2.58 | 19370 | 2.72
211245836 |  | Live | Carrier | TEMPSTAR | Singlezone Ducted, Centrally Ducted | 211245836 |  | HRCU-A-CB | DLCURAH24ABK | Ducted Indoor Units | FXM4X24**AL |  |  |  | 10 | 17 | 8.5 | FALSE | FALSE | TRUE | 24000 | 19100 | 2.58 | 19370 | 2.72
211245835 |  | Live | Carrier | SMART COMFORT | Singlezone Ducted, Centrally Ducted | 211245835 |  | HRCU-A-CB | DLCURAH24ABK | Ducted Indoor Units | FXM4X24**AL |  |  |  | 10 | 17 | 8.5 | FALSE | FALSE | TRUE | 24000 | 19100 | 2.58 | 19370 | 2.72
211245834 |  | Live | Carrier | KEEPRITE | Singlezone Ducted, Centrally Ducted | 211245834 |  | HRCU-A-CB | DLCURAH24ABK | Ducted Indoor Units | FXM4X24**AL |  |  |  | 10 | 17 | 8.5 | FALSE | FALSE | TRUE | 24000 | 19100 | 2.58 | 19370 | 2.72
211245833 |  | Live | Carrier | HEIL | Singlezone Ducted, Centrally Ducted | 211245833 |  | HRCU-A-CB | DLCURAH24ABK | Ducted Indoor Units | FXM4X24**AL |  |  |  | 10 | 17 | 8.5 | FALSE | FALSE | TRUE | 24000 | 19100 | 2.58 | 19370 | 2.72
211245832 |  | Live | Carrier | DAY & NIGHT | Singlezone Ducted, Centrally Ducted | 211245832 |  | HRCU-A-CB | DLCURAH24ABK | Ducted Indoor Units | FXM4X24**AL |  |  |  | 10 | 17 | 8.5 | FALSE | FALSE | TRUE | 24000 | 19100 | 2.58 | 19370 | 2.72
211245831 |  | Live | Carrier | COMFORTMAKER | Singlezone Ducted, Centrally Ducted | 211245831 |  | HRCU-A-CB | DLCURAH24ABK | Ducted Indoor Units | FXM4X24**AL |  |  |  | 10 | 17 | 8.5 | FALSE | FALSE | TRUE | 24000 | 19100 | 2.58 | 19370 | 2.72
211245830 |  | Live | Carrier | ARCOAIRE | Singlezone Ducted, Centrally Ducted | 211245830 |  | HRCU-A-CB | DLCURAH24ABK | Ducted Indoor Units | FXM4X24**AL |  |  |  | 10 | 17 | 8.5 | FALSE | FALSE | TRUE | 24000 | 19100 | 2.58 | 19370 | 2.72
211245829 |  | Live | Carrier | AIRQUEST | Singlezone Ducted, Centrally Ducted | 211245829 |  | HRCU-A-CB | DLCURAH24ABK | Ducted Indoor Units | FXM4X24**AL |  |  |  | 10 | 17 | 8.5 | FALSE | FALSE | TRUE | 24000 | 19100 | 2.58 | 19370 | 2.72
211245828 |  | Live | Carrier | PAYNE HEATING AND COOLING | Singlezone Ducted, Centrally Ducted | 211245828 |  | HRCU-A-CB | 38MURAQ24AB3* | Ducted Indoor Units | PF4MNB025L |  |  |  | 10 | 17 | 8.5 | FALSE | FALSE | TRUE | 24000 | 19100 | 2.58 | 19370 | 2.72
211245827 |  | Live | Carrier | BRYANT HEATING AND COOLING SYSTEMS | Singlezone Ducted, Centrally Ducted | 211245827 |  | HRCU-A-CB | 38MURAQ24AB3* | Ducted Indoor Units | FX4DNF025L |  |  |  | 10 | 17 | 8.5 | FALSE | FALSE | TRUE | 24000 | 19100 | 2.58 | 19370 | 2.72
211245826 |  | Live | Carrier | GRANDAIRE | Singlezone Ducted, Centrally Ducted | 211245826 |  | HRCU-A-CB | WDLCURAH24ABK | Ducted Indoor Units | WAHL304B* |  |  |  | 10 | 17 | 8.5 | FALSE | FALSE | TRUE | 24000 | 19100 | 2.58 | 19370 | 2.72
211245825 |  | Live | Carrier | TEMPSTAR | Singlezone Ducted, Centrally Ducted | 211245825 |  | HRCU-A-CB | DLCURAH24ABK | Ducted Indoor Units | FEM4X30**BL |  |  |  | 10 | 17 | 8.5 | FALSE | FALSE | TRUE | 24000 | 19100 | 2.58 | 19370 | 2.72
211245824 |  | Live | Carrier | SMART COMFORT | Singlezone Ducted, Centrally Ducted | 211245824 |  | HRCU-A-CB | DLCURAH24ABK | Ducted Indoor Units | FEM4X30**BL |  |  |  | 10 | 17 | 8.5 | FALSE | FALSE | TRUE | 24000 | 19100 | 2.58 | 19370 | 2.72
211245823 |  | Live | Carrier | KEEPRITE | Singlezone Ducted, Centrally Ducted | 211245823 |  | HRCU-A-CB | DLCURAH24ABK | Ducted Indoor Units | FEM4X30**BL |  |  |  | 10 | 17 | 8.5 | FALSE | FALSE | TRUE | 24000 | 19100 | 2.58 | 19370 | 2.72
211245822 |  | Live | Carrier | HEIL | Singlezone Ducted, Centrally Ducted | 211245822 |  | HRCU-A-CB | DLCURAH24ABK | Ducted Indoor Units | FEM4X30**BL |  |  |  | 10 | 17 | 8.5 | FALSE | FALSE | TRUE | 24000 | 19100 | 2.58 | 19370 | 2.72
211245821 |  | Live | Carrier | DAY & NIGHT | Singlezone Ducted, Centrally Ducted | 211245821 |  | HRCU-A-CB | DLCURAH24ABK | Ducted Indoor Units | FEM4X30**BL |  |  |  | 10 | 17 | 8.5 | FALSE | FALSE | TRUE | 24000 | 19100 | 2.58 | 19370 | 2.72
211245820 |  | Live | Carrier | COMFORTMAKER | Singlezone Ducted, Centrally Ducted | 211245820 |  | HRCU-A-CB | DLCURAH24ABK | Ducted Indoor Units | FEM4X30**BL |  |  |  | 10 | 17 | 8.5 | FALSE | FALSE | TRUE | 24000 | 19100 | 2.58 | 19370 | 2.72
211245819 |  | Live | Carrier | ARCOAIRE | Singlezone Ducted, Centrally Ducted | 211245819 |  | HRCU-A-CB | DLCURAH24ABK | Ducted Indoor Units | FEM4X30**BL |  |  |  | 10 | 17 | 8.5 | FALSE | FALSE | TRUE | 24000 | 19100 | 2.58 | 19370 | 2.72
211245818 |  | Live | Carrier | AIRQUEST | Singlezone Ducted, Centrally Ducted | 211245818 |  | HRCU-A-CB | DLCURAH24ABK | Ducted Indoor Units | FEM4X30**BL |  |  |  | 10 | 17 | 8.5 | FALSE | FALSE | TRUE | 24000 | 19100 | 2.58 | 19370 | 2.72
211245817 |  | Live | Carrier | PAYNE HEATING AND COOLING | Singlezone Ducted, Centrally Ducted | 211245817 |  | HRCU-A-CB | 38MURAQ24AB3* | Ducted Indoor Units | PF4MNP030L* |  |  |  | 10 | 17 | 8.5 | FALSE | FALSE | TRUE | 24000 | 19100 | 2.58 | 19370 | 2.72
211245816 |  | Live | Carrier | PAYNE HEATING AND COOLING | Singlezone Ducted, Centrally Ducted | 211245816 |  | HRCU-A-CB | 38MURAQ24AB3* | Ducted Indoor Units | FB4CNP030L |  |  |  | 10 | 17 | 8.5 | FALSE | FALSE | TRUE | 24000 | 19100 | 2.58 | 19370 | 2.72
211245815 |  | Live | Carrier | BRYANT HEATING AND COOLING SYSTEMS | Singlezone Ducted, Centrally Ducted | 211245815 |  | HRCU-A-CB | 38MURAQ24AB3* | Ducted Indoor Units | FB4CNP030L |  |  |  | 10 | 17 | 8.5 | FALSE | FALSE | TRUE | 24000 | 19100 | 2.58 | 19370 | 2.72
211245814 |  | Live | Carrier | GRANDAIRE | Singlezone Ducted, Centrally Ducted | 211245814 |  | HRCU-A-CB | WDLCURAH24ABK | Ducted Indoor Units | WAHL244C* |  |  |  | 10 | 17.5 | 8.5 | FALSE | FALSE | TRUE | 23800 | 19000 | 2.58 | 19270 | 2.72
211245813 |  | Live | Carrier | TEMPSTAR | Singlezone Ducted, Centrally Ducted | 211245813 |  | HRCU-A-CB | DLCURAH24ABK | Ducted Indoor Units | FEM4X24**CL |  |  |  | 10 | 17.5 | 8.5 | FALSE | FALSE | TRUE | 23800 | 19000 | 2.58 | 19270 | 2.72
211245812 |  | Live | Carrier | SMART COMFORT | Singlezone Ducted, Centrally Ducted | 211245812 |  | HRCU-A-CB | DLCURAH24ABK | Ducted Indoor Units | FEM4X24**CL |  |  |  | 10 | 17.5 | 8.5 | FALSE | FALSE | TRUE | 23800 | 19000 | 2.58 | 19270 | 2.72
211245811 |  | Live | Carrier | KEEPRITE | Singlezone Ducted, Centrally Ducted | 211245811 |  | HRCU-A-CB | DLCURAH24ABK | Ducted Indoor Units | FEM4X24**CL |  |  |  | 10 | 17.5 | 8.5 | FALSE | FALSE | TRUE | 23800 | 19000 | 2.58 | 19270 | 2.72
211245810 |  | Live | Carrier | HEIL | Singlezone Ducted, Centrally Ducted | 211245810 |  | HRCU-A-CB | DLCURAH24ABK | Ducted Indoor Units | FEM4X24**CL |  |  |  | 10 | 17.5 | 8.5 | FALSE | FALSE | TRUE | 23800 | 19000 | 2.58 | 19270 | 2.72
211245809 |  | Live | Carrier | DAY & NIGHT | Singlezone Ducted, Centrally Ducted | 211245809 |  | HRCU-A-CB | DLCURAH24ABK | Ducted Indoor Units | FEM4X24**CL |  |  |  | 10 | 17.5 | 8.5 | FALSE | FALSE | TRUE | 23800 | 19000 | 2.58 | 19270 | 2.72
211245808 |  | Live | Carrier | COMFORTMAKER | Singlezone Ducted, Centrally Ducted | 211245808 |  | HRCU-A-CB | DLCURAH24ABK | Ducted Indoor Units | FEM4X24**CL |  |  |  | 10 | 17.5 | 8.5 | FALSE | FALSE | TRUE | 23800 | 19000 | 2.58 | 19270 | 2.72
211245807 |  | Live | Carrier | ARCOAIRE | Singlezone Ducted, Centrally Ducted | 211245807 |  | HRCU-A-CB | DLCURAH24ABK | Ducted Indoor Units | FEM4X24**CL |  |  |  | 10 | 17.5 | 8.5 | FALSE | FALSE | TRUE | 23800 | 19000 | 2.58 | 19270 | 2.72
211245806 |  | Live | Carrier | AIRQUEST | Singlezone Ducted, Centrally Ducted | 211245806 |  | HRCU-A-CB | DLCURAH24ABK | Ducted Indoor Units | FEM4X24**CL |  |  |  | 10 | 17.5 | 8.5 | FALSE | FALSE | TRUE | 23800 | 19000 | 2.58 | 19270 | 2.72
211245805 |  | Live | Carrier | PAYNE HEATING AND COOLING | Singlezone Ducted, Centrally Ducted | 211245805 |  | HRCU-A-CB | 38MURAQ24AB3* | Ducted Indoor Units | PF4MNP025L* |  |  |  | 10 | 17.5 | 8.5 | FALSE | FALSE | TRUE | 23800 | 19000 | 2.58 | 19270 | 2.72
211245804 |  | Live | Carrier | PAYNE HEATING AND COOLING | Singlezone Ducted, Centrally Ducted | 211245804 |  | HRCU-A-CB | 38MURAQ24AB3* | Ducted Indoor Units | FB4CNP025L |  |  |  | 10 | 17.5 | 8.5 | FALSE | FALSE | TRUE | 23800 | 19000 | 2.58 | 19270 | 2.72
211245803 |  | Live | Carrier | BRYANT HEATING AND COOLING SYSTEMS | Singlezone Ducted, Centrally Ducted | 211245803 |  | HRCU-A-CB | 38MURAQ24AB3* | Ducted Indoor Units | FB4CNP025L |  |  |  | 10 | 17.5 | 8.5 | FALSE | FALSE | TRUE | 23800 | 19000 | 2.58 | 19270 | 2.72
211245802 |  | Live | Carrier | GRANDAIRE | Singlezone Ducted, Centrally Ducted | 211245802 |  | HRCU-A-CB | WDLCURAH24ABK | Ducted Indoor Units | WAPL304A* |  |  |  | 10 | 17 | 8.5 | FALSE | FALSE | TRUE | 24000 | 19100 | 2.58 | 19370 | 2.72
211245801 |  | Live | Carrier | TEMPSTAR | Singlezone Ducted, Centrally Ducted | 211245801 |  | HRCU-A-CB | DLCURAH24ABK | Ducted Indoor Units | FEM4P30**AL |  |  |  | 10 | 17 | 8.5 | FALSE | FALSE | TRUE | 24000 | 19100 | 2.58 | 19370 | 2.72
211245800 |  | Live | Carrier | SMART COMFORT | Singlezone Ducted, Centrally Ducted | 211245800 |  | HRCU-A-CB | DLCURAH24ABK | Ducted Indoor Units | FEM4P30**AL |  |  |  | 10 | 17 | 8.5 | FALSE | FALSE | TRUE | 24000 | 19100 | 2.58 | 19370 | 2.72
211245799 |  | Live | Carrier | KEEPRITE | Singlezone Ducted, Centrally Ducted | 211245799 |  | HRCU-A-CB | DLCURAH24ABK | Ducted Indoor Units | FEM4P30**AL |  |  |  | 10 | 17 | 8.5 | FALSE | FALSE | TRUE | 24000 | 19100 | 2.58 | 19370 | 2.72
211245798 |  | Live | Carrier | HEIL | Singlezone Ducted, Centrally Ducted | 211245798 |  | HRCU-A-CB | DLCURAH24ABK | Ducted Indoor Units | FEM4P30**AL |  |  |  | 10 | 17 | 8.5 | FALSE | FALSE | TRUE | 24000 | 19100 | 2.58 | 19370 | 2.72
211245797 |  | Live | Carrier | DAY & NIGHT | Singlezone Ducted, Centrally Ducted | 211245797 |  | HRCU-A-CB | DLCURAH24ABK | Ducted Indoor Units | FEM4P30**AL |  |  |  | 10 | 17 | 8.5 | FALSE | FALSE | TRUE | 24000 | 19100 | 2.58 | 19370 | 2.72
211245796 |  | Live | Carrier | COMFORTMAKER | Singlezone Ducted, Centrally Ducted | 211245796 |  | HRCU-A-CB | DLCURAH24ABK | Ducted Indoor Units | FEM4P30**AL |  |  |  | 10 | 17 | 8.5 | FALSE | FALSE | TRUE | 24000 | 19100 | 2.58 | 19370 | 2.72
211245795 |  | Live | Carrier | ARCOAIRE | Singlezone Ducted, Centrally Ducted | 211245795 |  | HRCU-A-CB | DLCURAH24ABK | Ducted Indoor Units | FEM4P30**AL |  |  |  | 10 | 17 | 8.5 | FALSE | FALSE | TRUE | 24000 | 19100 | 2.58 | 19370 | 2.72
211245794 |  | Live | Carrier | AIRQUEST | Singlezone Ducted, Centrally Ducted | 211245794 |  | HRCU-A-CB | DLCURAH24ABK | Ducted Indoor Units | FEM4P30**AL |  |  |  | 10 | 17 | 8.5 | FALSE | FALSE | TRUE | 24000 | 19100 | 2.58 | 19370 | 2.72
211245793 |  | Live | Carrier | PAYNE HEATING AND COOLING | Singlezone Ducted, Centrally Ducted | 211245793 |  | HRCU-A-CB | 38MURAQ24AB3* | Ducted Indoor Units | FB4CNF030L |  |  |  | 10 | 17 | 8.5 | FALSE | FALSE | TRUE | 24000 | 19100 | 2.58 | 19370 | 2.72
211245792 |  | Live | Carrier | BRYANT HEATING AND COOLING SYSTEMS | Singlezone Ducted, Centrally Ducted | 211245792 |  | HRCU-A-CB | 38MURAQ24AB3* | Ducted Indoor Units | FB4CNF030L |  |  |  | 10 | 17 | 8.5 | FALSE | FALSE | TRUE | 24000 | 19100 | 2.58 | 19370 | 2.72
211245791 |  | Live | Carrier | BRYANT HEATING AND COOLING SYSTEMS | Singlezone Ducted, Centrally Ducted | 211245791 |  | HRCU-A-CB | 38MURAQ24AB3* | Ducted Indoor Units | FZ4ANP036L |  |  |  | 10 | 17 | 8.5 | FALSE | FALSE | TRUE | 23600 | 19000 | 2.55 | 19270 | 2.69
213372420 |  | Live | Samsung Electronics | SAMSUNG | Multizone Mix of Ducted and Non-Ducted | 213372420 |  | HMSV-A-CB | AJ036CXS4CH | Mixed Ducted and Non-Ducted Indoor Units |  |  |  |  | 11.7 | 20 | 9 | TRUE | TRUE | TRUE | 34000 | 21800 | 2.64 | 35600 | 1.77
213372419 |  | Live | Samsung Electronics | SAMSUNG | Multizone Mix of Ducted and Non-Ducted | 213372419 |  | HMSV-A-CB | AJ030CXS4CH | Mixed Ducted and Non-Ducted Indoor Units |  |  |  |  | 13.2 | 21.25 | 9.9 | TRUE | TRUE | TRUE | 28400 | 17300 | 2.79 | 28600 | 1.86
213372418 |  | Live | Samsung Electronics | SAMSUNG | Multizone Mix of Ducted and Non-Ducted | 213372418 |  | HMSV-A-CB | AJ024CXS4CH | Mixed Ducted and Non-Ducted Indoor Units |  |  |  |  | 14 | 21.5 | 9.9 | TRUE | TRUE | TRUE | 25000 | 15100 | 2.82 | 25000 | 1.8
213372417 |  | Live | Samsung Electronics | SAMSUNG | Multizone Mix of Ducted and Non-Ducted | 213372417 |  | HMSV-A-CB | AJ020CXS3CH | Mixed Ducted and Non-Ducted Indoor Units |  |  |  |  | 14.2 | 21.75 | 10 | TRUE | TRUE | TRUE | 21000 | 13300 | 2.89 | 22000 | 1.76
213411088 |  | Live | Hisense | HISENSE | Singlezone Ducted, Centrally Ducted | 213411088 |  | HRCU-A-C | AUWR-48U3SP |  | DC61A44-245R |  |  |  | 11.4 | 15.55 | 8.55 | FALSE | TRUE | TRUE | 42000 | 31200 | 3.22 | 39000 | 2.19
213411087 |  | Live | Hisense | HISENSE | Singlezone Ducted, Centrally Ducted | 213411087 |  | HRCU-A-C | AUWR-36U3SA |  | DC37A44-210L |  |  |  | 11.3 | 15.5 | 9.4 | FALSE | TRUE | TRUE | 30000 | 23000 | 2.89 | 34520 | 2.29
213433215 |  | Live | Midea Electric Trading | KEPLER | Singlezone Ducted, Centrally Ducted | 213433215 |  | HRCU-A-C | AZPN/C36WDUID |  | AZPN/C36WAC |  |  |  | 10 | 15.2 | 8.5 | FALSE | TRUE | TRUE | 35000 | 27000 | 2.06 | 21800 | 2
213425838 |  | Live | Midea Electric Trading | DIRECT AIR | Singlezone Ducted, Centrally Ducted | 213425838 |  | HRCU-A-C | DIRM-36MAGICPRO20-OU1F |  | DIRM-36MAGICPRO20-COIL |  |  |  | 10 | 15.2 | 8.5 | FALSE | TRUE | TRUE | 35000 | 27000 | 2.06 | 21800 | 2
213419198 |  | Live | Midea Electric Trading | BLADEX | Singlezone Ducted, Centrally Ducted | 213419198 |  | HRCU-A-C | BX30S-36HPHYHA |  | BLC-36HWAC1-UNC |  |  |  | 10 | 15.2 | 8.5 | FALSE | FALSE | TRUE | 35000 | 27000 | 2.06 | 21800 | 2
213427546 |  | Live | Midea Electric Trading | COMFORTSTAR | Singlezone Ducted, Centrally Ducted | 213427546 |  | HRCU-A-C | CPH36CD(O)-B |  | UACP-36C |  |  |  | 10 | 15.2 | 8.5 | FALSE | TRUE | TRUE | 35000 | 27000 | 2.06 | 21800 | 2
213427551 |  | Live | Midea Electric Trading | COMFORTSTAR | Singlezone Ducted, Centrally Ducted | 213427551 |  | HRCU-A-C | CPH36CD(O)-B |  | ACP-36C |  |  |  | 10 | 15.2 | 8.5 | FALSE | TRUE | TRUE | 35000 | 27000 | 2.06 | 21800 | 2
213419195 |  | Live | Midea Electric Trading | BLADEX | Singlezone Ducted, Centrally Ducted | 213419195 |  | HRCU-A-C | BX30S-36HPHYHA |  | BLC-36HWAC1 |  |  |  | 10 | 15.2 | 8.5 | FALSE | FALSE | TRUE | 35000 | 27000 | 2.06 | 21800 | 2
213479378 |  | Live | Midea Electric Trading | TEMP SHIFT | Singlezone Ducted, Centrally Ducted | 213479378 |  | HRCU-A-C | TSMOX63036HFN1M3X |  | TSMAC36HWDN1MN0 |  |  |  | 10 | 15.2 | 8.5 | FALSE | FALSE | TRUE | 35000 | 27000 | 2.06 | 21800 | 2
213492143 |  | Live | Midea Electric Trading | DIYCOOL | Singlezone Ducted, Centrally Ducted | 213492143 |  | HRCU-A-C | ACIQ-36-HPC |  | ACIQ-36-ACL |  |  |  | 10 | 15.2 | 8.5 | FALSE | TRUE | TRUE | 35000 | 27000 | 2.06 | 21800 | 2
213492155 |  | Live | Midea Electric Trading | POLARWAVE | Singlezone Ducted, Centrally Ducted | 213492155 |  | HRCU-A-C | ACIQ-36-HPC |  | ACIQ-36-ACL |  |  |  | 10 | 15.2 | 8.5 | FALSE | TRUE | TRUE | 35000 | 27000 | 2.06 | 21800 | 2
213492165 |  | Live | Midea Electric Trading | STEALTH | Singlezone Ducted, Centrally Ducted | 213492165 |  | HRCU-A-C | ACIQ-36-HPC |  | ACIQ-36-ACL |  |  |  | 10 | 15.2 | 8.5 | FALSE | TRUE | TRUE | 35000 | 27000 | 2.06 | 21800 | 2
213492132 |  | Live | Midea Electric Trading | ACIQ | Singlezone Ducted, Centrally Ducted | 213492132 |  | HRCU-A-C | ACIQ-36-HPC |  | ACIQ-36-ACL |  |  |  | 10 | 15.2 | 8.5 | FALSE | TRUE | TRUE | 35000 | 27000 | 2.06 | 21800 | 2
213492120 |  | Live | Midea Electric Trading | 1HVAC | Singlezone Ducted, Centrally Ducted | 213492120 |  | HRCU-A-C | ACIQ-36-HPC |  | ACIQ-36-ACL |  |  |  | 10 | 15.2 | 8.5 | FALSE | TRUE | TRUE | 35000 | 27000 | 2.06 | 21800 | 2
213386880 |  | Live | Midea Electric Trading | INNOVAIR | Singlezone Ducted, Centrally Ducted | 213386880 |  | HRCU-A-C | SHV36H2R20-S |  | MAC36H2124E |  |  |  | 10 | 15.2 | 8.5 | FALSE | TRUE | TRUE | 35000 | 27000 | 2.06 | 21800 | 2
213386487 |  | Live | Midea Electric Trading | ALSETRIA | Singlezone Ducted, Centrally Ducted | 213386487 |  | HRCU-A-C | MOX630-36HFN1-M3X |  | MAC-36HWDN1-MN0 |  |  |  | 10 | 15.2 | 8.5 | FALSE | TRUE | TRUE | 35000 | 27000 | 2.06 | 21800 | 2
213386482 |  | Live | Midea Electric Trading | ECO-AIR | Singlezone Ducted, Centrally Ducted | 213386482 |  | HRCU-A-C | MOX630-36HFN1-M3X |  | MAC-36HWDN1-MN0 |  |  |  | 10 | 15.2 | 8.5 | FALSE | TRUE | TRUE | 35000 | 27000 | 2.06 | 21800 | 2
213386697 |  | Live | Midea Electric Trading | DETTSON | Singlezone Ducted, Centrally Ducted | 213386697 |  | HRCU-A-C | EVD-36-O-S |  | MAC36H2124E |  |  |  | 10 | 15.2 | 8.5 | FALSE | TRUE | TRUE | 35000 | 27000 | 2.06 | 21800 | 2
213479416 |  | Live | Midea Electric Trading | CANAIR | Singlezone Ducted, Centrally Ducted | 213479416 |  | HRCU-A-C | CDH2036C22 |  | MAC-36HWDN1-MN0 |  |  |  | 10 | 15.2 | 8.5 | FALSE | TRUE | TRUE | 35000 | 27000 | 2.06 | 21800 | 2
213483771 |  | Live | Midea Electric Trading | MITS AIR | Singlezone Ducted, Centrally Ducted | 213483771 |  | HRCU-A-C | MOX630-36HFN1-M3X |  | MAC-36HWDN1-MN0 |  |  |  | 10 | 15.2 | 8.5 | FALSE | FALSE | TRUE | 35000 | 27000 | 2.06 | 21800 | 2
213386879 |  | Live | Midea Electric Trading | INNOVAIR | Singlezone Ducted, Centrally Ducted | 213386879 |  | HRCU-A-C | SHV36H2R20-S |  | MAC36H1724E |  |  |  | 10 | 15.2 | 8.5 | FALSE | TRUE | TRUE | 35000 | 27000 | 2.06 | 21800 | 2
213492118 |  | Live | Midea Electric Trading | 1HVAC | Singlezone Ducted, Centrally Ducted | 213492118 |  | HRCU-A-C | ACIQ-36-HPC |  | ACIQ-36-ACL-17 |  |  |  | 10 | 15.2 | 8.5 | FALSE | TRUE | TRUE | 35000 | 27000 | 2.06 | 21800 | 2
213492131 |  | Live | Midea Electric Trading | ACIQ | Singlezone Ducted, Centrally Ducted | 213492131 |  | HRCU-A-C | ACIQ-36-HPC |  | ACIQ-36-ACL-17 |  |  |  | 10 | 15.2 | 8.5 | FALSE | TRUE | TRUE | 35000 | 27000 | 2.06 | 21800 | 2
213492163 |  | Live | Midea Electric Trading | STEALTH | Singlezone Ducted, Centrally Ducted | 213492163 |  | HRCU-A-C | ACIQ-36-HPC |  | ACIQ-36-ACL-17 |  |  |  | 10 | 15.2 | 8.5 | FALSE | TRUE | TRUE | 35000 | 27000 | 2.06 | 21800 | 2
213492154 |  | Live | Midea Electric Trading | POLARWAVE | Singlezone Ducted, Centrally Ducted | 213492154 |  | HRCU-A-C | ACIQ-36-HPC |  | ACIQ-36-ACL-17 |  |  |  | 10 | 15.2 | 8.5 | FALSE | TRUE | TRUE | 35000 | 27000 | 2.06 | 21800 | 2
213492142 |  | Live | Midea Electric Trading | DIYCOOL | Singlezone Ducted, Centrally Ducted | 213492142 |  | HRCU-A-C | ACIQ-36-HPC |  | ACIQ-36-ACL-17 |  |  |  | 10 | 15.2 | 8.5 | FALSE | TRUE | TRUE | 35000 | 27000 | 2.06 | 21800 | 2
213479377 |  | Live | Midea Electric Trading | TEMP SHIFT | Singlezone Ducted, Centrally Ducted | 213479377 |  | HRCU-A-C | TSMOX63036HFN1M3X |  | TSMVB36B24T4N1 |  |  |  | 10 | 15.2 | 8.5 | FALSE | FALSE | TRUE | 35000 | 27000 | 2.06 | 21800 | 2
213419193 |  | Live | Midea Electric Trading | BLADEX | Singlezone Ducted, Centrally Ducted | 213419193 |  | HRCU-A-C | BX30S-36HPHYHA |  | BLCB-36B18AC |  |  |  | 10 | 15.2 | 8.5 | FALSE | FALSE | TRUE | 35000 | 27000 | 2.06 | 21800 | 2
213427550 |  | Live | Midea Electric Trading | COMFORTSTAR | Singlezone Ducted, Centrally Ducted | 213427550 |  | HRCU-A-C | CPH36CD(O)-B |  | ACP-36B |  |  |  | 10 | 15.2 | 8.5 | FALSE | TRUE | TRUE | 35000 | 27000 | 2.06 | 21800 | 2
213427548 |  | Live | Midea Electric Trading | COMFORTSTAR | Singlezone Ducted, Centrally Ducted | 213427548 |  | HRCU-A-C | CPH36CD(O)-B |  | UACP-36B |  |  |  | 10 | 15.2 | 8.5 | FALSE | TRUE | TRUE | 35000 | 27000 | 2.06 | 21800 | 2
213425841 |  | Live | Midea Electric Trading | DIRECT AIR | Singlezone Ducted, Centrally Ducted | 213425841 |  | HRCU-A-C | DIRM-36MAGICPRO20-OU1F |  | DIRM-36MAGICPRO20-175-COIL |  |  |  | 10 | 15.2 | 8.5 | FALSE | TRUE | TRUE | 35000 | 27000 | 2.06 | 21800 | 2
213419196 |  | Live | Midea Electric Trading | BLADEX | Singlezone Ducted, Centrally Ducted | 213419196 |  | HRCU-A-C | BX30S-36HPHYHA |  | BLCB-36B18AC-UNC |  |  |  | 10 | 15.2 | 8.5 | FALSE | FALSE | TRUE | 35000 | 27000 | 2.06 | 21800 | 2
213433214 |  | Live | Midea Electric Trading | KEPLER | Singlezone Ducted, Centrally Ducted | 213433214 |  | HRCU-A-C | AZPN/B36WDUID |  | AZPN/B36WACUID |  |  |  | 10 | 15.2 | 8.5 | FALSE | TRUE | TRUE | 35000 | 27000 | 2.06 | 21800 | 2
213483769 |  | Live | Midea Electric Trading | MITS AIR | Singlezone Ducted, Centrally Ducted | 213483769 |  | HRCU-A-C | MOX630-36HFN1-M3X |  | MVB-36B23T4N1 |  |  |  | 10 | 15.2 | 8.5 | FALSE | FALSE | TRUE | 35000 | 27000 | 2.06 | 21800 | 2
213479414 |  | Live | Midea Electric Trading | CANAIR | Singlezone Ducted, Centrally Ducted | 213479414 |  | HRCU-A-C | CDH2036C22 |  | MVB-36B23T4N1 |  |  |  | 10 | 15.2 | 8.5 | FALSE | TRUE | TRUE | 35000 | 27000 | 2.06 | 21800 | 2
213386696 |  | Live | Midea Electric Trading | DETTSON | Singlezone Ducted, Centrally Ducted | 213386696 |  | HRCU-A-C | EVD-36-O-S |  | MAC36H1724E |  |  |  | 10 | 15.2 | 8.5 | FALSE | TRUE | TRUE | 35000 | 27000 | 2.06 | 21800 | 2
213386481 |  | Live | Midea Electric Trading | ECO-AIR | Singlezone Ducted, Centrally Ducted | 213386481 |  | HRCU-A-C | MOX630-36HFN1-M3X |  | MVB-36B23T4N1 |  |  |  | 10 | 15.2 | 8.5 | FALSE | TRUE | TRUE | 35000 | 27000 | 2.06 | 21800 | 2
213386486 |  | Live | Midea Electric Trading | ALSETRIA | Singlezone Ducted, Centrally Ducted | 213386486 |  | HRCU-A-C | MOX630-36HFN1-M3X |  | MVB-36B23T4N1 |  |  |  | 10 | 15.2 | 8.5 | FALSE | TRUE | TRUE | 35000 | 27000 | 2.06 | 21800 | 2
212396497 |  | Live | Midea Electric Trading | PANASONIC | Singlezone Ducted, Centrally Ducted | 212396497 |  | HRCU-A-CB | CU-HE55YAHK6 |  | CS-HE60YAHK6 | 9 | 16.4 | 10.5 | 8.8 | 15.3 | 9.4 | FALSE | TRUE | FALSE | 55000 | 42000 | 2.6 | 52500 | 2.3
212396506 |  | Live | Midea Electric Trading | PANASONIC | Singlezone Ducted, Centrally Ducted | 212396506 |  | HRCU-A-C | CU-HE30YAHK6 |  | CS-HE30YAC6 | 10.7 | 14.2 | 9.5 | 10.5 | 15.5 | 9.7 | FALSE | TRUE | TRUE | 30000 | 22600 | 2.62 | 26000 | 2.28
212396499 |  | Live | Midea Electric Trading | PANASONIC | Singlezone Ducted, Centrally Ducted | 212396499 |  | HRCU-A-C | CU-E24YAHK6 |  | CS-HE24YAC6 | 10.3 | 15 | 10 | 10 | 15.7 | 9.8 | FALSE | TRUE | TRUE | 24000 | 22000 | 2.5 | 23600 | 2.14
212396496 |  | Live | Midea Electric Trading | PANASONIC | Singlezone Ducted, Centrally Ducted | 212396496 |  | HRCU-A-CB | CU-HE48YAHK6 |  | CS-HE48YAHK6 | 8.5 | 16 | 10 | 8.2 | 15.6 | 9.4 | FALSE | TRUE | FALSE | 47000 | 36000 | 2.36 | 48000 | 2.05
213215702 |  | Live | Midea Electric Trading | INNOVAIR | Singlezone Ducted, Centrally Ducted | 213215702 |  | HRCU-A-C | SEV18H2R19 |  | MAC24H1718E | 10 | 14.3 | 9.3 | 10.2 | 15.2 | 8.6 | FALSE | FALSE | TRUE | 18000 | 13000 | 2.59 | 14000 | 2.21
213062293 |  | Live | Midea Electric Trading | KEPLER | Singlezone Ducted, Centrally Ducted | 213062293 |  | HRCU-A-C | AZPNS/18ROD |  | AZPN/B24WAC | 10 | 14.3 | 9.3 | 10.2 | 15.2 | 8.6 | FALSE | FALSE | TRUE | 18000 | 13000 | 2.59 | 14000 | 2.21
213160455 |  | Live | Midea Electric Trading | ATK | Singlezone Ducted, Centrally Ducted | 213160455 |  | HRCU-A-C | ACI-SDAUO18SHP |  | ACI-SDAUI18VHE | 10 | 14.3 | 9.3 | 10.2 | 15.2 | 8.6 | FALSE | FALSE | TRUE | 18000 | 13000 | 2.59 | 14000 | 2.21
212925574 |  | Live | Midea Electric Trading | TEMP SHIFT | Singlezone Ducted, Centrally Ducted | 212925574 |  | HRCU-A-C | TSMOX330U18HFN1MR0 |  | TSMAC24HWDN1MN0 | 10 | 14.3 | 9.3 | 10.2 | 15.2 | 8.6 | FALSE | FALSE | TRUE | 18000 | 13000 | 2.59 | 14000 | 2.21
212916823 |  | Live | Midea Electric Trading | BLADEX | Singlezone Ducted, Centrally Ducted | 212916823 |  | HRCU-A-C | BX18-HP15ECO |  | BLC-24HWAC1-UNC | 10 | 14.3 | 9.3 | 10.2 | 15.2 | 8.6 | FALSE | FALSE | TRUE | 18000 | 13000 | 2.59 | 14000 | 2.21
212528003 |  | Live | Midea Electric Trading | BLADEX | Singlezone Ducted, Centrally Ducted | 212528003 |  | HRCU-A-C | BX18-HP15ECO |  | BLC-24HWAC1 | 10 | 14.3 | 9.3 | 10.2 | 15.2 | 8.6 | FALSE | FALSE | TRUE | 18000 | 13000 | 2.59 | 14000 | 2.21
212394349 |  | Live | Midea Electric Trading | STEALTH | Singlezone Ducted, Centrally Ducted | 212394349 |  | HRCU-A-C | ACIQ-18-EHPB |  | ACIQ-18-ACL | 10 | 14.3 | 9.3 | 10.2 | 15.2 | 8.6 | FALSE | FALSE | TRUE | 18000 | 13000 | 2.59 | 14000 | 2.21
212394338 |  | Live | Midea Electric Trading | POLARWAVE | Singlezone Ducted, Centrally Ducted | 212394338 |  | HRCU-A-C | ACIQ-18-EHPB |  | ACIQ-18-ACL | 10 | 14.3 | 9.3 | 10.2 | 15.2 | 8.6 | FALSE | FALSE | TRUE | 18000 | 13000 | 2.59 | 14000 | 2.21
212331379 |  | Live | Midea Electric Trading | LBG PRODUCTS | Singlezone Ducted, Centrally Ducted | 212331379 |  | HRCU-A-C | LCHB18DO |  | LCHB24DA | 10 | 14.3 | 9.3 | 10.2 | 15.2 | 8.6 | FALSE | FALSE | TRUE | 18000 | 13000 | 2.59 | 14000 | 2.21
209270313 |  | Live | Midea Electric Trading | ECO-AIR | Singlezone Ducted, Centrally Ducted | 209270313 |  | HRCU-A-C | MOX330-18HFN1-MR0 |  | MAC-24HWDN1-MN0 | 10 | 14.3 | 9.3 | 10.2 | 15.2 | 8.6 | FALSE | FALSE | TRUE | 18000 | 13000 | 2.59 | 14000 | 2.21
209550327 |  | Live | Midea Electric Trading | CANAIR | Singlezone Ducted, Centrally Ducted | 209550327 |  | HRCU-A-C | MOX330-18HFN1-MR0 |  | MAC-24HWDN1-MN0 | 10 | 14.3 | 9.3 | 10.2 | 15.2 | 8.6 | FALSE | FALSE | TRUE | 18000 | 13000 | 2.59 | 14000 | 2.21
212394305 |  | Live | Midea Electric Trading | 1HVAC | Singlezone Ducted, Centrally Ducted | 212394305 |  | HRCU-A-C | ACIQ-18-EHPB |  | ACIQ-18-ACL | 10 | 14.3 | 9.3 | 10.2 | 15.2 | 8.6 | FALSE | FALSE | TRUE | 18000 | 13000 | 2.59 | 14000 | 2.21
212394327 |  | Live | Midea Electric Trading | DIYCOOL | Singlezone Ducted, Centrally Ducted | 212394327 |  | HRCU-A-C | ACIQ-18-EHPB |  | ACIQ-18-ACL | 10 | 14.3 | 9.3 | 10.2 | 15.2 | 8.6 | FALSE | FALSE | TRUE | 18000 | 13000 | 2.59 | 14000 | 2.21
212394316 |  | Live | Midea Electric Trading | ACIQ | Singlezone Ducted, Centrally Ducted | 212394316 |  | HRCU-A-C | ACIQ-18-EHPB |  | ACIQ-18-ACL | 10 | 14.3 | 9.3 | 10.2 | 15.2 | 8.6 | FALSE | FALSE | TRUE | 18000 | 13000 | 2.59 | 14000 | 2.21
211911371 |  | Live | Midea Electric Trading | MITS AIR | Singlezone Ducted, Centrally Ducted | 211911371 |  | HRCU-A-C | MOX330-18HFN1-MR0 |  | MAC-24HWDN1-MN0 | 10 | 14.3 | 9.3 | 10.2 | 15.2 | 8.6 | FALSE | FALSE | TRUE | 18000 | 13000 | 2.59 | 14000 | 2.21
212104222 |  | Live | Midea Electric Trading | MITS AIR | Singlezone Ducted, Centrally Ducted | 212104222 |  | HRCU-A-C | MOX330U-18HFN1-MR0 |  | MAC-24HWDN1-MN0 | 10 | 14.3 | 9.3 | 10.2 | 15.2 | 8.6 | FALSE | FALSE | TRUE | 18000 | 13000 | 2.59 | 14000 | 2.21
213160467 |  | Live | Midea Electric Trading | INNOVAIR | Singlezone Ducted, Centrally Ducted | 213160467 |  | HRCU-A-C | SEV24H2R19 |  | MAC24H1718E | 10.3 | 15 | 10 | 10 | 15.7 | 9.8 | FALSE | TRUE | TRUE | 24000 | 22000 | 2.5 | 23600 | 2.14
213160459 |  | Live | Midea Electric Trading | ATK | Singlezone Ducted, Centrally Ducted | 213160459 |  | HRCU-A-C | ACI-SDAUO24SHP |  | ACI-SDAUI24VHE | 10.3 | 15 | 10 | 10 | 15.7 | 9.8 | FALSE | FALSE | TRUE | 24000 | 22000 | 2.5 | 23600 | 2.14
212925575 |  | Live | Midea Electric Trading | TEMP SHIFT | Singlezone Ducted, Centrally Ducted | 212925575 |  | HRCU-A-C | TSMOX430U24HFN1MR0 |  | TSMAC24HWDN1MN0 | 10.3 | 15 | 10 | 10 | 15.7 | 9.8 | FALSE | FALSE | TRUE | 24000 | 22000 | 2.5 | 23600 | 2.14
212916824 |  | Live | Midea Electric Trading | BLADEX | Singlezone Ducted, Centrally Ducted | 212916824 |  | HRCU-A-C | BX24-HP15ECO |  | BLC-24HWAC1-UNC | 10.3 | 15 | 10 | 10 | 15.7 | 9.8 | FALSE | FALSE | TRUE | 24000 | 22000 | 2.5 | 23600 | 2.14
213062294 |  | Live | Midea Electric Trading | KEPLER | Singlezone Ducted, Centrally Ducted | 213062294 |  | HRCU-A-C | AZPNS/24ROD |  | AZPN/B24WAC | 10.3 | 15 | 10 | 10 | 15.7 | 9.8 | FALSE | TRUE | TRUE | 24000 | 22000 | 2.5 | 23600 | 2.14
212394339 |  | Live | Midea Electric Trading | POLARWAVE | Singlezone Ducted, Centrally Ducted | 212394339 |  | HRCU-A-C | ACIQ-24-EHPB |  | ACIQ-24-ACL | 10.3 | 15 | 10 | 10 | 15.7 | 9.8 | FALSE | TRUE | TRUE | 24000 | 22000 | 2.5 | 23600 | 2.14
212528004 |  | Live | Midea Electric Trading | BLADEX | Singlezone Ducted, Centrally Ducted | 212528004 |  | HRCU-A-C | BX24-HP15ECO |  | BLC-24HWAC1 | 10.3 | 15 | 10 | 10 | 15.7 | 9.8 | FALSE | FALSE | TRUE | 24000 | 22000 | 2.5 | 23600 | 2.14
212394350 |  | Live | Midea Electric Trading | STEALTH | Singlezone Ducted, Centrally Ducted | 212394350 |  | HRCU-A-C | ACIQ-24-EHPB |  | ACIQ-24-ACL | 10.3 | 15 | 10 | 10 | 15.7 | 9.8 | FALSE | TRUE | TRUE | 24000 | 22000 | 2.5 | 23600 | 2.14
212331381 |  | Live | Midea Electric Trading | LBG PRODUCTS | Singlezone Ducted, Centrally Ducted | 212331381 |  | HRCU-A-C | LCHB24DO |  | LCHB24DA | 10.3 | 15 | 10 | 10 | 15.7 | 9.8 | FALSE | TRUE | TRUE | 24000 | 22000 | 2.5 | 23600 | 2.14
209550328 |  | Live | Midea Electric Trading | CANAIR | Singlezone Ducted, Centrally Ducted | 209550328 |  | HRCU-A-C | MOX430-24HFN1-MR0 |  | MAC-24HWDN1-MN0 | 10.3 | 15 | 10 | 10 | 15.7 | 9.8 | FALSE | TRUE | TRUE | 24000 | 22000 | 2.5 | 23600 | 2.14
209270314 |  | Live | Midea Electric Trading | ECO-AIR | Singlezone Ducted, Centrally Ducted | 209270314 |  | HRCU-A-C | MOX430U-24HFN1-MR0 |  | MAC-24HWDN1-MN0 | 10.3 | 15 | 10 | 10 | 15.7 | 9.8 | FALSE | TRUE | TRUE | 24000 | 22000 | 2.5 | 23600 | 2.14
212394328 |  | Live | Midea Electric Trading | DIYCOOL | Singlezone Ducted, Centrally Ducted | 212394328 |  | HRCU-A-C | ACIQ-24-EHPB |  | ACIQ-24-ACL | 10.3 | 15 | 10 | 10 | 15.7 | 9.8 | FALSE | TRUE | TRUE | 24000 | 22000 | 2.5 | 23600 | 2.14
212394317 |  | Live | Midea Electric Trading | ACIQ | Singlezone Ducted, Centrally Ducted | 212394317 |  | HRCU-A-C | ACIQ-24-EHPB |  | ACIQ-24-ACL | 10.3 | 15 | 10 | 10 | 15.7 | 9.8 | FALSE | TRUE | TRUE | 24000 | 22000 | 2.5 | 23600 | 2.14
212394306 |  | Live | Midea Electric Trading | 1HVAC | Singlezone Ducted, Centrally Ducted | 212394306 |  | HRCU-A-C | ACIQ-24-EHPB |  | ACIQ-24-ACL | 10.3 | 15 | 10 | 10 | 15.7 | 9.8 | FALSE | TRUE | TRUE | 24000 | 22000 | 2.5 | 23600 | 2.14
212104225 |  | Live | Midea Electric Trading | MITS AIR | Singlezone Ducted, Centrally Ducted | 212104225 |  | HRCU-A-C | MOX430U-24HFN1-MR0 |  | MAC-24HWDN1-MN0 | 10.3 | 15 | 10 | 10 | 15.7 | 9.8 | FALSE | FALSE | TRUE | 24000 | 22000 | 2.5 | 23600 | 2.14
211911372 |  | Live | Midea Electric Trading | MITS AIR | Singlezone Ducted, Centrally Ducted | 211911372 |  | HRCU-A-C | MOX430-24HFN1-MR0 |  | MAC-24HWDN1-MN0 | 10.3 | 15 | 10 | 10 | 15.7 | 9.8 | FALSE | FALSE | TRUE | 24000 | 22000 | 2.5 | 23600 | 2.14
211273247 |  | Live | Midea Electric Trading | JOURNEY COMFORT | Singlezone Ducted, Centrally Ducted | 211273247 |  | HRCU-A-CB | RGV18ODU60 |  | RGV18AHU60 | 10.3 | 18 | 9.2 | 8.8 | 14.9 | 8.5 | FALSE | FALSE | FALSE | 57000 | 37000 | 2.4 | 39000 | 2.2
211793553 |  | Live | Midea Electric Trading | KADEN | Singlezone Ducted, Centrally Ducted | 211793553 |  | HRCU-A-CB | KO-UUS60HP-2AAMA |  | KI-UUS60AHU-2AAMA | 10.3 | 18 | 9.2 | 8.8 | 14.9 | 8.5 | FALSE | FALSE | FALSE | 57000 | 37000 | 2.4 | 39000 | 2.2
208136305 |  | Live | Midea Electric Trading | LBG PRODUCTS | Singlezone Ducted, Centrally Ducted | 208136305 |  | HRCU-A-CB | LCHB60DO |  | LCHB60DHNI | 10.3 | 18 | 9.2 | 8.8 | 14.9 | 8.5 | FALSE | FALSE | FALSE | 57000 | 37000 | 2.4 | 39000 | 2.2
208142957 |  | Live | Midea Electric Trading | COMFORTSTAR | Singlezone Ducted, Centrally Ducted | 208142957 |  | HRCU-A-CB | CPR60CD(O) |  | AHU60-SG2 | 10.3 | 18 | 9.2 | 8.8 | 14.9 | 8.5 | FALSE | FALSE | FALSE | 57000 | 37000 | 2.4 | 39000 | 2.2
209270312 |  | Live | Midea Electric Trading | APOODR | Singlezone Ducted, Centrally Ducted | 209270312 |  | HRCU-A-CB | AHU19-60HN1-MR |  | AHU19-60HN1-M | 10.3 | 18 | 9.2 | 8.8 | 14.9 | 8.5 | FALSE | FALSE | FALSE | 57000 | 37000 | 2.4 | 39000 | 2.2
208284013 |  | Live | Midea Electric Trading | TRUST AIR CONDITIONERS | Singlezone Ducted, Centrally Ducted | 208284013 |  | HRCU-A-CB | AH60H/O44P |  | AH60H/I44P | 10.3 | 18 | 9.2 | 8.8 | 14.9 | 8.5 | FALSE | FALSE | FALSE | 57000 | 37000 | 2.4 | 39000 | 2.2
209847225 |  | Live | Midea Electric Trading | CTMORLEY | Singlezone Ducted, Centrally Ducted | 209847225 |  | HRCU-A-CB | MOU-A60V-4 |  | MIU-A60V-4 | 10.3 | 18 | 9.2 | 8.8 | 14.9 | 8.5 | FALSE | FALSE | FALSE | 57000 | 37000 | 2.4 | 39000 | 2.2
208106863 |  | Live | Midea Electric Trading | INNOVAIR | Singlezone Ducted, Centrally Ducted | 208106863 |  | HRCU-A-CB | SEV60H2R19 |  | DEV60H2R19 | 10.3 | 18 | 9.2 | 8.8 | 14.9 | 8.5 | FALSE | FALSE | FALSE | 57000 | 37000 | 2.4 | 39000 | 2.2
212920489 |  | Live | Midea Electric Trading | ORIENT CARE | Singlezone Ducted, Centrally Ducted | 212920489 |  | HRCU-A-CB | OUR60M410 |  | OAH60MR | 10.3 | 18 | 9.2 | 8.8 | 14.9 | 8.5 | FALSE | FALSE | FALSE | 57000 | 37000 | 2.4 | 39000 | 2.2
212941774 |  | Live | Midea Electric Trading | NUTECH | Singlezone Ducted, Centrally Ducted | 212941774 |  | HRCU-A-CB | NOE30U-60HFN1-MR0 |  | NVC-60HWFN1 | 10.3 | 18 | 9.2 | 8.8 | 14.9 | 8.5 | FALSE | FALSE | FALSE | 57000 | 37000 | 2.4 | 39000 | 2.2
213062304 |  | Live | Midea Electric Trading | KEPLER | Singlezone Ducted, Centrally Ducted | 213062304 |  | HRCU-A-CB | AZPNS/60ROD |  | AZPN/60WAH | 10.3 | 18 | 9.2 | 8.8 | 14.9 | 8.5 | FALSE | FALSE | FALSE | 57000 | 37000 | 2.4 | 39000 | 2.2
212925591 |  | Live | Midea Electric Trading | TEMP SHIFT | Singlezone Ducted, Centrally Ducted | 212925591 |  | HRCU-A-CB | TSMOE30U60HFN1MR0 |  | TSMVC60HWFN1M | 10.3 | 18 | 9.2 | 8.8 | 14.9 | 8.5 | FALSE | FALSE | FALSE | 57000 | 37000 | 2.4 | 39000 | 2.2
211726532 |  | Live | Midea Electric Trading | STAR AIR KONTROL | Singlezone Ducted, Centrally Ducted | 211726532 |  | HRCU-A-CB | SAK-60ADN2-M18M |  | SAK-60WN1-M18 | 10.3 | 18 | 9.2 | 8.8 | 14.9 | 8.5 | FALSE | FALSE | FALSE | 57000 | 37000 | 2.4 | 39000 | 2.2
212920477 |  | Live | Midea Electric Trading | MULTI MFG | Singlezone Ducted, Centrally Ducted | 212920477 |  | HRCU-A-CB | HES-60HD-B |  | 60MPHP0-M-A | 10.3 | 18 | 9.2 | 8.8 | 14.9 | 8.5 | FALSE | FALSE | FALSE | 57000 | 37000 | 2.4 | 39000 | 2.2
212396491 |  | Live | Midea Electric Trading | PANASONIC | Singlezone Ducted, Centrally Ducted | 212396491 |  | HRCU-A-CB | CU-E60YAHK6 |  | CS-HE60YAHK6 | 10.3 | 18 | 9.2 | 8.8 | 14.9 | 8.5 | FALSE | FALSE | FALSE | 57000 | 37000 | 2.4 | 39000 | 2.2
209862199 |  | Live | Midea Electric Trading | THERMOCORE SYSTEMS | Singlezone Ducted, Centrally Ducted | 209862199 |  | HRCU-A-CB | T3D16S-H260-AHU-C |  | T3D16S-H260-AHU | 10.3 | 18 | 9.2 | 8.8 | 14.9 | 8.5 | FALSE | FALSE | FALSE | 57000 | 37000 | 2.4 | 39000 | 2.2
209748112 |  | Live | Midea Electric Trading | AC PRO.COM | Singlezone Ducted, Centrally Ducted | 209748112 |  | HRCU-A-CB | AOE30U-60HFN1-MR0 |  | AVC-60HWFN1-M | 10.3 | 18 | 9.2 | 8.8 | 14.9 | 8.5 | FALSE | FALSE | FALSE | 57000 | 37000 | 2.4 | 39000 | 2.2
211126505 |  | Live | Midea Electric Trading | THERMAL ZONE | Singlezone Ducted, Centrally Ducted | 211126505 |  | HRCU-A-CB | TZPLV602AA |  | TZHVLE6024JA | 10.3 | 18 | 9.2 | 8.8 | 14.9 | 8.5 | FALSE | FALSE | FALSE | 57000 | 37000 | 2.4 | 39000 | 2.2
208101260 |  | Live | Midea Electric Trading | AURORA | Singlezone Ducted, Centrally Ducted | 208101260 |  | HRCU-A-CB | AU-LCU60-2A-O |  | AU-LCU60-2A-I | 10.3 | 18 | 9.2 | 8.8 | 14.9 | 8.5 | FALSE | FALSE | FALSE | 57000 | 37000 | 2.4 | 39000 | 2.2
208101228 |  | Live | Midea Electric Trading | CANAIR | Singlezone Ducted, Centrally Ducted | 208101228 |  | HRCU-A-CB | CDH2060C21 |  | CDH2060F21 | 10.3 | 18 | 9.2 | 8.8 | 14.9 | 8.5 | FALSE | FALSE | FALSE | 57000 | 37000 | 2.4 | 39000 | 2.2
208080667 |  | Live | Midea Electric Trading | MOOVAIR | Singlezone Ducted, Centrally Ducted | 208080667 |  | HRCU-A-CB | DMA60HOS19230E7 |  | FMA60HIAHUU230X7 | 10.3 | 18 | 9.2 | 8.8 | 14.9 | 8.5 | FALSE | FALSE | FALSE | 57000 | 37000 | 2.4 | 39000 | 2.2
208130390 |  | Live | Midea Electric Trading | ALSETRIA | Singlezone Ducted, Centrally Ducted | 208130390 |  | HRCU-A-CB | MOE30U-60HFN1-MR0 |  | MVC-60HWFN1-M | 10.3 | 18 | 9.2 | 8.8 | 14.9 | 8.5 | FALSE | FALSE | FALSE | 57000 | 37000 | 2.4 | 39000 | 2.2
208130401 |  | Live | Midea Electric Trading | ECO-AIR | Singlezone Ducted, Centrally Ducted | 208130401 |  | HRCU-A-CB | MOE30U-60HFN1-MR0 |  | MVC-60HWFN1-M | 10.3 | 18 | 9.2 | 8.8 | 14.9 | 8.5 | FALSE | FALSE | FALSE | 57000 | 37000 | 2.4 | 39000 | 2.2
208650614 |  | Live | Midea Electric Trading | MIDEA | Singlezone Ducted, Centrally Ducted | 208650614 |  | HRCU-A-CB | MOE30U-60HFN1-MR0 |  | MVC-60HWFN1-M | 10.3 | 18 | 9.2 | 8.8 | 14.9 | 8.5 | FALSE | FALSE | FALSE | 57000 | 37000 | 2.4 | 39000 | 2.2
213088353 |  | Live | Midea Electric Trading | WHYNTER | Singlezone Ducted, Centrally Ducted | 213088353 |  | HRCU-A-CB | MOE30U-60HFN1-MR0 |  | MVC-60HWFN1-M | 10.3 | 18 | 9.2 | 8.8 | 14.9 | 8.5 | FALSE | FALSE | FALSE | 57000 | 37000 | 2.4 | 39000 | 2.2
213081447 |  | Live | Midea Electric Trading | ELIOS | Singlezone Ducted, Centrally Ducted | 213081447 |  | HRCU-A-CB | DEA60HOS19230E7 |  | FEA60HIAHUU230X7 | 10.3 | 18 | 9.2 | 8.8 | 14.9 | 8.5 | FALSE | FALSE | FALSE | 57000 | 37000 | 2.4 | 39000 | 2.2
213386477 |  | Live | Midea Electric Trading | MDV | Singlezone Ducted, Centrally Ducted | 213386477 |  | HRCU-A-CB | MOE31U-36HFN1-M |  | MVBL-36HWFN1-MK3 |  |  |  | 10 | 17 | 9.9 | FALSE | TRUE | TRUE | 36000 | 32800 | 2.42 | 43400 | 6.12
213355447 |  | Live | Midea Electric Trading | MDV | Singlezone Ducted, Centrally Ducted | 213355447 |  | HRCU-A-C | MOD30U-36HFN1-MR0 |  | MVB-36B23T4N1 |  |  |  | 9.7 | 14.6 | 7.7 | FALSE | FALSE | FALSE | 35000 | 19400 | 2.1 | 21200 | 2.2
213355446 |  | Live | Midea Electric Trading | MDV | Singlezone Ducted, Centrally Ducted | 213355446 |  | HRCU-A-CB | MOD30U-36HFN1-MR0 |  | MVBE-36HWFN1-ML3E |  |  |  | 10 | 16.9 | 8 | FALSE | FALSE | FALSE | 35000 | 19000 | 2.2 | 21800 | 2
213355444 |  | Live | Midea Electric Trading | MDV | Singlezone Ducted, Centrally Ducted | 213355444 |  | HRCU-A-CB | MOX330U-18HFN1-MR0 |  | MVBE-18HWFN1-MM3E |  |  |  | 10.7 | 17 | 8.8 | FALSE | FALSE | FALSE | 18000 | 11500 | 2.59 | 12500 | 2.75
213355443 |  | Live | Midea Electric Trading | MDV | Singlezone Ducted, Centrally Ducted | 213355443 |  | HRCU-A-CB | MOX430U-24HFN1-MR0 |  | MVBE-24HWFN1-MM3E |  |  |  | 10.5 | 17 | 10.2 | FALSE | TRUE | FALSE | 24000 | 19500 | 2.6 | 21600 | 2.41
213352879 |  | Live | Midea Electric Trading | MDV | Singlezone Ducted, Centrally Ducted | 213352879 |  | HRCU-A-CB | MOD30-24HFN1-MW |  | MVBL-24HWFN1-MI3 |  |  |  | 12 | 19 | 9.3 | TRUE | TRUE | TRUE | 24000 | 19200 | 2.61 | 26400 | 2.42
213352878 |  | Live | Midea Electric Trading | MDV | Singlezone Ducted, Centrally Ducted | 213352878 |  | HRCU-A-CB | MOX430U-18HFN1-M |  | MVBL-18HWFN1-MH3 |  |  |  | 12.4 | 17 | 9.5 | TRUE | TRUE | TRUE | 18000 | 13500 | 2.6 | 21200 | 2.49
213352801 |  | Live | Midea Electric Trading | MDV | Singlezone Ducted, Centrally Ducted | 213352801 |  | HRCU-A-CB | MOD30U-30HFN1-MR0(X) |  | MVBL-30HWFN1-MJ3 |  |  |  | 11.7 | 18.2 | 8.8 | TRUE | TRUE | TRUE | 28000 | 20000 | 2.3 | 27111 | 2.23
213352800 |  | Live | Midea Electric Trading | MDV | Singlezone Ducted, Centrally Ducted | 213352800 |  | HRCU-A-C | MOX430U-24HFN1-MR0 |  | MVBM-24A18T3N1 |  |  |  | 10 | 15.4 | 9.2 | FALSE | FALSE | TRUE | 24000 | 22600 | 2.56 | 22600 | 2.56
213352799 |  | Live | Midea Electric Trading | MDV | Singlezone Ducted, Centrally Ducted | 213352799 |  | HRCU-A-C | MOD30-24HFN1-MW |  | MVBM-24A18T3N1 |  |  |  | 10.7 | 16.1 | 9.8 | FALSE | TRUE | TRUE | 24000 | 22400 | 2.42 | 25000 | 2.24
213352798 |  | Live | Midea Electric Trading | MDV | Singlezone Ducted, Centrally Ducted | 213352798 |  | HRCU-A-C | MOD30-20HFN1-MW |  | MVBM-24A18T3N1 |  |  |  | 11.7 | 16.3 | 10.2 | TRUE | TRUE | TRUE | 20000 | 22400 | 2.42 | 25000 | 2.24
213301879 |  | Live | Midea Electric Trading | MDV | Multizone Mix of Ducted and Non-Ducted | 213301879 |  | HMSV-A-CB | M4OX630-36HFN1-M1X* | Mixed Ducted and Non-Ducted Indoor Units |  |  |  |  | 12.25 | 20.9 | 10.45 | TRUE | TRUE | TRUE | 36000 | 28600 | 2.3 | 36500 | 2.25
213301878 |  | Live | Midea Electric Trading | MDV | Multizone All Ducted | 213301878 |  | HMSV-A-CB | M4OX630-36HFN1-M1X* | Ducted Indoor Units |  |  |  |  | 12 | 19.4 | 10 | TRUE | TRUE | TRUE | 36000 | 30000 | 2.2 | 36000 | 2.2
213301877 |  | Live | Midea Electric Trading | MDV | Multizone All Non-Ducted | 213301877 |  | HMSV-A-CB | M4OX630-36HFN1-M1X* | Non-Ducted Indoor Units |  |  |  |  | 12.5 | 22.4 | 10.9 | TRUE | TRUE | TRUE | 36000 | 27400 | 2.4 | 37000 | 2.31
213301880 |  | Live | Midea Electric Trading | MDV | Multizone Mix of Ducted and Non-Ducted | 213301880 |  | HMSV-A-CB | M4OX630-36HFN1-M1X | Mixed Ducted and Non-Ducted Indoor Units |  |  |  |  | 12 | 20.2 | 10.45 | TRUE | TRUE | TRUE | 36000 | 28600 | 2.35 | 36500 | 2.25
213301875 |  | Live | Midea Electric Trading | MDV | Multizone All Ducted | 213301875 |  | HMSV-A-CB | M4OX630-36HFN1-M1X | Ducted Indoor Units |  |  |  |  | 12 | 19.4 | 10 | TRUE | TRUE | TRUE | 36000 | 30000 | 2.2 | 36000 | 2.2
213214822 |  | Live | Midea Electric Trading | MDV | Singlezone Ducted, Centrally Ducted | 213214822 |  | HRCU-A-CB | MOX430U-24HFN1-MR0 |  | MVC-18HWFN1-M |  |  |  | 12.5 | 18.4 | 9.8 | TRUE | TRUE | TRUE | 18200 | 13600 | 2.69 | 20200 | 2.37
213214820 |  | Live | Midea Electric Trading | MDV | Singlezone Ducted, Centrally Ducted | 213214820 |  | HRCU-A-CB | MOD30U-36HFN1-MR0 |  | MVC-30HWFN1-M |  |  |  | 11 | 17.3 | 8.5 | TRUE | TRUE | FALSE | 30000 | 17000 | 2.2 | 21000 | 2.72
212360177 |  | Live | Midea Electric Trading | MDV | Multizone Mix of Ducted and Non-Ducted | 212360177 |  | HMSV-A-CB | M3OK-27HFN1-M* | Mixed Ducted and Non-Ducted Indoor Units |  |  |  |  | 11.8 | 19.75 | 9.8 | TRUE | TRUE | TRUE | 27000 | 22600 | 2.35 | 29900 | 2.19
212360175 |  | Live | Midea Electric Trading | MDV | Multizone All Ducted | 212360175 |  | HMSV-A-CB | M3OK-27HFN1-M* | Ducted Indoor Units |  |  |  |  | 11.8 | 19 | 10 | TRUE | TRUE | TRUE | 27000 | 23000 | 2.4 | 29000 | 2.18
212360176 |  | Live | Midea Electric Trading | MDV | Multizone Mix of Ducted and Non-Ducted | 212360176 |  | HMSV-A-CB | M3OK-27HFN1-M | Mixed Ducted and Non-Ducted Indoor Units |  |  |  |  | 12 | 20.4 | 10 | TRUE | TRUE | TRUE | 27000 | 23000 | 2.4 | 30400 | 2.2
212360174 |  | Live | Midea Electric Trading | MDV | Multizone All Ducted | 212360174 |  | HMSV-A-CB | M3OK-27HFN1-M | Ducted Indoor Units |  |  |  |  | 11.8 | 19 | 10 | TRUE | TRUE | TRUE | 27000 | 23000 | 2.4 | 29000 | 2.18
213386548 |  | Live | Midea Electric Trading | INNOVAIR | Singlezone Ducted, Centrally Ducted | 213386548 |  | HRCU-A-CB | SHV36H2R20 |  | FEV36H2R19 |  |  |  | 10 | 17 | 9.9 | FALSE | TRUE | TRUE | 36000 | 32800 | 2.42 | 43400 | 6.12
213386547 |  | Live | Midea Electric Trading | INNOVAIR | Singlezone Ducted, Centrally Ducted | 213386547 |  | HRCU-A-C | SEV36H2R19 |  | MAC36H1724E |  |  |  | 9.7 | 14.6 | 7.7 | FALSE | FALSE | FALSE | 35000 | 19400 | 2.1 | 21200 | 2.2
213363379 |  | Live | Midea Electric Trading | TEMP SHIFT | Singlezone Ducted, Centrally Ducted | 213363379 |  | HRCU-A-C | TSMOD30U36HFN1MR0 |  | TSMVB36B24T4N1 |  |  |  | 9.7 | 14.6 | 7.7 | FALSE | FALSE | FALSE | 35000 | 19400 | 2.1 | 21200 | 2.2
213363369 |  | Live | Midea Electric Trading | INNOVAIR | Singlezone Ducted, Centrally Ducted | 213363369 |  | HRCU-A-CB | SHV24H2R20 |  | FEV24H2R19 |  |  |  | 12 | 19 | 9.3 | TRUE | TRUE | TRUE | 24000 | 19200 | 2.61 | 26400 | 2.42
213363368 |  | Live | Midea Electric Trading | INNOVAIR | Singlezone Ducted, Centrally Ducted | 213363368 |  | HRCU-A-CB | SHV18H2R20 |  | FEV18H2R19 |  |  |  | 12.4 | 17 | 9.5 | TRUE | TRUE | TRUE | 18000 | 13500 | 2.6 | 21200 | 2.49
213363370 |  | Live | Midea Electric Trading | INNOVAIR | Singlezone Ducted, Centrally Ducted | 213363370 |  | HRCU-A-CB | SHV30H2R20 |  | FEV30H2R19 |  |  |  | 11.7 | 18.2 | 8.8 | TRUE | TRUE | TRUE | 28000 | 20000 | 2.3 | 27111 | 2.23
213363381 |  | Live | Midea Electric Trading | WELLS | Singlezone Ducted, Centrally Ducted | 213363381 |  | HRCU-A-C | WUCA-24HFMO |  | WUA-24AHFM |  |  |  | 10.7 | 16.1 | 9.8 | FALSE | TRUE | TRUE | 24000 | 22400 | 2.42 | 25000 | 2.24
213363380 |  | Live | Midea Electric Trading | CUSTOM COMFORT | Singlezone Ducted, Centrally Ducted | 213363380 |  | HRCU-A-C | CCOXHA24V24HP |  | CCOEHACC24A |  |  |  | 10.7 | 16.1 | 9.8 | FALSE | TRUE | TRUE | 24000 | 22400 | 2.42 | 25000 | 2.24
213279880 |  | Live | Midea Electric Trading | iFLOW | Singlezone Ducted, Centrally Ducted | 213279880 |  | HRCU-A-C | 70HPIC45A |  | 70C5460DA |  |  |  | 10 | 15.2 | 9.2 | FALSE | FALSE | TRUE | 45000 | 37000 | 2.26 | 38000 | 2.26
213386534 |  | Live | Midea Electric Trading | COMFORTSTAR | Singlezone Ducted, Centrally Ducted | 213386534 |  | HRCU-A-C | CPH60CD(O) |  | UACP-60D |  |  |  | 8.6 | 14.5 | 8.6 | FALSE | FALSE | FALSE | 53000 | 37000 | 2.26 | 38000 | 2.26
213386522 |  | Live | Midea Electric Trading | COMFORTSTAR | Singlezone Ducted, Centrally Ducted | 213386522 |  | HRCU-A-C | CPH60CD(O) |  | ACP-60D |  |  |  | 8.6 | 14.5 | 8.6 | FALSE | FALSE | FALSE | 53000 | 37000 | 2.26 | 38000 | 2.26
213279901 |  | Live | Midea Electric Trading | iFLOW | Singlezone Ducted, Centrally Ducted | 213279901 |  | HRCU-A-C | 70HPIC55A |  | 70C5460CA |  |  |  | 8.6 | 14.5 | 8.6 | FALSE | FALSE | FALSE | 53000 | 37000 | 2.26 | 38000 | 2.26
213307906 |  | Live | Midea Electric Trading | WELLS | Singlezone Ducted, Centrally Ducted | 213307906 |  | HRCU-A-C | WUCA-60HFMO |  | WUA-60DHFM |  |  |  | 8.6 | 14.5 | 8.6 | FALSE | FALSE | FALSE | 53000 | 37000 | 2.26 | 38000 | 2.26
213348297 |  | Live | Midea Electric Trading | COMFORT-AIRE | Singlezone Ducted, Centrally Ducted | 213348297 |  | HRCU-A-CB | A-VCD60SA-1 |  | B-KCD60SA-1 | 9 | 16.4 | 10.5 | 8.8 | 15.3 | 9.4 | FALSE | TRUE | FALSE | 55000 | 42000 | 2.6 | 52500 | 2.3
213307923 |  | Live | Midea Electric Trading | LBG PRODUCTS | Singlezone Ducted, Centrally Ducted | 213307923 |  | HRCU-A-CB | LCUHB60DO |  | LCHB60DHNI | 9 | 16.4 | 10.5 | 8.8 | 15.3 | 9.4 | FALSE | TRUE | FALSE | 55000 | 42000 | 2.6 | 52500 | 2.3
213307903 |  | Live | Midea Electric Trading | WELLS | Singlezone Ducted, Centrally Ducted | 213307903 |  | HRCU-A-CB | WUCA-60HFMO |  | WUA-60HFMAH | 9 | 16.4 | 10.5 | 8.8 | 15.3 | 9.4 | FALSE | TRUE | FALSE | 55000 | 42000 | 2.6 | 52500 | 2.3
213386523 |  | Live | Midea Electric Trading | COMFORTSTAR | Singlezone Ducted, Centrally Ducted | 213386523 |  | HRCU-A-C | CPR18CD(O) |  | UACP-24B | 10 | 14.3 | 9.3 | 10.2 | 15.2 | 8.6 | FALSE | FALSE | TRUE | 18000 | 13000 | 2.59 | 14000 | 2.21
213386511 |  | Live | Midea Electric Trading | COMFORTSTAR | Singlezone Ducted, Centrally Ducted | 213386511 |  | HRCU-A-C | CPR18CD(O) |  | ACP-24B | 10 | 14.3 | 9.3 | 10.2 | 15.2 | 8.6 | FALSE | FALSE | TRUE | 18000 | 13000 | 2.59 | 14000 | 2.21
213307905 |  | Live | Midea Electric Trading | WELLS | Singlezone Ducted, Centrally Ducted | 213307905 |  | HRCU-A-C | WUCA-48HFMO |  | WUA-48CHFM | 9 | 14 | 10 | 8.6 | 14.3 | 9 | FALSE | FALSE | FALSE | 46000 | 32000 | 2.36 | 45000 | 2.11
213350750 |  | Live | Midea Electric Trading | DNAIR | Singlezone Ducted, Centrally Ducted | 213350750 |  | HRCU-A-C | DNHP0048H-C |  | DNCL0048H-E | 9 | 14 | 10 | 8.6 | 14.3 | 9 | FALSE | FALSE | FALSE | 46000 | 32000 | 2.36 | 45000 | 2.11
213386521 |  | Live | Midea Electric Trading | COMFORTSTAR | Singlezone Ducted, Centrally Ducted | 213386521 |  | HRCU-A-C | CPH48CD(O) |  | ACP-48C | 9 | 14 | 10 | 8.6 | 14.3 | 9 | FALSE | FALSE | FALSE | 46000 | 32000 | 2.36 | 45000 | 2.11
213386533 |  | Live | Midea Electric Trading | COMFORTSTAR | Singlezone Ducted, Centrally Ducted | 213386533 |  | HRCU-A-C | CPH48CD(O) |  | UACP-48C | 9 | 14 | 10 | 8.6 | 14.3 | 9 | FALSE | FALSE | FALSE | 46000 | 32000 | 2.36 | 45000 | 2.11
213386515 |  | Live | Midea Electric Trading | COMFORTSTAR | Singlezone Ducted, Centrally Ducted | 213386515 |  | HRCU-A-C | CPR48CD(O) |  | ACP-48C | 9.15 | 14 | 9.4 | 8.6 | 14.3 | 8.3 | FALSE | FALSE | FALSE | 48000 | 30400 | 2.2 | 32000 | 2.03
213386527 |  | Live | Midea Electric Trading | COMFORTSTAR | Singlezone Ducted, Centrally Ducted | 213386527 |  | HRCU-A-C | CPR48CD(O) |  | UACP-48C | 9.15 | 14 | 9.4 | 8.6 | 14.3 | 8.3 | FALSE | FALSE | FALSE | 48000 | 30400 | 2.2 | 32000 | 2.03
213386526 |  | Live | Midea Electric Trading | COMFORTSTAR | Singlezone Ducted, Centrally Ducted | 213386526 |  | HRCU-A-C | CPR36CD(O) |  | UACP-36C | 10.1 | 14.2 | 9.2 | 9.3 | 14.4 | 8 | FALSE | FALSE | FALSE | 36000 | 19800 | 2.2 | 24900 | 2.13
213386514 |  | Live | Midea Electric Trading | COMFORTSTAR | Singlezone Ducted, Centrally Ducted | 213386514 |  | HRCU-A-C | CPR36CD(O) |  | ACP-36C | 10.1 | 14.2 | 9.2 | 9.3 | 14.4 | 8 | FALSE | FALSE | FALSE | 36000 | 19800 | 2.2 | 24900 | 2.13
213350748 |  | Live | Midea Electric Trading | DNAIR | Singlezone Ducted, Centrally Ducted | 213350748 |  | HRCU-A-C | DNHP0030H-C |  | DNCL0030H-E | 10.7 | 14.2 | 9.5 | 10.5 | 15.5 | 9.7 | FALSE | FALSE | TRUE | 30000 | 22600 | 2.62 | 26000 | 2.28
213386519 |  | Live | Midea Electric Trading | COMFORTSTAR | Singlezone Ducted, Centrally Ducted | 213386519 |  | HRCU-A-C | CPH30CD(O) |  | ACP-36C | 10.7 | 14.2 | 9.5 | 10.5 | 15.5 | 9.7 | FALSE | TRUE | TRUE | 30000 | 22600 | 2.62 | 26000 | 2.28
213386531 |  | Live | Midea Electric Trading | COMFORTSTAR | Singlezone Ducted, Centrally Ducted | 213386531 |  | HRCU-A-C | CPH30CD(O) |  | UACP-36C | 10.7 | 14.2 | 9.5 | 10.5 | 15.5 | 9.7 | FALSE | TRUE | TRUE | 30000 | 22600 | 2.62 | 26000 | 2.28
213386528 |  | Live | Midea Electric Trading | COMFORTSTAR | Singlezone Ducted, Centrally Ducted | 213386528 |  | HRCU-A-C | CPR60CD(O) |  | UACP-60D | 9.5 | 14.9 | 9.3 | 9 | 15.2 | 8.5 | FALSE | FALSE | FALSE | 53000 | 34000 | 2.2 | 36000 | 2.19
213386516 |  | Live | Midea Electric Trading | COMFORTSTAR | Singlezone Ducted, Centrally Ducted | 213386516 |  | HRCU-A-C | CPR60CD(O) |  | ACP-60D | 9.5 | 14.9 | 9.3 | 9 | 15.2 | 8.5 | FALSE | FALSE | FALSE | 53000 | 34000 | 2.2 | 36000 | 2.19
213386513 |  | Live | Midea Electric Trading | COMFORTSTAR | Singlezone Ducted, Centrally Ducted | 213386513 |  | HRCU-A-C | CPR30CD(O) |  | ACP-36C | 10 | 14.2 | 9.5 | 10.2 | 14.9 | 9.3 | FALSE | FALSE | FALSE | 30000 | 22000 | 2.6 | 24400 | 2.1
213386525 |  | Live | Midea Electric Trading | COMFORTSTAR | Singlezone Ducted, Centrally Ducted | 213386525 |  | HRCU-A-C | CPR30CD(O) |  | UACP-36C | 10 | 14.2 | 9.5 | 10.2 | 14.9 | 9.3 | FALSE | FALSE | FALSE | 30000 | 22000 | 2.6 | 24400 | 2.1
213386524 |  | Live | Midea Electric Trading | COMFORTSTAR | Singlezone Ducted, Centrally Ducted | 213386524 |  | HRCU-A-C | CPR24CD(O) |  | UACP-24B | 10.3 | 15 | 10 | 10 | 15.7 | 9.8 | FALSE | TRUE | TRUE | 24000 | 22000 | 2.5 | 23600 | 2.14
213386512 |  | Live | Midea Electric Trading | COMFORTSTAR | Singlezone Ducted, Centrally Ducted | 213386512 |  | HRCU-A-C | CPR24CD(O) |  | ACP-24B | 10.3 | 15 | 10 | 10 | 15.7 | 9.8 | FALSE | TRUE | TRUE | 24000 | 22000 | 2.5 | 23600 | 2.14
213265621 |  | Live | Midea Electric Trading | KADEN | Singlezone Ducted, Centrally Ducted | 213265621 |  | HRCU-A-CB | KO-UUX60HP-2AAMA |  | KI-UUX60AH-2AAMA | 10.3 | 18 | 9.2 | 8.8 | 14.9 | 8.5 | FALSE | FALSE | FALSE | 57000 | 37000 | 2.4 | 39000 | 2.2
213265620 |  | Live | Midea Electric Trading | KADEN | Singlezone Ducted, Centrally Ducted | 213265620 |  | HRCU-A-CB | KO-UUX48HP-2AAMA |  | KI-UUX48AH-2AAMA | 9.3 | 17.3 | 10 | 8.8 | 15.8 | 9.4 | FALSE | FALSE | FALSE | 47000 | 37000 | 2.4 | 39000 | 2.2
213265619 |  | Live | Midea Electric Trading | KADEN | Singlezone Ducted, Centrally Ducted | 213265619 |  | HRCU-A-CB | KO-UUX36HP-2AAMA |  | KI-UUX36AH-2AAMA | 10.4 | 18 | 9.1 | 10.1 | 16.9 | 8.2 | FALSE | FALSE | FALSE | 36000 | 20400 | 2.48 | 22700 | 2.1
213348296 |  | Live | Midea Electric Trading | COMFORT-AIRE | Singlezone Ducted, Centrally Ducted | 213348296 |  | HRCU-A-CB | A-VCD48SA-1 |  | B-KCD48SA-1 | 8.5 | 16 | 10 | 8.2 | 15.6 | 9.4 | FALSE | TRUE | FALSE | 47000 | 36000 | 2.36 | 48000 | 2.05
213307922 |  | Live | Midea Electric Trading | LBG PRODUCTS | Singlezone Ducted, Centrally Ducted | 213307922 |  | HRCU-A-CB | LCUHB48DO |  | LCHB48DHNI | 8.5 | 16 | 10 | 8.2 | 15.6 | 9.4 | FALSE | TRUE | FALSE | 47000 | 36000 | 2.36 | 48000 | 2.05
213307902 |  | Live | Midea Electric Trading | WELLS | Singlezone Ducted, Centrally Ducted | 213307902 |  | HRCU-A-CB | WUCA-48HFMO |  | WUA-48HFMAH | 8.5 | 16 | 10 | 8.2 | 15.6 | 9.4 | FALSE | TRUE | FALSE | 47000 | 36000 | 2.36 | 48000 | 2.05
213386555 |  | Live | Midea Electric Trading | MULTI MFG | Singlezone Ducted, Centrally Ducted | 213386555 |  | HRCU-A-CB | HHS-36HD-A |  | 36HSHP-C-M-A |  |  |  | 10 | 17 | 9.9 | FALSE | TRUE | TRUE | 36000 | 32800 | 2.42 | 43400 | 6.12
213386505 |  | Live | Midea Electric Trading | AC PRO.COM | Singlezone Ducted, Centrally Ducted | 213386505 |  | HRCU-A-CB | AOE31U-36HFN1-M |  | AVBL-36HWFN1-MK3 |  |  |  | 10 | 17 | 9.9 | FALSE | FALSE | TRUE | 36000 | 32800 | 2.42 | 43400 | 6.12
213386551 |  | Live | Midea Electric Trading | MULTI MFG | Singlezone Ducted, Centrally Ducted | 213386551 |  | HRCU-A-CB | HES-36HD-A |  | 36MUC0-HP-A |  |  |  | 10 | 16.9 | 8 | FALSE | FALSE | FALSE | 35000 | 19000 | 2.2 | 21800 | 2
213386549 |  | Live | Midea Electric Trading | MULTI MFG | Singlezone Ducted, Centrally Ducted | 213386549 |  | HRCU-A-CB | HES-18HD-A |  | 18MUC0-HP-A |  |  |  | 10.7 | 17 | 8.8 | FALSE | FALSE | FALSE | 18000 | 11500 | 2.59 | 12500 | 2.75
213386553 |  | Live | Midea Electric Trading | MULTI MFG | Singlezone Ducted, Centrally Ducted | 213386553 |  | HRCU-A-CB | HHS-24HD-A |  | 24HSHP-C-M-A |  |  |  | 12 | 19 | 9.3 | TRUE | TRUE | TRUE | 24000 | 19200 | 2.61 | 26400 | 2.42
213386503 |  | Live | Midea Electric Trading | AC PRO.COM | Singlezone Ducted, Centrally Ducted | 213386503 |  | HRCU-A-CB | AOD30-24HFN1-MW |  | AVBL-24HWFN1-MI3 |  |  |  | 12 | 19 | 9.3 | FALSE | FALSE | TRUE | 24000 | 19200 | 2.61 | 26400 | 2.42
213386502 |  | Live | Midea Electric Trading | AC PRO.COM | Singlezone Ducted, Centrally Ducted | 213386502 |  | HRCU-A-CB | AOX430U-18HFN1-M |  | AVBL-18HWFN1-MH3 |  |  |  | 12.4 | 17 | 9.5 | FALSE | FALSE | TRUE | 18000 | 13500 | 2.6 | 21200 | 2.49
213386552 |  | Live | Midea Electric Trading | MULTI MFG | Singlezone Ducted, Centrally Ducted | 213386552 |  | HRCU-A-CB | HHS-18HD-A |  | 18HSHP-C-M-A |  |  |  | 12.4 | 17 | 9.5 | TRUE | TRUE | TRUE | 18000 | 13500 | 2.6 | 21200 | 2.49
213386554 |  | Live | Midea Electric Trading | MULTI MFG | Singlezone Ducted, Centrally Ducted | 213386554 |  | HRCU-A-CB | HHS-30HD-A |  | 30HSHP-C-M-A |  |  |  | 11.7 | 18.2 | 8.8 | TRUE | TRUE | TRUE | 28000 | 20000 | 2.3 | 27111 | 2.23
213386504 |  | Live | Midea Electric Trading | AC PRO.COM | Singlezone Ducted, Centrally Ducted | 213386504 |  | HRCU-A-CB | AOD30U-30HFN1-MR0(X) |  | AVBL-30HWFN1-MJ3 |  |  |  | 11.7 | 18.2 | 8.8 | FALSE | FALSE | TRUE | 28000 | 20000 | 2.3 | 27111 | 2.23
213386484 |  | Live | Midea Electric Trading | ALSETRIA | Singlezone Ducted, Centrally Ducted | 213386484 |  | HRCU-A-C | MOD30-24HFN1-MW |  | MVBM-24A18T3N1 |  |  |  | 10.7 | 16.1 | 9.8 | FALSE | TRUE | TRUE | 24000 | 22400 | 2.42 | 25000 | 2.24
213386479 |  | Live | Midea Electric Trading | ECO-AIR | Singlezone Ducted, Centrally Ducted | 213386479 |  | HRCU-A-C | MOD30-24HFN1-MW |  | MVBM-24A18T3N1 |  |  |  | 10.7 | 16.1 | 9.8 | FALSE | TRUE | TRUE | 24000 | 22400 | 2.42 | 25000 | 2.24
213386478 |  | Live | Midea Electric Trading | ECO-AIR | Singlezone Ducted, Centrally Ducted | 213386478 |  | HRCU-A-C | MOD30-20HFN1-MW |  | MVBM-24A18T3N1 |  |  |  | 11.7 | 16.3 | 10.2 | TRUE | TRUE | TRUE | 20000 | 22400 | 2.42 | 25000 | 2.24
213386483 |  | Live | Midea Electric Trading | ALSETRIA | Singlezone Ducted, Centrally Ducted | 213386483 |  | HRCU-A-C | MOD30-20HFN1-MW |  | MVBM-24A18T3N1 |  |  |  | 11.7 | 16.3 | 10.2 | TRUE | TRUE | TRUE | 20000 | 22400 | 2.42 | 25000 | 2.24
213307908 |  | Live | Midea Electric Trading | ECO-AIR | Singlezone Ducted, Centrally Ducted | 213307908 |  | HRCU-A-CB | MOX430U-18HFN1-M |  | MVBE-18HWFN1-MM3E |  |  |  | 12.1 | 19.3 | 10.8 | TRUE | TRUE | TRUE | 18000 | 15800 | 2.82 | 22000 | 2.45
213307910 |  | Live | Midea Electric Trading | ALSETRIA | Singlezone Ducted, Centrally Ducted | 213307910 |  | HRCU-A-CB | MOX430U-18HFN1-M |  | MVBE-18HWFN1-MM3E |  |  |  | 12.1 | 19.3 | 10.8 | TRUE | TRUE | TRUE | 18000 | 15800 | 2.82 | 22000 | 2.45
213307909 |  | Live | Midea Electric Trading | ECO-AIR | Singlezone Ducted, Centrally Ducted | 213307909 |  | HRCU-A-CB | MOD30U-30HFN1-MR0(X) |  | MVBE-30HWFN1-ML3E |  |  |  | 10 | 16.9 | 9 | FALSE | TRUE | FALSE | 30000 | 19600 | 2.4 | 30000 | 2
213307911 |  | Live | Midea Electric Trading | ALSETRIA | Singlezone Ducted, Centrally Ducted | 213307911 |  | HRCU-A-CB | MOD30U-30HFN1-MR0(X) |  | MVBE-30HWFN1-ML3E |  |  |  | 10 | 16.9 | 9 | FALSE | TRUE | FALSE | 30000 | 19600 | 2.4 | 30000 | 2
213363367 |  | Live | Midea Electric Trading | ALSETRIA | Singlezone Ducted, Centrally Ducted | 213363367 |  | HRCU-A-C | MOE30U-45HFN1-M |  | MAC-60HWDN1-MN0 |  |  |  | 10 | 15.2 | 9.2 | FALSE | TRUE | TRUE | 45000 | 37000 | 2.26 | 38000 | 2.26
213363366 |  | Live | Midea Electric Trading | ECO-AIR | Singlezone Ducted, Centrally Ducted | 213363366 |  | HRCU-A-C | MOE30U-45HFN1-M |  | MAC-60HWDN1-MN0 |  |  |  | 10 | 15.2 | 9.2 | FALSE | TRUE | TRUE | 45000 | 37000 | 2.26 | 38000 | 2.26
213265612 |  | Live | Midea Electric Trading | COOPER&HUNTER | Singlezone Ducted, Centrally Ducted | 213265612 |  | HRCU-A-CB | CH-NHPR60LCU-230VO |  | CH-60AHU-W | 9 | 16.4 | 10.5 | 9 | 15.5 | 9.2 | FALSE | TRUE | FALSE | 55000 | 41000 | 2.56 | 57000 | 2.35
213386474 |  | Live | Midea Electric Trading | SENVILLE | Singlezone Ducted, Centrally Ducted | 213386474 |  | HRCU-A-CB | SENDC-60HF-OM |  | SENDC-60HF-IM | 9 | 16.4 | 10.5 | 8.8 | 15.3 | 9.4 | FALSE | TRUE | FALSE | 55000 | 42000 | 2.6 | 52500 | 2.3
213348327 |  | Live | Midea Electric Trading | KERR | Singlezone Ducted, Centrally Ducted | 213348327 |  | HRCU-A-CB | A-KCD60SA-1 |  | B-VCD60SA-1 | 9 | 16.4 | 10.5 | 8.8 | 15.3 | 9.4 | FALSE | TRUE | FALSE | 55000 | 42000 | 2.6 | 52500 | 2.3
213265608 |  | Live | Midea Electric Trading | COOPER&HUNTER | Singlezone Ducted, Centrally Ducted | 213265608 |  | HRCU-A-CB | CH-NHPR36LCU-230VO |  | CH-36AHU-W | 11 | 18 | 10.6 | 10 | 14.9 | 8.9 | FALSE | FALSE | FALSE | 36000 | 28600 | 2.2 | 43000 | 2.2
213386556 |  | Live | Midea Electric Trading | PANASONIC | Singlezone Ducted, Centrally Ducted | 213386556 |  | HRCU-A-C | CU-E18YAHK6 |  | CS-HE24YAC6 | 10 | 14.3 | 9.3 | 10.2 | 15.2 | 8.6 | FALSE | FALSE | TRUE | 18000 | 13000 | 2.59 | 14000 | 2.21
213350737 |  | Live | Midea Electric Trading | DURASTAR | Singlezone Ducted, Centrally Ducted | 213350737 |  | HRCU-A-CB | DRA1U60S1A |  | DRAM60S1A | 10.3 | 18 | 9.2 | 8.8 | 14.9 | 8.5 | FALSE | FALSE | FALSE | 57000 | 37000 | 2.4 | 39000 | 2.2
213350736 |  | Live | Midea Electric Trading | DURASTAR | Singlezone Ducted, Centrally Ducted | 213350736 |  | HRCU-A-CB | DRA1U48S1A |  | DRAM48S1A | 9.3 | 17.3 | 10 | 8.8 | 15.8 | 9.4 | FALSE | FALSE | FALSE | 47000 | 37000 | 2.4 | 39000 | 2.2
213350735 |  | Live | Midea Electric Trading | DURASTAR | Singlezone Ducted, Centrally Ducted | 213350735 |  | HRCU-A-CB | DRA1U36S1A |  | DRAM36S1A | 10.4 | 18 | 9.1 | 10.1 | 16.9 | 8.2 | FALSE | FALSE | FALSE | 36000 | 20400 | 2.48 | 22700 | 2.1
213265611 |  | Live | Midea Electric Trading | COOPER&HUNTER | Singlezone Ducted, Centrally Ducted | 213265611 |  | HRCU-A-CB | CH-N60LCU-230VO |  | CH-60AHU-W | 10 | 17 | 10.4 | 9.6 | 16 | 8.5 | FALSE | FALSE | FALSE | 57000 | 37800 | 2.48 | 37800 | 2.48
213265609 |  | Live | Midea Electric Trading | COOPER&HUNTER | Singlezone Ducted, Centrally Ducted | 213265609 |  | HRCU-A-CB | CH-N48LCU-230VO |  | CH-48AHU-W | 8.6 | 16.2 | 10.8 | 8.2 | 15.3 | 9.2 | FALSE | FALSE | FALSE | 48000 | 38000 | 2.1 | 39000 | 2.1
213265607 |  | Live | Midea Electric Trading | COOPER&HUNTER | Singlezone Ducted, Centrally Ducted | 213265607 |  | HRCU-A-CB | CH-N36LCU-230VO |  | CH-36AHU-W | 8.8 | 17 | 11.3 | 8.2 | 15.4 | 9 | FALSE | FALSE | FALSE | 36000 | 27000 | 2.54 | 27200 | 2.53
213386473 |  | Live | Midea Electric Trading | SENVILLE | Singlezone Ducted, Centrally Ducted | 213386473 |  | HRCU-A-CB | SENDC-48HF-OM |  | SENDC-48HF-IM | 8.5 | 16 | 10 | 8.2 | 15.6 | 9.4 | FALSE | TRUE | FALSE | 47000 | 36000 | 2.36 | 48000 | 2.05
213348326 |  | Live | Midea Electric Trading | KERR | Singlezone Ducted, Centrally Ducted | 213348326 |  | HRCU-A-CB | A-KCD48SA-1 |  | B-VCD48SA-1 | 8.5 | 16 | 10 | 8.2 | 15.6 | 9.4 | FALSE | TRUE | FALSE | 47000 | 36000 | 2.36 | 48000 | 2.05
213349773 |  | Live | Midea Electric Trading | KERR | Singlezone Ducted, Centrally Ducted | 213349773 |  | HRCU-A-CB | A-KCD48SA-1 |  | B-KCD48SA-1 | 8.5 | 16 | 10 | 8.2 | 15.6 | 9.4 | FALSE | TRUE | FALSE | 47000 | 36000 | 2.36 | 48000 | 2.05
213307898 |  | Live | Midea Electric Trading | WELLS | Multizone Mix of Ducted and Non-Ducted | 213307898 |  | HMSV-A-CB | WMCA-36HFMO | Mixed Ducted and Non-Ducted Indoor Units |  |  |  |  | 12 | 20.2 | 10.45 | TRUE | TRUE | TRUE | 36000 | 28600 | 2.35 | 36500 | 2.25
213307895 |  | Live | Midea Electric Trading | BLADEX | Multizone Mix of Ducted and Non-Ducted | 213307895 |  | HMSV-A-CB | B40XS-36SPHP1 | Mixed Ducted and Non-Ducted Indoor Units |  |  |  |  | 12 | 20.2 | 10.45 | FALSE | FALSE | TRUE | 36000 | 28600 | 2.35 | 36500 | 2.25
213307897 |  | Live | Midea Electric Trading | WELLS | Multizone All Ducted | 213307897 |  | HMSV-A-CB | WMCA-36HFMO | Ducted Indoor Units |  |  |  |  | 12 | 19.4 | 10 | TRUE | TRUE | TRUE | 36000 | 30000 | 2.2 | 36000 | 2.2
213307894 |  | Live | Midea Electric Trading | BLADEX | Multizone All Ducted | 213307894 |  | HMSV-A-CB | B40XS-36SPHP1 | Ducted Indoor Units |  |  |  |  | 12 | 19.4 | 10 | FALSE | FALSE | TRUE | 36000 | 30000 | 2.2 | 36000 | 2.2
213286780 |  | Live | Midea Electric Trading | WELLS | Multizone Mix of Ducted and Non-Ducted | 213286780 |  | HMSV-A-CB | WMCA-27HFMO | Mixed Ducted and Non-Ducted Indoor Units |  |  |  |  | 11.8 | 19.75 | 9.8 | TRUE | TRUE | TRUE | 27000 | 22600 | 2.35 | 29900 | 2.19
213286779 |  | Live | Midea Electric Trading | WELLS | Multizone All Ducted | 213286779 |  | HMSV-A-CB | WMCA-27HFMO | Ducted Indoor Units |  |  |  |  | 11.8 | 19 | 10 | TRUE | TRUE | TRUE | 27000 | 23000 | 2.4 | 29000 | 2.18
213279890 |  | Live | Midea Electric Trading | STAR AIR KONTROL | Singlezone Non-Ducted, Floor Placement | 213279890 |  | HRCU-A-CB-O | SAK-60CONS/220V | Mini-Splits | SAK-60CONS/220V | 9.8 | 18.7 | 10.5 | 9.8 | 19.8 | 9 | FALSE | FALSE | FALSE | 54000 | 35000 | 2.34 | 35200 | 1.98
213279896 |  | Live | Midea Electric Trading | STAR AIR KONTROL | Singlezone Non-Ducted, Wall Placement | 213279896 |  | HRCU-A-CB-O | SAK-48-CC/220V | Mini-Splits | SAK-48-CC/220V | 9.5 | 17.8 | 11.5 | 9.5 | 18.5 | 9.8 | FALSE | FALSE | TRUE | 48000 | 30000 | 2.34 | 39000 | 2.05
213279895 |  | Live | Midea Electric Trading | STAR AIR KONTROL | Singlezone Non-Ducted, Wall Placement | 213279895 |  | HRCU-A-CB-O | SAK-36-CC/220V | Mini-Splits | SAK-36-CC/220V | 9 | 18.2 | 10.6 | 9.4 | 19.2 | 8.8 | FALSE | FALSE | FALSE | 36000 | 23000 | 2.45 | 26000 | 2.13
213279888 |  | Live | Midea Electric Trading | STAR AIR KONTROL | Singlezone Non-Ducted, Wall Placement | 213279888 |  | HRCU-A-CB-O | SAK-36CONS/220V | Mini-Splits | SAK-36CONS/220V | 8 | 17 | 10 | 8.5 | 19 | 9 | FALSE | FALSE | FALSE | 36000 | 23000 | 2.2 | 25000 | 2.11
213386497 |  | Live | Midea Electric Trading | BLADEX | Singlezone Non-Ducted, Wall Placement | 213386497 |  | HRCU-A-CB-O | BS21-24HFN1-ODU | Mini-Splits | BSWM21-24HWIU | 9.5 | 18.5 | 10.2 | 9.5 | 18.5 | 8.6 | FALSE | FALSE | FALSE | 24000 | 16500 | 2.38 | 19257 | 2.11
213386493 |  | Live | Midea Electric Trading | BLADEX | Singlezone Non-Ducted, Wall Placement | 213386493 |  | HRCU-A-CB-O | BS21-12HFN1-ODU-115 | Mini-Splits | BSWM21-12HWIU-115 | 10.3 | 20 | 10.8 | 10.3 | 20.8 | 8.7 | FALSE | FALSE | FALSE | 12000 | 7800 | 2.31 | 8200 | 1.35
213363378 |  | Live | Midea Electric Trading | BLUERIDGE | Multizone Mix of Ducted and Non-Ducted | 213363378 |  | HMSV-A-CB | BMM36HH2C | Mixed Ducted and Non-Ducted Indoor Units |  |  |  |  | 12 | 20.2 | 10.45 | TRUE | TRUE | TRUE | 36000 | 28600 | 2.35 | 36500 | 2.25
213363377 |  | Live | Midea Electric Trading | BLUERIDGE | Multizone All Ducted | 213363377 |  | HMSV-A-CB | BMM36HH2C | Ducted Indoor Units |  |  |  |  | 12 | 19.4 | 10 | TRUE | TRUE | TRUE | 36000 | 30000 | 2.2 | 36000 | 2.2
213265585 |  | Live | Midea Electric Trading | COOPER&HUNTER | Singlezone Ducted, Compact Ducted | 213265585 |  | HRCU-A-CB | CH-NHPR60LCU-230VO | Mini-Splits | CH-60LCDT-W | 9.4 | 18 | 11 | 9.4 | 15.8 | 9.5 | FALSE | TRUE | FALSE | 55000 | 40000 | 2.46 | 54000 | 2.2
213265595 |  | Live | Midea Electric Trading | COOPER&HUNTER | Singlezone Non-Ducted, Floor Placement | 213265595 |  | HRCU-A-CB-O | CH-NHPR60LCU-230VO | Mini-Splits | CH-60LCFC-W | 9 | 16.8 | 11.3 | 9 | 17.3 | 10.2 | FALSE | TRUE | TRUE | 55000 | 40000 | 2.58 | 58600 | 2.35
213265584 |  | Live | Midea Electric Trading | COOPER&HUNTER | Singlezone Ducted, Compact Ducted | 213265584 |  | HRCU-A-CB | CH-N60LCU-230VO | Mini-Splits | CH-60LCDT-W | 10.6 | 19.2 | 10.2 | 10.3 | 17 | 8.4 | FALSE | FALSE | FALSE | 59000 | 34400 | 2.37 | 36000 | 2.29
213265594 |  | Live | Midea Electric Trading | COOPER&HUNTER | Singlezone Non-Ducted, Floor Placement | 213265594 |  | HRCU-A-CB-O | CH-N60LCU-230VO | Mini-Splits | CH-60LCFC-W | 9.8 | 18.7 | 10.5 | 9.8 | 19.8 | 9 | FALSE | FALSE | FALSE | 54000 | 35000 | 2.34 | 35200 | 1.98
213265591 |  | Live | Midea Electric Trading | COOPER&HUNTER | Singlezone Non-Ducted, Wall Placement | 213265591 |  | HRCU-A-CB-O | CH-NHPR36LCU-230VO | Mini-Splits | CH-36LCFC-W | 8.6 | 17.5 | 10 | 8.8 | 17.6 | 10 | FALSE | TRUE | FALSE | 36000 | 32000 | 2.23 | 42000 | 1.9
213265582 |  | Live | Midea Electric Trading | COOPER&HUNTER | Singlezone Ducted, Compact Ducted | 213265582 |  | HRCU-A-CB | CH-N48LCU-230VO | Mini-Splits | CH-48LCDT-W | 9.2 | 17.4 | 10.3 | 8.5 | 15.1 | 9.3 | FALSE | FALSE | FALSE | 48000 | 34000 | 2.32 | 41000 | 2.32
213265570 |  | Live | Midea Electric Trading | COOPER&HUNTER | Singlezone Non-Ducted, Wall Placement | 213265570 |  | HRCU-A-CB-O | CH-N48LCU-230VO | Mini-Splits | CH-48LCCT-W | 9.5 | 17.8 | 11.5 | 9.5 | 18.5 | 9.8 | FALSE | FALSE | TRUE | 48000 | 30000 | 2.34 | 39000 | 2.05
213265580 |  | Live | Midea Electric Trading | COOPER&HUNTER | Singlezone Ducted, Compact Ducted | 213265580 |  | HRCU-A-CB | CH-N36LCU-230VO | Mini-Splits | CH-36LCDT-W | 9 | 16.7 | 11.5 | 8.8 | 15.8 | 8.8 | FALSE | FALSE | FALSE | 36000 | 25000 | 2.49 | 26000 | 2.22
213265568 |  | Live | Midea Electric Trading | COOPER&HUNTER | Singlezone Non-Ducted, Wall Placement | 213265568 |  | HRCU-A-CB-O | CH-N36LCU-230VO | Mini-Splits | CH-36LCCT-W | 9 | 18.2 | 10.6 | 9.4 | 19.2 | 8.8 | FALSE | FALSE | FALSE | 36000 | 23000 | 2.45 | 26000 | 2.13
213265590 |  | Live | Midea Electric Trading | COOPER&HUNTER | Singlezone Non-Ducted, Wall Placement | 213265590 |  | HRCU-A-CB-O | CH-N36LCU-230VO | Mini-Splits | CH-36LCFC-W | 8 | 17 | 10 | 8.5 | 19 | 9 | FALSE | FALSE | FALSE | 36000 | 23000 | 2.2 | 25000 | 2.11
213307917 |  | Live | Midea Electric Trading | ECO-AIR | Multizone Mix of Ducted and Non-Ducted | 213307917 |  | HMSV-A-CB | M4OX630-36HFN1-M1X | Mixed Ducted and Non-Ducted Indoor Units |  |  |  |  | 12 | 20.2 | 10.45 | TRUE | TRUE | TRUE | 36000 | 28600 | 2.35 | 36500 | 2.25
213307914 |  | Live | Midea Electric Trading | ALSETRIA | Multizone Mix of Ducted and Non-Ducted | 213307914 |  | HMSV-A-CB | M4OX630-36HFN1-M1X | Mixed Ducted and Non-Ducted Indoor Units |  |  |  |  | 12 | 20.2 | 10.45 | TRUE | TRUE | TRUE | 36000 | 28600 | 2.35 | 36500 | 2.25
213307913 |  | Live | Midea Electric Trading | ALSETRIA | Multizone All Ducted | 213307913 |  | HMSV-A-CB | M4OX630-36HFN1-M1X | Ducted Indoor Units |  |  |  |  | 12 | 19.4 | 10 | TRUE | TRUE | TRUE | 36000 | 30000 | 2.2 | 36000 | 2.2
213307916 |  | Live | Midea Electric Trading | ECO-AIR | Multizone All Ducted | 213307916 |  | HMSV-A-CB | M4OX630-36HFN1-M1X | Ducted Indoor Units |  |  |  |  | 12 | 19.4 | 10 | TRUE | TRUE | TRUE | 36000 | 30000 | 2.2 | 36000 | 2.2
213307876 |  | Live | Midea Electric Trading | COMFORTSTAR | Singlezone Non-Ducted, Wall Placement | 213307876 |  | HRCU-A-CB-O | CARAT24CD(O)-HP | Mini-Splits | CARAT24CD(I)-HP | 9.5 | 18.5 | 10.2 | 9.5 | 18.5 | 8.6 | FALSE | FALSE | FALSE | 24000 | 16500 | 2.38 | 19257 | 2.11
213307873 |  | Live | Midea Electric Trading | COMFORTSTAR | Singlezone Non-Ducted, Wall Placement | 213307873 |  | HRCU-A-CB-O | CARAT12CA(O)-HP | Mini-Splits | CARAT12CA(I)-HP | 10.3 | 20 | 10.8 | 10.3 | 20.8 | 8.7 | FALSE | FALSE | FALSE | 12000 | 7800 | 2.31 | 8200 | 1.35
213386629 |  | Live | Daikin Comfort Technologies | GOODMAN | Singlezone Ducted, Centrally Ducted | 213386629 |  | HRCU-A-CB | GSZS604810A* | Ducted Indoor Units | AHVE60DP0400A* |  |  |  | 8 | 16.2 | 8.1 | FALSE | FALSE | FALSE | 45000 | 29800 | 2.47 | 36000 | 2.38
213386635 |  | Live | Daikin Comfort Technologies | GOODMAN | Singlezone Ducted, Centrally Ducted | 213386635 |  | HRCU-A-CB | GSZS604810A* | Ducted Indoor Units | AHVE48DP0400A* |  |  |  | 8 | 16.2 | 8.1 | FALSE | FALSE | FALSE | 45000 | 29800 | 2.47 | 36000 | 2.38
213386626 |  | Live | Daikin Comfort Technologies | GOODMAN | Singlezone Ducted, Centrally Ducted | 213386626 |  | HRCU-A-CB | GSZS603610A* | Ducted Indoor Units | AHVE42CP0400A* |  |  |  | 8.7 | 16.3 | 8.2 | FALSE | FALSE | FALSE | 33600 | 22400 | 2.43 | 25200 | 2.37
213386633 |  | Live | Daikin Comfort Technologies | GOODMAN | Singlezone Ducted, Centrally Ducted | 213386633 |  | HRCU-A-CB | GSZS603610A* | Ducted Indoor Units | AHVE36CP0400A* |  |  |  | 8.7 | 16.3 | 8.2 | FALSE | FALSE | FALSE | 33600 | 22400 | 2.43 | 25200 | 2.37
213386632 |  | Live | Daikin Comfort Technologies | GOODMAN | Singlezone Ducted, Centrally Ducted | 213386632 |  | HRCU-A-CB | GSZS603010A* | Ducted Indoor Units | AHVE36CP0400A* |  |  |  | 9.9 | 17.1 | 8.2 | FALSE | FALSE | FALSE | 27800 | 18000 | 2.52 | 21600 | 2.36
213386631 |  | Live | Daikin Comfort Technologies | GOODMAN | Singlezone Ducted, Centrally Ducted | 213386631 |  | HRCU-A-CB | GSZS602410A* | Ducted Indoor Units | AHVE24BP0400A* |  |  |  | 10.1 | 17.3 | 8.5 | FALSE | FALSE | TRUE | 22200 | 14600 | 2.58 | 17600 | 2.33
213386630 |  | Live | Daikin Comfort Technologies | GOODMAN | Singlezone Ducted, Centrally Ducted | 213386630 |  | HRCU-A-CB | GSZS601810A* | Ducted Indoor Units | AHVE24BP0400A* |  |  |  | 10.9 | 17.5 | 8.5 | FALSE | FALSE | TRUE | 16600 | 10800 | 2.71 | 17100 | 2.48
213255535 |  | Live | Daikin Comfort Technologies | AMANA | Singlezone Ducted, Centrally Ducted | 213255535 |  | HRCU-A-CB | ASZS604810A* | Ducted Indoor Units | AHVE60DP0400A* |  |  |  | 8 | 16.2 | 8.1 | FALSE | FALSE | FALSE | 45000 | 29800 | 2.47 | 36000 | 2.38
213255530 |  | Live | Daikin Comfort Technologies | AMANA | Singlezone Ducted, Centrally Ducted | 213255530 |  | HRCU-A-CB | ASZS604810A* | Ducted Indoor Units | AHVE48DP0400A* |  |  |  | 8 | 16.2 | 8.1 | FALSE | FALSE | FALSE | 45000 | 29800 | 2.47 | 36000 | 2.38
213255532 |  | Live | Daikin Comfort Technologies | AMANA | Singlezone Ducted, Centrally Ducted | 213255532 |  | HRCU-A-CB | ASZS603610A* | Ducted Indoor Units | AHVE42CP0400A* |  |  |  | 8.7 | 16.3 | 8.2 | FALSE | FALSE | FALSE | 33600 | 22400 | 2.43 | 25200 | 2.37
213255528 |  | Live | Daikin Comfort Technologies | AMANA | Singlezone Ducted, Centrally Ducted | 213255528 |  | HRCU-A-CB | ASZS603610A* | Ducted Indoor Units | AHVE36CP0400A* |  |  |  | 8.7 | 16.3 | 8.2 | FALSE | FALSE | FALSE | 33600 | 22400 | 2.43 | 25200 | 2.37
213255527 |  | Live | Daikin Comfort Technologies | AMANA | Singlezone Ducted, Centrally Ducted | 213255527 |  | HRCU-A-CB | ASZS603010A* | Ducted Indoor Units | AHVE36CP0400A* |  |  |  | 9.9 | 17.1 | 8.2 | FALSE | FALSE | FALSE | 27800 | 18000 | 2.52 | 21600 | 2.36
213255526 |  | Live | Daikin Comfort Technologies | AMANA | Singlezone Ducted, Centrally Ducted | 213255526 |  | HRCU-A-CB | ASZS602410A* | Ducted Indoor Units | AHVE24BP0400A* |  |  |  | 10.1 | 17.3 | 8.5 | FALSE | FALSE | TRUE | 22200 | 14600 | 2.58 | 17600 | 2.33
213255525 |  | Live | Daikin Comfort Technologies | AMANA | Singlezone Ducted, Centrally Ducted | 213255525 |  | HRCU-A-CB | ASZS601810A* | Ducted Indoor Units | AHVE24BP0400A* |  |  |  | 10.9 | 17.5 | 8.5 | FALSE | FALSE | TRUE | 16600 | 10800 | 2.71 | 17100 | 2.48
213255546 |  | Live | Daikin Comfort Technologies | DAIKIN | Singlezone Ducted, Centrally Ducted | 213255546 |  | HRCU-A-CB | DZ6VSA4810A* | Ducted Indoor Units | DFVE60DP0400A* |  |  |  | 8 | 16.2 | 8.1 | FALSE | FALSE | FALSE | 45000 | 29800 | 2.47 | 36000 | 2.38
213255541 |  | Live | Daikin Comfort Technologies | DAIKIN | Singlezone Ducted, Centrally Ducted | 213255541 |  | HRCU-A-CB | DZ6VSA4810A* | Ducted Indoor Units | DFVE48DP0400A* |  |  |  | 8 | 16.2 | 8.1 | FALSE | FALSE | FALSE | 45000 | 29800 | 2.47 | 36000 | 2.38
213255543 |  | Live | Daikin Comfort Technologies | DAIKIN | Singlezone Ducted, Centrally Ducted | 213255543 |  | HRCU-A-CB | DZ6VSA3610A* | Ducted Indoor Units | DFVE42CP0400A* |  |  |  | 8.7 | 16.3 | 8.2 | FALSE | FALSE | FALSE | 33600 | 22400 | 2.43 | 25200 | 2.37
213255539 |  | Live | Daikin Comfort Technologies | DAIKIN | Singlezone Ducted, Centrally Ducted | 213255539 |  | HRCU-A-CB | DZ6VSA3610A* | Ducted Indoor Units | DFVE36CP0400A* |  |  |  | 8.7 | 16.3 | 8.2 | FALSE | FALSE | FALSE | 33600 | 22400 | 2.43 | 25200 | 2.37
213255538 |  | Live | Daikin Comfort Technologies | DAIKIN | Singlezone Ducted, Centrally Ducted | 213255538 |  | HRCU-A-CB | DZ6VSA3010A* | Ducted Indoor Units | DFVE36CP0400A* |  |  |  | 9.9 | 17.1 | 8.2 | FALSE | FALSE | FALSE | 27800 | 18000 | 2.52 | 21600 | 2.36
213255537 |  | Live | Daikin Comfort Technologies | DAIKIN | Singlezone Ducted, Centrally Ducted | 213255537 |  | HRCU-A-CB | DZ6VSA2410A* | Ducted Indoor Units | DFVE24BP0400A* |  |  |  | 10.1 | 17.3 | 8.5 | FALSE | FALSE | TRUE | 22200 | 14600 | 2.58 | 17600 | 2.33
213255536 |  | Live | Daikin Comfort Technologies | DAIKIN | Singlezone Ducted, Centrally Ducted | 213255536 |  | HRCU-A-CB | DZ6VSA1810A* | Ducted Indoor Units | DFVE24BP0400A* |  |  |  | 10.9 | 17.5 | 8.5 | FALSE | FALSE | TRUE | 16600 | 10800 | 2.71 | 17100 | 2.48
213353373 |  | Live | Samsung Electronics | SAMSUNG | Multizone All Ducted | 213353373 |  | HMSV-A-CB | AJ030CXS4CH | Ducted Indoor Units |  |  |  |  | 13 | 20 | 9.5 | TRUE | TRUE | TRUE | 28400 | 17200 | 2.75 | 28600 | 1.67
213353372 |  | Live | Samsung Electronics | SAMSUNG | Multizone All Ducted | 213353372 |  | HMSV-A-CB | AJ024CXS4CH | Ducted Indoor Units |  |  |  |  | 13.5 | 20 | 9.5 | TRUE | TRUE | TRUE | 25000 | 15000 | 2.75 | 25000 | 1.57
213353371 |  | Live | Samsung Electronics | SAMSUNG | Multizone All Ducted | 213353371 |  | HMSV-A-CB | AJ020CXS3CH | Ducted Indoor Units |  |  |  |  | 13.45 | 20.5 | 9.5 | TRUE | TRUE | TRUE | 21000 | 13200 | 2.8 | 22000 | 1.45
213353370 |  | Live | Samsung Electronics | SAMSUNG | Multizone All Non-Ducted | 213353370 |  | HMSR-A-CB-O | AJ036CXS4CH | Non-Ducted Indoor Units |  |  |  |  | 12.5 | 21.5 | 9.5 | TRUE | TRUE | TRUE | 34000 | 23000 | 2.84 | 36600 | 1.83
213353369 |  | Live | Samsung Electronics | SAMSUNG | Multizone All Non-Ducted | 213353369 |  | HMSR-A-CB-O | AJ030CXS4CH | Non-Ducted Indoor Units |  |  |  |  | 13.5 | 22.5 | 10.4 | TRUE | TRUE | TRUE | 28400 | 17500 | 2.85 | 28600 | 2.1
213353368 |  | Live | Samsung Electronics | SAMSUNG | Multizone All Non-Ducted | 213353368 |  | HMSR-A-CB-O | AJ024CXS4CH | Non-Ducted Indoor Units |  |  |  |  | 14.55 | 23 | 10.4 | TRUE | TRUE | TRUE | 25000 | 15200 | 2.91 | 25000 | 2.12
213353367 |  | Live | Samsung Electronics | SAMSUNG | Multizone All Non-Ducted | 213353367 |  | HMSR-A-CB-O | AJ020CXS3CH | Non-Ducted Indoor Units |  |  |  |  | 15 | 23 | 10.5 | TRUE | TRUE | TRUE | 21000 | 13400 | 2.95 | 22000 | 2.22
212396575 |  | Live | Lennox Industries | ADP | Singlezone Ducted, Centrally Ducted | 212396575 |  | HRCU-A-CB | 4TXD2060A10NU** | Ducted Indoor Units | F,PE*CC4960 |  |  |  | 11 | 17 | 9 | FALSE | FALSE | TRUE | 48000 | 31800 | 2.1 | 48000 | 2.04
212396574 |  | Live | Lennox Industries | ADP | Singlezone Ducted, Centrally Ducted | 212396574 |  | HRCU-A-CB | 4TXD2060A10NU** | Ducted Indoor Units | F,PE*CC9960 |  |  |  | 10 | 15.75 | 9 | FALSE | FALSE | TRUE | 54000 | 36400 | 2.1 | 49000 | 2.02
212396573 |  | Live | Lennox Industries | ADP | Singlezone Ducted, Centrally Ducted | 212396573 |  | HRCU-A-CB | 4TXD2060A10NU** | Ducted Indoor Units | F,PE*CC7948 |  |  |  | 11 | 17 | 9 | FALSE | FALSE | TRUE | 48000 | 31800 | 2.1 | 48000 | 2.04
212396572 |  | Live | Lennox Industries | ADP | Singlezone Ducted, Centrally Ducted | 212396572 |  | HRCU-A-CB | 4TXD2060A10NU** | Ducted Indoor Units | F,PE*UU1960 |  |  |  | 10 | 15.8 | 9 | FALSE | FALSE | TRUE | 54000 | 36400 | 2.1 | 49000 | 2.02
212396571 |  | Live | Lennox Industries | ADP | Singlezone Ducted, Centrally Ducted | 212396571 |  | HRCU-A-CB | 4TXD2060A10NU** | Ducted Indoor Units | F,PE*CC7960 |  |  |  | 10 | 15.8 | 9 | FALSE | FALSE | TRUE | 54000 | 36400 | 2.1 | 49000 | 2.02
212396559 |  | Live | Lennox Industries | ADP | Singlezone Ducted, Centrally Ducted | 212396559 |  | HRCU-A-CB | 4TXD2060A10NU** | Ducted Indoor Units | F,PE*CC4960 |  |  |  | 11 | 17 | 9 | FALSE | FALSE | TRUE | 48000 | 31800 | 2.1 | 48000 | 2.04
212396558 |  | Live | Lennox Industries | ADP | Singlezone Ducted, Centrally Ducted | 212396558 |  | HRCU-A-CB | 4TXD2060A10NU** | Ducted Indoor Units | F,PE*CC9960 |  |  |  | 10 | 15.75 | 9 | FALSE | FALSE | TRUE | 54000 | 36400 | 2.1 | 49000 | 2.02
212396557 |  | Live | Lennox Industries | ADP | Singlezone Ducted, Centrally Ducted | 212396557 |  | HRCU-A-CB | 4TXD2060A10NU** | Ducted Indoor Units | F,PE*CC7948 |  |  |  | 11 | 17 | 9 | FALSE | FALSE | TRUE | 48000 | 31800 | 2.1 | 48000 | 2.04
212396556 |  | Live | Lennox Industries | ADP | Singlezone Ducted, Centrally Ducted | 212396556 |  | HRCU-A-CB | 4TXD2060A10NU** | Ducted Indoor Units | F,PE*UU1960 |  |  |  | 10 | 15.8 | 9 | FALSE | FALSE | TRUE | 54000 | 36400 | 2.1 | 49000 | 2.02
212396555 |  | Live | Lennox Industries | ADP | Singlezone Ducted, Centrally Ducted | 212396555 |  | HRCU-A-CB | 4TXD2060A10NU** | Ducted Indoor Units | F,PE*CC7960 |  |  |  | 10 | 15.8 | 9 | FALSE | FALSE | TRUE | 54000 | 36400 | 2.1 | 49000 | 2.02
212396570 |  | Live | Lennox Industries | ADP | Singlezone Ducted, Centrally Ducted | 212396570 |  | HRCU-A-CB | 4TXD2036A10NU** | Ducted Indoor Units | F,PE*G34925 |  |  |  | 11.5 | 17 | 9 | FALSE | FALSE | TRUE | 23600 | 15000 | 2.1 | 24000 | 2.43
212396569 |  | Live | Lennox Industries | ADP | Singlezone Ducted, Centrally Ducted | 212396569 |  | HRCU-A-CB | 4TXD2036A10NU** | Ducted Indoor Units | F,PE*G34930 |  |  |  | 11.5 | 17 | 9 | FALSE | FALSE | TRUE | 23600 | 15000 | 2.1 | 24000 | 2.43
212396568 |  | Live | Lennox Industries | ADP | Singlezone Ducted, Centrally Ducted | 212396568 |  | HRCU-A-CB | 4TXD2036A10NU** | Ducted Indoor Units | F,PE*G34936 |  |  |  | 9.8 | 15.6 | 8.8 | FALSE | FALSE | FALSE | 33200 | 24200 | 2.1 | 36000 | 1.94
212396567 |  | Live | Lennox Industries | ADP | Singlezone Ducted, Centrally Ducted | 212396567 |  | HRCU-A-CB | 4TXD2036A10NU** | Ducted Indoor Units | F,PE*G33925 |  |  |  | 11.5 | 17 | 8.95 | FALSE | FALSE | TRUE | 23400 | 15000 | 2.1 | 24000 | 2.43
212396566 |  | Live | Lennox Industries | ADP | Singlezone Ducted, Centrally Ducted | 212396566 |  | HRCU-A-CB | 4TXD2036A10NU** | Ducted Indoor Units | F,PE*G33930 |  |  |  | 11.5 | 17 | 8.95 | FALSE | FALSE | TRUE | 23400 | 15000 | 2.1 | 24000 | 2.43
212396565 |  | Live | Lennox Industries | ADP | Singlezone Ducted, Centrally Ducted | 212396565 |  | HRCU-A-CB | 4TXD2036A10NU** | Ducted Indoor Units | F,PE*G33936 |  |  |  | 9.8 | 15.5 | 8.8 | FALSE | FALSE | FALSE | 33200 | 24200 | 2.1 | 36000 | 1.94
212396564 |  | Live | Lennox Industries | ADP | Singlezone Ducted, Centrally Ducted | 212396564 |  | HRCU-A-CB | 4TXD2036A10NU** | Ducted Indoor Units | F,PE*E32924 |  |  |  | 11.5 | 16 | 8.85 | FALSE | FALSE | TRUE | 22800 | 15000 | 2.1 | 24000 | 2.43
212396563 |  | Live | Lennox Industries | ADP | Singlezone Ducted, Centrally Ducted | 212396563 |  | HRCU-A-CB | 4TXD2036A10NU** | Ducted Indoor Units | F,PE*E32925 |  |  |  | 11.5 | 16 | 8.85 | FALSE | FALSE | TRUE | 23000 | 15000 | 2.1 | 24000 | 2.43
212396562 |  | Live | Lennox Industries | ADP | Singlezone Ducted, Centrally Ducted | 212396562 |  | HRCU-A-CB | 4TXD2036A10NU** | Ducted Indoor Units | F,PE*E32930 |  |  |  | 11.5 | 16 | 8.85 | FALSE | FALSE | TRUE | 23000 | 15000 | 2.1 | 24000 | 2.43
212396561 |  | Live | Lennox Industries | ADP | Singlezone Ducted, Centrally Ducted | 212396561 |  | HRCU-A-CB | 4TXD2036A10NU** | Ducted Indoor Units | F,PE*E32936 |  |  |  | 9.5 | 15.2 | 8.7 | FALSE | FALSE | FALSE | 32200 | 24200 | 2.1 | 36000 | 1.94
212396560 |  | Live | Lennox Industries | ADP | Singlezone Ducted, Centrally Ducted | 212396560 |  | HRCU-A-CB | 4TXD2036A10NU** | Ducted Indoor Units | F,PE*BB8937 |  |  |  | 9.6 | 15.6 | 8.7 | FALSE | FALSE | FALSE | 32400 | 24000 | 2.1 | 36000 | 1.94
212396554 |  | Live | Lennox Industries | ADP | Singlezone Ducted, Centrally Ducted | 212396554 |  | HRCU-A-CB | 4TXD2036A10NU** | Ducted Indoor Units | F,PE*G34925 |  |  |  | 11.5 | 17 | 9 | FALSE | FALSE | TRUE | 23600 | 15000 | 2.1 | 24000 | 2.43
212396553 |  | Live | Lennox Industries | ADP | Singlezone Ducted, Centrally Ducted | 212396553 |  | HRCU-A-CB | 4TXD2036A10NU** | Ducted Indoor Units | F,PE*G34930 |  |  |  | 11.5 | 17 | 9 | FALSE | FALSE | TRUE | 23600 | 15000 | 2.1 | 24000 | 2.43
212396552 |  | Live | Lennox Industries | ADP | Singlezone Ducted, Centrally Ducted | 212396552 |  | HRCU-A-CB | 4TXD2036A10NU** | Ducted Indoor Units | F,PE*G34936 |  |  |  | 9.8 | 15.6 | 8.8 | FALSE | FALSE | FALSE | 33200 | 24200 | 2.1 | 36000 | 1.94
212396551 |  | Live | Lennox Industries | ADP | Singlezone Ducted, Centrally Ducted | 212396551 |  | HRCU-A-CB | 4TXD2036A10NU** | Ducted Indoor Units | F,PE*G33925 |  |  |  | 11.5 | 17 | 8.95 | FALSE | FALSE | TRUE | 23400 | 15000 | 2.1 | 24000 | 2.43
212396550 |  | Live | Lennox Industries | ADP | Singlezone Ducted, Centrally Ducted | 212396550 |  | HRCU-A-CB | 4TXD2036A10NU** | Ducted Indoor Units | F,PE*G33930 |  |  |  | 11.5 | 17 | 8.95 | FALSE | FALSE | TRUE | 23400 | 15000 | 2.1 | 24000 | 2.43
212396549 |  | Live | Lennox Industries | ADP | Singlezone Ducted, Centrally Ducted | 212396549 |  | HRCU-A-CB | 4TXD2036A10NU** | Ducted Indoor Units | F,PE*G33936 |  |  |  | 9.8 | 15.5 | 8.8 | FALSE | FALSE | FALSE | 33200 | 24200 | 2.1 | 36000 | 1.94
212396548 |  | Live | Lennox Industries | ADP | Singlezone Ducted, Centrally Ducted | 212396548 |  | HRCU-A-CB | 4TXD2036A10NU** | Ducted Indoor Units | F,PE*E32924 |  |  |  | 11.5 | 16 | 8.85 | FALSE | FALSE | TRUE | 22800 | 15000 | 2.1 | 24000 | 2.43
212396547 |  | Live | Lennox Industries | ADP | Singlezone Ducted, Centrally Ducted | 212396547 |  | HRCU-A-CB | 4TXD2036A10NU** | Ducted Indoor Units | F,PE*E32925 |  |  |  | 11.5 | 16 | 8.85 | FALSE | FALSE | TRUE | 23000 | 15000 | 2.1 | 24000 | 2.43
212396546 |  | Live | Lennox Industries | ADP | Singlezone Ducted, Centrally Ducted | 212396546 |  | HRCU-A-CB | 4TXD2036A10NU** | Ducted Indoor Units | F,PE*E32930 |  |  |  | 11.5 | 16 | 8.85 | FALSE | FALSE | TRUE | 23000 | 15000 | 2.1 | 24000 | 2.43
212396545 |  | Live | Lennox Industries | ADP | Singlezone Ducted, Centrally Ducted | 212396545 |  | HRCU-A-CB | 4TXD2036A10NU** | Ducted Indoor Units | F,PE*E32936 |  |  |  | 9.5 | 15.2 | 8.7 | FALSE | FALSE | FALSE | 32200 | 24200 | 2.1 | 36000 | 1.94
212396544 |  | Live | Lennox Industries | ADP | Singlezone Ducted, Centrally Ducted | 212396544 |  | HRCU-A-CB | 4TXD2036A10NU** | Ducted Indoor Units | F,PE*BB8937 |  |  |  | 9.6 | 15.6 | 8.7 | FALSE | FALSE | FALSE | 32400 | 24000 | 2.1 | 36000 | 1.94
213500522 |  | Live | Midea Electric Trading | INNOVAIR | Singlezone Ducted, Centrally Ducted | 213500522 |  | HRCU-A-C | SEV18H2R19 |  | MAC24H1418E |  |  |  | 10.2 | 15.2 | 8.5 | FALSE | FALSE | TRUE | 18000 | 12800 | 2.61 | 13000 | 2.2
213500940 |  | Live | Midea Electric Trading | STEALTH | Singlezone Ducted, Centrally Ducted | 213500940 |  | HRCU-A-CB | ACIQ-36-HPC |  | ACIQ-36-AHB* |  |  |  | 11.7 | 16.3 | 9.5 | TRUE | TRUE | TRUE | 35000 | 31800 | 2.4 | 36000 | 1.9
213500939 |  | Live | Midea Electric Trading | POLARWAVE | Singlezone Ducted, Centrally Ducted | 213500939 |  | HRCU-A-CB | ACIQ-36-HPC |  | ACIQ-36-AHB* |  |  |  | 11.7 | 16.3 | 9.5 | TRUE | TRUE | TRUE | 35000 | 31800 | 2.4 | 36000 | 1.9
213500938 |  | Live | Midea Electric Trading | DIYCOOL | Singlezone Ducted, Centrally Ducted | 213500938 |  | HRCU-A-CB | ACIQ-36-HPC |  | ACIQ-36-AHB* |  |  |  | 11.7 | 16.3 | 9.5 | TRUE | TRUE | TRUE | 35000 | 31800 | 2.4 | 36000 | 1.9
213500937 |  | Live | Midea Electric Trading | ACIQ | Singlezone Ducted, Centrally Ducted | 213500937 |  | HRCU-A-CB | ACIQ-36-HPC |  | ACIQ-36-AHB* |  |  |  | 11.7 | 16.3 | 9.5 | TRUE | TRUE | TRUE | 35000 | 31800 | 2.4 | 36000 | 1.9
213500936 |  | Live | Midea Electric Trading | 1HVAC | Singlezone Ducted, Centrally Ducted | 213500936 |  | HRCU-A-CB | ACIQ-36-HPC |  | ACIQ-36-AHB* |  |  |  | 11.7 | 16.3 | 9.5 | TRUE | TRUE | TRUE | 35000 | 31800 | 2.4 | 36000 | 1.9
213500528 |  | Live | Midea Electric Trading | KEPLER | Singlezone Ducted, Centrally Ducted | 213500528 |  | HRCU-A-CB | AZPN/B36WDUID |  | AZPN/36WAH |  |  |  | 11.7 | 16.3 | 9.5 | TRUE | TRUE | TRUE | 35000 | 31800 | 2.4 | 36000 | 1.9
213500527 |  | Live | Midea Electric Trading | BLADEX | Singlezone Ducted, Centrally Ducted | 213500527 |  | HRCU-A-CB | BX30S-36HPHYHA |  | BLA-36HWAHU1 |  |  |  | 11.7 | 16.3 | 9.5 | FALSE | FALSE | TRUE | 35000 | 31800 | 2.4 | 36000 | 1.9
213479397 |  | Live | Midea Electric Trading | TEMP SHIFT | Multizone Mix of Ducted and Non-Ducted | 213479397 |  | HMSV-A-CB | TSM4OX63036HFN1M1X | Mixed Ducted and Non-Ducted Indoor Units |  |  |  |  | 12 | 20.2 | 10.45 | FALSE | FALSE | TRUE | 36000 | 28600 | 2.35 | 36500 | 2.25
213479396 |  | Live | Midea Electric Trading | TEMP SHIFT | Multizone All Ducted | 213479396 |  | HMSV-A-CB | TSM4OX63036HFN1M1X | Ducted Indoor Units |  |  |  |  | 12 | 19.4 | 10 | FALSE | FALSE | TRUE | 36000 | 30000 | 2.2 | 36000 | 2.2
213479394 |  | Live | Midea Electric Trading | TEMP SHIFT | Multizone Mix of Ducted and Non-Ducted | 213479394 |  | HMSV-A-CB | TSM3OK27HFN1M | Mixed Ducted and Non-Ducted Indoor Units |  |  |  |  | 11.8 | 19.75 | 9.8 | FALSE | FALSE | TRUE | 27000 | 22600 | 2.35 | 29900 | 2.19
213479393 |  | Live | Midea Electric Trading | TEMP SHIFT | Multizone All Ducted | 213479393 |  | HMSV-A-CB | TSM3OK27HFN1M | Ducted Indoor Units |  |  |  |  | 11.8 | 19 | 10 | FALSE | FALSE | TRUE | 27000 | 23000 | 2.4 | 29000 | 2.18
213489790 |  | Live | Midea Electric Trading | INNOVAIR | Singlezone Ducted, Centrally Ducted | 213489790 |  | HRCU-A-CB | SHV36H2R20-S |  | DEV36H2R19 |  |  |  | 11.7 | 16.3 | 9.5 | TRUE | TRUE | TRUE | 35000 | 31800 | 2.4 | 36000 | 1.9
213484699 |  | Live | Midea Electric Trading | TEMP SHIFT | Singlezone Ducted, Centrally Ducted | 213484699 |  | HRCU-A-CB | TSMOX63036HFN1M3X |  | TSMVC36HWFN1M |  |  |  | 11.7 | 16.3 | 9.5 | FALSE | FALSE | TRUE | 35000 | 31800 | 2.4 | 36000 | 1.9
213481579 |  | Live | Midea Electric Trading | DIRECT AIR | Singlezone Ducted, Centrally Ducted | 213481579 |  | HRCU-A-CB | DIRM-36MAGICPRO20-OU1F |  | DIRM-36MAGICPRO20-AH |  |  |  | 11.7 | 16.3 | 9.5 | TRUE | TRUE | TRUE | 35000 | 31800 | 2.4 | 36000 | 1.9
213479752 |  | Live | Midea Electric Trading | COMFORTSTAR | Singlezone Ducted, Centrally Ducted | 213479752 |  | HRCU-A-CB | CPH36CD(O)-B |  | AHU36-SG2 |  |  |  | 11.7 | 16.3 | 9.5 | TRUE | TRUE | TRUE | 35000 | 31800 | 2.4 | 36000 | 1.9
213433274 |  | Live | Midea Electric Trading | DIYCOOL | Singlezone Ducted, Centrally Ducted | 213433274 |  | HRCU-A-CB | ACIQ-36-HPB |  | ACIQ-36W-P |  |  |  | 10 | 17 | 9.9 | FALSE | TRUE | TRUE | 36000 | 32800 | 2.42 | 43400 | 6.12
213433293 |  | Live | Midea Electric Trading | POLARWAVE | Singlezone Ducted, Centrally Ducted | 213433293 |  | HRCU-A-CB | ACIQ-36-HPB |  | ACIQ-36W-P |  |  |  | 10 | 17 | 9.9 | FALSE | TRUE | TRUE | 36000 | 32800 | 2.42 | 43400 | 6.12
213433312 |  | Live | Midea Electric Trading | STEALTH | Singlezone Ducted, Centrally Ducted | 213433312 |  | HRCU-A-CB | ACIQ-36-HPB |  | ACIQ-36W-P |  |  |  | 10 | 17 | 9.9 | FALSE | TRUE | TRUE | 36000 | 32800 | 2.42 | 43400 | 6.12
213433255 |  | Live | Midea Electric Trading | ACIQ | Singlezone Ducted, Centrally Ducted | 213433255 |  | HRCU-A-CB | ACIQ-36-HPB |  | ACIQ-36W-P |  |  |  | 10 | 17 | 9.9 | FALSE | TRUE | TRUE | 36000 | 32800 | 2.42 | 43400 | 6.12
213493018 |  | Live | Midea Electric Trading | 1HVAC | Singlezone Ducted, Centrally Ducted | 213493018 |  | HRCU-A-C | ACIQ-36-EHPB |  | ACIQ-36-ACL-17 |  |  |  | 9.7 | 14.6 | 7.7 | FALSE | FALSE | FALSE | 35000 | 19400 | 2.1 | 21200 | 2.2
213493025 |  | Live | Midea Electric Trading | ACIQ | Singlezone Ducted, Centrally Ducted | 213493025 |  | HRCU-A-C | ACIQ-36-EHPB |  | ACIQ-36-ACL-17 |  |  |  | 9.7 | 14.6 | 7.7 | FALSE | FALSE | FALSE | 35000 | 19400 | 2.1 | 21200 | 2.2
213493045 |  | Live | Midea Electric Trading | STEALTH | Singlezone Ducted, Centrally Ducted | 213493045 |  | HRCU-A-C | ACIQ-36-EHPB |  | ACIQ-36-ACL-17 |  |  |  | 9.7 | 14.6 | 7.7 | FALSE | FALSE | FALSE | 35000 | 19400 | 2.1 | 21200 | 2.2
213493031 |  | Live | Midea Electric Trading | DIYCOOL | Singlezone Ducted, Centrally Ducted | 213493031 |  | HRCU-A-C | ACIQ-36-EHPB |  | ACIQ-36-ACL-17 |  |  |  | 9.7 | 14.6 | 7.7 | FALSE | FALSE | FALSE | 35000 | 19400 | 2.1 | 21200 | 2.2
213493038 |  | Live | Midea Electric Trading | POLARWAVE | Singlezone Ducted, Centrally Ducted | 213493038 |  | HRCU-A-C | ACIQ-36-EHPB |  | ACIQ-36-ACL-17 |  |  |  | 9.7 | 14.6 | 7.7 | FALSE | FALSE | FALSE | 35000 | 19400 | 2.1 | 21200 | 2.2
213433217 |  | Live | Midea Electric Trading | KEPLER | Singlezone Ducted, Centrally Ducted | 213433217 |  | HRCU-A-C | AZPNS/36ROD |  | AZPN/C36WAC |  |  |  | 9.7 | 14.6 | 7.7 | FALSE | FALSE | FALSE | 35000 | 19400 | 2.1 | 21200 | 2.2
213386884 |  | Live | Midea Electric Trading | INNOVAIR | Singlezone Ducted, Centrally Ducted | 213386884 |  | HRCU-A-CB | SEV36H2R19 |  | WEV36H2R19 |  |  |  | 10 | 16.9 | 8 | FALSE | FALSE | FALSE | 35000 | 19000 | 2.2 | 21800 | 2
213433285 |  | Live | Midea Electric Trading | POLARWAVE | Singlezone Ducted, Centrally Ducted | 213433285 |  | HRCU-A-CB | ACIQ-36-EHPB |  | ACIQ-36W-WM |  |  |  | 10 | 16.9 | 8 | FALSE | FALSE | FALSE | 35000 | 19000 | 2.2 | 21800 | 2
213433304 |  | Live | Midea Electric Trading | STEALTH | Singlezone Ducted, Centrally Ducted | 213433304 |  | HRCU-A-CB | ACIQ-36-EHPB |  | ACIQ-36W-WM |  |  |  | 10 | 16.9 | 8 | FALSE | FALSE | FALSE | 35000 | 19000 | 2.2 | 21800 | 2
213433266 |  | Live | Midea Electric Trading | DIYCOOL | Singlezone Ducted, Centrally Ducted | 213433266 |  | HRCU-A-CB | ACIQ-36-EHPB |  | ACIQ-36W-WM |  |  |  | 10 | 16.9 | 8 | FALSE | FALSE | FALSE | 35000 | 19000 | 2.2 | 21800 | 2
213433247 |  | Live | Midea Electric Trading | ACIQ | Singlezone Ducted, Centrally Ducted | 213433247 |  | HRCU-A-CB | ACIQ-36-EHPB |  | ACIQ-36W-WM |  |  |  | 10 | 16.9 | 8 | FALSE | FALSE | FALSE | 35000 | 19000 | 2.2 | 21800 | 2
213386882 |  | Live | Midea Electric Trading | INNOVAIR | Singlezone Ducted, Centrally Ducted | 213386882 |  | HRCU-A-CB | SEV18H2R19 |  | WEV18H2R19 |  |  |  | 10.7 | 17 | 8.8 | FALSE | FALSE | FALSE | 18000 | 11500 | 2.59 | 12500 | 2.75
213433301 |  | Live | Midea Electric Trading | STEALTH | Singlezone Ducted, Centrally Ducted | 213433301 |  | HRCU-A-CB | ACIQ-18-EHPB |  | ACIQ-18W-WM |  |  |  | 10.7 | 17 | 8.8 | FALSE | FALSE | FALSE | 18000 | 11500 | 2.59 | 12500 | 2.75
213433244 |  | Live | Midea Electric Trading | ACIQ | Singlezone Ducted, Centrally Ducted | 213433244 |  | HRCU-A-CB | ACIQ-18-EHPB |  | ACIQ-18W-WM |  |  |  | 10.7 | 17 | 8.8 | FALSE | FALSE | FALSE | 18000 | 11500 | 2.59 | 12500 | 2.75
213433282 |  | Live | Midea Electric Trading | POLARWAVE | Singlezone Ducted, Centrally Ducted | 213433282 |  | HRCU-A-CB | ACIQ-18-EHPB |  | ACIQ-18W-WM |  |  |  | 10.7 | 17 | 8.8 | FALSE | FALSE | FALSE | 18000 | 11500 | 2.59 | 12500 | 2.75
213433263 |  | Live | Midea Electric Trading | DIYCOOL | Singlezone Ducted, Centrally Ducted | 213433263 |  | HRCU-A-CB | ACIQ-18-EHPB |  | ACIQ-18W-WM |  |  |  | 10.7 | 17 | 8.8 | FALSE | FALSE | FALSE | 18000 | 11500 | 2.59 | 12500 | 2.75
213433245 |  | Live | Midea Electric Trading | ACIQ | Singlezone Ducted, Centrally Ducted | 213433245 |  | HRCU-A-CB | ACIQ-24-EHPB |  | ACIQ-24W-WM |  |  |  | 10.5 | 17 | 10.2 | FALSE | TRUE | FALSE | 24000 | 19500 | 2.6 | 21600 | 2.41
213433264 |  | Live | Midea Electric Trading | DIYCOOL | Singlezone Ducted, Centrally Ducted | 213433264 |  | HRCU-A-CB | ACIQ-24-EHPB |  | ACIQ-24W-WM |  |  |  | 10.5 | 17 | 10.2 | FALSE | TRUE | FALSE | 24000 | 19500 | 2.6 | 21600 | 2.41
213433283 |  | Live | Midea Electric Trading | POLARWAVE | Singlezone Ducted, Centrally Ducted | 213433283 |  | HRCU-A-CB | ACIQ-24-EHPB |  | ACIQ-24W-WM |  |  |  | 10.5 | 17 | 10.2 | FALSE | TRUE | FALSE | 24000 | 19500 | 2.6 | 21600 | 2.41
213433302 |  | Live | Midea Electric Trading | STEALTH | Singlezone Ducted, Centrally Ducted | 213433302 |  | HRCU-A-CB | ACIQ-24-EHPB |  | ACIQ-24W-WM |  |  |  | 10.5 | 17 | 10.2 | FALSE | TRUE | FALSE | 24000 | 19500 | 2.6 | 21600 | 2.41
213386881 |  | Live | Midea Electric Trading | INNOVAIR | Singlezone Ducted, Centrally Ducted | 213386881 |  | HRCU-A-CB | SEV24H2R19 |  | WEV24H2R19 |  |  |  | 10.5 | 17 | 10.2 | FALSE | TRUE | FALSE | 24000 | 19500 | 2.6 | 21600 | 2.41
213433291 |  | Live | Midea Electric Trading | POLARWAVE | Singlezone Ducted, Centrally Ducted | 213433291 |  | HRCU-A-CB | ACIQ-24-HPB |  | ACIQ-24W-P |  |  |  | 12 | 19 | 9.3 | TRUE | TRUE | TRUE | 24000 | 19200 | 2.61 | 26400 | 2.42
213433310 |  | Live | Midea Electric Trading | STEALTH | Singlezone Ducted, Centrally Ducted | 213433310 |  | HRCU-A-CB | ACIQ-24-HPB |  | ACIQ-24W-P |  |  |  | 12 | 19 | 9.3 | TRUE | TRUE | TRUE | 24000 | 19200 | 2.61 | 26400 | 2.42
213433272 |  | Live | Midea Electric Trading | DIYCOOL | Singlezone Ducted, Centrally Ducted | 213433272 |  | HRCU-A-CB | ACIQ-24-HPB |  | ACIQ-24W-P |  |  |  | 12 | 19 | 9.3 | TRUE | TRUE | TRUE | 24000 | 19200 | 2.61 | 26400 | 2.42
213433253 |  | Live | Midea Electric Trading | ACIQ | Singlezone Ducted, Centrally Ducted | 213433253 |  | HRCU-A-CB | ACIQ-24-HPB |  | ACIQ-24W-P |  |  |  | 12 | 19 | 9.3 | TRUE | TRUE | TRUE | 24000 | 19200 | 2.61 | 26400 | 2.42
213433252 |  | Live | Midea Electric Trading | ACIQ | Singlezone Ducted, Centrally Ducted | 213433252 |  | HRCU-A-CB | ACIQ-18-HPB |  | ACIQ-18W-P |  |  |  | 12.4 | 17 | 9.5 | TRUE | TRUE | TRUE | 18000 | 13500 | 2.6 | 21200 | 2.49
213433271 |  | Live | Midea Electric Trading | DIYCOOL | Singlezone Ducted, Centrally Ducted | 213433271 |  | HRCU-A-CB | ACIQ-18-HPB |  | ACIQ-18W-P |  |  |  | 12.4 | 17 | 9.5 | TRUE | TRUE | TRUE | 18000 | 13500 | 2.6 | 21200 | 2.49
213433309 |  | Live | Midea Electric Trading | STEALTH | Singlezone Ducted, Centrally Ducted | 213433309 |  | HRCU-A-CB | ACIQ-18-HPB |  | ACIQ-18W-P |  |  |  | 12.4 | 17 | 9.5 | TRUE | TRUE | TRUE | 18000 | 13500 | 2.6 | 21200 | 2.49
213433290 |  | Live | Midea Electric Trading | POLARWAVE | Singlezone Ducted, Centrally Ducted | 213433290 |  | HRCU-A-CB | ACIQ-18-HPB |  | ACIQ-18W-P |  |  |  | 12.4 | 17 | 9.5 | TRUE | TRUE | TRUE | 18000 | 13500 | 2.6 | 21200 | 2.49
213433273 |  | Live | Midea Electric Trading | DIYCOOL | Singlezone Ducted, Centrally Ducted | 213433273 |  | HRCU-A-CB | ACIQ-30-HPB |  | ACIQ-30W-P |  |  |  | 11.7 | 18.2 | 8.8 | TRUE | TRUE | TRUE | 28000 | 20000 | 2.3 | 27111 | 2.23
213433292 |  | Live | Midea Electric Trading | POLARWAVE | Singlezone Ducted, Centrally Ducted | 213433292 |  | HRCU-A-CB | ACIQ-30-HPB |  | ACIQ-30W-P |  |  |  | 11.7 | 18.2 | 8.8 | TRUE | TRUE | TRUE | 28000 | 20000 | 2.3 | 27111 | 2.23
213433311 |  | Live | Midea Electric Trading | STEALTH | Singlezone Ducted, Centrally Ducted | 213433311 |  | HRCU-A-CB | ACIQ-30-HPB |  | ACIQ-30W-P |  |  |  | 11.7 | 18.2 | 8.8 | TRUE | TRUE | TRUE | 28000 | 20000 | 2.3 | 27111 | 2.23
213433254 |  | Live | Midea Electric Trading | ACIQ | Singlezone Ducted, Centrally Ducted | 213433254 |  | HRCU-A-CB | ACIQ-30-HPB |  | ACIQ-30W-P |  |  |  | 11.7 | 18.2 | 8.8 | TRUE | TRUE | TRUE | 28000 | 20000 | 2.3 | 27111 | 2.23
213386888 |  | Live | Midea Electric Trading | INNOVAIR | Singlezone Ducted, Centrally Ducted | 213386888 |  | HRCU-A-C | SEV24H2R19 |  | MAC24H1418E |  |  |  | 10 | 15.4 | 9.2 | FALSE | FALSE | TRUE | 24000 | 22600 | 2.56 | 22600 | 2.56
213493041 |  | Live | Midea Electric Trading | STEALTH | Singlezone Ducted, Centrally Ducted | 213493041 |  | HRCU-A-C | ACIQ-24-EHPB |  | ACIQ-24-ACL-14 |  |  |  | 10 | 15.4 | 9.2 | FALSE | FALSE | TRUE | 24000 | 22600 | 2.56 | 22600 | 2.56
213493035 |  | Live | Midea Electric Trading | POLARWAVE | Singlezone Ducted, Centrally Ducted | 213493035 |  | HRCU-A-C | ACIQ-24-EHPB |  | ACIQ-24-ACL-14 |  |  |  | 10 | 15.4 | 9.2 | FALSE | FALSE | TRUE | 24000 | 22600 | 2.56 | 22600 | 2.56
213493028 |  | Live | Midea Electric Trading | DIYCOOL | Singlezone Ducted, Centrally Ducted | 213493028 |  | HRCU-A-C | ACIQ-24-EHPB |  | ACIQ-24-ACL-14 |  |  |  | 10 | 15.4 | 9.2 | FALSE | FALSE | TRUE | 24000 | 22600 | 2.56 | 22600 | 2.56
213493022 |  | Live | Midea Electric Trading | ACIQ | Singlezone Ducted, Centrally Ducted | 213493022 |  | HRCU-A-C | ACIQ-24-EHPB |  | ACIQ-24-ACL-14 |  |  |  | 10 | 15.4 | 9.2 | FALSE | FALSE | TRUE | 24000 | 22600 | 2.56 | 22600 | 2.56
213493015 |  | Live | Midea Electric Trading | 1HVAC | Singlezone Ducted, Centrally Ducted | 213493015 |  | HRCU-A-C | ACIQ-24-EHPB |  | ACIQ-24-ACL-14 |  |  |  | 10 | 15.4 | 9.2 | FALSE | FALSE | TRUE | 24000 | 22600 | 2.56 | 22600 | 2.56
213492168 |  | Live | Midea Electric Trading | STEALTH | Singlezone Ducted, Centrally Ducted | 213492168 |  | HRCU-A-C | ACIQ-24-HPB |  | ACIQ-24-ACL-14 |  |  |  | 10.7 | 16.1 | 9.8 | FALSE | TRUE | TRUE | 24000 | 22400 | 2.42 | 25000 | 2.24
213433212 |  | Live | Midea Electric Trading | KEPLER | Singlezone Ducted, Centrally Ducted | 213433212 |  | HRCU-A-C | AZPN/24WD* |  | AZPN/A24WACUID |  |  |  | 10.7 | 16.1 | 9.8 | FALSE | TRUE | TRUE | 24000 | 22400 | 2.42 | 25000 | 2.24
213425840 |  | Live | Midea Electric Trading | DIRECT AIR | Singlezone Ducted, Centrally Ducted | 213425840 |  | HRCU-A-C | DIRM-24MAGICPRO20-OU |  | DIRM-24MAGICPRO20-145-COIL |  |  |  | 10.7 | 16.1 | 9.8 | FALSE | TRUE | TRUE | 24000 | 22400 | 2.42 | 25000 | 2.24
213386887 |  | Live | Midea Electric Trading | INNOVAIR | Singlezone Ducted, Centrally Ducted | 213386887 |  | HRCU-A-C | SHV24H2R20 |  | MAC24H1418E |  |  |  | 10.7 | 16.1 | 9.8 | FALSE | TRUE | TRUE | 24000 | 22400 | 2.42 | 25000 | 2.24
213492147 |  | Live | Midea Electric Trading | DIYCOOL | Singlezone Ducted, Centrally Ducted | 213492147 |  | HRCU-A-C | ACIQ-24-HPB |  | ACIQ-24-ACL-14 |  |  |  | 10.7 | 16.1 | 9.8 | FALSE | TRUE | TRUE | 24000 | 22400 | 2.42 | 25000 | 2.24
213492157 |  | Live | Midea Electric Trading | POLARWAVE | Singlezone Ducted, Centrally Ducted | 213492157 |  | HRCU-A-C | ACIQ-24-HPB |  | ACIQ-24-ACL-14 |  |  |  | 10.7 | 16.1 | 9.8 | FALSE | TRUE | TRUE | 24000 | 22400 | 2.42 | 25000 | 2.24
213492135 |  | Live | Midea Electric Trading | ACIQ | Singlezone Ducted, Centrally Ducted | 213492135 |  | HRCU-A-C | ACIQ-24-HPB |  | ACIQ-24-ACL-14 |  |  |  | 10.7 | 16.1 | 9.8 | FALSE | TRUE | TRUE | 24000 | 22400 | 2.42 | 25000 | 2.24
213492123 |  | Live | Midea Electric Trading | 1HVAC | Singlezone Ducted, Centrally Ducted | 213492123 |  | HRCU-A-C | ACIQ-24-HPB |  | ACIQ-24-ACL-14 |  |  |  | 10.7 | 16.1 | 9.8 | FALSE | TRUE | TRUE | 24000 | 22400 | 2.42 | 25000 | 2.24
213481581 |  | Live | Midea Electric Trading | DIRECT AIR | Singlezone Ducted, Centrally Ducted | 213481581 |  | HRCU-A-C | DIRM-24MAGICPRO20-OU |  | DIRM-24MAGICPRO20-145-COIL* |  |  |  | 11.7 | 16.3 | 10.2 | TRUE | TRUE | TRUE | 20000 | 22400 | 2.42 | 25000 | 2.24
213386886 |  | Live | Midea Electric Trading | INNOVAIR | Singlezone Ducted, Centrally Ducted | 213386886 |  | HRCU-A-C | SHV24H2R20* |  | MAC24H1418E |  |  |  | 11.7 | 16.3 | 10.2 | TRUE | TRUE | TRUE | 20000 | 22400 | 2.42 | 25000 | 2.24
213433211 |  | Live | Midea Electric Trading | KEPLER | Singlezone Ducted, Centrally Ducted | 213433211 |  | HRCU-A-C | AZPN/24WD |  | AZPN/A24WACUID |  |  |  | 11.7 | 16.3 | 10.2 | TRUE | TRUE | TRUE | 20000 | 22400 | 2.42 | 25000 | 2.24
213433305 |  | Live | Midea Electric Trading | STEALTH | Singlezone Ducted, Centrally Ducted | 213433305 |  | HRCU-A-CB | ACIQ-18-HPB |  | ACIQ-18W-WM |  |  |  | 12.1 | 19.3 | 10.8 | TRUE | TRUE | TRUE | 18000 | 15800 | 2.82 | 22000 | 2.45
213433286 |  | Live | Midea Electric Trading | POLARWAVE | Singlezone Ducted, Centrally Ducted | 213433286 |  | HRCU-A-CB | ACIQ-18-HPB |  | ACIQ-18W-WM |  |  |  | 12.1 | 19.3 | 10.8 | TRUE | TRUE | TRUE | 18000 | 15800 | 2.82 | 22000 | 2.45
213433267 |  | Live | Midea Electric Trading | DIYCOOL | Singlezone Ducted, Centrally Ducted | 213433267 |  | HRCU-A-CB | ACIQ-18-HPB |  | ACIQ-18W-WM |  |  |  | 12.1 | 19.3 | 10.8 | TRUE | TRUE | TRUE | 18000 | 15800 | 2.82 | 22000 | 2.45
213433248 |  | Live | Midea Electric Trading | ACIQ | Singlezone Ducted, Centrally Ducted | 213433248 |  | HRCU-A-CB | ACIQ-18-HPB |  | ACIQ-18W-WM |  |  |  | 12.1 | 19.3 | 10.8 | TRUE | TRUE | TRUE | 18000 | 15800 | 2.82 | 22000 | 2.45
213433250 |  | Live | Midea Electric Trading | ACIQ | Singlezone Ducted, Centrally Ducted | 213433250 |  | HRCU-A-CB | ACIQ-30-HPB |  | ACIQ-30W-WM |  |  |  | 10 | 16.9 | 9 | FALSE | TRUE | FALSE | 30000 | 19600 | 2.4 | 30000 | 2
213433269 |  | Live | Midea Electric Trading | DIYCOOL | Singlezone Ducted, Centrally Ducted | 213433269 |  | HRCU-A-CB | ACIQ-30-HPB |  | ACIQ-30W-WM |  |  |  | 10 | 16.9 | 9 | FALSE | TRUE | FALSE | 30000 | 19600 | 2.4 | 30000 | 2
213433288 |  | Live | Midea Electric Trading | POLARWAVE | Singlezone Ducted, Centrally Ducted | 213433288 |  | HRCU-A-CB | ACIQ-30-HPB |  | ACIQ-30W-WM |  |  |  | 10 | 16.9 | 9 | FALSE | TRUE | FALSE | 30000 | 19600 | 2.4 | 30000 | 2
213433307 |  | Live | Midea Electric Trading | STEALTH | Singlezone Ducted, Centrally Ducted | 213433307 |  | HRCU-A-CB | ACIQ-30-HPB |  | ACIQ-30W-WM |  |  |  | 10 | 16.9 | 9 | FALSE | TRUE | FALSE | 30000 | 19600 | 2.4 | 30000 | 2
213433308 |  | Live | Midea Electric Trading | STEALTH | Singlezone Ducted, Centrally Ducted | 213433308 |  | HRCU-A-CB | ACIQ-36-HPB |  | ACIQ-36W-WM |  |  |  | 10.2 | 17.6 | 9.2 | FALSE | TRUE | FALSE | 36000 | 28600 | 2.24 | 41000 | 2
213433289 |  | Live | Midea Electric Trading | POLARWAVE | Singlezone Ducted, Centrally Ducted | 213433289 |  | HRCU-A-CB | ACIQ-36-HPB |  | ACIQ-36W-WM |  |  |  | 10.2 | 17.6 | 9.2 | FALSE | TRUE | FALSE | 36000 | 28600 | 2.24 | 41000 | 2
213433270 |  | Live | Midea Electric Trading | DIYCOOL | Singlezone Ducted, Centrally Ducted | 213433270 |  | HRCU-A-CB | ACIQ-36-HPB |  | ACIQ-36W-WM |  |  |  | 10.2 | 17.6 | 9.2 | FALSE | TRUE | FALSE | 36000 | 28600 | 2.24 | 41000 | 2
213433251 |  | Live | Midea Electric Trading | ACIQ | Singlezone Ducted, Centrally Ducted | 213433251 |  | HRCU-A-CB | ACIQ-36-HPB |  | ACIQ-36W-WM |  |  |  | 10.2 | 17.6 | 9.2 | FALSE | TRUE | FALSE | 36000 | 28600 | 2.24 | 41000 | 2
213433249 |  | Live | Midea Electric Trading | ACIQ | Singlezone Ducted, Centrally Ducted | 213433249 |  | HRCU-A-CB | ACIQ-24-HPB |  | ACIQ-24W-WM |  |  |  | 11.7 | 17.5 | 10.5 | TRUE | TRUE | TRUE | 24000 | 20000 | 2.7 | 31500 | 2.72
213433268 |  | Live | Midea Electric Trading | DIYCOOL | Singlezone Ducted, Centrally Ducted | 213433268 |  | HRCU-A-CB | ACIQ-24-HPB |  | ACIQ-24W-WM |  |  |  | 11.7 | 17.5 | 10.5 | TRUE | TRUE | TRUE | 24000 | 20000 | 2.7 | 31500 | 2.72
213433306 |  | Live | Midea Electric Trading | STEALTH | Singlezone Ducted, Centrally Ducted | 213433306 |  | HRCU-A-CB | ACIQ-24-HPB |  | ACIQ-24W-WM |  |  |  | 11.7 | 17.5 | 10.5 | TRUE | TRUE | TRUE | 24000 | 20000 | 2.7 | 31500 | 2.72
213433287 |  | Live | Midea Electric Trading | POLARWAVE | Singlezone Ducted, Centrally Ducted | 213433287 |  | HRCU-A-CB | ACIQ-24-HPB |  | ACIQ-24W-WM |  |  |  | 11.7 | 17.5 | 10.5 | TRUE | TRUE | TRUE | 24000 | 20000 | 2.7 | 31500 | 2.72
213433300 |  | Live | Midea Electric Trading | STEALTH | Singlezone Ducted, Centrally Ducted | 213433300 |  | HRCU-A-C | ACIQ-60HPB |  | ACIQ-60-ACL |  |  |  | 8.6 | 14.5 | 8.6 | FALSE | FALSE | FALSE | 53000 | 37000 | 2.26 | 38000 | 2.26
213433281 |  | Live | Midea Electric Trading | POLARWAVE | Singlezone Ducted, Centrally Ducted | 213433281 |  | HRCU-A-C | ACIQ-60HPB |  | ACIQ-60-ACL |  |  |  | 8.6 | 14.5 | 8.6 | FALSE | FALSE | FALSE | 53000 | 37000 | 2.26 | 38000 | 2.26
213433262 |  | Live | Midea Electric Trading | DIYCOOL | Singlezone Ducted, Centrally Ducted | 213433262 |  | HRCU-A-C | ACIQ-60HPB |  | ACIQ-60-ACL |  |  |  | 8.6 | 14.5 | 8.6 | FALSE | FALSE | FALSE | 53000 | 37000 | 2.26 | 38000 | 2.26
213433243 |  | Live | Midea Electric Trading | ACIQ | Singlezone Ducted, Centrally Ducted | 213433243 |  | HRCU-A-C | ACIQ-60HPB |  | ACIQ-60-ACL |  |  |  | 8.6 | 14.5 | 8.6 | FALSE | FALSE | FALSE | 53000 | 37000 | 2.26 | 38000 | 2.26
213430646 |  | Live | Midea Electric Trading | ATK | Singlezone Ducted, Centrally Ducted | 213430646 |  | HRCU-A-C | ACI-AUO60SHP-M |  | ACI-DCO60CP24 |  |  |  | 8.6 | 14.5 | 8.6 | FALSE | FALSE | FALSE | 53000 | 37000 | 2.26 | 38000 | 2.26
213493033 |  | Live | Midea Electric Trading | POLARWAVE | Singlezone Ducted, Centrally Ducted | 213493033 |  | HRCU-A-C | ACIQ-18-EHPB |  | ACIQ-24-ACL | 10 | 14.3 | 9.3 | 10.2 | 15.2 | 8.6 | FALSE | FALSE | TRUE | 18000 | 13000 | 2.59 | 14000 | 2.21
213493040 |  | Live | Midea Electric Trading | STEALTH | Singlezone Ducted, Centrally Ducted | 213493040 |  | HRCU-A-C | ACIQ-18-EHPB |  | ACIQ-24-ACL | 10 | 14.3 | 9.3 | 10.2 | 15.2 | 8.6 | FALSE | FALSE | TRUE | 18000 | 13000 | 2.59 | 14000 | 2.21
213493020 |  | Live | Midea Electric Trading | ACIQ | Singlezone Ducted, Centrally Ducted | 213493020 |  | HRCU-A-C | ACIQ-18-EHPB |  | ACIQ-24-ACL | 10 | 14.3 | 9.3 | 10.2 | 15.2 | 8.6 | FALSE | FALSE | TRUE | 18000 | 13000 | 2.59 | 14000 | 2.21
213493027 |  | Live | Midea Electric Trading | DIYCOOL | Singlezone Ducted, Centrally Ducted | 213493027 |  | HRCU-A-C | ACIQ-18-EHPB |  | ACIQ-24-ACL | 10 | 14.3 | 9.3 | 10.2 | 15.2 | 8.6 | FALSE | FALSE | TRUE | 18000 | 13000 | 2.59 | 14000 | 2.21
213493014 |  | Live | Midea Electric Trading | 1HVAC | Singlezone Ducted, Centrally Ducted | 213493014 |  | HRCU-A-C | ACIQ-18-EHPB |  | ACIQ-24-ACL | 10 | 14.3 | 9.3 | 10.2 | 15.2 | 8.6 | FALSE | FALSE | TRUE | 18000 | 13000 | 2.59 | 14000 | 2.21
213430645 |  | Live | Midea Electric Trading | ATK | Singlezone Ducted, Centrally Ducted | 213430645 |  | HRCU-A-C | ACI-AUO48SHP-M |  | ACI-CCO48CP21 | 9 | 14 | 10 | 8.6 | 14.3 | 9 | FALSE | FALSE | FALSE | 46000 | 32000 | 2.36 | 45000 | 2.11
213433216 |  | Live | Midea Electric Trading | KEPLER | Singlezone Ducted, Centrally Ducted | 213433216 |  | HRCU-A-C | AZPN48WD |  | AZPN/C48WACUID | 9 | 14 | 10 | 8.6 | 14.3 | 9 | FALSE | FALSE | FALSE | 46000 | 32000 | 2.36 | 45000 | 2.11
213492170 |  | Live | Midea Electric Trading | STEALTH | Singlezone Ducted, Centrally Ducted | 213492170 |  | HRCU-A-C | ACIQ-30-HPB |  | ACIQ-36-ACL | 10.7 | 14.2 | 9.5 | 10.5 | 15.5 | 9.7 | FALSE | TRUE | TRUE | 30000 | 22600 | 2.62 | 26000 | 2.28
213492158 |  | Live | Midea Electric Trading | POLARWAVE | Singlezone Ducted, Centrally Ducted | 213492158 |  | HRCU-A-C | ACIQ-30-HPB |  | ACIQ-36-ACL | 10.7 | 14.2 | 9.5 | 10.5 | 15.5 | 9.7 | FALSE | TRUE | TRUE | 30000 | 22600 | 2.62 | 26000 | 2.28
213492148 |  | Live | Midea Electric Trading | DIYCOOL | Singlezone Ducted, Centrally Ducted | 213492148 |  | HRCU-A-C | ACIQ-30-HPB |  | ACIQ-36-ACL | 10.7 | 14.2 | 9.5 | 10.5 | 15.5 | 9.7 | FALSE | TRUE | TRUE | 30000 | 22600 | 2.62 | 26000 | 2.28
213492136 |  | Live | Midea Electric Trading | ACIQ | Singlezone Ducted, Centrally Ducted | 213492136 |  | HRCU-A-C | ACIQ-30-HPB |  | ACIQ-36-ACL | 10.7 | 14.2 | 9.5 | 10.5 | 15.5 | 9.7 | FALSE | TRUE | TRUE | 30000 | 22600 | 2.62 | 26000 | 2.28
213492124 |  | Live | Midea Electric Trading | 1HVAC | Singlezone Ducted, Centrally Ducted | 213492124 |  | HRCU-A-C | ACIQ-30-HPB |  | ACIQ-36-ACL | 10.7 | 14.2 | 9.5 | 10.5 | 15.5 | 9.7 | FALSE | TRUE | TRUE | 30000 | 22600 | 2.62 | 26000 | 2.28
213493043 |  | Live | Midea Electric Trading | STEALTH | Singlezone Ducted, Centrally Ducted | 213493043 |  | HRCU-A-C | ACIQ-30-EHPB |  | ACIQ-36-ACL | 10 | 14.2 | 9.5 | 10.2 | 14.9 | 9.3 | FALSE | FALSE | FALSE | 30000 | 22000 | 2.6 | 24400 | 2.1
213493036 |  | Live | Midea Electric Trading | POLARWAVE | Singlezone Ducted, Centrally Ducted | 213493036 |  | HRCU-A-C | ACIQ-30-EHPB |  | ACIQ-36-ACL | 10 | 14.2 | 9.5 | 10.2 | 14.9 | 9.3 | FALSE | FALSE | FALSE | 30000 | 22000 | 2.6 | 24400 | 2.1
213493030 |  | Live | Midea Electric Trading | DIYCOOL | Singlezone Ducted, Centrally Ducted | 213493030 |  | HRCU-A-C | ACIQ-30-EHPB |  | ACIQ-36-ACL | 10 | 14.2 | 9.5 | 10.2 | 14.9 | 9.3 | FALSE | FALSE | FALSE | 30000 | 22000 | 2.6 | 24400 | 2.1
213493023 |  | Live | Midea Electric Trading | ACIQ | Singlezone Ducted, Centrally Ducted | 213493023 |  | HRCU-A-C | ACIQ-30-EHPB |  | ACIQ-36-ACL | 10 | 14.2 | 9.5 | 10.2 | 14.9 | 9.3 | FALSE | FALSE | FALSE | 30000 | 22000 | 2.6 | 24400 | 2.1
213493017 |  | Live | Midea Electric Trading | 1HVAC | Singlezone Ducted, Centrally Ducted | 213493017 |  | HRCU-A-C | ACIQ-30-EHPB |  | ACIQ-36-ACL | 10 | 14.2 | 9.5 | 10.2 | 14.9 | 9.3 | FALSE | FALSE | FALSE | 30000 | 22000 | 2.6 | 24400 | 2.1
213433242 |  | Live | Midea Electric Trading | ACIQ | Singlezone Ducted, Centrally Ducted | 213433242 |  | HRCU-A-CB | ACIQ-60-EHPB |  | ACIQ-60AHB | 10.3 | 18 | 9.2 | 8.8 | 14.9 | 8.5 | FALSE | FALSE | FALSE | 57000 | 37000 | 2.4 | 39000 | 2.2
213430648 |  | Live | Midea Electric Trading | ATK | Singlezone Ducted, Centrally Ducted | 213430648 |  | HRCU-A-CB | ACI-SDAUO60SHP |  | ACI-AUI60VHE | 10.3 | 18 | 9.2 | 8.8 | 14.9 | 8.5 | FALSE | FALSE | FALSE | 57000 | 37000 | 2.4 | 39000 | 2.2
213433261 |  | Live | Midea Electric Trading | DIYCOOL | Singlezone Ducted, Centrally Ducted | 213433261 |  | HRCU-A-CB | ACIQ-60-EHPB |  | ACIQ-60AHB | 10.3 | 18 | 9.2 | 8.8 | 14.9 | 8.5 | FALSE | FALSE | FALSE | 57000 | 37000 | 2.4 | 39000 | 2.2
213433280 |  | Live | Midea Electric Trading | POLARWAVE | Singlezone Ducted, Centrally Ducted | 213433280 |  | HRCU-A-CB | ACIQ-60-EHPB |  | ACIQ-60AHB | 10.3 | 18 | 9.2 | 8.8 | 14.9 | 8.5 | FALSE | FALSE | FALSE | 57000 | 37000 | 2.4 | 39000 | 2.2
213433299 |  | Live | Midea Electric Trading | STEALTH | Singlezone Ducted, Centrally Ducted | 213433299 |  | HRCU-A-CB | ACIQ-60-EHPB |  | ACIQ-60AHB | 10.3 | 18 | 9.2 | 8.8 | 14.9 | 8.5 | FALSE | FALSE | FALSE | 57000 | 37000 | 2.4 | 39000 | 2.2
213433298 |  | Live | Midea Electric Trading | STEALTH | Singlezone Ducted, Centrally Ducted | 213433298 |  | HRCU-A-CB | ACIQ-48-EHPB |  | ACIQ-48-AHB | 9.3 | 17.3 | 10 | 8.8 | 15.8 | 9.4 | FALSE | FALSE | FALSE | 47000 | 37000 | 2.4 | 39000 | 2.2
213433279 |  | Live | Midea Electric Trading | POLARWAVE | Singlezone Ducted, Centrally Ducted | 213433279 |  | HRCU-A-CB | ACIQ-48-EHPB |  | ACIQ-48-AHB | 9.3 | 17.3 | 10 | 8.8 | 15.8 | 9.4 | FALSE | FALSE | FALSE | 47000 | 37000 | 2.4 | 39000 | 2.2
213433260 |  | Live | Midea Electric Trading | DIYCOOL | Singlezone Ducted, Centrally Ducted | 213433260 |  | HRCU-A-CB | ACIQ-48-EHPB |  | ACIQ-48-AHB | 9.3 | 17.3 | 10 | 8.8 | 15.8 | 9.4 | FALSE | FALSE | FALSE | 47000 | 37000 | 2.4 | 39000 | 2.2
213430651 |  | Live | Midea Electric Trading | ATK | Singlezone Ducted, Centrally Ducted | 213430651 |  | HRCU-A-CB | ACI-SDAUO48SHP |  | ACI-AUI48VHE | 9.3 | 17.3 | 10 | 8.8 | 15.8 | 9.4 | FALSE | FALSE | FALSE | 47000 | 37000 | 2.4 | 39000 | 2.2
213433241 |  | Live | Midea Electric Trading | ACIQ | Singlezone Ducted, Centrally Ducted | 213433241 |  | HRCU-A-CB | ACIQ-48-EHPB |  | ACIQ-48-AHB | 9.3 | 17.3 | 10 | 8.8 | 15.8 | 9.4 | FALSE | FALSE | FALSE | 47000 | 37000 | 2.4 | 39000 | 2.2
213433240 |  | Live | Midea Electric Trading | ACIQ | Singlezone Ducted, Centrally Ducted | 213433240 |  | HRCU-A-CB | ACIQ-36-EHPB |  | ACIQ-36-AHB | 10.4 | 18 | 9.1 | 10.1 | 16.9 | 8.2 | FALSE | FALSE | FALSE | 36000 | 20400 | 2.48 | 22700 | 2.1
213430656 |  | Live | Midea Electric Trading | ATK | Singlezone Ducted, Centrally Ducted | 213430656 |  | HRCU-A-CB | ACI-SDAUO36SHP |  | ACI-AUI36VHE | 10.4 | 18 | 9.1 | 10.1 | 16.9 | 8.2 | FALSE | FALSE | FALSE | 36000 | 20400 | 2.48 | 22700 | 2.1
213433259 |  | Live | Midea Electric Trading | DIYCOOL | Singlezone Ducted, Centrally Ducted | 213433259 |  | HRCU-A-CB | ACIQ-36-EHPB |  | ACIQ-36-AHB | 10.4 | 18 | 9.1 | 10.1 | 16.9 | 8.2 | FALSE | FALSE | FALSE | 36000 | 20400 | 2.48 | 22700 | 2.1
213433278 |  | Live | Midea Electric Trading | POLARWAVE | Singlezone Ducted, Centrally Ducted | 213433278 |  | HRCU-A-CB | ACIQ-36-EHPB |  | ACIQ-36-AHB | 10.4 | 18 | 9.1 | 10.1 | 16.9 | 8.2 | FALSE | FALSE | FALSE | 36000 | 20400 | 2.48 | 22700 | 2.1
213433297 |  | Live | Midea Electric Trading | STEALTH | Singlezone Ducted, Centrally Ducted | 213433297 |  | HRCU-A-CB | ACIQ-36-EHPB |  | ACIQ-36-AHB | 10.4 | 18 | 9.1 | 10.1 | 16.9 | 8.2 | FALSE | FALSE | FALSE | 36000 | 20400 | 2.48 | 22700 | 2.1
213483768 |  | Live | Midea Electric Trading | MITS AIR | Singlezone Ducted, Centrally Ducted | 213483768 |  | HRCU-A-CB | MOX630-36HFN1-M3X |  | MVC-36HWFN1-M |  |  |  | 11.7 | 16.3 | 9.5 | FALSE | FALSE | TRUE | 35000 | 31800 | 2.4 | 36000 | 1.9
213488871 |  | Live | Midea Electric Trading | DETTSON | Singlezone Ducted, Centrally Ducted | 213488871 |  | HRCU-A-CB | EVD-36-O-S |  | EVD-36-I |  |  |  | 11.7 | 16.3 | 9.5 | TRUE | TRUE | TRUE | 35000 | 31800 | 2.4 | 36000 | 1.9
213485863 |  | Live | Midea Electric Trading | ECO-AIR | Singlezone Ducted, Centrally Ducted | 213485863 |  | HRCU-A-CB | MOX630-36HFN1-M3X |  | MVC-36HWFN1-M |  |  |  | 11.7 | 16.3 | 9.5 | TRUE | TRUE | TRUE | 35000 | 31800 | 2.4 | 36000 | 1.9
213485861 |  | Live | Midea Electric Trading | ALSETRIA | Singlezone Ducted, Centrally Ducted | 213485861 |  | HRCU-A-CB | MOX630-36HFN1-M3X |  | MVC-36HWFN1-M |  |  |  | 11.7 | 16.3 | 9.5 | TRUE | TRUE | TRUE | 35000 | 31800 | 2.4 | 36000 | 1.9
213479415 |  | Live | Midea Electric Trading | CANAIR | Singlezone Ducted, Centrally Ducted | 213479415 |  | HRCU-A-CB | CDH2036C22 |  | CDH2036F21 |  |  |  | 11.7 | 16.3 | 9.5 | TRUE | TRUE | TRUE | 35000 | 31800 | 2.4 | 36000 | 1.9
213433236 |  | Live | Midea Electric Trading | 1HVAC | Singlezone Ducted, Centrally Ducted | 213433236 |  | HRCU-A-CB | ACIQ-36-HPB |  | ACIQ-36W-P |  |  |  | 10 | 17 | 9.9 | FALSE | TRUE | TRUE | 36000 | 32800 | 2.42 | 43400 | 6.12
213433228 |  | Live | Midea Electric Trading | 1HVAC | Singlezone Ducted, Centrally Ducted | 213433228 |  | HRCU-A-CB | ACIQ-36-EHPB |  | ACIQ-36W-WM |  |  |  | 10 | 16.9 | 8 | FALSE | FALSE | FALSE | 35000 | 19000 | 2.2 | 21800 | 2
213433225 |  | Live | Midea Electric Trading | 1HVAC | Singlezone Ducted, Centrally Ducted | 213433225 |  | HRCU-A-CB | ACIQ-18-EHPB |  | ACIQ-18W-WM |  |  |  | 10.7 | 17 | 8.8 | FALSE | FALSE | FALSE | 18000 | 11500 | 2.59 | 12500 | 2.75
213433226 |  | Live | Midea Electric Trading | 1HVAC | Singlezone Ducted, Centrally Ducted | 213433226 |  | HRCU-A-CB | ACIQ-24-EHPB |  | ACIQ-24W-WM |  |  |  | 10.5 | 17 | 10.2 | FALSE | TRUE | FALSE | 24000 | 19500 | 2.6 | 21600 | 2.41
213433234 |  | Live | Midea Electric Trading | 1HVAC | Singlezone Ducted, Centrally Ducted | 213433234 |  | HRCU-A-CB | ACIQ-24-HPB |  | ACIQ-24W-P |  |  |  | 12 | 19 | 9.3 | TRUE | TRUE | TRUE | 24000 | 19200 | 2.61 | 26400 | 2.42
213433233 |  | Live | Midea Electric Trading | 1HVAC | Singlezone Ducted, Centrally Ducted | 213433233 |  | HRCU-A-CB | ACIQ-18-HPB |  | ACIQ-18W-P |  |  |  | 12.4 | 17 | 9.5 | TRUE | TRUE | TRUE | 18000 | 13500 | 2.6 | 21200 | 2.49
213433235 |  | Live | Midea Electric Trading | 1HVAC | Singlezone Ducted, Centrally Ducted | 213433235 |  | HRCU-A-CB | ACIQ-30-HPB |  | ACIQ-30W-P |  |  |  | 11.7 | 18.2 | 8.8 | TRUE | TRUE | TRUE | 28000 | 20000 | 2.3 | 27111 | 2.23
213479418 |  | Live | Midea Electric Trading | CANAIR | Singlezone Ducted, Centrally Ducted | 213479418 |  | HRCU-A-C | CDH2024C21 |  | MVBM-24A18T3N1 |  |  |  | 10.7 | 16.1 | 9.8 | FALSE | TRUE | TRUE | 24000 | 22400 | 2.42 | 25000 | 2.24
213386699 |  | Live | Midea Electric Trading | DETTSON | Singlezone Ducted, Centrally Ducted | 213386699 |  | HRCU-A-C | EVD-24-O |  | MAC24H1418E |  |  |  | 10.7 | 16.1 | 9.8 | FALSE | TRUE | TRUE | 24000 | 22400 | 2.42 | 25000 | 2.24
213386698 |  | Live | Midea Electric Trading | DETTSON | Singlezone Ducted, Centrally Ducted | 213386698 |  | HRCU-A-C | EVD-24-O* |  | MAC24H1418E |  |  |  | 11.7 | 16.3 | 10.2 | TRUE | TRUE | TRUE | 20000 | 22400 | 2.42 | 25000 | 2.24
213479417 |  | Live | Midea Electric Trading | CANAIR | Singlezone Ducted, Centrally Ducted | 213479417 |  | HRCU-A-C | CDH2024C21 |  | MVBM-24A18T3N1* |  |  |  | 11.7 | 16.3 | 10.2 | TRUE | TRUE | TRUE | 20000 | 22400 | 2.42 | 25000 | 2.24
213433229 |  | Live | Midea Electric Trading | 1HVAC | Singlezone Ducted, Centrally Ducted | 213433229 |  | HRCU-A-CB | ACIQ-18-HPB |  | ACIQ-18W-WM |  |  |  | 12.1 | 19.3 | 10.8 | TRUE | TRUE | TRUE | 18000 | 15800 | 2.82 | 22000 | 2.45
213433231 |  | Live | Midea Electric Trading | 1HVAC | Singlezone Ducted, Centrally Ducted | 213433231 |  | HRCU-A-CB | ACIQ-30-HPB |  | ACIQ-30W-WM |  |  |  | 10 | 16.9 | 9 | FALSE | TRUE | FALSE | 30000 | 19600 | 2.4 | 30000 | 2
213433232 |  | Live | Midea Electric Trading | 1HVAC | Singlezone Ducted, Centrally Ducted | 213433232 |  | HRCU-A-CB | ACIQ-36-HPB |  | ACIQ-36W-WM |  |  |  | 10.2 | 17.6 | 9.2 | FALSE | TRUE | FALSE | 36000 | 28600 | 2.24 | 41000 | 2
213433230 |  | Live | Midea Electric Trading | 1HVAC | Singlezone Ducted, Centrally Ducted | 213433230 |  | HRCU-A-CB | ACIQ-24-HPB |  | ACIQ-24W-WM |  |  |  | 11.7 | 17.5 | 10.5 | TRUE | TRUE | TRUE | 24000 | 20000 | 2.7 | 31500 | 2.72
213433224 |  | Live | Midea Electric Trading | 1HVAC | Singlezone Ducted, Centrally Ducted | 213433224 |  | HRCU-A-C | ACIQ-60HPB |  | ACIQ-60-ACL |  |  |  | 8.6 | 14.5 | 8.6 | FALSE | FALSE | FALSE | 53000 | 37000 | 2.26 | 38000 | 2.26
213433223 |  | Live | Midea Electric Trading | 1HVAC | Singlezone Ducted, Centrally Ducted | 213433223 |  | HRCU-A-CB | ACIQ-60-EHPB |  | ACIQ-60AHB | 10.3 | 18 | 9.2 | 8.8 | 14.9 | 8.5 | FALSE | FALSE | FALSE | 57000 | 37000 | 2.4 | 39000 | 2.2
213433222 |  | Live | Midea Electric Trading | 1HVAC | Singlezone Ducted, Centrally Ducted | 213433222 |  | HRCU-A-CB | ACIQ-48-EHPB |  | ACIQ-48-AHB | 9.3 | 17.3 | 10 | 8.8 | 15.8 | 9.4 | FALSE | FALSE | FALSE | 47000 | 37000 | 2.4 | 39000 | 2.2
213433221 |  | Live | Midea Electric Trading | 1HVAC | Singlezone Ducted, Centrally Ducted | 213433221 |  | HRCU-A-CB | ACIQ-36-EHPB |  | ACIQ-36-AHB | 10.4 | 18 | 9.1 | 10.1 | 16.9 | 8.2 | FALSE | FALSE | FALSE | 36000 | 20400 | 2.48 | 22700 | 2.1
211240226 |  | Live | Carrier | CARRIER | Singlezone Ducted, Centrally Ducted | 211240226 |  | HRCU-A-CB | 38MURAQ24AB3* | Ducted Indoor Units | FV4CN(B,F)003L |  |  |  | 10.5 | 17.5 | 8.5 | FALSE | FALSE | TRUE | 24400 | 19000 | 2.61 | 19270 | 2.75
211240225 |  | Live | Carrier | CARRIER | Singlezone Ducted, Centrally Ducted | 211240225 |  | HRCU-A-CB | 38MURAQ24AB3* | Ducted Indoor Units | FV4CNF002L |  |  |  | 10 | 17 | 8.5 | FALSE | FALSE | TRUE | 23800 | 19000 | 2.61 | 19270 | 2.75
211240224 |  | Live | Carrier | CARRIER | Singlezone Ducted, Centrally Ducted | 211240224 |  | HRCU-A-CB | 38MURAQ24AB3* | Ducted Indoor Units | FM(C,U)4Z36**AL* |  |  |  | 10.5 | 18 | 9 | FALSE | FALSE | TRUE | 24200 | 19300 | 2.72 | 19580 | 2.85
211240223 |  | Live | Carrier | CARRIER | Singlezone Ducted, Centrally Ducted | 211240223 |  | HRCU-A-CB | 38MURAQ24AB3* | Ducted Indoor Units | FM(C,U)4Z30**AL* |  |  |  | 10.5 | 18 | 9 | FALSE | FALSE | TRUE | 24200 | 19300 | 2.72 | 19580 | 2.85
211240222 |  | Live | Carrier | CARRIER | Singlezone Ducted, Centrally Ducted | 211240222 |  | HRCU-A-CB | 38MURAQ24AB3* | Ducted Indoor Units | FM(C,U)4Z24**AL* |  |  |  | 10 | 17.5 | 9 | FALSE | FALSE | TRUE | 23800 | 19500 | 2.66 | 19780 | 2.8
211240221 |  | Live | Carrier | CARRIER | Singlezone Ducted, Centrally Ducted | 211240221 |  | HRCU-A-CB | 38MURAQ24AB3* | Ducted Indoor Units | FM(C,U)4X36**AL* |  |  |  | 10 | 15 | 8.5 | FALSE | FALSE | FALSE | 25000 | 19900 | 2.7 | 20180 | 2.84
211240220 |  | Live | Carrier | CARRIER | Singlezone Ducted, Centrally Ducted | 211240220 |  | HRCU-A-CB | 38MURAQ24AB3* | Ducted Indoor Units | FM(C,U)4X30**AL* |  |  |  | 10 | 15.2 | 8.5 | FALSE | FALSE | TRUE | 25000 | 19900 | 2.7 | 20180 | 2.84
211240219 |  | Live | Carrier | CARRIER | Singlezone Ducted, Centrally Ducted | 211240219 |  | HRCU-A-CB | 38MURAQ24AB3* | Ducted Indoor Units | FMA4X36**AL* |  |  |  | 10.5 | 18 | 9 | FALSE | FALSE | TRUE | 25800 | 19600 | 2.84 | 19880 | 2.99
211240218 |  | Live | Carrier | CARRIER | Singlezone Ducted, Centrally Ducted | 211240218 |  | HRCU-A-CB | 38MURAQ24AB3* | Ducted Indoor Units | FMA4X30**AL* |  |  |  | 10.5 | 18 | 9 | FALSE | FALSE | TRUE | 25800 | 19600 | 2.84 | 19880 | 2.99
211240217 |  | Live | Carrier | CARRIER | Singlezone Ducted, Centrally Ducted | 211240217 |  | HRCU-A-CB | 38MURAQ24AB3* | Ducted Indoor Units | FMA4X24**AL* |  |  |  | 10 | 17 | 9 | FALSE | FALSE | TRUE | 23600 | 19600 | 2.66 | 19880 | 2.8
211240216 |  | Live | Carrier | CARRIER | Singlezone Ducted, Centrally Ducted | 211240216 |  | HRCU-A-CB | 38MURAQ24AB3* | Ducted Indoor Units | FMA4P30**AL* |  |  |  | 10 | 15.2 | 9 | FALSE | FALSE | TRUE | 25200 | 20000 | 2.71 | 20290 | 2.86
211240215 |  | Live | Carrier | CARRIER | Singlezone Ducted, Centrally Ducted | 211240215 |  | HRCU-A-CB | 38MURAQ24AB3* | Ducted Indoor Units | FMA4P24**AL* |  |  |  | 9.5 | 15 | 8.5 | FALSE | FALSE | FALSE | 24000 | 19900 | 2.62 | 20180 | 2.75
211240214 |  | Live | Carrier | CARRIER | Singlezone Ducted, Centrally Ducted | 211240214 |  | HRCU-A-CB | 38MURAQ24AB3* | Ducted Indoor Units | FX4DN(B,F)037L |  |  |  | 10.5 | 17.5 | 8 | FALSE | FALSE | FALSE | 24000 | 18500 | 2.56 | 18760 | 2.7
211240213 |  | Live | Carrier | CARRIER | Singlezone Ducted, Centrally Ducted | 211240213 |  | HRCU-A-CB | 38MURAQ24AB3* | Ducted Indoor Units | FX4DNF031L |  |  |  | 10 | 16.5 | 8.5 | FALSE | FALSE | TRUE | 24200 | 19100 | 2.6 | 19370 | 2.73
211240212 |  | Live | Carrier | CARRIER | Singlezone Ducted, Centrally Ducted | 211240212 |  | HRCU-A-CB | 38MURAQ24AB3* | Ducted Indoor Units | FX4DNF025L |  |  |  | 10 | 17 | 8.5 | FALSE | FALSE | TRUE | 24000 | 19100 | 2.58 | 19370 | 2.72
211240211 |  | Live | Carrier | CARRIER | Singlezone Ducted, Centrally Ducted | 211240211 |  | HRCU-A-CB | 38MURAQ24AB3* | Ducted Indoor Units | FB4CNP030L |  |  |  | 10 | 17 | 8.5 | FALSE | FALSE | TRUE | 24000 | 19100 | 2.58 | 19370 | 2.72
211240210 |  | Live | Carrier | CARRIER | Singlezone Ducted, Centrally Ducted | 211240210 |  | HRCU-A-CB | 38MURAQ24AB3* | Ducted Indoor Units | FB4CNP025L |  |  |  | 10 | 17.5 | 8.5 | FALSE | FALSE | TRUE | 23800 | 19000 | 2.58 | 19270 | 2.72
211240209 |  | Live | Carrier | CARRIER | Singlezone Ducted, Centrally Ducted | 211240209 |  | HRCU-A-CB | 38MURAQ24AB3* | Ducted Indoor Units | FB4CNF030L |  |  |  | 10 | 17 | 8.5 | FALSE | FALSE | TRUE | 24000 | 19100 | 2.58 | 19370 | 2.72
211240208 |  | Live | Carrier | CARRIER | Singlezone Ducted, Centrally Ducted | 211240208 |  | HRCU-A-CB | 38MURAQ24AB3* | Ducted Indoor Units | FZ4ANP036L |  |  |  | 10 | 17 | 8.5 | FALSE | FALSE | TRUE | 23600 | 19000 | 2.55 | 19270 | 2.69
211239231 |  | Live | Carrier | GRANDAIRE | Singlezone Ducted, Centrally Ducted | 211239231 |  | HRCU-A-CB | WDLCURAH24ABK | Ducted Indoor Units | WBHL244*B* |  |  |  | 10 | 16 | 9 | FALSE | FALSE | TRUE | 24000 | 19200 | 2.56 | 19470 | 2.69
211239230 |  | Live | Carrier | TEMPSTAR | Singlezone Ducted, Centrally Ducted | 211239230 |  | HRCU-A-CB | DLCURAH24ABK | Ducted Indoor Units | FJMA4*24L*B* |  |  |  | 10 | 16 | 9 | FALSE | FALSE | TRUE | 24000 | 19200 | 2.56 | 19470 | 2.69
211239229 |  | Live | Carrier | SMART COMFORT | Singlezone Ducted, Centrally Ducted | 211239229 |  | HRCU-A-CB | DLCURAH24ABK | Ducted Indoor Units | FJMA4*24L*B* |  |  |  | 10 | 16 | 9 | FALSE | FALSE | TRUE | 24000 | 19200 | 2.56 | 19470 | 2.69
211239228 |  | Live | Carrier | KEEPRITE | Singlezone Ducted, Centrally Ducted | 211239228 |  | HRCU-A-CB | DLCURAH24ABK | Ducted Indoor Units | FJMA4*24L*B* |  |  |  | 10 | 16 | 9 | FALSE | FALSE | TRUE | 24000 | 19200 | 2.56 | 19470 | 2.69
211239227 |  | Live | Carrier | HEIL | Singlezone Ducted, Centrally Ducted | 211239227 |  | HRCU-A-CB | DLCURAH24ABK | Ducted Indoor Units | FJMA4*24L*B* |  |  |  | 10 | 16 | 9 | FALSE | FALSE | TRUE | 24000 | 19200 | 2.56 | 19470 | 2.69
211239226 |  | Live | Carrier | DAY & NIGHT | Singlezone Ducted, Centrally Ducted | 211239226 |  | HRCU-A-CB | DLCURAH24ABK | Ducted Indoor Units | FJMA4*24L*B* |  |  |  | 10 | 16 | 9 | FALSE | FALSE | TRUE | 24000 | 19200 | 2.56 | 19470 | 2.69
211239225 |  | Live | Carrier | COMFORTMAKER | Singlezone Ducted, Centrally Ducted | 211239225 |  | HRCU-A-CB | DLCURAH24ABK | Ducted Indoor Units | FJMA4*24L*B* |  |  |  | 10 | 16 | 9 | FALSE | FALSE | TRUE | 24000 | 19200 | 2.56 | 19470 | 2.69
211239224 |  | Live | Carrier | ARCOAIRE | Singlezone Ducted, Centrally Ducted | 211239224 |  | HRCU-A-CB | DLCURAH24ABK | Ducted Indoor Units | FJMA4*24L*B* |  |  |  | 10 | 16 | 9 | FALSE | FALSE | TRUE | 24000 | 19200 | 2.56 | 19470 | 2.69
211239223 |  | Live | Carrier | AIRQUEST | Singlezone Ducted, Centrally Ducted | 211239223 |  | HRCU-A-CB | DLCURAH24ABK | Ducted Indoor Units | FJMA4*24L*B* |  |  |  | 10 | 16 | 9 | FALSE | FALSE | TRUE | 24000 | 19200 | 2.56 | 19470 | 2.69
211239222 |  | Live | Carrier | PAYNE HEATING AND COOLING | Singlezone Ducted, Centrally Ducted | 211239222 |  | HRCU-A-CB | 38MURAQ24AB3* | Ducted Indoor Units | FJ4DN*B24L* |  |  |  | 10 | 16 | 9 | FALSE | FALSE | TRUE | 24000 | 19200 | 2.56 | 19470 | 2.69
211239221 |  | Live | Carrier | BRYANT HEATING AND COOLING SYSTEMS | Singlezone Ducted, Centrally Ducted | 211239221 |  | HRCU-A-CB | 38MURAQ24AB3* | Ducted Indoor Units | FJ4DN*B24L* |  |  |  | 10 | 16 | 9 | FALSE | FALSE | TRUE | 24000 | 19200 | 2.56 | 19470 | 2.69
211239220 |  | Live | Carrier | CARRIER | Singlezone Ducted, Centrally Ducted | 211239220 |  | HRCU-A-CB | 38MURAQ24AB3* | Ducted Indoor Units | FJ4DN*B24L* |  |  |  | 10 | 16 | 9 | FALSE | FALSE | TRUE | 24000 | 19200 | 2.56 | 19470 | 2.69
213353726 |  | Live | Carrier | TEMPSTAR | Singlezone Ducted, Centrally Ducted | 213353726 |  | HRCU-A-CB | DLCURAH18AAK | Ducted Indoor Units | F5MA4*24L*B* |  |  |  | 10 | 16.5 | 7.8 | FALSE | FALSE | FALSE | 17600 | 11600 | 2.52 | 11730 | 2.62
213353725 |  | Live | Carrier | SMART COMFORT | Singlezone Ducted, Centrally Ducted | 213353725 |  | HRCU-A-CB | DLCURAH18AAK | Ducted Indoor Units | F5MA4*24L*B* |  |  |  | 10 | 16.5 | 7.8 | FALSE | FALSE | FALSE | 17600 | 11600 | 2.52 | 11730 | 2.62
213353724 |  | Live | Carrier | KEEPRITE | Singlezone Ducted, Centrally Ducted | 213353724 |  | HRCU-A-CB | DLCURAH18AAK | Ducted Indoor Units | F5MA4*24L*B* |  |  |  | 10 | 16.5 | 7.8 | FALSE | FALSE | FALSE | 17600 | 11600 | 2.52 | 11730 | 2.62
213353723 |  | Live | Carrier | HEIL | Singlezone Ducted, Centrally Ducted | 213353723 |  | HRCU-A-CB | DLCURAH18AAK | Ducted Indoor Units | F5MA4*24L*B* |  |  |  | 10 | 16.5 | 7.8 | FALSE | FALSE | FALSE | 17600 | 11600 | 2.52 | 11730 | 2.62
213353722 |  | Live | Carrier | DAY & NIGHT | Singlezone Ducted, Centrally Ducted | 213353722 |  | HRCU-A-CB | DLCURAH18AAK | Ducted Indoor Units | F5MA4*24L*B* |  |  |  | 10 | 16.5 | 7.8 | FALSE | FALSE | FALSE | 17600 | 11600 | 2.52 | 11730 | 2.62
213353721 |  | Live | Carrier | COMFORTMAKER | Singlezone Ducted, Centrally Ducted | 213353721 |  | HRCU-A-CB | DLCURAH18AAK | Ducted Indoor Units | F5MA4*24L*B* |  |  |  | 10 | 16.5 | 7.8 | FALSE | FALSE | FALSE | 17600 | 11600 | 2.52 | 11730 | 2.62
213353720 |  | Live | Carrier | ARCOAIRE | Singlezone Ducted, Centrally Ducted | 213353720 |  | HRCU-A-CB | DLCURAH18AAK | Ducted Indoor Units | F5MA4*24L*B* |  |  |  | 10 | 16.5 | 7.8 | FALSE | FALSE | FALSE | 17600 | 11600 | 2.52 | 11730 | 2.62
213353719 |  | Live | Carrier | AIRQUEST | Singlezone Ducted, Centrally Ducted | 213353719 |  | HRCU-A-CB | DLCURAH18AAK | Ducted Indoor Units | F5MA4*24L*B* |  |  |  | 10 | 16.5 | 7.8 | FALSE | FALSE | FALSE | 17600 | 11600 | 2.52 | 11730 | 2.62
213353718 |  | Live | Carrier | BRYANT HEATING AND COOLING SYSTEMS | Singlezone Ducted, Centrally Ducted | 213353718 |  | HRCU-A-CB | 38MURAQ18AA3* | Ducted Indoor Units | F54AA*B24L* |  |  |  | 10 | 16.5 | 7.8 | FALSE | FALSE | FALSE | 17600 | 11600 | 2.52 | 11730 | 2.62
213353717 |  | Live | Carrier | CARRIER | Singlezone Ducted, Centrally Ducted | 213353717 |  | HRCU-A-CB | 38MURAQ18AA3* | Ducted Indoor Units | F54AA*B24L* |  |  |  | 10 | 16.5 | 7.8 | FALSE | FALSE | FALSE | 17600 | 11600 | 2.52 | 11730 | 2.62
213353746 |  | Live | Carrier | TEMPSTAR | Singlezone Ducted, Centrally Ducted | 213353746 |  | HRCU-A-CB | DLCURAH18ABK | Ducted Indoor Units | F5MA4*24L*B* |  |  |  | 10.5 | 16 | 8.5 | FALSE | FALSE | TRUE | 18100 | 12500 | 2.44 | 12680 | 2.56
213353745 |  | Live | Carrier | SMART COMFORT | Singlezone Ducted, Centrally Ducted | 213353745 |  | HRCU-A-CB | DLCURAH18ABK | Ducted Indoor Units | F5MA4*24L*B* |  |  |  | 10.5 | 16 | 8.5 | FALSE | FALSE | TRUE | 18100 | 12500 | 2.44 | 12680 | 2.56
213353744 |  | Live | Carrier | KEEPRITE | Singlezone Ducted, Centrally Ducted | 213353744 |  | HRCU-A-CB | DLCURAH18ABK | Ducted Indoor Units | F5MA4*24L*B* |  |  |  | 10.5 | 16 | 8.5 | FALSE | FALSE | TRUE | 18100 | 12500 | 2.44 | 12680 | 2.56
213353743 |  | Live | Carrier | HEIL | Singlezone Ducted, Centrally Ducted | 213353743 |  | HRCU-A-CB | DLCURAH18ABK | Ducted Indoor Units | F5MA4*24L*B* |  |  |  | 10.5 | 16 | 8.5 | FALSE | FALSE | TRUE | 18100 | 12500 | 2.44 | 12680 | 2.56
213353742 |  | Live | Carrier | DAY & NIGHT | Singlezone Ducted, Centrally Ducted | 213353742 |  | HRCU-A-CB | DLCURAH18ABK | Ducted Indoor Units | F5MA4*24L*B* |  |  |  | 10.5 | 16 | 8.5 | FALSE | FALSE | TRUE | 18100 | 12500 | 2.44 | 12680 | 2.56
213353741 |  | Live | Carrier | COMFORTMAKER | Singlezone Ducted, Centrally Ducted | 213353741 |  | HRCU-A-CB | DLCURAH18ABK | Ducted Indoor Units | F5MA4*24L*B* |  |  |  | 10.5 | 16 | 8.5 | FALSE | FALSE | TRUE | 18100 | 12500 | 2.44 | 12680 | 2.56
213353740 |  | Live | Carrier | ARCOAIRE | Singlezone Ducted, Centrally Ducted | 213353740 |  | HRCU-A-CB | DLCURAH18ABK | Ducted Indoor Units | F5MA4*24L*B* |  |  |  | 10.5 | 16 | 8.5 | FALSE | FALSE | TRUE | 18100 | 12500 | 2.44 | 12680 | 2.56
213353739 |  | Live | Carrier | AIRQUEST | Singlezone Ducted, Centrally Ducted | 213353739 |  | HRCU-A-CB | DLCURAH18ABK | Ducted Indoor Units | F5MA4*24L*B* |  |  |  | 10.5 | 16 | 8.5 | FALSE | FALSE | TRUE | 18100 | 12500 | 2.44 | 12680 | 2.56
213353738 |  | Live | Carrier | BRYANT HEATING AND COOLING SYSTEMS | Singlezone Ducted, Centrally Ducted | 213353738 |  | HRCU-A-CB | 38MURAQ18AB3* | Ducted Indoor Units | F54AA*B24L* |  |  |  | 10.5 | 16 | 8.5 | FALSE | FALSE | TRUE | 18100 | 12500 | 2.44 | 12680 | 2.56
213353737 |  | Live | Carrier | CARRIER | Singlezone Ducted, Centrally Ducted | 213353737 |  | HRCU-A-CB | 38MURAQ18AB3* | Ducted Indoor Units | F54AA*B24L* |  |  |  | 10.5 | 16 | 8.5 | FALSE | FALSE | TRUE | 18100 | 12500 | 2.44 | 12680 | 2.56
213353736 |  | Live | Carrier | TEMPSTAR | Singlezone Ducted, Centrally Ducted | 213353736 |  | HRCU-A-CB | DLCURAH18ABK | Ducted Indoor Units | F5MA4*18L*A* |  |  |  | 10.5 | 16 | 9 | FALSE | FALSE | TRUE | 18200 | 12800 | 2.5 | 12990 | 2.63
213353735 |  | Live | Carrier | SMART COMFORT | Singlezone Ducted, Centrally Ducted | 213353735 |  | HRCU-A-CB | DLCURAH18ABK | Ducted Indoor Units | F5MA4*18L*A* |  |  |  | 10.5 | 16 | 9 | FALSE | FALSE | TRUE | 18200 | 12800 | 2.5 | 12990 | 2.63
213353734 |  | Live | Carrier | KEEPRITE | Singlezone Ducted, Centrally Ducted | 213353734 |  | HRCU-A-CB | DLCURAH18ABK | Ducted Indoor Units | F5MA4*18L*A* |  |  |  | 10.5 | 16 | 9 | FALSE | FALSE | TRUE | 18200 | 12800 | 2.5 | 12990 | 2.63
213353733 |  | Live | Carrier | HEIL | Singlezone Ducted, Centrally Ducted | 213353733 |  | HRCU-A-CB | DLCURAH18ABK | Ducted Indoor Units | F5MA4*18L*A* |  |  |  | 10.5 | 16 | 9 | FALSE | FALSE | TRUE | 18200 | 12800 | 2.5 | 12990 | 2.63
213353732 |  | Live | Carrier | DAY & NIGHT | Singlezone Ducted, Centrally Ducted | 213353732 |  | HRCU-A-CB | DLCURAH18ABK | Ducted Indoor Units | F5MA4*18L*A* |  |  |  | 10.5 | 16 | 9 | FALSE | FALSE | TRUE | 18200 | 12800 | 2.5 | 12990 | 2.63
213353731 |  | Live | Carrier | COMFORTMAKER | Singlezone Ducted, Centrally Ducted | 213353731 |  | HRCU-A-CB | DLCURAH18ABK | Ducted Indoor Units | F5MA4*18L*A* |  |  |  | 10.5 | 16 | 9 | FALSE | FALSE | TRUE | 18200 | 12800 | 2.5 | 12990 | 2.63
213353730 |  | Live | Carrier | ARCOAIRE | Singlezone Ducted, Centrally Ducted | 213353730 |  | HRCU-A-CB | DLCURAH18ABK | Ducted Indoor Units | F5MA4*18L*A* |  |  |  | 10.5 | 16 | 9 | FALSE | FALSE | TRUE | 18200 | 12800 | 2.5 | 12990 | 2.63
213353729 |  | Live | Carrier | AIRQUEST | Singlezone Ducted, Centrally Ducted | 213353729 |  | HRCU-A-CB | DLCURAH18ABK | Ducted Indoor Units | F5MA4*18L*A* |  |  |  | 10.5 | 16 | 9 | FALSE | FALSE | TRUE | 18200 | 12800 | 2.5 | 12990 | 2.63
213353728 |  | Live | Carrier | BRYANT HEATING AND COOLING SYSTEMS | Singlezone Ducted, Centrally Ducted | 213353728 |  | HRCU-A-CB | 38MURAQ18AB3* | Ducted Indoor Units | F54AA*A18L* |  |  |  | 10.5 | 16 | 9 | FALSE | FALSE | TRUE | 18200 | 12800 | 2.5 | 12990 | 2.63
213353727 |  | Live | Carrier | CARRIER | Singlezone Ducted, Centrally Ducted | 213353727 |  | HRCU-A-CB | 38MURAQ18AB3* | Ducted Indoor Units | F54AA*A18L* |  |  |  | 10.5 | 16 | 9 | FALSE | FALSE | TRUE | 18200 | 12800 | 2.5 | 12990 | 2.63
213249256 |  | Live | Carrier | TEMPSTAR | Singlezone Ducted, Centrally Ducted | 213249256 |  | HRCU-A-CB | DLCURAH18ABK | Ducted Indoor Units | FEVA0024**+NAVA43601CK |  |  |  | 11 | 16.5 | 8.5 | FALSE | FALSE | TRUE | 18100 | 12300 | 2.44 | 12480 | 2.58
213249255 |  | Live | Carrier | SMART COMFORT | Singlezone Ducted, Centrally Ducted | 213249255 |  | HRCU-A-CB | DLCURAH18ABK | Ducted Indoor Units | FEVA0024**+NAVA43601CK |  |  |  | 11 | 16.5 | 8.5 | FALSE | FALSE | TRUE | 18100 | 12300 | 2.44 | 12480 | 2.58
213249254 |  | Live | Carrier | KEEPRITE | Singlezone Ducted, Centrally Ducted | 213249254 |  | HRCU-A-CB | DLCURAH18ABK | Ducted Indoor Units | FEVA0024**+NAVA43601CK |  |  |  | 11 | 16.5 | 8.5 | FALSE | FALSE | TRUE | 18100 | 12300 | 2.44 | 12480 | 2.58
213249253 |  | Live | Carrier | HEIL | Singlezone Ducted, Centrally Ducted | 213249253 |  | HRCU-A-CB | DLCURAH18ABK | Ducted Indoor Units | FEVA0024**+NAVA43601CK |  |  |  | 11 | 16.5 | 8.5 | FALSE | FALSE | TRUE | 18100 | 12300 | 2.44 | 12480 | 2.58
213249252 |  | Live | Carrier | DAY & NIGHT | Singlezone Ducted, Centrally Ducted | 213249252 |  | HRCU-A-CB | DLCURAH18ABK | Ducted Indoor Units | FEVA0024**+NAVA43601CK |  |  |  | 11 | 16.5 | 8.5 | FALSE | FALSE | TRUE | 18100 | 12300 | 2.44 | 12480 | 2.58
213249251 |  | Live | Carrier | COMFORTMAKER | Singlezone Ducted, Centrally Ducted | 213249251 |  | HRCU-A-CB | DLCURAH18ABK | Ducted Indoor Units | FEVA0024**+NAVA43601CK |  |  |  | 11 | 16.5 | 8.5 | FALSE | FALSE | TRUE | 18100 | 12300 | 2.44 | 12480 | 2.58
213249250 |  | Live | Carrier | ARCOAIRE | Singlezone Ducted, Centrally Ducted | 213249250 |  | HRCU-A-CB | DLCURAH18ABK | Ducted Indoor Units | FEVA0024**+NAVA43601CK |  |  |  | 11 | 16.5 | 8.5 | FALSE | FALSE | TRUE | 18100 | 12300 | 2.44 | 12480 | 2.58
213249249 |  | Live | Carrier | AIRQUEST | Singlezone Ducted, Centrally Ducted | 213249249 |  | HRCU-A-CB | DLCURAH18ABK | Ducted Indoor Units | FEVA0024**+NAVA43601CK |  |  |  | 11 | 16.5 | 8.5 | FALSE | FALSE | TRUE | 18100 | 12300 | 2.44 | 12480 | 2.58
213249248 |  | Live | Carrier | PAYNE HEATING AND COOLING | Singlezone Ducted, Centrally Ducted | 213249248 |  | HRCU-A-CB | 38MURAQ18AB3* | Ducted Indoor Units | FEVA0024**+NAVA43601CK |  |  |  | 11 | 16.5 | 8.5 | FALSE | FALSE | TRUE | 18100 | 12300 | 2.44 | 12480 | 2.58
213249247 |  | Live | Carrier | BRYANT HEATING AND COOLING SYSTEMS | Singlezone Ducted, Centrally Ducted | 213249247 |  | HRCU-A-CB | 38MURAQ18AB3* | Ducted Indoor Units | FEVA0024**+NAVA43601CK |  |  |  | 11 | 16.5 | 8.5 | FALSE | FALSE | TRUE | 18100 | 12300 | 2.44 | 12480 | 2.58
213249246 |  | Live | Carrier | CARRIER | Singlezone Ducted, Centrally Ducted | 213249246 |  | HRCU-A-CB | 38MURAQ18AB3* | Ducted Indoor Units | FEVA0024**+NAVA43601CK |  |  |  | 11 | 16.5 | 8.5 | FALSE | FALSE | TRUE | 18100 | 12300 | 2.44 | 12480 | 2.58
211265047 |  | Live | Carrier | TEMPSTAR | Singlezone Ducted, Centrally Ducted | 211265047 |  | HRCU-A-CB | DLCURAH18ABK | Ducted Indoor Units | FVM4X24***L |  |  |  | 11 | 16.5 | 8.5 | FALSE | FALSE | TRUE | 18100 | 12400 | 2.47 | 12580 | 2.61
211265045 |  | Live | Carrier | SMART COMFORT | Singlezone Ducted, Centrally Ducted | 211265045 |  | HRCU-A-CB | DLCURAH18ABK | Ducted Indoor Units | FVM4X24***L |  |  |  | 11 | 16.5 | 8.5 | FALSE | FALSE | TRUE | 18100 | 12400 | 2.47 | 12580 | 2.61
211265044 |  | Live | Carrier | KEEPRITE | Singlezone Ducted, Centrally Ducted | 211265044 |  | HRCU-A-CB | DLCURAH18ABK | Ducted Indoor Units | FVM4X24***L |  |  |  | 11 | 16.5 | 8.5 | FALSE | FALSE | TRUE | 18100 | 12400 | 2.47 | 12580 | 2.61
211265042 |  | Live | Carrier | HEIL | Singlezone Ducted, Centrally Ducted | 211265042 |  | HRCU-A-CB | DLCURAH18ABK | Ducted Indoor Units | FVM4X24***L |  |  |  | 11 | 16.5 | 8.5 | FALSE | FALSE | TRUE | 18100 | 12400 | 2.47 | 12580 | 2.61
211265039 |  | Live | Carrier | DAY & NIGHT | Singlezone Ducted, Centrally Ducted | 211265039 |  | HRCU-A-CB | DLCURAH18ABK | Ducted Indoor Units | FVM4X24***L |  |  |  | 11 | 16.5 | 8.5 | FALSE | FALSE | TRUE | 18100 | 12400 | 2.47 | 12580 | 2.61
211265037 |  | Live | Carrier | COMFORTMAKER | Singlezone Ducted, Centrally Ducted | 211265037 |  | HRCU-A-CB | DLCURAH18ABK | Ducted Indoor Units | FVM4X24***L |  |  |  | 11 | 16.5 | 8.5 | FALSE | FALSE | TRUE | 18100 | 12400 | 2.47 | 12580 | 2.61
211265035 |  | Live | Carrier | ARCOAIRE | Singlezone Ducted, Centrally Ducted | 211265035 |  | HRCU-A-CB | DLCURAH18ABK | Ducted Indoor Units | FVM4X24***L |  |  |  | 11 | 16.5 | 8.5 | FALSE | FALSE | TRUE | 18100 | 12400 | 2.47 | 12580 | 2.61
211265033 |  | Live | Carrier | AIRQUEST | Singlezone Ducted, Centrally Ducted | 211265033 |  | HRCU-A-CB | DLCURAH18ABK | Ducted Indoor Units | FVM4X24***L |  |  |  | 11 | 16.5 | 8.5 | FALSE | FALSE | TRUE | 18100 | 12400 | 2.47 | 12580 | 2.61
211265031 |  | Live | Carrier | PAYNE HEATING AND COOLING | Singlezone Ducted, Centrally Ducted | 211265031 |  | HRCU-A-CB | 38MURAQ18AB3* | Ducted Indoor Units | FV4CNF002L |  |  |  | 11 | 16.5 | 8.5 | FALSE | FALSE | TRUE | 18100 | 12400 | 2.47 | 12580 | 2.61
211265030 |  | Live | Carrier | BRYANT HEATING AND COOLING SYSTEMS | Singlezone Ducted, Centrally Ducted | 211265030 |  | HRCU-A-CB | 38MURAQ18AB3* | Ducted Indoor Units | FV4CNF002L |  |  |  | 11 | 16.5 | 8.5 | FALSE | FALSE | TRUE | 18100 | 12400 | 2.47 | 12580 | 2.61
211265027 |  | Live | Carrier | GRANDAIRE | Singlezone Ducted, Centrally Ducted | 211265027 |  | HRCU-A-CB | WDLCURAH18ABK | Ducted Indoor Units | FM(C,U)4Z30**AL* |  |  |  | 11 | 17.5 | 8.5 | FALSE | FALSE | TRUE | 18000 | 12400 | 2.46 | 12580 | 2.6
211265025 |  | Live | Carrier | TEMPSTAR | Singlezone Ducted, Centrally Ducted | 211265025 |  | HRCU-A-CB | DLCURAH18ABK | Ducted Indoor Units | FM(C,U)4Z30**AL* |  |  |  | 11 | 17.5 | 8.5 | FALSE | FALSE | TRUE | 18000 | 12400 | 2.46 | 12580 | 2.6
211265023 |  | Live | Carrier | SMART COMFORT | Singlezone Ducted, Centrally Ducted | 211265023 |  | HRCU-A-CB | DLCURAH18ABK | Ducted Indoor Units | FM(C,U)4Z30**AL* |  |  |  | 11 | 17.5 | 8.5 | FALSE | FALSE | TRUE | 18000 | 12400 | 2.46 | 12580 | 2.6
211265021 |  | Live | Carrier | KEEPRITE | Singlezone Ducted, Centrally Ducted | 211265021 |  | HRCU-A-CB | DLCURAH18ABK | Ducted Indoor Units | FM(C,U)4Z30**AL* |  |  |  | 11 | 17.5 | 8.5 | FALSE | FALSE | TRUE | 18000 | 12400 | 2.46 | 12580 | 2.6
211265019 |  | Live | Carrier | HEIL | Singlezone Ducted, Centrally Ducted | 211265019 |  | HRCU-A-CB | DLCURAH18ABK | Ducted Indoor Units | FM(C,U)4Z30**AL* |  |  |  | 11 | 17.5 | 8.5 | FALSE | FALSE | TRUE | 18000 | 12400 | 2.46 | 12580 | 2.6
211265017 |  | Live | Carrier | DAY & NIGHT | Singlezone Ducted, Centrally Ducted | 211265017 |  | HRCU-A-CB | DLCURAH18ABK | Ducted Indoor Units | FM(C,U)4Z30**AL* |  |  |  | 11 | 17.5 | 8.5 | FALSE | FALSE | TRUE | 18000 | 12400 | 2.46 | 12580 | 2.6
211265016 |  | Live | Carrier | COMFORTMAKER | Singlezone Ducted, Centrally Ducted | 211265016 |  | HRCU-A-CB | DLCURAH18ABK | Ducted Indoor Units | FM(C,U)4Z30**AL* |  |  |  | 11 | 17.5 | 8.5 | FALSE | FALSE | TRUE | 18000 | 12400 | 2.46 | 12580 | 2.6
211265014 |  | Live | Carrier | ARCOAIRE | Singlezone Ducted, Centrally Ducted | 211265014 |  | HRCU-A-CB | DLCURAH18ABK | Ducted Indoor Units | FM(C,U)4Z30**AL* |  |  |  | 11 | 17.5 | 8.5 | FALSE | FALSE | TRUE | 18000 | 12400 | 2.46 | 12580 | 2.6
211265012 |  | Live | Carrier | AIRQUEST | Singlezone Ducted, Centrally Ducted | 211265012 |  | HRCU-A-CB | DLCURAH18ABK | Ducted Indoor Units | FM(C,U)4Z30**AL* |  |  |  | 11 | 17.5 | 8.5 | FALSE | FALSE | TRUE | 18000 | 12400 | 2.46 | 12580 | 2.6
211265010 |  | Live | Carrier | PAYNE HEATING AND COOLING | Singlezone Ducted, Centrally Ducted | 211265010 |  | HRCU-A-CB | 38MURAQ18AB3* | Ducted Indoor Units | FM(C,U)4Z30**AL* |  |  |  | 11 | 17.5 | 8.5 | FALSE | FALSE | TRUE | 18000 | 12400 | 2.46 | 12580 | 2.6
211265008 |  | Live | Carrier | BRYANT HEATING AND COOLING SYSTEMS | Singlezone Ducted, Centrally Ducted | 211265008 |  | HRCU-A-CB | 38MURAQ18AB3* | Ducted Indoor Units | FM(C,U)4Z30**AL* |  |  |  | 11 | 17.5 | 8.5 | FALSE | FALSE | TRUE | 18000 | 12400 | 2.46 | 12580 | 2.6
211265006 |  | Live | Carrier | GRANDAIRE | Singlezone Ducted, Centrally Ducted | 211265006 |  | HRCU-A-CB | WDLCURAH18ABK | Ducted Indoor Units | FM(C,U)4Z24**AL* |  |  |  | 11 | 17 | 9 | FALSE | FALSE | TRUE | 17800 | 12500 | 2.46 | 12680 | 2.58
211265004 |  | Live | Carrier | TEMPSTAR | Singlezone Ducted, Centrally Ducted | 211265004 |  | HRCU-A-CB | DLCURAH18ABK | Ducted Indoor Units | FM(C,U)4Z24**AL* |  |  |  | 11 | 17 | 9 | FALSE | FALSE | TRUE | 17800 | 12500 | 2.46 | 12680 | 2.58
211265002 |  | Live | Carrier | SMART COMFORT | Singlezone Ducted, Centrally Ducted | 211265002 |  | HRCU-A-CB | DLCURAH18ABK | Ducted Indoor Units | FM(C,U)4Z24**AL* |  |  |  | 11 | 17 | 9 | FALSE | FALSE | TRUE | 17800 | 12500 | 2.46 | 12680 | 2.58
211265000 |  | Live | Carrier | KEEPRITE | Singlezone Ducted, Centrally Ducted | 211265000 |  | HRCU-A-CB | DLCURAH18ABK | Ducted Indoor Units | FM(C,U)4Z24**AL* |  |  |  | 11 | 17 | 9 | FALSE | FALSE | TRUE | 17800 | 12500 | 2.46 | 12680 | 2.58
211264998 |  | Live | Carrier | HEIL | Singlezone Ducted, Centrally Ducted | 211264998 |  | HRCU-A-CB | DLCURAH18ABK | Ducted Indoor Units | FM(C,U)4Z24**AL* |  |  |  | 11 | 17 | 9 | FALSE | FALSE | TRUE | 17800 | 12500 | 2.46 | 12680 | 2.58
211264996 |  | Live | Carrier | DAY & NIGHT | Singlezone Ducted, Centrally Ducted | 211264996 |  | HRCU-A-CB | DLCURAH18ABK | Ducted Indoor Units | FM(C,U)4Z24**AL* |  |  |  | 11 | 17 | 9 | FALSE | FALSE | TRUE | 17800 | 12500 | 2.46 | 12680 | 2.58
211264994 |  | Live | Carrier | COMFORTMAKER | Singlezone Ducted, Centrally Ducted | 211264994 |  | HRCU-A-CB | DLCURAH18ABK | Ducted Indoor Units | FM(C,U)4Z24**AL* |  |  |  | 11 | 17 | 9 | FALSE | FALSE | TRUE | 17800 | 12500 | 2.46 | 12680 | 2.58
211264992 |  | Live | Carrier | ARCOAIRE | Singlezone Ducted, Centrally Ducted | 211264992 |  | HRCU-A-CB | DLCURAH18ABK | Ducted Indoor Units | FM(C,U)4Z24**AL* |  |  |  | 11 | 17 | 9 | FALSE | FALSE | TRUE | 17800 | 12500 | 2.46 | 12680 | 2.58
211264990 |  | Live | Carrier | AIRQUEST | Singlezone Ducted, Centrally Ducted | 211264990 |  | HRCU-A-CB | DLCURAH18ABK | Ducted Indoor Units | FM(C,U)4Z24**AL* |  |  |  | 11 | 17 | 9 | FALSE | FALSE | TRUE | 17800 | 12500 | 2.46 | 12680 | 2.58
211264988 |  | Live | Carrier | PAYNE HEATING AND COOLING | Singlezone Ducted, Centrally Ducted | 211264988 |  | HRCU-A-CB | 38MURAQ18AB3* | Ducted Indoor Units | FM(C,U)4Z24**AL* |  |  |  | 11 | 17 | 9 | FALSE | FALSE | TRUE | 17800 | 12500 | 2.46 | 12680 | 2.58
211264986 |  | Live | Carrier | BRYANT HEATING AND COOLING SYSTEMS | Singlezone Ducted, Centrally Ducted | 211264986 |  | HRCU-A-CB | 38MURAQ18AB3* | Ducted Indoor Units | FM(C,U)4Z24**AL* |  |  |  | 11 | 17 | 9 | FALSE | FALSE | TRUE | 17800 | 12500 | 2.46 | 12680 | 2.58
211264984 |  | Live | Carrier | GRANDAIRE | Singlezone Ducted, Centrally Ducted | 211264984 |  | HRCU-A-CB | WDLCURAH18ABK | Ducted Indoor Units | FM(C,U)4Z18**AL* |  |  |  | 11 | 17 | 9 | FALSE | FALSE | TRUE | 17800 | 12500 | 2.46 | 12680 | 2.58
211264982 |  | Live | Carrier | TEMPSTAR | Singlezone Ducted, Centrally Ducted | 211264982 |  | HRCU-A-CB | DLCURAH18ABK | Ducted Indoor Units | FM(C,U)4Z18**AL* |  |  |  | 11 | 17 | 9 | FALSE | FALSE | TRUE | 17800 | 12500 | 2.46 | 12680 | 2.58
211264980 |  | Live | Carrier | SMART COMFORT | Singlezone Ducted, Centrally Ducted | 211264980 |  | HRCU-A-CB | DLCURAH18ABK | Ducted Indoor Units | FM(C,U)4Z18**AL* |  |  |  | 11 | 17 | 9 | FALSE | FALSE | TRUE | 17800 | 12500 | 2.46 | 12680 | 2.58
211264978 |  | Live | Carrier | KEEPRITE | Singlezone Ducted, Centrally Ducted | 211264978 |  | HRCU-A-CB | DLCURAH18ABK | Ducted Indoor Units | FM(C,U)4Z18**AL* |  |  |  | 11 | 17 | 9 | FALSE | FALSE | TRUE | 17800 | 12500 | 2.46 | 12680 | 2.58
211264976 |  | Live | Carrier | HEIL | Singlezone Ducted, Centrally Ducted | 211264976 |  | HRCU-A-CB | DLCURAH18ABK | Ducted Indoor Units | FM(C,U)4Z18**AL* |  |  |  | 11 | 17 | 9 | FALSE | FALSE | TRUE | 17800 | 12500 | 2.46 | 12680 | 2.58
211264974 |  | Live | Carrier | DAY & NIGHT | Singlezone Ducted, Centrally Ducted | 211264974 |  | HRCU-A-CB | DLCURAH18ABK | Ducted Indoor Units | FM(C,U)4Z18**AL* |  |  |  | 11 | 17 | 9 | FALSE | FALSE | TRUE | 17800 | 12500 | 2.46 | 12680 | 2.58
211264973 |  | Live | Carrier | COMFORTMAKER | Singlezone Ducted, Centrally Ducted | 211264973 |  | HRCU-A-CB | DLCURAH18ABK | Ducted Indoor Units | FM(C,U)4Z18**AL* |  |  |  | 11 | 17 | 9 | FALSE | FALSE | TRUE | 17800 | 12500 | 2.46 | 12680 | 2.58
211264970 |  | Live | Carrier | ARCOAIRE | Singlezone Ducted, Centrally Ducted | 211264970 |  | HRCU-A-CB | DLCURAH18ABK | Ducted Indoor Units | FM(C,U)4Z18**AL* |  |  |  | 11 | 17 | 9 | FALSE | FALSE | TRUE | 17800 | 12500 | 2.46 | 12680 | 2.58
211264968 |  | Live | Carrier | AIRQUEST | Singlezone Ducted, Centrally Ducted | 211264968 |  | HRCU-A-CB | DLCURAH18ABK | Ducted Indoor Units | FM(C,U)4Z18**AL* |  |  |  | 11 | 17 | 9 | FALSE | FALSE | TRUE | 17800 | 12500 | 2.46 | 12680 | 2.58
211264966 |  | Live | Carrier | PAYNE HEATING AND COOLING | Singlezone Ducted, Centrally Ducted | 211264966 |  | HRCU-A-CB | 38MURAQ18AB3* | Ducted Indoor Units | FM(C,U)4Z18**AL* |  |  |  | 11 | 17 | 9 | FALSE | FALSE | TRUE | 17800 | 12500 | 2.46 | 12680 | 2.58
211264964 |  | Live | Carrier | BRYANT HEATING AND COOLING SYSTEMS | Singlezone Ducted, Centrally Ducted | 211264964 |  | HRCU-A-CB | 38MURAQ18AB3* | Ducted Indoor Units | FM(C,U)4Z18**AL* |  |  |  | 11 | 17 | 9 | FALSE | FALSE | TRUE | 17800 | 12500 | 2.46 | 12680 | 2.58
211264962 |  | Live | Carrier | GRANDAIRE | Singlezone Ducted, Centrally Ducted | 211264962 |  | HRCU-A-CB | WDLCURAH18ABK | Ducted Indoor Units | FMA4X24**AL* |  |  |  | 10.5 | 16 | 8.5 | FALSE | FALSE | TRUE | 17400 | 12400 | 2.38 | 12580 | 2.51
211264960 |  | Live | Carrier | TEMPSTAR | Singlezone Ducted, Centrally Ducted | 211264960 |  | HRCU-A-CB | DLCURAH18ABK | Ducted Indoor Units | FMA4X24**AL* |  |  |  | 10.5 | 16 | 8.5 | FALSE | FALSE | TRUE | 17400 | 12400 | 2.38 | 12580 | 2.51
211264958 |  | Live | Carrier | SMART COMFORT | Singlezone Ducted, Centrally Ducted | 211264958 |  | HRCU-A-CB | DLCURAH18ABK | Ducted Indoor Units | FMA4X24**AL* |  |  |  | 10.5 | 16 | 8.5 | FALSE | FALSE | TRUE | 17400 | 12400 | 2.38 | 12580 | 2.51
211264956 |  | Live | Carrier | KEEPRITE | Singlezone Ducted, Centrally Ducted | 211264956 |  | HRCU-A-CB | DLCURAH18ABK | Ducted Indoor Units | FMA4X24**AL* |  |  |  | 10.5 | 16 | 8.5 | FALSE | FALSE | TRUE | 17400 | 12400 | 2.38 | 12580 | 2.51
211264954 |  | Live | Carrier | HEIL | Singlezone Ducted, Centrally Ducted | 211264954 |  | HRCU-A-CB | DLCURAH18ABK | Ducted Indoor Units | FMA4X24**AL* |  |  |  | 10.5 | 16 | 8.5 | FALSE | FALSE | TRUE | 17400 | 12400 | 2.38 | 12580 | 2.51
211264952 |  | Live | Carrier | DAY & NIGHT | Singlezone Ducted, Centrally Ducted | 211264952 |  | HRCU-A-CB | DLCURAH18ABK | Ducted Indoor Units | FMA4X24**AL* |  |  |  | 10.5 | 16 | 8.5 | FALSE | FALSE | TRUE | 17400 | 12400 | 2.38 | 12580 | 2.51
211264950 |  | Live | Carrier | COMFORTMAKER | Singlezone Ducted, Centrally Ducted | 211264950 |  | HRCU-A-CB | DLCURAH18ABK | Ducted Indoor Units | FMA4X24**AL* |  |  |  | 10.5 | 16 | 8.5 | FALSE | FALSE | TRUE | 17400 | 12400 | 2.38 | 12580 | 2.51
211264948 |  | Live | Carrier | ARCOAIRE | Singlezone Ducted, Centrally Ducted | 211264948 |  | HRCU-A-CB | DLCURAH18ABK | Ducted Indoor Units | FMA4X24**AL* |  |  |  | 10.5 | 16 | 8.5 | FALSE | FALSE | TRUE | 17400 | 12400 | 2.38 | 12580 | 2.51
211264946 |  | Live | Carrier | AIRQUEST | Singlezone Ducted, Centrally Ducted | 211264946 |  | HRCU-A-CB | DLCURAH18ABK | Ducted Indoor Units | FMA4X24**AL* |  |  |  | 10.5 | 16 | 8.5 | FALSE | FALSE | TRUE | 17400 | 12400 | 2.38 | 12580 | 2.51
211264944 |  | Live | Carrier | PAYNE HEATING AND COOLING | Singlezone Ducted, Centrally Ducted | 211264944 |  | HRCU-A-CB | 38MURAQ18AB3* | Ducted Indoor Units | FMA4X24**AL* |  |  |  | 10.5 | 16 | 8.5 | FALSE | FALSE | TRUE | 17400 | 12400 | 2.38 | 12580 | 2.51
211264942 |  | Live | Carrier | BRYANT HEATING AND COOLING SYSTEMS | Singlezone Ducted, Centrally Ducted | 211264942 |  | HRCU-A-CB | 38MURAQ18AB3* | Ducted Indoor Units | FMA4X24**AL* |  |  |  | 10.5 | 16 | 8.5 | FALSE | FALSE | TRUE | 17400 | 12400 | 2.38 | 12580 | 2.51
211264940 |  | Live | Carrier | GRANDAIRE | Singlezone Ducted, Centrally Ducted | 211264940 |  | HRCU-A-CB | WDLCURAH18ABK | Ducted Indoor Units | FMA4X18**AL* |  |  |  | 10.5 | 16 | 8.5 | FALSE | FALSE | TRUE | 17400 | 12400 | 2.38 | 12580 | 2.51
211264938 |  | Live | Carrier | TEMPSTAR | Singlezone Ducted, Centrally Ducted | 211264938 |  | HRCU-A-CB | DLCURAH18ABK | Ducted Indoor Units | FMA4X18**AL* |  |  |  | 10.5 | 16 | 8.5 | FALSE | FALSE | TRUE | 17400 | 12400 | 2.38 | 12580 | 2.51
211264936 |  | Live | Carrier | SMART COMFORT | Singlezone Ducted, Centrally Ducted | 211264936 |  | HRCU-A-CB | DLCURAH18ABK | Ducted Indoor Units | FMA4X18**AL* |  |  |  | 10.5 | 16 | 8.5 | FALSE | FALSE | TRUE | 17400 | 12400 | 2.38 | 12580 | 2.51
211264934 |  | Live | Carrier | KEEPRITE | Singlezone Ducted, Centrally Ducted | 211264934 |  | HRCU-A-CB | DLCURAH18ABK | Ducted Indoor Units | FMA4X18**AL* |  |  |  | 10.5 | 16 | 8.5 | FALSE | FALSE | TRUE | 17400 | 12400 | 2.38 | 12580 | 2.51
211264932 |  | Live | Carrier | HEIL | Singlezone Ducted, Centrally Ducted | 211264932 |  | HRCU-A-CB | DLCURAH18ABK | Ducted Indoor Units | FMA4X18**AL* |  |  |  | 10.5 | 16 | 8.5 | FALSE | FALSE | TRUE | 17400 | 12400 | 2.38 | 12580 | 2.51
211264930 |  | Live | Carrier | DAY & NIGHT | Singlezone Ducted, Centrally Ducted | 211264930 |  | HRCU-A-CB | DLCURAH18ABK | Ducted Indoor Units | FMA4X18**AL* |  |  |  | 10.5 | 16 | 8.5 | FALSE | FALSE | TRUE | 17400 | 12400 | 2.38 | 12580 | 2.51
211264928 |  | Live | Carrier | COMFORTMAKER | Singlezone Ducted, Centrally Ducted | 211264928 |  | HRCU-A-CB | DLCURAH18ABK | Ducted Indoor Units | FMA4X18**AL* |  |  |  | 10.5 | 16 | 8.5 | FALSE | FALSE | TRUE | 17400 | 12400 | 2.38 | 12580 | 2.51
211264926 |  | Live | Carrier | ARCOAIRE | Singlezone Ducted, Centrally Ducted | 211264926 |  | HRCU-A-CB | DLCURAH18ABK | Ducted Indoor Units | FMA4X18**AL* |  |  |  | 10.5 | 16 | 8.5 | FALSE | FALSE | TRUE | 17400 | 12400 | 2.38 | 12580 | 2.51
211264924 |  | Live | Carrier | AIRQUEST | Singlezone Ducted, Centrally Ducted | 211264924 |  | HRCU-A-CB | DLCURAH18ABK | Ducted Indoor Units | FMA4X18**AL* |  |  |  | 10.5 | 16 | 8.5 | FALSE | FALSE | TRUE | 17400 | 12400 | 2.38 | 12580 | 2.51
211264923 |  | Live | Carrier | PAYNE HEATING AND COOLING | Singlezone Ducted, Centrally Ducted | 211264923 |  | HRCU-A-CB | 38MURAQ18AB3* | Ducted Indoor Units | FMA4X18**AL* |  |  |  | 10.5 | 16 | 8.5 | FALSE | FALSE | TRUE | 17400 | 12400 | 2.38 | 12580 | 2.51
211264921 |  | Live | Carrier | BRYANT HEATING AND COOLING SYSTEMS | Singlezone Ducted, Centrally Ducted | 211264921 |  | HRCU-A-CB | 38MURAQ18AB3* | Ducted Indoor Units | FMA4X18**AL* |  |  |  | 10.5 | 16 | 8.5 | FALSE | FALSE | TRUE | 17400 | 12400 | 2.38 | 12580 | 2.51
211264919 |  | Live | Carrier | GRANDAIRE | Singlezone Ducted, Centrally Ducted | 211264919 |  | HRCU-A-CB | WDLCURAH18ABK | Ducted Indoor Units | WAXL304A* |  |  |  | 10.5 | 16 | 8.5 | FALSE | FALSE | TRUE | 18100 | 12400 | 2.42 | 12580 | 2.54
211264917 |  | Live | Carrier | TEMPSTAR | Singlezone Ducted, Centrally Ducted | 211264917 |  | HRCU-A-CB | DLCURAH18ABK | Ducted Indoor Units | FXM4X30**AL |  |  |  | 10.5 | 16 | 8.5 | FALSE | FALSE | TRUE | 18100 | 12400 | 2.42 | 12580 | 2.54
211264915 |  | Live | Carrier | SMART COMFORT | Singlezone Ducted, Centrally Ducted | 211264915 |  | HRCU-A-CB | DLCURAH18ABK | Ducted Indoor Units | FXM4X30**AL |  |  |  | 10.5 | 16 | 8.5 | FALSE | FALSE | TRUE | 18100 | 12400 | 2.42 | 12580 | 2.54
211264913 |  | Live | Carrier | KEEPRITE | Singlezone Ducted, Centrally Ducted | 211264913 |  | HRCU-A-CB | DLCURAH18ABK | Ducted Indoor Units | FXM4X30**AL |  |  |  | 10.5 | 16 | 8.5 | FALSE | FALSE | TRUE | 18100 | 12400 | 2.42 | 12580 | 2.54
211264911 |  | Live | Carrier | HEIL | Singlezone Ducted, Centrally Ducted | 211264911 |  | HRCU-A-CB | DLCURAH18ABK | Ducted Indoor Units | FXM4X30**AL |  |  |  | 10.5 | 16 | 8.5 | FALSE | FALSE | TRUE | 18100 | 12400 | 2.42 | 12580 | 2.54
211264909 |  | Live | Carrier | DAY & NIGHT | Singlezone Ducted, Centrally Ducted | 211264909 |  | HRCU-A-CB | DLCURAH18ABK | Ducted Indoor Units | FXM4X30**AL |  |  |  | 10.5 | 16 | 8.5 | FALSE | FALSE | TRUE | 18100 | 12400 | 2.42 | 12580 | 2.54
211264907 |  | Live | Carrier | COMFORTMAKER | Singlezone Ducted, Centrally Ducted | 211264907 |  | HRCU-A-CB | DLCURAH18ABK | Ducted Indoor Units | FXM4X30**AL |  |  |  | 10.5 | 16 | 8.5 | FALSE | FALSE | TRUE | 18100 | 12400 | 2.42 | 12580 | 2.54
211264905 |  | Live | Carrier | ARCOAIRE | Singlezone Ducted, Centrally Ducted | 211264905 |  | HRCU-A-CB | DLCURAH18ABK | Ducted Indoor Units | FXM4X30**AL |  |  |  | 10.5 | 16 | 8.5 | FALSE | FALSE | TRUE | 18100 | 12400 | 2.42 | 12580 | 2.54
211264903 |  | Live | Carrier | AIRQUEST | Singlezone Ducted, Centrally Ducted | 211264903 |  | HRCU-A-CB | DLCURAH18ABK | Ducted Indoor Units | FXM4X30**AL |  |  |  | 10.5 | 16 | 8.5 | FALSE | FALSE | TRUE | 18100 | 12400 | 2.42 | 12580 | 2.54
211264901 |  | Live | Carrier | PAYNE HEATING AND COOLING | Singlezone Ducted, Centrally Ducted | 211264901 |  | HRCU-A-CB | 38MURAQ18AB3* | Ducted Indoor Units | PF4MNB031L |  |  |  | 10.5 | 16 | 8.5 | FALSE | FALSE | TRUE | 18100 | 12400 | 2.42 | 12580 | 2.54
211264899 |  | Live | Carrier | BRYANT HEATING AND COOLING SYSTEMS | Singlezone Ducted, Centrally Ducted | 211264899 |  | HRCU-A-CB | 38MURAQ18AB3* | Ducted Indoor Units | FX4DNF031L |  |  |  | 10.5 | 16 | 8.5 | FALSE | FALSE | TRUE | 18100 | 12400 | 2.42 | 12580 | 2.54
211264896 |  | Live | Carrier | GRANDAIRE | Singlezone Ducted, Centrally Ducted | 211264896 |  | HRCU-A-CB | WDLCURAH18ABK | Ducted Indoor Units | WAXL244A* |  |  |  | 10.5 | 16 | 8.5 | FALSE | FALSE | TRUE | 18100 | 12400 | 2.44 | 12580 | 2.56
211264894 |  | Live | Carrier | TEMPSTAR | Singlezone Ducted, Centrally Ducted | 211264894 |  | HRCU-A-CB | DLCURAH18ABK | Ducted Indoor Units | FXM4X24**AL |  |  |  | 10.5 | 16 | 8.5 | FALSE | FALSE | TRUE | 18100 | 12400 | 2.44 | 12580 | 2.56
211264892 |  | Live | Carrier | SMART COMFORT | Singlezone Ducted, Centrally Ducted | 211264892 |  | HRCU-A-CB | DLCURAH18ABK | Ducted Indoor Units | FXM4X24**AL |  |  |  | 10.5 | 16 | 8.5 | FALSE | FALSE | TRUE | 18100 | 12400 | 2.44 | 12580 | 2.56
211264890 |  | Live | Carrier | KEEPRITE | Singlezone Ducted, Centrally Ducted | 211264890 |  | HRCU-A-CB | DLCURAH18ABK | Ducted Indoor Units | FXM4X24**AL |  |  |  | 10.5 | 16 | 8.5 | FALSE | FALSE | TRUE | 18100 | 12400 | 2.44 | 12580 | 2.56
211264889 |  | Live | Carrier | HEIL | Singlezone Ducted, Centrally Ducted | 211264889 |  | HRCU-A-CB | DLCURAH18ABK | Ducted Indoor Units | FXM4X24**AL |  |  |  | 10.5 | 16 | 8.5 | FALSE | FALSE | TRUE | 18100 | 12400 | 2.44 | 12580 | 2.56
211264887 |  | Live | Carrier | DAY & NIGHT | Singlezone Ducted, Centrally Ducted | 211264887 |  | HRCU-A-CB | DLCURAH18ABK | Ducted Indoor Units | FXM4X24**AL |  |  |  | 10.5 | 16 | 8.5 | FALSE | FALSE | TRUE | 18100 | 12400 | 2.44 | 12580 | 2.56
211264885 |  | Live | Carrier | COMFORTMAKER | Singlezone Ducted, Centrally Ducted | 211264885 |  | HRCU-A-CB | DLCURAH18ABK | Ducted Indoor Units | FXM4X24**AL |  |  |  | 10.5 | 16 | 8.5 | FALSE | FALSE | TRUE | 18100 | 12400 | 2.44 | 12580 | 2.56
211264883 |  | Live | Carrier | ARCOAIRE | Singlezone Ducted, Centrally Ducted | 211264883 |  | HRCU-A-CB | DLCURAH18ABK | Ducted Indoor Units | FXM4X24**AL |  |  |  | 10.5 | 16 | 8.5 | FALSE | FALSE | TRUE | 18100 | 12400 | 2.44 | 12580 | 2.56
211264881 |  | Live | Carrier | AIRQUEST | Singlezone Ducted, Centrally Ducted | 211264881 |  | HRCU-A-CB | DLCURAH18ABK | Ducted Indoor Units | FXM4X24**AL |  |  |  | 10.5 | 16 | 8.5 | FALSE | FALSE | TRUE | 18100 | 12400 | 2.44 | 12580 | 2.56
211264879 |  | Live | Carrier | PAYNE HEATING AND COOLING | Singlezone Ducted, Centrally Ducted | 211264879 |  | HRCU-A-CB | 38MURAQ18AB3* | Ducted Indoor Units | PF4MNB025L |  |  |  | 10.5 | 16 | 8.5 | FALSE | FALSE | TRUE | 18100 | 12400 | 2.44 | 12580 | 2.56
211264877 |  | Live | Carrier | BRYANT HEATING AND COOLING SYSTEMS | Singlezone Ducted, Centrally Ducted | 211264877 |  | HRCU-A-CB | 38MURAQ18AB3* | Ducted Indoor Units | FX4DNF025L |  |  |  | 10.5 | 16 | 8.5 | FALSE | FALSE | TRUE | 18100 | 12400 | 2.44 | 12580 | 2.56
211264774 |  | Live | Carrier | TEMPSTAR | Singlezone Ducted, Centrally Ducted | 211264774 |  | HRCU-A-CB | DLCURAH18ABK | Ducted Indoor Units | FEM4P18**AL |  |  |  | 10.5 | 16 | 8.5 | FALSE | FALSE | TRUE | 17400 | 12300 | 2.34 | 12480 | 2.45
211264772 |  | Live | Carrier | SMART COMFORT | Singlezone Ducted, Centrally Ducted | 211264772 |  | HRCU-A-CB | DLCURAH18ABK | Ducted Indoor Units | FEM4P18**AL |  |  |  | 10.5 | 16 | 8.5 | FALSE | FALSE | TRUE | 17400 | 12300 | 2.34 | 12480 | 2.45
211264770 |  | Live | Carrier | KEEPRITE | Singlezone Ducted, Centrally Ducted | 211264770 |  | HRCU-A-CB | DLCURAH18ABK | Ducted Indoor Units | FEM4P18**AL |  |  |  | 10.5 | 16 | 8.5 | FALSE | FALSE | TRUE | 17400 | 12300 | 2.34 | 12480 | 2.45
211264768 |  | Live | Carrier | HEIL | Singlezone Ducted, Centrally Ducted | 211264768 |  | HRCU-A-CB | DLCURAH18ABK | Ducted Indoor Units | FEM4P18**AL |  |  |  | 10.5 | 16 | 8.5 | FALSE | FALSE | TRUE | 17400 | 12300 | 2.34 | 12480 | 2.45
211264766 |  | Live | Carrier | DAY & NIGHT | Singlezone Ducted, Centrally Ducted | 211264766 |  | HRCU-A-CB | DLCURAH18ABK | Ducted Indoor Units | FEM4P18**AL |  |  |  | 10.5 | 16 | 8.5 | FALSE | FALSE | TRUE | 17400 | 12300 | 2.34 | 12480 | 2.45
211264764 |  | Live | Carrier | COMFORTMAKER | Singlezone Ducted, Centrally Ducted | 211264764 |  | HRCU-A-CB | DLCURAH18ABK | Ducted Indoor Units | FEM4P18**AL |  |  |  | 10.5 | 16 | 8.5 | FALSE | FALSE | TRUE | 17400 | 12300 | 2.34 | 12480 | 2.45
211264762 |  | Live | Carrier | ARCOAIRE | Singlezone Ducted, Centrally Ducted | 211264762 |  | HRCU-A-CB | DLCURAH18ABK | Ducted Indoor Units | FEM4P18**AL |  |  |  | 10.5 | 16 | 8.5 | FALSE | FALSE | TRUE | 17400 | 12300 | 2.34 | 12480 | 2.45
211264760 |  | Live | Carrier | AIRQUEST | Singlezone Ducted, Centrally Ducted | 211264760 |  | HRCU-A-CB | DLCURAH18ABK | Ducted Indoor Units | FEM4P18**AL |  |  |  | 10.5 | 16 | 8.5 | FALSE | FALSE | TRUE | 17400 | 12300 | 2.34 | 12480 | 2.45
211264752 |  | Live | Carrier | GRANDAIRE | Singlezone Ducted, Centrally Ducted | 211264752 |  | HRCU-A-CB | WDLCURAH18ABK | Ducted Indoor Units | WBHL184*A* |  |  |  | 10.5 | 15.5 | 8.5 | FALSE | FALSE | TRUE | 18000 | 12700 | 2.43 | 12890 | 2.57
211264750 |  | Live | Carrier | TEMPSTAR | Singlezone Ducted, Centrally Ducted | 211264750 |  | HRCU-A-CB | DLCURAH18ABK | Ducted Indoor Units | FJMA4*18L*A* |  |  |  | 10.5 | 15.5 | 8.5 | FALSE | FALSE | TRUE | 18000 | 12700 | 2.43 | 12890 | 2.57
211264748 |  | Live | Carrier | SMART COMFORT | Singlezone Ducted, Centrally Ducted | 211264748 |  | HRCU-A-CB | DLCURAH18ABK | Ducted Indoor Units | FJMA4*18L*A* |  |  |  | 10.5 | 15.5 | 8.5 | FALSE | FALSE | TRUE | 18000 | 12700 | 2.43 | 12890 | 2.57
211264746 |  | Live | Carrier | KEEPRITE | Singlezone Ducted, Centrally Ducted | 211264746 |  | HRCU-A-CB | DLCURAH18ABK | Ducted Indoor Units | FJMA4*18L*A* |  |  |  | 10.5 | 15.5 | 8.5 | FALSE | FALSE | TRUE | 18000 | 12700 | 2.43 | 12890 | 2.57
211264744 |  | Live | Carrier | HEIL | Singlezone Ducted, Centrally Ducted | 211264744 |  | HRCU-A-CB | DLCURAH18ABK | Ducted Indoor Units | FJMA4*18L*A* |  |  |  | 10.5 | 15.5 | 8.5 | FALSE | FALSE | TRUE | 18000 | 12700 | 2.43 | 12890 | 2.57
211264742 |  | Live | Carrier | DAY & NIGHT | Singlezone Ducted, Centrally Ducted | 211264742 |  | HRCU-A-CB | DLCURAH18ABK | Ducted Indoor Units | FJMA4*18L*A* |  |  |  | 10.5 | 15.5 | 8.5 | FALSE | FALSE | TRUE | 18000 | 12700 | 2.43 | 12890 | 2.57
211264741 |  | Live | Carrier | COMFORTMAKER | Singlezone Ducted, Centrally Ducted | 211264741 |  | HRCU-A-CB | DLCURAH18ABK | Ducted Indoor Units | FJMA4*18L*A* |  |  |  | 10.5 | 15.5 | 8.5 | FALSE | FALSE | TRUE | 18000 | 12700 | 2.43 | 12890 | 2.57
211264738 |  | Live | Carrier | ARCOAIRE | Singlezone Ducted, Centrally Ducted | 211264738 |  | HRCU-A-CB | DLCURAH18ABK | Ducted Indoor Units | FJMA4*18L*A* |  |  |  | 10.5 | 15.5 | 8.5 | FALSE | FALSE | TRUE | 18000 | 12700 | 2.43 | 12890 | 2.57
211264736 |  | Live | Carrier | AIRQUEST | Singlezone Ducted, Centrally Ducted | 211264736 |  | HRCU-A-CB | DLCURAH18ABK | Ducted Indoor Units | FJMA4*18L*A* |  |  |  | 10.5 | 15.5 | 8.5 | FALSE | FALSE | TRUE | 18000 | 12700 | 2.43 | 12890 | 2.57
211264734 |  | Live | Carrier | PAYNE HEATING AND COOLING | Singlezone Ducted, Centrally Ducted | 211264734 |  | HRCU-A-CB | 38MURAQ18AB3* | Ducted Indoor Units | PF4MN*A18L* |  |  |  | 10.5 | 15.5 | 8.5 | FALSE | FALSE | TRUE | 18000 | 12700 | 2.43 | 12890 | 2.57
211264732 |  | Live | Carrier | PAYNE HEATING AND COOLING | Singlezone Ducted, Centrally Ducted | 211264732 |  | HRCU-A-CB | 38MURAQ18AB3* | Ducted Indoor Units | FJ4DN*A18L* |  |  |  | 10.5 | 15.5 | 8.5 | FALSE | FALSE | TRUE | 18000 | 12700 | 2.43 | 12890 | 2.57
211264730 |  | Live | Carrier | BRYANT HEATING AND COOLING SYSTEMS | Singlezone Ducted, Centrally Ducted | 211264730 |  | HRCU-A-CB | 38MURAQ18AB3* | Ducted Indoor Units | PF4MN*A18L* |  |  |  | 10.5 | 15.5 | 8.5 | FALSE | FALSE | TRUE | 18000 | 12700 | 2.43 | 12890 | 2.57
211264728 |  | Live | Carrier | BRYANT HEATING AND COOLING SYSTEMS | Singlezone Ducted, Centrally Ducted | 211264728 |  | HRCU-A-CB | 38MURAQ18AB3* | Ducted Indoor Units | FJ4DN*A18L* |  |  |  | 10.5 | 15.5 | 8.5 | FALSE | FALSE | TRUE | 18000 | 12700 | 2.43 | 12890 | 2.57
211264726 |  | Live | Carrier | CARRIER | Singlezone Ducted, Centrally Ducted | 211264726 |  | HRCU-A-CB | 38MURAQ18AB3* | Ducted Indoor Units | PF4MN*A18L* |  |  |  | 10.5 | 15.5 | 8.5 | FALSE | FALSE | TRUE | 18000 | 12700 | 2.43 | 12890 | 2.57
211258125 |  | Live | Carrier | CARRIER | Singlezone Ducted, Centrally Ducted | 211258125 |  | HRCU-A-CB | 38MURAQ18AB3* | Ducted Indoor Units | FV4CNF002L |  |  |  | 11 | 16.5 | 8.5 | TRUE | FALSE | TRUE | 18100 | 12400 | 2.47 | 12580 | 2.61
211258124 |  | Live | Carrier | CARRIER | Singlezone Ducted, Centrally Ducted | 211258124 |  | HRCU-A-CB | 38MURAQ18AB3* | Ducted Indoor Units | FM(C,U)4Z30**AL* |  |  |  | 11 | 17.5 | 8.5 | TRUE | FALSE | TRUE | 18000 | 12400 | 2.46 | 12580 | 2.6
211258123 |  | Live | Carrier | CARRIER | Singlezone Ducted, Centrally Ducted | 211258123 |  | HRCU-A-CB | 38MURAQ18AB3* | Ducted Indoor Units | FM(C,U)4Z24**AL* |  |  |  | 11 | 17 | 9 | TRUE | FALSE | TRUE | 17800 | 12500 | 2.46 | 12680 | 2.58
211258122 |  | Live | Carrier | CARRIER | Singlezone Ducted, Centrally Ducted | 211258122 |  | HRCU-A-CB | 38MURAQ18AB3* | Ducted Indoor Units | FM(C,U)4Z18**AL* |  |  |  | 11 | 17 | 9 | TRUE | FALSE | TRUE | 17800 | 12500 | 2.46 | 12680 | 2.58
211258121 |  | Live | Carrier | CARRIER | Singlezone Ducted, Centrally Ducted | 211258121 |  | HRCU-A-CB | 38MURAQ18AB3* | Ducted Indoor Units | FMA4X24**AL* |  |  |  | 10.5 | 16 | 8.5 | FALSE | FALSE | TRUE | 17400 | 12400 | 2.38 | 12580 | 2.51
211258120 |  | Live | Carrier | CARRIER | Singlezone Ducted, Centrally Ducted | 211258120 |  | HRCU-A-CB | 38MURAQ18AB3* | Ducted Indoor Units | FMA4X18**AL* |  |  |  | 10.5 | 16 | 8.5 | FALSE | FALSE | TRUE | 17400 | 12400 | 2.38 | 12580 | 2.51
211258119 |  | Live | Carrier | CARRIER | Singlezone Ducted, Centrally Ducted | 211258119 |  | HRCU-A-CB | 38MURAQ18AB3* | Ducted Indoor Units | FX4DNF031L |  |  |  | 10.5 | 16 | 8.5 | FALSE | FALSE | TRUE | 18100 | 12400 | 2.42 | 12580 | 2.54
211258116 |  | Live | Carrier | CARRIER | Singlezone Ducted, Centrally Ducted | 211258116 |  | HRCU-A-CB | 38MURAQ18AB3* | Ducted Indoor Units | FX4DNF025L |  |  |  | 10.5 | 16 | 8.5 | FALSE | FALSE | TRUE | 18100 | 12400 | 2.44 | 12580 | 2.56
211258106 |  | Live | Carrier | CARRIER | Singlezone Ducted, Centrally Ducted | 211258106 |  | HRCU-A-CB | 38MURAQ18AB3* | Ducted Indoor Units | FJ4DN*A18L* |  |  |  | 10.5 | 15.5 | 8.5 | FALSE | FALSE | TRUE | 18000 | 12700 | 2.43 | 12890 | 2.57
211257345 |  | Live | Carrier | CARRIER | Singlezone Ducted, Centrally Ducted | 211257345 |  | HRCU-A-CB | 38MURAQ18AB3* | Ducted Indoor Units | PF4MN*B24L* |  |  |  | 10.5 | 15.5 | 9 | FALSE | FALSE | TRUE | 18500 | 12800 | 2.5 | 12990 | 2.63
211257344 |  | Live | Carrier | GRANDAIRE | Singlezone Ducted, Centrally Ducted | 211257344 |  | HRCU-A-CB | WDLCURAH18ABK | Ducted Indoor Units | WBHL244*B* |  |  |  | 10.5 | 15.5 | 9 | FALSE | FALSE | TRUE | 18500 | 12800 | 2.5 | 12990 | 2.63
211257343 |  | Live | Carrier | TEMPSTAR | Singlezone Ducted, Centrally Ducted | 211257343 |  | HRCU-A-CB | DLCURAH18ABK | Ducted Indoor Units | FJMA4*24L*B* |  |  |  | 10.5 | 15.5 | 9 | FALSE | FALSE | TRUE | 18500 | 12800 | 2.5 | 12990 | 2.63
211257342 |  | Live | Carrier | SMART COMFORT | Singlezone Ducted, Centrally Ducted | 211257342 |  | HRCU-A-CB | DLCURAH18ABK | Ducted Indoor Units | FJMA4*24L*B* |  |  |  | 10.5 | 15.5 | 9 | FALSE | FALSE | TRUE | 18500 | 12800 | 2.5 | 12990 | 2.63
211257341 |  | Live | Carrier | KEEPRITE | Singlezone Ducted, Centrally Ducted | 211257341 |  | HRCU-A-CB | DLCURAH18ABK | Ducted Indoor Units | FJMA4*24L*B* |  |  |  | 10.5 | 15.5 | 9 | FALSE | FALSE | TRUE | 18500 | 12800 | 2.5 | 12990 | 2.63
211257340 |  | Live | Carrier | HEIL | Singlezone Ducted, Centrally Ducted | 211257340 |  | HRCU-A-CB | DLCURAH18ABK | Ducted Indoor Units | FJMA4*24L*B* |  |  |  | 10.5 | 15.5 | 9 | FALSE | FALSE | TRUE | 18500 | 12800 | 2.5 | 12990 | 2.63
211257339 |  | Live | Carrier | DAY & NIGHT | Singlezone Ducted, Centrally Ducted | 211257339 |  | HRCU-A-CB | DLCURAH18ABK | Ducted Indoor Units | FJMA4*24L*B* |  |  |  | 10.5 | 15.5 | 9 | FALSE | FALSE | TRUE | 18500 | 12800 | 2.5 | 12990 | 2.63
211257338 |  | Live | Carrier | COMFORTMAKER | Singlezone Ducted, Centrally Ducted | 211257338 |  | HRCU-A-CB | DLCURAH18ABK | Ducted Indoor Units | FJMA4*24L*B* |  |  |  | 10.5 | 15.5 | 9 | FALSE | FALSE | TRUE | 18500 | 12800 | 2.5 | 12990 | 2.63
211257337 |  | Live | Carrier | ARCOAIRE | Singlezone Ducted, Centrally Ducted | 211257337 |  | HRCU-A-CB | DLCURAH18ABK | Ducted Indoor Units | FJMA4*24L*B* |  |  |  | 10.5 | 15.5 | 9 | FALSE | FALSE | TRUE | 18500 | 12800 | 2.5 | 12990 | 2.63
211257336 |  | Live | Carrier | AIRQUEST | Singlezone Ducted, Centrally Ducted | 211257336 |  | HRCU-A-CB | DLCURAH18ABK | Ducted Indoor Units | FJMA4*24L*B* |  |  |  | 10.5 | 15.5 | 9 | FALSE | FALSE | TRUE | 18500 | 12800 | 2.5 | 12990 | 2.63
211257335 |  | Live | Carrier | PAYNE HEATING AND COOLING | Singlezone Ducted, Centrally Ducted | 211257335 |  | HRCU-A-CB | 38MURAQ18AB3* | Ducted Indoor Units | PF4MN*B24L* |  |  |  | 10.5 | 15.5 | 9 | FALSE | FALSE | TRUE | 18500 | 12800 | 2.5 | 12990 | 2.63
211257334 |  | Live | Carrier | PAYNE HEATING AND COOLING | Singlezone Ducted, Centrally Ducted | 211257334 |  | HRCU-A-CB | 38MURAQ18AB3* | Ducted Indoor Units | FJ4DN*B24L* |  |  |  | 10.5 | 15.5 | 9 | FALSE | FALSE | TRUE | 18500 | 12800 | 2.5 | 12990 | 2.63
211257333 |  | Live | Carrier | BRYANT HEATING AND COOLING SYSTEMS | Singlezone Ducted, Centrally Ducted | 211257333 |  | HRCU-A-CB | 38MURAQ18AB3* | Ducted Indoor Units | PF4MN*B24L* |  |  |  | 10.5 | 15.5 | 9 | FALSE | FALSE | TRUE | 18500 | 12800 | 2.5 | 12990 | 2.63
211257332 |  | Live | Carrier | BRYANT HEATING AND COOLING SYSTEMS | Singlezone Ducted, Centrally Ducted | 211257332 |  | HRCU-A-CB | 38MURAQ18AB3* | Ducted Indoor Units | FJ4DN*B24L* |  |  |  | 10.5 | 15.5 | 9 | FALSE | FALSE | TRUE | 18500 | 12800 | 2.5 | 12990 | 2.63
211257311 |  | Live | Carrier | CARRIER | Singlezone Ducted, Centrally Ducted | 211257311 |  | HRCU-A-CB | 38MURAQ18AB3* | Ducted Indoor Units | FJ4DN*B24L* |  |  |  | 10.5 | 15.5 | 9 | FALSE | FALSE | TRUE | 18500 | 12800 | 2.5 | 12990 | 2.63
207465467 |  | Live | Samsung Electronics | SAMSUNG | Singlezone Ducted, Centrally Ducted | 207465467 |  | HRCU-A-CB | AC042BXADCH | Mini-Splits | AC042BNZDCH | 9.5 | 17 | 9.5 | 9.5 | 17.5 | 8.4 | FALSE | TRUE | FALSE | 42000 | 41500 | 1.66 | 44700 | 2.05
213369614 |  | Live | Lennox Industries | ADP | Singlezone Ducted, Centrally Ducted | 213369614 |  | HRCU-A-C | 4TXD2036A10NU** | Ducted Indoor Units | *G33936+TD |  |  |  | 9 | 15 | 8.4 | FALSE | FALSE | FALSE | 31200 | 21000 | 2.1 | 9250 | 2.56
213369613 |  | Live | Lennox Industries | ADP | Singlezone Ducted, Centrally Ducted | 213369613 |  | HRCU-A-C | 4TXD2036A10NU** | Ducted Indoor Units | *G33936 |  |  |  | 10.5 | 15.2 | 8.4 | FALSE | FALSE | TRUE | 22400 | 14000 | 2.1 | 9250 | 2.56
213370126 |  | Live | Lennox Industries | ADP | Singlezone Ducted, Centrally Ducted | 213370126 |  | HRCU-A-C | TU60-48WADU | Ducted Indoor Units | *E51960+TD |  |  |  | 9.5 | 15.2 | 8.45 | FALSE | FALSE | FALSE | 50500 | 34200 | 2.1 | 31400 | 2.5
213370125 |  | Live | Lennox Industries | ADP | Singlezone Ducted, Centrally Ducted | 213370125 |  | HRCU-A-C | TU60-48WADU | Ducted Indoor Units | *E51960 |  |  |  | 10 | 15.2 | 8.45 | FALSE | FALSE | TRUE | 47000 | 30200 | 2.1 | 31400 | 2.5
213370124 |  | Live | Lennox Industries | ADP | Singlezone Ducted, Centrally Ducted | 213370124 |  | HRCU-A-C | TU60-48WADU | Ducted Indoor Units | *E50960+TD |  |  |  | 9.5 | 15.2 | 8.4 | FALSE | FALSE | FALSE | 50500 | 34200 | 2.1 | 31400 | 2.5
213370123 |  | Live | Lennox Industries | ADP | Singlezone Ducted, Centrally Ducted | 213370123 |  | HRCU-A-C | TU60-48WADU | Ducted Indoor Units | *E50960 |  |  |  | 10 | 15.2 | 8.4 | FALSE | FALSE | TRUE | 47000 | 30200 | 2.1 | 31400 | 2.5
213249109 |  | Live | Lennox Industries | ADP | Singlezone Ducted, Centrally Ducted | 213249109 |  | HRCU-A-C | TU60-48WADU | Ducted Indoor Units | *E49960+TD |  |  |  | 10 | 15.2 | 8.35 | FALSE | FALSE | TRUE | 47000 | 30200 | 2.1 | 31400 | 2.5
213370120 |  | Live | Lennox Industries | ADP | Singlezone Ducted, Centrally Ducted | 213370120 |  | HRCU-A-C | TU36-24WADU | Ducted Indoor Units | *G35936+TD |  |  |  | 9 | 15.2 | 8.5 | FALSE | FALSE | FALSE | 31800 | 21000 | 2.1 | 24000 | 2.31
213370129 |  | Live | Lennox Industries | ADP | Singlezone Ducted, Centrally Ducted | 213370129 |  | HRCU-A-C | TU36-24WADU | Ducted Indoor Units | *G35936 |  |  |  | 11 | 15.2 | 8.5 | FALSE | FALSE | TRUE | 23000 | 14000 | 2.1 | 24000 | 2.31
213370122 |  | Live | Lennox Industries | ADP | Singlezone Ducted, Centrally Ducted | 213370122 |  | HRCU-A-C | TU36-24WADU | Ducted Indoor Units | *E35936+TD |  |  |  | 9 | 15.2 | 8.5 | FALSE | FALSE | FALSE | 31800 | 21000 | 2.1 | 24000 | 2.31
213370121 |  | Live | Lennox Industries | ADP | Singlezone Ducted, Centrally Ducted | 213370121 |  | HRCU-A-C | TU36-24WADU | Ducted Indoor Units | *E35936 |  |  |  | 11 | 15.2 | 8.5 | FALSE | FALSE | TRUE | 23000 | 14000 | 2.1 | 24000 | 2.31
213370119 |  | Live | Lennox Industries | ADP | Singlezone Ducted, Centrally Ducted | 213370119 |  | HRCU-A-C | TU36-24WADU | Ducted Indoor Units | *E33936+TD |  |  |  | 9 | 15 | 8.4 | FALSE | FALSE | FALSE | 31200 | 21000 | 2.1 | 24000 | 2.31
213370128 |  | Live | Lennox Industries | ADP | Singlezone Ducted, Centrally Ducted | 213370128 |  | HRCU-A-C | TU36-24WADU | Ducted Indoor Units | *E33936 |  |  |  | 10.5 | 15.2 | 8.4 | FALSE | FALSE | TRUE | 22400 | 14000 | 2.1 | 24000 | 2.31
213250280 |  | Live | Lennox Industries | ADP | Singlezone Ducted, Centrally Ducted | 213250280 |  | HRCU-A-C | WSEHV4860RA1-N | Ducted Indoor Units | *G52960+TD |  |  |  | 10 | 15.2 | 8.5 | FALSE | FALSE | TRUE | 47000 | 30200 | 2.1 | 48000 | 2.04
213250281 |  | Live | Lennox Industries | ADP | Singlezone Ducted, Centrally Ducted | 213250281 |  | HRCU-A-C | WSEHV4860RA1-N | Ducted Indoor Units | *G52960 |  |  |  | 9.5 | 15.2 | 8.5 | FALSE | FALSE | FALSE | 50500 | 34200 | 2.1 | 48000 | 2.04
213369612 |  | Live | Lennox Industries | ADP | Singlezone Ducted, Centrally Ducted | 213369612 |  | HRCU-A-C | WSEHV4860RA1-N | Ducted Indoor Units | *E50960+TD |  |  |  | 9.5 | 15.2 | 8.4 | FALSE | FALSE | FALSE | 50500 | 34200 | 2.1 | 48000 | 2.04
213369611 |  | Live | Lennox Industries | ADP | Singlezone Ducted, Centrally Ducted | 213369611 |  | HRCU-A-C | WSEHV4860RA1-N | Ducted Indoor Units | *E50960 |  |  |  | 10 | 15.2 | 8.4 | FALSE | FALSE | TRUE | 47000 | 30200 | 2.1 | 48000 | 2.04
213369610 |  | Live | Lennox Industries | ADP | Singlezone Ducted, Centrally Ducted | 213369610 |  | HRCU-A-C | WSEHV2436RA1-N | Ducted Indoor Units | *G33936+TD |  |  |  | 9 | 15 | 8.4 | FALSE | FALSE | FALSE | 31200 | 21000 | 2.1 | 24000 | 2.43
213369609 |  | Live | Lennox Industries | ADP | Singlezone Ducted, Centrally Ducted | 213369609 |  | HRCU-A-C | WSEHV2436RA1-N | Ducted Indoor Units | *G33936 |  |  |  | 10.5 | 15.2 | 8.4 | FALSE | FALSE | TRUE | 22400 | 14000 | 2.1 | 24000 | 2.43
213369608 |  | Live | Lennox Industries | ADP | Singlezone Ducted, Centrally Ducted | 213369608 |  | HRCU-A-C | DMA36HOS20230E7 | Ducted Indoor Units | *G8J936+TD |  |  |  | 9.5 | 15.2 | 9.8 | FALSE | FALSE | FALSE | 34600 | 32000 | 2.1 | 30400 | 2
213369685 |  | Live | Lennox Industries | ADP | Singlezone Ducted, Centrally Ducted | 213369685 |  | HRCU-A-C | DMA30HOS20230E7 | Ducted Indoor Units | *G8J936+TD |  |  |  | 10.5 | 15.2 | 9.5 | FALSE | FALSE | TRUE | 29800 | 21600 | 2.1 | 26000 | 2.28
213369684 |  | Live | Lennox Industries | ADP | Singlezone Ducted, Centrally Ducted | 213369684 |  | HRCU-A-C | DMA30HOS20230E7 | Ducted Indoor Units | *G7J936+TD |  |  |  | 10 | 15.2 | 9.35 | FALSE | FALSE | TRUE | 29400 | 21600 | 2.1 | 26000 | 2.28
213369683 |  | Live | Lennox Industries | ADP | Singlezone Ducted, Centrally Ducted | 213369683 |  | HRCU-A-C | DMA30HOS20230E7 | Ducted Indoor Units | *G33936+TD |  |  |  | 10 | 15.2 | 9.35 | FALSE | FALSE | TRUE | 29400 | 21600 | 2.1 | 26000 | 2.28
213369682 |  | Live | Lennox Industries | ADP | Singlezone Ducted, Centrally Ducted | 213369682 |  | HRCU-A-C | DMA30HOS20230E7 | Ducted Indoor Units | *E32936+TD |  |  |  | 10 | 15.2 | 9.2 | FALSE | FALSE | TRUE | 29000 | 21600 | 2.1 | 26000 | 2.28
213369681 |  | Live | Lennox Industries | ADP | Singlezone Ducted, Centrally Ducted | 213369681 |  | HRCU-A-C | DMA30HOS20230E7 | Ducted Indoor Units | *E31930+TD |  |  |  | 10 | 15.2 | 9.05 | FALSE | FALSE | TRUE | 28600 | 21400 | 2.1 | 26000 | 2.28
213369680 |  | Live | Lennox Industries | ADP | Singlezone Ducted, Centrally Ducted | 213369680 |  | HRCU-A-C | DMA24HOS20230E7 | Ducted Indoor Units | *G21930+TD |  |  |  | 10 | 16 | 8.8 | FALSE | FALSE | TRUE | 23000 | 19800 | 2.1 | 23000 | 2.28
213369679 |  | Live | Lennox Industries | ADP | Singlezone Ducted, Centrally Ducted | 213369679 |  | HRCU-A-C | DMA24HOS20230E7 | Ducted Indoor Units | *G21924+TD |  |  |  | 10 | 16 | 8.8 | FALSE | FALSE | TRUE | 23000 | 19800 | 2.1 | 23000 | 2.28
213369678 |  | Live | Lennox Industries | ADP | Singlezone Ducted, Centrally Ducted | 213369678 |  | HRCU-A-C | DMA24HOS20230E7 | Ducted Indoor Units | *E20924+TD |  |  |  | 10 | 16 | 8.6 | FALSE | FALSE | TRUE | 22400 | 19800 | 2.1 | 23000 | 2.28
213369677 |  | Live | Lennox Industries | ADP | Singlezone Ducted, Centrally Ducted | 213369677 |  | HRCU-A-C | DMA18HOS20230E7 | Ducted Indoor Units | *G21930+TD |  |  |  | 11.5 | 16 | 8.85 | FALSE | FALSE | TRUE | 17700 | 13600 | 2.1 | 17400 | 2.42
213369676 |  | Live | Lennox Industries | ADP | Singlezone Ducted, Centrally Ducted | 213369676 |  | HRCU-A-C | DMA18HOS20230E7 | Ducted Indoor Units | *G21924+TD |  |  |  | 11.5 | 16 | 8.85 | FALSE | FALSE | TRUE | 17700 | 13600 | 2.1 | 17400 | 2.42
213369675 |  | Live | Lennox Industries | ADP | Singlezone Ducted, Centrally Ducted | 213369675 |  | HRCU-A-C | DMA18HOS20230E7 | Ducted Indoor Units | *G21918+TD |  |  |  | 11.5 | 16 | 8.85 | FALSE | FALSE | TRUE | 17700 | 13600 | 2.1 | 17400 | 2.42
213369674 |  | Live | Lennox Industries | ADP | Singlezone Ducted, Centrally Ducted | 213369674 |  | HRCU-A-C | DMA18HOS20230E7 | Ducted Indoor Units | *E20924+TD |  |  |  | 11 | 16 | 8.65 | FALSE | FALSE | TRUE | 17100 | 13500 | 2.1 | 17400 | 2.42
213369673 |  | Live | Lennox Industries | ADP | Singlezone Ducted, Centrally Ducted | 213369673 |  | HRCU-A-C | DMA18HOS20230E7 | Ducted Indoor Units | *E20918+TD |  |  |  | 11 | 16 | 8.65 | FALSE | FALSE | TRUE | 17100 | 13500 | 2.1 | 17400 | 2.42
213255509 |  | Live | Lennox Industries | ADP | Singlezone Ducted, Centrally Ducted | 213255509 |  | HRCU-A-C | KU60UHO | Ducted Indoor Units | *G52960+TD |  |  |  | 10 | 15.2 | 8.5 | FALSE | FALSE | TRUE | 47000 | 30200 | 2.1 | 31400 | 2.5
213255510 |  | Live | Lennox Industries | ADP | Singlezone Ducted, Centrally Ducted | 213255510 |  | HRCU-A-C | KU60UHO | Ducted Indoor Units | *G52960 |  |  |  | 9.5 | 15.2 | 8.5 | FALSE | FALSE | FALSE | 50500 | 34200 | 2.1 | 31400 | 2.5
213369672 |  | Live | Lennox Industries | ADP | Singlezone Ducted, Centrally Ducted | 213369672 |  | HRCU-A-C | KU60UHO | Ducted Indoor Units | *E51960+TD |  |  |  | 10 | 15.2 | 8.45 | FALSE | FALSE | TRUE | 47000 | 30200 | 2.1 | 31400 | 2.5
213369607 |  | Live | Lennox Industries | ADP | Singlezone Ducted, Centrally Ducted | 213369607 |  | HRCU-A-C | KU60UHO | Ducted Indoor Units | *E50960+TD |  |  |  | 9.5 | 15.2 | 8.4 | FALSE | FALSE | FALSE | 50500 | 34200 | 2.1 | 31400 | 2.5
213369606 |  | Live | Lennox Industries | ADP | Singlezone Ducted, Centrally Ducted | 213369606 |  | HRCU-A-C | KU60UHO | Ducted Indoor Units | *E50960 |  |  |  | 10 | 15.2 | 8.4 | FALSE | FALSE | TRUE | 47000 | 30200 | 2.1 | 31400 | 2.5
213369671 |  | Live | Lennox Industries | ADP | Singlezone Ducted, Centrally Ducted | 213369671 |  | HRCU-A-C | KU36UHO | Ducted Indoor Units | *G35936+TD |  |  |  | 11 | 15.2 | 8.5 | FALSE | FALSE | TRUE | 23000 | 14000 | 2.1 | 24000 | 2.31
213369605 |  | Live | Lennox Industries | ADP | Singlezone Ducted, Centrally Ducted | 213369605 |  | HRCU-A-C | KU36UHO | Ducted Indoor Units | *G34936+TD |  |  |  | 9 | 15.2 | 8.5 | FALSE | FALSE | FALSE | 31600 | 21000 | 2.1 | 24000 | 2.31
213369604 |  | Live | Lennox Industries | ADP | Singlezone Ducted, Centrally Ducted | 213369604 |  | HRCU-A-C | KU36UHO | Ducted Indoor Units | *G34936 |  |  |  | 11 | 15.2 | 8.5 | FALSE | FALSE | TRUE | 22800 | 14000 | 2.1 | 24000 | 2.31
213255507 |  | Live | Lennox Industries | ADP | Singlezone Ducted, Centrally Ducted | 213255507 |  | HRCU-A-C | KU36UHO | Ducted Indoor Units | *E34936+TD |  |  |  | 11 | 15.2 | 8.5 | FALSE | FALSE | TRUE | 22800 | 14000 | 2.1 | 24000 | 2.31
213255508 |  | Live | Lennox Industries | ADP | Singlezone Ducted, Centrally Ducted | 213255508 |  | HRCU-A-C | KU36UHO | Ducted Indoor Units | *E34936 |  |  |  | 9 | 15.2 | 8.5 | FALSE | FALSE | FALSE | 31600 | 21000 | 2.1 | 24000 | 2.31
213369669 |  | Live | Lennox Industries | ADP | Singlezone Ducted, Centrally Ducted | 213369669 |  | HRCU-A-C | KU36UHO | Ducted Indoor Units | *E33936+TD |  |  |  | 10.5 | 15.2 | 8.4 | FALSE | FALSE | TRUE | 22400 | 14000 | 2.1 | 24000 | 2.31
213369668 |  | Live | Lennox Industries | ADP | Singlezone Ducted, Centrally Ducted | 213369668 |  | HRCU-A-C | A-KCD30SA-1 | Ducted Indoor Units | *E32936+TD |  |  |  | 10 | 15.2 | 9.2 | FALSE | FALSE | TRUE | 29000 | 21600 | 2.1 | 30000 | 2.2
211750026 |  | Live | Lennox Industries | ADP | Singlezone Ducted, Centrally Ducted | 211750026 |  | HRCU-A-C | GUD60W/A-D(U) | Ducted Indoor Units | *E50960+TD |  |  |  | 9.5 | 15.2 | 8.4 | FALSE | FALSE | FALSE | 50500 | 34200 | 2.1 | 31400 | 2.5
213369603 |  | Live | Lennox Industries | ADP | Singlezone Ducted, Centrally Ducted | 213369603 |  | HRCU-A-C | GUD60W/A-D(U) | Ducted Indoor Units | *E50948+TD |  |  |  | 9.5 | 15.2 | 8.4 | FALSE | FALSE | FALSE | 50500 | 34200 | 2.1 | 31400 | 2.5
213369602 |  | Live | Lennox Industries | ADP | Singlezone Ducted, Centrally Ducted | 213369602 |  | HRCU-A-C | GUD60W/A-D(U) | Ducted Indoor Units | *E50948 |  |  |  | 10 | 15.2 | 8.4 | FALSE | FALSE | TRUE | 47000 | 30200 | 2.1 | 31400 | 2.5
211750021 |  | Live | Lennox Industries | ADP | Singlezone Ducted, Centrally Ducted | 211750021 |  | HRCU-A-C | GUD36W/A-D(U) | Ducted Indoor Units | *G33936+TD |  |  |  | 9 | 15 | 8.4 | FALSE | FALSE | FALSE | 31200 | 21000 | 2.1 | 24000 | 2.31
213369601 |  | Live | Lennox Industries | ADP | Singlezone Ducted, Centrally Ducted | 213369601 |  | HRCU-A-C | GUD36W/A-D(U) | Ducted Indoor Units | *G33936 |  |  |  | 10.5 | 15.2 | 8.4 | FALSE | FALSE | TRUE | 22400 | 14000 | 2.1 | 24000 | 2.31
211750030 |  | Live | Lennox Industries | ADP | Singlezone Ducted, Centrally Ducted | 211750030 |  | HRCU-A-C | FLEXX36HP230V1AO | Ducted Indoor Units | *G33936+TD |  |  |  | 9 | 15 | 8.4 | FALSE | FALSE | FALSE | 31200 | 21000 | 2.1 | 24000 | 2.31
213369600 |  | Live | Lennox Industries | ADP | Singlezone Ducted, Centrally Ducted | 213369600 |  | HRCU-A-C | FLEXX36HP230V1AO | Ducted Indoor Units | *G33936 |  |  |  | 10.5 | 15.2 | 8.4 | FALSE | FALSE | TRUE | 22400 | 14000 | 2.1 | 24000 | 2.31
213369666 |  | Live | Lennox Industries | ADP | Singlezone Ducted, Centrally Ducted | 213369666 |  | HRCU-A-C | AUH4860ZGDA* | Ducted Indoor Units | *G52960+TD |  |  |  | 10 | 15.2 | 8.5 | FALSE | FALSE | TRUE | 47000 | 30200 | 2.1 | 36900 | 2.08
213369665 |  | Live | Lennox Industries | ADP | Singlezone Ducted, Centrally Ducted | 213369665 |  | HRCU-A-C | AUH4860ZGDA* | Ducted Indoor Units | *G52948+TD |  |  |  | 10 | 15.2 | 8.5 | FALSE | FALSE | TRUE | 47000 | 30200 | 2.1 | 36900 | 2.08
213369664 |  | Live | Lennox Industries | ADP | Singlezone Ducted, Centrally Ducted | 213369664 |  | HRCU-A-C | AUH4860ZGDA* | Ducted Indoor Units | *E88960+TD |  |  |  | 10 | 15.2 | 8.5 | FALSE | FALSE | TRUE | 47000 | 30200 | 2.1 | 36900 | 2.08
213369663 |  | Live | Lennox Industries | ADP | Singlezone Ducted, Centrally Ducted | 213369663 |  | HRCU-A-C | AUH4860ZGDA* | Ducted Indoor Units | *E88948+TD |  |  |  | 10 | 15.2 | 8.5 | FALSE | FALSE | TRUE | 47000 | 30200 | 2.1 | 36900 | 2.08
213369662 |  | Live | Lennox Industries | ADP | Singlezone Ducted, Centrally Ducted | 213369662 |  | HRCU-A-C | AUH4860ZGDA* | Ducted Indoor Units | *E86960+TD |  |  |  | 10 | 15.2 | 8.5 | FALSE | FALSE | TRUE | 47000 | 30200 | 2.1 | 36900 | 2.08
213369661 |  | Live | Lennox Industries | ADP | Singlezone Ducted, Centrally Ducted | 213369661 |  | HRCU-A-C | AUH4860ZGDA* | Ducted Indoor Units | *E86948+TD |  |  |  | 10 | 15.2 | 8.5 | FALSE | FALSE | TRUE | 47000 | 30200 | 2.1 | 36900 | 2.08
213369660 |  | Live | Lennox Industries | ADP | Singlezone Ducted, Centrally Ducted | 213369660 |  | HRCU-A-C | AUH4860ZGDA* | Ducted Indoor Units | *E51960+TD |  |  |  | 10 | 15.2 | 8.45 | FALSE | FALSE | TRUE | 47000 | 30200 | 2.1 | 36900 | 2.08
213369659 |  | Live | Lennox Industries | ADP | Singlezone Ducted, Centrally Ducted | 213369659 |  | HRCU-A-C | AUH4860ZGDA* | Ducted Indoor Units | *E51948+TD |  |  |  | 10 | 15.2 | 8.45 | FALSE | FALSE | TRUE | 47000 | 30200 | 2.1 | 36900 | 2.08
213369658 |  | Live | Lennox Industries | ADP | Singlezone Ducted, Centrally Ducted | 213369658 |  | HRCU-A-C | AUH4860ZGDA* | Ducted Indoor Units | *E50960+TD |  |  |  | 10 | 15.2 | 8.4 | FALSE | FALSE | TRUE | 47000 | 30200 | 2.1 | 36900 | 2.08
213369657 |  | Live | Lennox Industries | ADP | Singlezone Ducted, Centrally Ducted | 213369657 |  | HRCU-A-C | AUH4860ZGDA* | Ducted Indoor Units | *E50948+TD |  |  |  | 10 | 15.2 | 8.4 | FALSE | FALSE | TRUE | 47000 | 30200 | 2.1 | 36900 | 2.08
213369656 |  | Live | Lennox Industries | ADP | Singlezone Ducted, Centrally Ducted | 213369656 |  | HRCU-A-C | AUH4860ZGDA* | Ducted Indoor Units | *E49960+TD |  |  |  | 10 | 15.2 | 8.35 | FALSE | FALSE | TRUE | 47000 | 30200 | 2.1 | 36900 | 2.08
213369655 |  | Live | Lennox Industries | ADP | Singlezone Ducted, Centrally Ducted | 213369655 |  | HRCU-A-C | AUH4860ZGDA* | Ducted Indoor Units | *E49948+TD |  |  |  | 10 | 15.2 | 8.35 | FALSE | FALSE | TRUE | 47000 | 30200 | 2.1 | 36900 | 2.08
213369654 |  | Live | Lennox Industries | ADP | Singlezone Ducted, Centrally Ducted | 213369654 |  | HRCU-A-C | AUH2436ZGDA* | Ducted Indoor Units | *G9J936+TD |  |  |  | 11 | 15.2 | 8.5 | FALSE | FALSE | TRUE | 22800 | 14000 | 2.1 | 23100 | 1.99
213369653 |  | Live | Lennox Industries | ADP | Singlezone Ducted, Centrally Ducted | 213369653 |  | HRCU-A-C | AUH2436ZGDA* | Ducted Indoor Units | *G9J930+TD |  |  |  | 11 | 15.2 | 8.5 | FALSE | FALSE | TRUE | 22800 | 14000 | 2.1 | 23100 | 1.99
213369652 |  | Live | Lennox Industries | ADP | Singlezone Ducted, Centrally Ducted | 213369652 |  | HRCU-A-C | AUH2436ZGDA* | Ducted Indoor Units | *G8J930+TD |  |  |  | 10.5 | 15.2 | 8.5 | FALSE | FALSE | TRUE | 22600 | 14000 | 2.1 | 23100 | 1.99
213369651 |  | Live | Lennox Industries | ADP | Singlezone Ducted, Centrally Ducted | 213369651 |  | HRCU-A-C | AUH2436ZGDA* | Ducted Indoor Units | *G34936+TD |  |  |  | 11 | 15.2 | 8.5 | FALSE | FALSE | TRUE | 22800 | 14000 | 2.1 | 23100 | 1.99
213369650 |  | Live | Lennox Industries | ADP | Singlezone Ducted, Centrally Ducted | 213369650 |  | HRCU-A-C | AUH2436ZGDA* | Ducted Indoor Units | *G33936+TD |  |  |  | 10.5 | 15.2 | 8.4 | FALSE | FALSE | TRUE | 22400 | 14000 | 2.1 | 23100 | 1.99
213369649 |  | Live | Lennox Industries | ADP | Singlezone Ducted, Centrally Ducted | 213369649 |  | HRCU-A-C | AUH2436ZGDA* | Ducted Indoor Units | *G33930+TD |  |  |  | 10.5 | 15.2 | 8.4 | FALSE | FALSE | TRUE | 22400 | 14000 | 2.1 | 23100 | 1.99
213369648 |  | Live | Lennox Industries | ADP | Singlezone Ducted, Centrally Ducted | 213369648 |  | HRCU-A-C | AUH2436ZGDA* | Ducted Indoor Units | *E7J930+TD |  |  |  | 10.5 | 15.2 | 8.4 | FALSE | FALSE | TRUE | 22200 | 14000 | 2.1 | 23100 | 1.99
213369647 |  | Live | Lennox Industries | ADP | Singlezone Ducted, Centrally Ducted | 213369647 |  | HRCU-A-C | AUH2436ZGDA* | Ducted Indoor Units | *E7J924+TD |  |  |  | 10.5 | 15.2 | 8.4 | FALSE | FALSE | TRUE | 22200 | 14000 | 2.1 | 23100 | 1.99
213369646 |  | Live | Lennox Industries | ADP | Singlezone Ducted, Centrally Ducted | 213369646 |  | HRCU-A-C | MOX430U-24HFN1-MR0 | Ducted Indoor Units | *G21924+TD |  |  |  | 9.5 | 15.2 | 9.05 | FALSE | FALSE | FALSE | 23000 | 20800 | 2.1 | 22000 | 2.8
213369645 |  | Live | Lennox Industries | ADP | Singlezone Ducted, Centrally Ducted | 213369645 |  | HRCU-A-C | MOX430U-24HFN1-MR0 | Ducted Indoor Units | *E20924+TD |  |  |  | 9 | 15.2 | 8.85 | FALSE | FALSE | FALSE | 22400 | 20800 | 2.1 | 22000 | 2.8
213369644 |  | Live | Lennox Industries | ADP | Singlezone Ducted, Centrally Ducted | 213369644 |  | HRCU-A-C | MOX430U-18HFN1-M | Ducted Indoor Units | *G20924+TD |  |  |  | 11 | 16 | 8.65 | FALSE | FALSE | TRUE | 17100 | 13500 | 2.1 | 22000 | 2.45
213369599 |  | Live | Lennox Industries | ADP | Singlezone Ducted, Centrally Ducted | 213369599 |  | HRCU-A-C | MOX330-18HFN1-MR0 | Ducted Indoor Units | *G21924+TD |  |  |  | 10 | 15.2 | 8.05 | FALSE | FALSE | FALSE | 17600 | 11900 | 2.1 | 14000 | 2.21
213369598 |  | Live | Lennox Industries | ADP | Singlezone Ducted, Centrally Ducted | 213369598 |  | HRCU-A-C | MOX330-18HFN1-MR0 | Ducted Indoor Units | *E20924+TD |  |  |  | 9.5 | 15.2 | 7.85 | FALSE | FALSE | FALSE | 17100 | 11900 | 2.1 | 14000 | 2.21
213369597 |  | Live | Lennox Industries | ADP | Singlezone Ducted, Centrally Ducted | 213369597 |  | HRCU-A-C | MOE30U-60HFN1-MR0 | Ducted Indoor Units | *G3K960+TD |  |  |  | 9 | 15.2 | 8.45 | FALSE | FALSE | FALSE | 52500 | 33000 | 2.1 | 39000 | 2.2
213369596 |  | Live | Lennox Industries | ADP | Singlezone Ducted, Centrally Ducted | 213369596 |  | HRCU-A-C | MOD30-24HFN1-MW | Ducted Indoor Units | *G20924+TD |  |  |  | 10 | 16 | 8.6 | FALSE | FALSE | TRUE | 22400 | 19800 | 2.1 | 31500 | 2.72
213369641 |  | Live | Lennox Industries | ADP | Singlezone Ducted, Centrally Ducted | 213369641 |  | HRCU-A-C | DIRM-36MAGICPRO20-OU | Ducted Indoor Units | *E32936+TD |  |  |  | 9.5 | 15.2 | 8.2 | FALSE | FALSE | FALSE | 33800 | 26400 | 2.1 | 30400 | 2
213369640 |  | Live | Lennox Industries | ADP | Singlezone Ducted, Centrally Ducted | 213369640 |  | HRCU-A-C | DIRM-30MAGICPRO20-OU | Ducted Indoor Units | *E32936+TD |  |  |  | 10 | 15.2 | 9.2 | FALSE | FALSE | TRUE | 29000 | 21600 | 2.1 | 26000 | 2.28
213369639 |  | Live | Lennox Industries | ADP | Singlezone Ducted, Centrally Ducted | 213369639 |  | HRCU-A-C | EVD-36-O | Ducted Indoor Units | *G8J936+TD |  |  |  | 9.5 | 15.2 | 8.45 | FALSE | FALSE | FALSE | 34600 | 26400 | 2.1 | 30400 | 2
213369638 |  | Live | Lennox Industries | ADP | Singlezone Ducted, Centrally Ducted | 213369638 |  | HRCU-A-C | EVD-36-O | Ducted Indoor Units | *G33936+TD |  |  |  | 9.5 | 15.2 | 8.3 | FALSE | FALSE | FALSE | 34400 | 26400 | 2.1 | 30400 | 2
213369637 |  | Live | Lennox Industries | ADP | Singlezone Ducted, Centrally Ducted | 213369637 |  | HRCU-A-C | EVD-36-O | Ducted Indoor Units | *E32936+TD |  |  |  | 9.5 | 15.2 | 8.2 | FALSE | FALSE | FALSE | 33800 | 26400 | 2.1 | 30400 | 2
213369636 |  | Live | Lennox Industries | ADP | Singlezone Ducted, Centrally Ducted | 213369636 |  | HRCU-A-C | EVD-30-O | Ducted Indoor Units | *G8J936+TD |  |  |  | 10.5 | 15.2 | 9.5 | FALSE | FALSE | TRUE | 29800 | 21600 | 2.1 | 26000 | 2.28
213369635 |  | Live | Lennox Industries | ADP | Singlezone Ducted, Centrally Ducted | 213369635 |  | HRCU-A-C | EVD-30-O | Ducted Indoor Units | *G33936+TD |  |  |  | 10 | 15.2 | 9.35 | FALSE | FALSE | TRUE | 29400 | 21600 | 2.1 | 26000 | 2.28
213369634 |  | Live | Lennox Industries | ADP | Singlezone Ducted, Centrally Ducted | 213369634 |  | HRCU-A-C | EVD-30-O | Ducted Indoor Units | *E32936+TD |  |  |  | 10 | 15.2 | 9.2 | FALSE | FALSE | TRUE | 29000 | 21600 | 2.1 | 26000 | 2.28
213369633 |  | Live | Lennox Industries | ADP | Singlezone Ducted, Centrally Ducted | 213369633 |  | HRCU-A-C | EVD-30-O | Ducted Indoor Units | *E31930+TD |  |  |  | 10 | 15.2 | 9.05 | FALSE | FALSE | TRUE | 28600 | 21400 | 2.1 | 26000 | 2.28
213369632 |  | Live | Lennox Industries | ADP | Singlezone Ducted, Centrally Ducted | 213369632 |  | HRCU-A-C | EVD-24-O | Ducted Indoor Units | *G21924+TD |  |  |  | 10 | 16 | 8.8 | FALSE | FALSE | TRUE | 23000 | 19800 | 2.1 | 23000 | 2.28
213369631 |  | Live | Lennox Industries | ADP | Singlezone Ducted, Centrally Ducted | 213369631 |  | HRCU-A-C | EVD-18-O | Ducted Indoor Units | *G21924+TD |  |  |  | 11.5 | 16 | 8.85 | FALSE | FALSE | TRUE | 17700 | 13600 | 2.1 | 17400 | 2.42
213369595 |  | Live | Lennox Industries | ADP | Singlezone Ducted, Centrally Ducted | 213369595 |  | HRCU-A-C | WSEHV2436RA1-C | Ducted Indoor Units | *G33936+TD |  |  |  | 10.5 | 15 | 8.4 | FALSE | FALSE | FALSE | 31200 | 21000 | 2.1 | 24000 | 2.43
213369594 |  | Live | Lennox Industries | ADP | Singlezone Ducted, Centrally Ducted | 213369594 |  | HRCU-A-C | WSEHV2436RA1-C | Ducted Indoor Units | *G33936 |  |  |  | 10.5 | 15.2 | 8.4 | FALSE | FALSE | TRUE | 22400 | 14000 | 2.1 | 24000 | 2.43
213369593 |  | Live | Lennox Industries | ADP | Singlezone Ducted, Centrally Ducted | 213369593 |  | HRCU-A-C | WSEHV2436RA1-C | Ducted Indoor Units | *E7J936+TD |  |  |  | 9 | 15 | 8.4 | FALSE | FALSE | FALSE | 31000 | 21000 | 2.1 | 24000 | 2.43
213369592 |  | Live | Lennox Industries | ADP | Singlezone Ducted, Centrally Ducted | 213369592 |  | HRCU-A-C | WSEHV2436RA1-C | Ducted Indoor Units | *E7J936 |  |  |  | 10.5 | 15.2 | 8.4 | FALSE | FALSE | TRUE | 22200 | 14000 | 2.1 | 24000 | 2.43
213164379 |  | Live | Lennox Industries | ADP | Singlezone Ducted, Centrally Ducted | 213164379 |  | HRCU-A-CB | HMH72B341 | Ducted Indoor Units | CV367A9+AEF36AXP* |  |  |  | 10 | 18 | 8.5 | FALSE | FALSE | TRUE | 34000 | 24400 | 2.1 | 25200 | 2.6
213164378 |  | Live | Lennox Industries | ADP | Singlezone Ducted, Centrally Ducted | 213164378 |  | HRCU-A-CB | HMH72B341 | Ducted Indoor Units | CX363B935+AEF48BXP* |  |  |  | 10 | 18 | 8.55 | FALSE | FALSE | TRUE | 33400 | 23600 | 2.1 | 25200 | 2.6
213164376 |  | Live | Lennox Industries | ADP | Singlezone Ducted, Centrally Ducted | 213164376 |  | HRCU-A-CB | HMH72B341 | Ducted Indoor Units | CV365B9+AEF48BXP* |  |  |  | 10 | 18 | 8.6 | FALSE | FALSE | TRUE | 33800 | 23600 | 2.1 | 25200 | 2.6
213164375 |  | Live | Lennox Industries | ADP | Singlezone Ducted, Centrally Ducted | 213164375 |  | HRCU-A-CB | HMH72B341 | Ducted Indoor Units | CX361B935+AEF48BXP* |  |  |  | 10.5 | 18 | 8.7 | FALSE | FALSE | TRUE | 34000 | 23600 | 2.1 | 25200 | 2.6
213164374 |  | Live | Lennox Industries | ADP | Singlezone Ducted, Centrally Ducted | 213164374 |  | HRCU-A-CB | HMH72B341 | Ducted Indoor Units | CH365B9+AEF48BXP* |  |  |  | 10 | 18 | 8.6 | FALSE | FALSE | TRUE | 33800 | 23600 | 2.1 | 25200 | 2.6
213164372 |  | Live | Lennox Industries | ADP | Singlezone Ducted, Centrally Ducted | 213164372 |  | HRCU-A-CB | HMH72B341 | Ducted Indoor Units | CV363B9+AEF48BXP* |  |  |  | 10 | 18 | 8.5 | FALSE | FALSE | TRUE | 33200 | 23600 | 2.1 | 25200 | 2.6
212407342 |  | Live | Lennox Industries | ADP | Singlezone Ducted, Centrally Ducted | 212407342 |  | HRCU-A-CB | HMH72B341 | Ducted Indoor Units | F,PE*E32936 |  |  |  | 10 | 17 | 9.3 | FALSE | FALSE | TRUE | 32600 | 23600 | 2.1 | 25200 | 2.6
213255599 |  | Live | Midea Electric Trading | INNOVAIR | Singlezone Ducted, Centrally Ducted | 213255599 |  | HRCU-A-CB | SHV30H2R20 |  | WEV30H2R19 |  |  |  | 10 | 16.9 | 9 | FALSE | TRUE | FALSE | 30000 | 19600 | 2.4 | 30000 | 2
211133472 |  | Live | Samsung Electronics | SAMSUNG | Singlezone Ducted, Centrally Ducted | 211133472 |  | HRCU-A-CB | AC048BXUPCH | Ducted Indoor Units | BVRMC3948 |  |  |  | 8.6 | 17 | 8.5 | FALSE | TRUE | FALSE | 48000 | 46000 | 2 | 54200 | 2.21
211133469 |  | Live | Samsung Electronics | SAMSUNG | Singlezone Ducted, Centrally Ducted | 211133469 |  | HRCU-A-CB | AC036BXUPCH | Ducted Indoor Units | BVRMC3937 |  |  |  | 10.5 | 18.5 | 8.4 | FALSE | TRUE | TRUE | 36000 | 40500 | 2 | 41700 | 2.11
211133470 |  | Live | Samsung Electronics | SAMSUNG | Singlezone Ducted, Centrally Ducted | 211133470 |  | HRCU-A-CB | AC060BXUPCH | Ducted Indoor Units | BVRMC7960 |  |  |  | 8.5 | 17.5 | 9 | FALSE | TRUE | FALSE | 57000 | 54000 | 2 | 57000 | 2.24
213288941 |  | Live | Samsung Electronics | SAMSUNG | Singlezone Non-Ducted, Wall Placement | 213288941 |  | HRCU-A-CB-O | AR24CSDAEWKX | Mini-Splits | AR24CSDADWKN |  |  |  | 12.5 | 20 | 9.5 | TRUE | TRUE | TRUE | 21000 | 28000 | 3.91 | 28000 | 2
213288943 |  | Live | Samsung Electronics | SAMSUNG | Singlezone Non-Ducted, Wall Placement | 213288943 |  | HRCU-A-CB-O | AR18CSDAEWKX | Mini-Splits | AR18CSDABWKN |  |  |  | 13.15 | 21 | 9.7 | TRUE | TRUE | TRUE | 18000 | 22400 | 3.28 | 22400 | 2.12
213288942 |  | Live | Samsung Electronics | SAMSUNG | Singlezone Non-Ducted, Wall Placement | 213288942 |  | HRCU-A-CB-O | AR24CSDADWKX | Mini-Splits | AR24CSDADWKN |  |  |  | 12.5 | 20 | 9.5 | TRUE | TRUE | TRUE | 21000 | 28000 | 3.91 | 28000 | 2
213288945 |  | Live | Samsung Electronics | SAMSUNG | Singlezone Non-Ducted, Wall Placement | 213288945 |  | HRCU-A-CB-O | AR18CSDADWKX | Mini-Splits | AR18CSDABWKN |  |  |  | 13.15 | 21 | 9.7 | TRUE | TRUE | TRUE | 18000 | 22400 | 3.28 | 22400 | 2.12
207349920 |  | Live | Samsung Electronics | SAMSUNG | Multizone All Non-Ducted | 207349920 |  | HMSR-A-CB-O | AJ036BXS4CH | Non-Ducted Indoor Units |  | 12.5 | 20 | 10.5 | 12.5 | 21.5 | 9.3 | TRUE | TRUE | FALSE | 34000 | 21600 | 2.89 | 36600 | 1.83
207698064 |  | Live | Samsung Electronics | SAMSUNG | Singlezone Non-Ducted, Wall Placement | 207698064 |  | HRCU-A-CB-O | AR36BSHUMGMX | Mini-Splits | AR36BSHUMGMN | 9.5 | 18.6 | 10.1 | 9.5 | 19.2 | 8.5 | FALSE | TRUE | FALSE | 36000 | 30400 | 2.45 | 29000 | 1.76
207349918 |  | Live | Samsung Electronics | SAMSUNG | Multizone All Non-Ducted | 207349918 |  | HMSR-A-CB-O | AJ024BXS4CH | Non-Ducted Indoor Units |  | 13 | 19 | 10 | 13 | 20 | 9 | TRUE | TRUE | FALSE | 25000 | 14600 | 2.66 | 25000 | 2.12
207465463 |  | Live | Samsung Electronics | SAMSUNG | Singlezone Non-Ducted, Wall Placement | 207465463 |  | HRCU-A-CB-O | AC036BXADCH | Mini-Splits | AC036BNTDCH | 9.5 | 18.6 | 10.1 | 9.5 | 19.2 | 8.5 | FALSE | TRUE | FALSE | 36000 | 30400 | 1.98 | 36700 | 2
207349916 |  | Live | Samsung Electronics | SAMSUNG | Multizone All Non-Ducted | 207349916 |  | HMSR-A-CB-O | AJ036BXJ4CH | Non-Ducted Indoor Units |  | 12.5 | 19.5 | 10 | 12.5 | 21 | 9 | TRUE | FALSE | FALSE | 32000 | 21000 | 2.44 | 30500 | 2.11
210299847 |  | Live | Samsung Electronics | SAMSUNG | Singlezone Ducted, Centrally Ducted | 210299847 |  | HRCU-A-CB | AC048BXUPCH | Ducted Indoor Units | AV480CT | 9.3 | 17.3 | 10 | 8.6 | 17 | 8.5 | FALSE | TRUE | FALSE | 48000 | 46000 | 2 | 54200 | 2.21
210644245 |  | Live | Mitsubishi Electric Trane | TRANE / MITSUBISHI ELECTRIC | Singlezone Non-Ducted, Wall Placement | 210644245 |  | HRCU-A-CB-O | NTXSST36C112A* | Mini-Splits | NAXWST36C112A* |  |  |  | 8.8 | 18.4 | 8.5 | FALSE | FALSE | FALSE | 33200 | 21600 | 2.29 | 22800 | 2.29
210644243 |  | Live | Mitsubishi Electric Trane | TRANE / MITSUBISHI ELECTRIC | Singlezone Non-Ducted, Wall Placement | 210644243 |  | HRCU-A-CB-O | NTXSST36C112A* | Mini-Splits | NTXWST36C112A* |  |  |  | 8.8 | 18.4 | 8.5 | FALSE | FALSE | FALSE | 33200 | 21600 | 2.29 | 22800 | 2.29
210644236 |  | Live | Mitsubishi Electric Trane | TRANE / MITSUBISHI ELECTRIC | Singlezone Non-Ducted, Wall Placement | 210644236 |  | HRCU-A-CB-O | NTXSST36C112A* | Mini-Splits | MSZ-GS36NA2*** |  |  |  | 8.8 | 18.4 | 8.5 | FALSE | FALSE | FALSE | 33200 | 21600 | 2.29 | 22800 | 2.29
210644242 |  | Live | Mitsubishi Electric Trane | TRANE / MITSUBISHI ELECTRIC | Singlezone Non-Ducted, Wall Placement | 210644242 |  | HRCU-A-CB-O | NTXSST30C112A* | Mini-Splits | NTXWST30C112A* |  |  |  | 9.2 | 19.1 | 8.9 | FALSE | FALSE | FALSE | 30600 | 20000 | 2.34 | 20800 | 2.34
210644244 |  | Live | Mitsubishi Electric Trane | TRANE / MITSUBISHI ELECTRIC | Singlezone Non-Ducted, Wall Placement | 210644244 |  | HRCU-A-CB-O | NTXSST30C112A* | Mini-Splits | NAXWST30C112A* |  |  |  | 9.2 | 19.1 | 8.9 | FALSE | FALSE | FALSE | 30600 | 20000 | 2.34 | 20800 | 2.34
210644235 |  | Live | Mitsubishi Electric Trane | TRANE / MITSUBISHI ELECTRIC | Singlezone Non-Ducted, Wall Placement | 210644235 |  | HRCU-A-CB-O | NTXSST30C112A* | Mini-Splits | MSZ-GS30NA2*** |  |  |  | 9.2 | 19.1 | 8.9 | FALSE | FALSE | FALSE | 30600 | 20000 | 2.34 | 20800 | 2.34
210435242 |  | Live | Daikin Comfort Technologies | DAIKIN | Singlezone Ducted, Centrally Ducted | 210435242 |  | HRCU-A-CB | DZ6VSA6010A* | Ducted Indoor Units | DV60FECD14A* |  |  |  | 8 | 16.1 | 8.1 | FALSE | FALSE | FALSE | 53000 | 34800 | 2.63 | 40500 | 2.39
210791261 |  | Live | Daikin Comfort Technologies | DAIKIN | Singlezone Ducted, Centrally Ducted | 210791261 |  | HRCU-A-CB | DZ6VSA6010A* | Ducted Indoor Units | DV59FECD14A* | 8.3 | 16 | 10 | 8 | 16.1 | 8.1 | FALSE | FALSE | FALSE | 49000 | 34500 | 2.61 | 40500 | 2.39
210798387 |  | Live | Daikin Comfort Technologies | AMANA | Singlezone Ducted, Centrally Ducted | 210798387 |  | HRCU-A-CB | ASZS604210A* | Ducted Indoor Units | AHVE60DP1400A* |  |  |  | 8.5 | 16.9 | 8.1 | FALSE | FALSE | FALSE | 39500 | 25600 | 2.66 | 35600 | 2.16
210773180 |  | Live | Daikin Comfort Technologies | AMANA | Singlezone Ducted, Centrally Ducted | 210773180 |  | HRCU-A-CB | ASZS604210A* | Ducted Indoor Units | AHVE48DP1400A* |  |  |  | 8.5 | 16.9 | 8.1 | FALSE | FALSE | FALSE | 39500 | 25600 | 2.66 | 35600 | 2.16
210798386 |  | Live | Daikin Comfort Technologies | AMANA | Singlezone Ducted, Centrally Ducted | 210798386 |  | HRCU-A-CB | ASZS604210A* | Ducted Indoor Units | AHVE42CP1400A* |  |  |  | 8.5 | 16.7 | 8.1 | FALSE | FALSE | FALSE | 39500 | 25600 | 2.66 | 35600 | 2.16
210435098 |  | Live | Daikin Comfort Technologies | DAIKIN | Singlezone Ducted, Centrally Ducted | 210435098 |  | HRCU-A-CB | DZ6VSA4210A* | Ducted Indoor Units | DV60FECD14A* |  |  |  | 8.5 | 16.9 | 8.1 | FALSE | FALSE | FALSE | 39500 | 25600 | 2.66 | 35600 | 2.16
210435097 |  | Live | Daikin Comfort Technologies | DAIKIN | Singlezone Ducted, Centrally Ducted | 210435097 |  | HRCU-A-CB | DZ6VSA4210A* | Ducted Indoor Units | DV48FECD14A* |  |  |  | 8.5 | 16.9 | 8.1 | FALSE | FALSE | FALSE | 39500 | 25600 | 2.66 | 35600 | 2.16
210435096 |  | Live | Daikin Comfort Technologies | DAIKIN | Singlezone Ducted, Centrally Ducted | 210435096 |  | HRCU-A-CB | DZ6VSA4210A* | Ducted Indoor Units | DV42FECC14A* |  |  |  | 8.5 | 16.7 | 8.1 | FALSE | FALSE | FALSE | 39500 | 25600 | 2.66 | 35600 | 2.16
210435095 |  | Live | Daikin Comfort Technologies | DAIKIN | Singlezone Ducted, Centrally Ducted | 210435095 |  | HRCU-A-CB | DZ6VSA4210A* | Ducted Indoor Units | DFVE60DP1400A* |  |  |  | 8.5 | 16.9 | 8.1 | FALSE | FALSE | FALSE | 39500 | 25600 | 2.66 | 35600 | 2.16
210435094 |  | Live | Daikin Comfort Technologies | DAIKIN | Singlezone Ducted, Centrally Ducted | 210435094 |  | HRCU-A-CB | DZ6VSA4210A* | Ducted Indoor Units | DFVE42CP1400A* |  |  |  | 8.5 | 16.7 | 8.1 | FALSE | FALSE | FALSE | 39500 | 25600 | 2.66 | 35600 | 2.16
210435085 |  | Live | Daikin Comfort Technologies | DAIKIN | Singlezone Ducted, Centrally Ducted | 210435085 |  | HRCU-A-CB | DZ6VSA4210A* | Ducted Indoor Units | DFVE48DP1400A* | 8.5 | 16.9 | 8.2 | 8.5 | 16.9 | 8.1 | FALSE | FALSE | FALSE | 39500 | 25600 | 2.66 | 35600 | 2.16
210791260 |  | Live | Daikin Comfort Technologies | DAIKIN | Singlezone Ducted, Centrally Ducted | 210791260 |  | HRCU-A-CB | DZ6VSA4210A* | Ducted Indoor Units | DV47FECD14A* | 9 | 17 | 10 | 8.5 | 16.9 | 8.1 | FALSE | FALSE | FALSE | 37000 | 25200 | 2.62 | 35600 | 2.16
213362003 |  | Live | Daikin Comfort Technologies | LIBERTY HEATING & AIR CONDITIONING | Singlezone Ducted, Centrally Ducted | 213362003 |  | HRCU-A-CB | ASZV906010A* | Ducted Indoor Units | AVPEC61D14B* |  |  |  | 10.5 | 19 | 8.2 | FALSE | FALSE | TRUE | 51500 | 33400 | 2.58 | 37400 | 2.45
213362002 |  | Live | Daikin Comfort Technologies | FRANKLIN | Singlezone Ducted, Centrally Ducted | 213362002 |  | HRCU-A-CB | ASZV906010A* | Ducted Indoor Units | AVPEC61D14B* |  |  |  | 10.5 | 19 | 8.2 | FALSE | FALSE | TRUE | 51500 | 33400 | 2.58 | 37400 | 2.45
213354819 |  | Live | Daikin Comfort Technologies | DAIKIN | Singlezone Ducted, Centrally Ducted | 213354819 |  | HRCU-A-CB | DZ9VCA3610A* | Ducted Indoor Units | DV37PECC14A* |  |  |  | 11.5 | 18.5 | 8.2 | FALSE | FALSE | TRUE | 33600 | 21600 | 2.65 | 29200 | 2.23
213354818 |  | Live | Daikin Comfort Technologies | AMANA | Singlezone Ducted, Centrally Ducted | 213354818 |  | HRCU-A-CB | ASZV906010A* | Ducted Indoor Units | AVPEC61D14B* |  |  |  | 10.5 | 19 | 8.2 | FALSE | FALSE | TRUE | 51500 | 33400 | 2.58 | 37400 | 2.45
213349203 |  | Live | Daikin Comfort Technologies | GOODMAN | Singlezone Ducted, Centrally Ducted | 213349203 |  | HRCU-A-CB | GSZS606010A* | Ducted Indoor Units | CA*EA6030*4A*+MBVC2000**-1A* |  |  |  | 8 | 16.1 | 8.1 | FALSE | FALSE | FALSE | 52500 | 34800 | 2.51 | 39500 | 2.42
213349199 |  | Live | Daikin Comfort Technologies | GOODMAN | Singlezone Ducted, Centrally Ducted | 213349199 |  | HRCU-A-CB | GSZS604810A* | Ducted Indoor Units | CA*EA6030*4A*+MBVC2000**-1A* |  |  |  | 8 | 16.2 | 8.1 | FALSE | FALSE | FALSE | 45000 | 29800 | 2.52 | 37300 | 2.39
213349193 |  | Live | Daikin Comfort Technologies | GOODMAN | Singlezone Ducted, Centrally Ducted | 213349193 |  | HRCU-A-CB | GSZS604810A* | Ducted Indoor Units | CA*EA4830*4A*+MBVC1600**-1A* |  |  |  | 8 | 16.2 | 8.1 | FALSE | FALSE | FALSE | 45000 | 29800 | 2.52 | 37300 | 2.39
213349185 |  | Live | Daikin Comfort Technologies | GOODMAN | Singlezone Ducted, Centrally Ducted | 213349185 |  | HRCU-A-CB | GSZS604210A* | Ducted Indoor Units | CA*EA6030*4A*+MBVC2000**-1A* |  |  |  | 8.5 | 16.9 | 8.1 | FALSE | FALSE | FALSE | 40000 | 25600 | 2.54 | 34400 | 2.22
213349179 |  | Live | Daikin Comfort Technologies | GOODMAN | Singlezone Ducted, Centrally Ducted | 213349179 |  | HRCU-A-CB | GSZS604210A* | Ducted Indoor Units | CA*EA4830*4A*+MBVC1600**-1A* |  |  |  | 8.5 | 16.9 | 8.1 | FALSE | FALSE | FALSE | 39500 | 25600 | 2.54 | 34400 | 2.22
213349028 |  | Live | Daikin Comfort Technologies | GOODMAN | Singlezone Ducted, Centrally Ducted | 213349028 |  | HRCU-A-CB | GSZS606010A* | Ducted Indoor Units | AHVE60DP1400A* |  |  |  | 8 | 16.1 | 8.1 | FALSE | FALSE | FALSE | 53000 | 34800 | 2.63 | 40500 | 2.39
213349032 |  | Live | Daikin Comfort Technologies | GOODMAN | Singlezone Ducted, Centrally Ducted | 213349032 |  | HRCU-A-CB | GSZS604810A* | Ducted Indoor Units | AHVE60DP1400A* |  |  |  | 8 | 16.2 | 8.1 | FALSE | FALSE | FALSE | 45000 | 29800 | 2.47 | 36000 | 2.38
213349027 |  | Live | Daikin Comfort Technologies | GOODMAN | Singlezone Ducted, Centrally Ducted | 213349027 |  | HRCU-A-CB | GSZS604810A* | Ducted Indoor Units | AHVE48DP1400A* |  |  |  | 8 | 16.2 | 8.1 | FALSE | FALSE | FALSE | 45000 | 29800 | 2.47 | 36000 | 2.38
213349031 |  | Live | Daikin Comfort Technologies | GOODMAN | Singlezone Ducted, Centrally Ducted | 213349031 |  | HRCU-A-CB | GSZS604210A* | Ducted Indoor Units | AHVE60DP1400A* |  |  |  | 8.5 | 16.9 | 8.1 | FALSE | FALSE | FALSE | 39500 | 25600 | 2.66 | 35600 | 2.16
213349026 |  | Live | Daikin Comfort Technologies | GOODMAN | Singlezone Ducted, Centrally Ducted | 213349026 |  | HRCU-A-CB | GSZS604210A* | Ducted Indoor Units | AHVE48DP1400A* |  |  |  | 8.5 | 16.9 | 8.1 | FALSE | FALSE | FALSE | 39500 | 25600 | 2.66 | 35600 | 2.16
213349030 |  | Live | Daikin Comfort Technologies | GOODMAN | Singlezone Ducted, Centrally Ducted | 213349030 |  | HRCU-A-CB | GSZS604210A* | Ducted Indoor Units | AHVE42CP1400A* |  |  |  | 8.5 | 16.7 | 8.1 | FALSE | FALSE | FALSE | 39500 | 25600 | 2.66 | 35600 | 2.16
213349171 |  | Live | Daikin Comfort Technologies | GOODMAN | Singlezone Ducted, Centrally Ducted | 213349171 |  | HRCU-A-CB | GSZS603610A* | Ducted Indoor Units | CA*EA3026*4A*+MBVC2000**-1A* |  |  |  | 8.7 | 16.3 | 8.2 | FALSE | FALSE | FALSE | 33200 | 22400 | 2.43 | 25200 | 2.37
213349170 |  | Live | Daikin Comfort Technologies | GOODMAN | Singlezone Ducted, Centrally Ducted | 213349170 |  | HRCU-A-CB | GSZS603610A* | Ducted Indoor Units | CA*EA3026*4A*+MBVC1600**-1A* |  |  |  | 8.7 | 16.3 | 8.2 | FALSE | FALSE | FALSE | 33200 | 22400 | 2.43 | 25200 | 2.37
213349169 |  | Live | Daikin Comfort Technologies | GOODMAN | Singlezone Ducted, Centrally Ducted | 213349169 |  | HRCU-A-CB | GSZS603610A* | Ducted Indoor Units | CA*EA3026*4A*+MBVC1200**-1A* |  |  |  | 8.7 | 16.3 | 8.2 | FALSE | FALSE | FALSE | 33200 | 22400 | 2.43 | 25200 | 2.37
213349029 |  | Live | Daikin Comfort Technologies | GOODMAN | Singlezone Ducted, Centrally Ducted | 213349029 |  | HRCU-A-CB | GSZS603610A* | Ducted Indoor Units | AHVE42CP1400A* |  |  |  | 8.7 | 16.3 | 8.2 | FALSE | FALSE | FALSE | 33600 | 22400 | 2.43 | 25200 | 2.37
213349025 |  | Live | Daikin Comfort Technologies | GOODMAN | Singlezone Ducted, Centrally Ducted | 213349025 |  | HRCU-A-CB | GSZS603610A* | Ducted Indoor Units | AHVE36CP1400A* |  |  |  | 8.7 | 16.3 | 8.2 | FALSE | FALSE | FALSE | 33600 | 22400 | 2.43 | 25200 | 2.37
213349168 |  | Live | Daikin Comfort Technologies | GOODMAN | Singlezone Ducted, Centrally Ducted | 213349168 |  | HRCU-A-CB | GSZS603010A* | Ducted Indoor Units | CA*EA3026*4A*+MBVC1600**-1A* |  |  |  | 9.9 | 17.1 | 8.2 | FALSE | FALSE | FALSE | 27400 | 18000 | 2.52 | 21600 | 2.36
213349167 |  | Live | Daikin Comfort Technologies | GOODMAN | Singlezone Ducted, Centrally Ducted | 213349167 |  | HRCU-A-CB | GSZS603010A* | Ducted Indoor Units | CA*EA3026*4A*+MBVC1200**-1A* |  |  |  | 9.9 | 17.1 | 8.2 | FALSE | FALSE | FALSE | 27400 | 18000 | 2.52 | 21600 | 2.36
213349166 |  | Live | Daikin Comfort Technologies | GOODMAN | Singlezone Ducted, Centrally Ducted | 213349166 |  | HRCU-A-CB | GSZS603010A* | Ducted Indoor Units | CA*EA2422*4A*+MBVC1600**-1A* |  |  |  | 9.9 | 17.1 | 8.2 | FALSE | FALSE | FALSE | 27400 | 18000 | 2.52 | 21600 | 2.36
213349165 |  | Live | Daikin Comfort Technologies | GOODMAN | Singlezone Ducted, Centrally Ducted | 213349165 |  | HRCU-A-CB | GSZS603010A* | Ducted Indoor Units | CA*EA2422*4A*+MBVC1200**-1A* |  |  |  | 9.9 | 17.1 | 8.2 | FALSE | FALSE | FALSE | 27400 | 18000 | 2.52 | 21600 | 2.36
213349024 |  | Live | Daikin Comfort Technologies | GOODMAN | Singlezone Ducted, Centrally Ducted | 213349024 |  | HRCU-A-CB | GSZS603010A* | Ducted Indoor Units | AHVE36CP1400A* |  |  |  | 9.9 | 17.1 | 8.2 | FALSE | FALSE | FALSE | 27800 | 18000 | 2.52 | 21600 | 2.36
213349164 |  | Live | Daikin Comfort Technologies | GOODMAN | Singlezone Ducted, Centrally Ducted | 213349164 |  | HRCU-A-CB | GSZS602410A* | Ducted Indoor Units | CA*EA2422*4A*+MBVC1600**-1A* |  |  |  | 10.1 | 17.3 | 8.5 | FALSE | FALSE | TRUE | 22200 | 14600 | 2.58 | 17600 | 2.33
213349163 |  | Live | Daikin Comfort Technologies | GOODMAN | Singlezone Ducted, Centrally Ducted | 213349163 |  | HRCU-A-CB | GSZS602410A* | Ducted Indoor Units | CA*EA2422*4A*+MBVC1200**-1A* |  |  |  | 10.1 | 17.3 | 8.5 | FALSE | FALSE | TRUE | 22200 | 14600 | 2.58 | 17600 | 2.33
213349162 |  | Live | Daikin Comfort Technologies | GOODMAN | Singlezone Ducted, Centrally Ducted | 213349162 |  | HRCU-A-CB | GSZS602410A* | Ducted Indoor Units | CA*EA1818*4A*+MBVC1600**-1A* |  |  |  | 10.1 | 17.3 | 8.5 | FALSE | FALSE | TRUE | 22200 | 14600 | 2.58 | 17600 | 2.33
213349161 |  | Live | Daikin Comfort Technologies | GOODMAN | Singlezone Ducted, Centrally Ducted | 213349161 |  | HRCU-A-CB | GSZS602410A* | Ducted Indoor Units | CA*EA1818*4A*+MBVC1200**-1A* |  |  |  | 10.1 | 17.3 | 8.5 | FALSE | FALSE | TRUE | 22200 | 14600 | 2.58 | 17600 | 2.33
213349023 |  | Live | Daikin Comfort Technologies | GOODMAN | Singlezone Ducted, Centrally Ducted | 213349023 |  | HRCU-A-CB | GSZS602410A* | Ducted Indoor Units | AHVE24BP1400A* |  |  |  | 10.1 | 17.3 | 8.5 | FALSE | FALSE | TRUE | 22200 | 14600 | 2.58 | 17600 | 2.33
213349160 |  | Live | Daikin Comfort Technologies | GOODMAN | Singlezone Ducted, Centrally Ducted | 213349160 |  | HRCU-A-CB | GSZS601810A* | Ducted Indoor Units | CA*EA2422*4A*+MBVC1600**-1A* |  |  |  | 10.9 | 17.5 | 8.5 | FALSE | FALSE | TRUE | 16600 | 10800 | 2.71 | 17100 | 2.48
213349159 |  | Live | Daikin Comfort Technologies | GOODMAN | Singlezone Ducted, Centrally Ducted | 213349159 |  | HRCU-A-CB | GSZS601810A* | Ducted Indoor Units | CA*EA2422*4A*+MBVC1200**-1A* |  |  |  | 10.9 | 17.5 | 8.5 | FALSE | FALSE | TRUE | 16600 | 10800 | 2.71 | 17100 | 2.48
213349158 |  | Live | Daikin Comfort Technologies | GOODMAN | Singlezone Ducted, Centrally Ducted | 213349158 |  | HRCU-A-CB | GSZS601810A* | Ducted Indoor Units | CA*EA1818*4A*+MBVC1600**-1A* |  |  |  | 10.9 | 17.5 | 8.5 | FALSE | FALSE | TRUE | 16600 | 10800 | 2.71 | 17100 | 2.48
213349157 |  | Live | Daikin Comfort Technologies | GOODMAN | Singlezone Ducted, Centrally Ducted | 213349157 |  | HRCU-A-CB | GSZS601810A* | Ducted Indoor Units | CA*EA1818*4A*+MBVC1200**-1A* |  |  |  | 10.9 | 17.5 | 8.5 | FALSE | FALSE | TRUE | 16600 | 10800 | 2.71 | 17100 | 2.48
213349022 |  | Live | Daikin Comfort Technologies | GOODMAN | Singlezone Ducted, Centrally Ducted | 213349022 |  | HRCU-A-CB | GSZS601810A* | Ducted Indoor Units | AHVE24BP1400A* |  |  |  | 10.9 | 17.5 | 8.5 | FALSE | FALSE | TRUE | 16600 | 10800 | 2.71 | 17100 | 2.48
213265613 |  | Live | Midea Electric Trading | MAXI AIR | Singlezone Ducted, Centrally Ducted | 213265613 |  | HRCU-A-C | MAXS-2430 |  | NE-F52-MAC36HWD | 10.7 | 14.2 | 9.5 | 10.5 | 15.5 | 9.7 | FALSE | FALSE | TRUE | 30000 | 22600 | 2.62 | 26000 | 2.28
202373740 |  | Live | Mitsubishi Electric Trane | TRANE / MITSUBISHI ELECTRIC | Singlezone Non-Ducted, Wall Placement | 202373740 |  | HRCU-A-CB-O | NTXSMT18A112A* | Mini-Splits | NTXWMT18A112A* | 10.5 | 18 | 10 | 10.5 | 19 | 9.5 | FALSE | FALSE | TRUE | 17200 | 11500 | 2.59 | 15000 | 2.3
209319660 |  | Live | Mitsubishi Electric Trane | AMERICAN STANDARD / MITSUBISHI ELECTRIC | Multizone All Non-Ducted | 209319660 |  | HMSR-A-CB-O | NTXMMX36A142C* | Non-Ducted Indoor Units |  |  |  |  | 9.4 | 19.2 | 9.8 | FALSE | FALSE | TRUE | 35400 | 22400 | 2.89 | 26600 | 2.27
209310462 |  | Live | Mitsubishi Electric Trane | TRANE / MITSUBISHI ELECTRIC | Multizone All Non-Ducted | 209310462 |  | HMSR-A-CB-O | NTXMMX36A142C* | Non-Ducted Indoor Units |  |  |  |  | 9.4 | 19.2 | 9.8 | FALSE | FALSE | TRUE | 35400 | 22400 | 2.89 | 26600 | 2.27
209319657 |  | Live | Mitsubishi Electric Trane | AMERICAN STANDARD / MITSUBISHI ELECTRIC | Multizone All Non-Ducted | 209319657 |  | HMSR-A-CB-O | NTXMMX30A132C* | Non-Ducted Indoor Units |  |  |  |  | 10.6 | 19 | 10 | FALSE | FALSE | TRUE | 28400 | 18600 | 3 | 21000 | 2.15
209310460 |  | Live | Mitsubishi Electric Trane | TRANE / MITSUBISHI ELECTRIC | Multizone All Non-Ducted | 209310460 |  | HMSR-A-CB-O | NTXMMX30A132C* | Non-Ducted Indoor Units |  |  |  |  | 10.6 | 19 | 10 | FALSE | FALSE | TRUE | 28400 | 18600 | 3 | 21000 | 2.15
209319655 |  | Live | Mitsubishi Electric Trane | AMERICAN STANDARD / MITSUBISHI ELECTRIC | Multizone All Non-Ducted | 209319655 |  | HMSR-A-CB-O | NTXMMX24A132C* | Non-Ducted Indoor Units |  |  |  |  | 13.6 | 20 | 10 | TRUE | TRUE | FALSE | 22000 | 14300 | 3.02 | 19600 | 2.01
209310458 |  | Live | Mitsubishi Electric Trane | TRANE / MITSUBISHI ELECTRIC | Multizone All Non-Ducted | 209310458 |  | HMSR-A-CB-O | NTXMMX24A132C* | Non-Ducted Indoor Units |  |  |  |  | 13.6 | 20 | 10 | TRUE | TRUE | FALSE | 22000 | 14300 | 3.02 | 19600 | 2.01
211289251 |  | Live | Mitsubishi Electric Trane | MITSUBISHI ELECTRIC | Singlezone Non-Ducted, Ceiling Placement | 211289251 |  | HRCU-A-CB-O | SUZ-KA15NA2 | Mini-Splits | SLZ-KF15NA | 12.2 | 19.8 | 11.2 | 12.2 | 20.7 | 10.7 | TRUE | FALSE | TRUE | 14100 | 11900 | 2.7 | 11900 | 2.7
209832246 |  | Live | Mitsubishi Electric Trane | MITSUBISHI ELECTRIC | Singlezone Non-Ducted, Wall Placement | 209832246 | 204629276 | HRCU-A-CB-O | NTXSMT18A112A* | Mini-Splits | MSZ-HM18NA*** | 10.5 | 18 | 10 | 10.5 | 19 | 9.5 | FALSE | FALSE | TRUE | 17200 | 11500 | 2.59 | 15000 | 2.3
211497095 |  | Live | Mitsubishi Electric Trane | TRANE / MITSUBISHI ELECTRIC | Singlezone Non-Ducted, Ceiling Placement | 211497095 | 202392229 | HRCU-A-CB-O | NTXSKS15A112AA | Mini-Splits | NTXCKS15A112** | 12.2 | 19.8 | 11.2 | 12.2 | 20.7 | 10.7 | TRUE | FALSE | TRUE | 14100 | 11900 | 2.7 | 11900 | 2.7
202373737 |  | Live | Mitsubishi Electric Trane | TRANE / MITSUBISHI ELECTRIC | Singlezone Non-Ducted, Wall Placement | 202373737 |  | HRCU-A-CB-O | NTXSMT09A112A* | Mini-Splits | NTXWMT09A112A* | 12 | 18 | 10 | 12 | 20 | 10 | TRUE | FALSE | TRUE | 9000 | 6700 | 2.52 | 7200 | 1.16
202373738 |  | Live | Mitsubishi Electric Trane | TRANE / MITSUBISHI ELECTRIC | Singlezone Non-Ducted, Wall Placement | 202373738 |  | HRCU-A-CB-O | NTXSMT12A112A* | Mini-Splits | NTXWMT12A112A* | 9.9 | 18 | 10 | 9.9 | 20 | 10 | FALSE | FALSE | TRUE | 12000 | 7600 | 2.78 | 9000 | 2.66
202373739 |  | Live | Mitsubishi Electric Trane | TRANE / MITSUBISHI ELECTRIC | Singlezone Non-Ducted, Wall Placement | 202373739 |  | HRCU-A-CB-O | NTXSMT15A112A* | Mini-Splits | NTXWMT15A112A* | 12 | 18 | 10 | 12 | 20 | 10 | TRUE | FALSE | TRUE | 14000 | 11500 | 2.55 | 14000 | 2.25
209832244 |  | Live | Mitsubishi Electric Trane | MITSUBISHI ELECTRIC | Singlezone Non-Ducted, Wall Placement | 209832244 | 204629275 | HRCU-A-CB-O | NTXSMT15A112A* | Mini-Splits | MSZ-HM15NA*** | 12 | 18 | 10 | 12 | 20 | 10 | TRUE | FALSE | TRUE | 14000 | 11500 | 2.55 | 14000 | 2.25
202373733 |  | Live | Mitsubishi Electric Trane | TRANE / MITSUBISHI ELECTRIC | Singlezone Non-Ducted, Wall Placement | 202373733 |  | HRCU-A-CB-O | NTXSST12A112A* | Mini-Splits | NTXWST12A112A* | 13 | 23.1 | 12.5 | 13 | 23.1 | 10.7 | TRUE | FALSE | TRUE | 12000 | 9200 | 3.1 | 12000 | 2.84
209832252 |  | Live | Mitsubishi Electric Trane | MITSUBISHI ELECTRIC | Singlezone Non-Ducted, Wall Placement | 209832252 | 204629267 | HRCU-A-CB-O | NTXSST12A112A* | Mini-Splits | MSZ-GL12NA*** | 13 | 23.1 | 12.5 | 13 | 23.1 | 10.7 | TRUE | FALSE | TRUE | 12000 | 9200 | 3.1 | 12000 | 2.84
202373734 |  | Live | Mitsubishi Electric Trane | TRANE / MITSUBISHI ELECTRIC | Singlezone Non-Ducted, Wall Placement | 202373734 | 202373734 | HRCU-A-CB-O | NTXSST15A112A* | Mini-Splits | NTXWST15A112A* | 13 | 21.6 | 11.7 | 13 | 21 | 11 | TRUE | FALSE | TRUE | 14000 | 12200 | 2.23 | 16400 | 2.39
209832254 |  | Live | Mitsubishi Electric Trane | MITSUBISHI ELECTRIC | Singlezone Non-Ducted, Wall Placement | 209832254 | 204629268 | HRCU-A-CB-O | NTXSST15A112A* | Mini-Splits | MSZ-GL15NA*** | 13 | 21.6 | 11.7 | 13 | 21 | 11 | TRUE | FALSE | TRUE | 14000 | 12100 | 2.22 | 16400 | 2.39
202373735 |  | Live | Mitsubishi Electric Trane | TRANE / MITSUBISHI ELECTRIC | Singlezone Non-Ducted, Wall Placement | 202373735 |  | HRCU-A-CB-O | NTXSST18A112A* | Mini-Splits | NTXWST18A112A* | 13.4 | 20.5 | 11.2 | 13.4 | 20.5 | 10.3 | TRUE | FALSE | TRUE | 18000 | 13800 | 2.73 | 18200 | 2.48
209832345 |  | Live | Mitsubishi Electric Trane | MITSUBISHI ELECTRIC | Singlezone Non-Ducted, Wall Placement | 209832345 | 204629269 | HRCU-A-CB-O | NTXSST18A112A* | Mini-Splits | MSZ-GL18NA*** | 13.4 | 20.5 | 11.2 | 13.4 | 20.5 | 10.3 | TRUE | FALSE | TRUE | 18000 | 13800 | 2.73 | 18200 | 2.48
207705521 |  | Live | Mitsubishi Electric Trane | TRANE / MITSUBISHI ELECTRIC | Singlezone Non-Ducted, Wall Placement | 207705521 |  | HRCU-A-CB-O | NTXSST18B112** | Mini-Splits | NAXWST18B112** | 13.45 | 20.5 | 12 | 13.45 | 21.5 | 10.3 | TRUE | FALSE | TRUE | 18000 | 13300 | 2.67 | 18200 | 2.56
207705515 |  | Live | Mitsubishi Electric Trane | TRANE / MITSUBISHI ELECTRIC | Singlezone Non-Ducted, Wall Placement | 207705515 |  | HRCU-A-CB-O | NTXSST18B112** | Mini-Splits | NTXWST18B112** | 13.45 | 20.5 | 12 | 13.45 | 21.5 | 10.3 | TRUE | FALSE | TRUE | 18000 | 13300 | 2.67 | 18200 | 2.56
207705509 |  | Live | Mitsubishi Electric Trane | TRANE / MITSUBISHI ELECTRIC | Singlezone Non-Ducted, Wall Placement | 207705509 |  | HRCU-A-CB-O | NTXSST18B112** | Mini-Splits | MSZ-GS18NA*** | 13.45 | 20.5 | 12 | 13.45 | 21.5 | 10.3 | TRUE | FALSE | TRUE | 18000 | 13300 | 2.67 | 18200 | 2.56
207705490 |  | Live | Mitsubishi Electric Trane | AMERICAN STANDARD / MITSUBISHI ELECTRIC | Singlezone Non-Ducted, Wall Placement | 207705490 |  | HRCU-A-CB-O | MUZ-GS18NA*** | Mini-Splits | NAXWST18B112** | 13.5 | 20.5 | 12 | 13.45 | 21.5 | 10.3 | TRUE | FALSE | TRUE | 18000 | 13300 | 2.67 | 18200 | 2.56
207679245 |  | Live | Mitsubishi Electric Trane | MITSUBISHI ELECTRIC | Singlezone Non-Ducted, Wall Placement | 207679245 |  | HRCU-A-CB-O | MUZ-GS18NA*** | Mini-Splits | MSZ-GS18NA*** | 13.5 | 20.5 | 12 | 13.45 | 21.5 | 10.3 | TRUE | FALSE | TRUE | 18000 | 13300 | 2.67 | 18200 | 2.56
211635177 |  | Live | Daikin Comfort Technologies | DAIKIN | Singlezone Ducted, Centrally Ducted | 211635177 |  | HRCU-A-CB | RZQ24TBVJU* | Mini-Splits | FTQ24TAVJU*A* |  |  |  | 10 | 16.2 | 8.7 | FALSE | TRUE | TRUE | 23400 | 19400 | 2.55 | 25500 | 2.26
211635176 |  | Live | Daikin Comfort Technologies | DAIKIN | Singlezone Ducted, Centrally Ducted | 211635176 |  | HRCU-A-CB | RZQ18TBVJU* | Mini-Splits | FTQ18TAVJU*A* |  |  |  | 11.7 | 15.6 | 8.1 | FALSE | TRUE | TRUE | 17200 | 13600 | 2.3 | 24000 | 1.95
213297838 |  | Live | Johnson Controls Inc. (York International Norman) | COLEMAN | Singlezone Ducted, Centrally Ducted | 213297838 |  | HRCU-A-CB | HMH72B341 |  | XAHB36DXXN1+JMVT12BC2N1+TXV |  |  |  | 10 | 18 | 8.1 | FALSE | FALSE | FALSE | 33200 | 24400 | 2.48 | 24400 | 2.48
213297841 |  | Live | Johnson Controls Inc. (York International Norman) | CHAMPION HEATING AND COOLING | Singlezone Ducted, Centrally Ducted | 213297841 |  | HRCU-A-CB | HMH72B341 |  | XAHB36DXXN1+JMVT12BC2N1+TXV |  |  |  | 10 | 18 | 8.1 | FALSE | FALSE | FALSE | 33200 | 24400 | 2.48 | 24400 | 2.48
213297839 |  | Live | Johnson Controls Inc. (York International Norman) | LUXAIRE | Singlezone Ducted, Centrally Ducted | 213297839 |  | HRCU-A-CB | HMH72B341 |  | XAHB36DXXN1+JMVT12BC2N1+TXV |  |  |  | 10 | 18 | 8.1 | FALSE | FALSE | FALSE | 33200 | 24400 | 2.48 | 24400 | 2.48
213297842 |  | Live | Johnson Controls Inc. (York International Norman) | JOHNSON CONTROLS | Singlezone Ducted, Centrally Ducted | 213297842 |  | HRCU-A-CB | HMH72B341 |  | XAHB36DXXN1+JMVT12BC2N1+TXV |  |  |  | 10 | 18 | 8.1 | FALSE | FALSE | FALSE | 33200 | 24400 | 2.48 | 24400 | 2.48
213297840 |  | Live | Johnson Controls Inc. (York International Norman) | FRASER-JOHNSTON | Singlezone Ducted, Centrally Ducted | 213297840 |  | HRCU-A-CB | HMH72B341 |  | XAHB36DXXN1+JMVT12BC2N1+TXV |  |  |  | 10 | 18 | 8.1 | FALSE | FALSE | FALSE | 33200 | 24400 | 2.48 | 24400 | 2.48
213296728 |  | Live | Johnson Controls Inc. (York International Norman) | YORK | Singlezone Ducted, Centrally Ducted | 213296728 |  | HRCU-A-CB | HMH72B341 |  | XAHB36DXXN1+JMVT12BC2N1+TXV |  |  |  | 10 | 18 | 8.1 | FALSE | FALSE | FALSE | 33200 | 24400 | 2.48 | 24400 | 2.48
213297668 |  | Live | Johnson Controls Inc. (York International Norman) | COLEMAN | Singlezone Ducted, Centrally Ducted | 213297668 |  | HRCU-A-CB | HMH72B341 |  | XAHB30CXXN1+JMVT12BC2N1+TXV |  |  |  | 9.5 | 17.5 | 8.1 | FALSE | FALSE | FALSE | 32600 | 25800 | 2.56 | 25800 | 2.56
213297672 |  | Live | Johnson Controls Inc. (York International Norman) | JOHNSON CONTROLS | Singlezone Ducted, Centrally Ducted | 213297672 |  | HRCU-A-CB | HMH72B341 |  | XAHB30CXXN1+JMVT12BC2N1+TXV |  |  |  | 9.5 | 17.5 | 8.1 | FALSE | FALSE | FALSE | 32600 | 25800 | 2.56 | 25800 | 2.56
213297670 |  | Live | Johnson Controls Inc. (York International Norman) | FRASER-JOHNSTON | Singlezone Ducted, Centrally Ducted | 213297670 |  | HRCU-A-CB | HMH72B341 |  | XAHB30CXXN1+JMVT12BC2N1+TXV |  |  |  | 9.5 | 17.5 | 8.1 | FALSE | FALSE | FALSE | 32600 | 25800 | 2.56 | 25800 | 2.56
213297669 |  | Live | Johnson Controls Inc. (York International Norman) | LUXAIRE | Singlezone Ducted, Centrally Ducted | 213297669 |  | HRCU-A-CB | HMH72B341 |  | XAHB30CXXN1+JMVT12BC2N1+TXV |  |  |  | 9.5 | 17.5 | 8.1 | FALSE | FALSE | FALSE | 32600 | 25800 | 2.56 | 25800 | 2.56
213297671 |  | Live | Johnson Controls Inc. (York International Norman) | CHAMPION HEATING AND COOLING | Singlezone Ducted, Centrally Ducted | 213297671 |  | HRCU-A-CB | HMH72B341 |  | XAHB30CXXN1+JMVT12BC2N1+TXV |  |  |  | 9.5 | 17.5 | 8.1 | FALSE | FALSE | FALSE | 32600 | 25800 | 2.56 | 25800 | 2.56
213296694 |  | Live | Johnson Controls Inc. (York International Norman) | YORK | Singlezone Ducted, Centrally Ducted | 213296694 |  | HRCU-A-CB | HMH72B341 |  | XAHB30CXXN1+JMVT12BC2N1+TXV |  |  |  | 9.5 | 17.5 | 8.1 | FALSE | FALSE | FALSE | 32600 | 25800 | 2.56 | 25800 | 2.56
213298111 |  | Live | Johnson Controls Inc. (York International Norman) | CHAMPION HEATING AND COOLING | Singlezone Ducted, Centrally Ducted | 213298111 |  | HRCU-A-CB | HMH72B341 |  | XAUB36DXXN1+JMET12BS2N1+TXV |  |  |  | 10.5 | 18.5 | 8.5 | FALSE | FALSE | FALSE | 34000 | 25200 | 2.58 | 25200 | 2.58
213296782 |  | Live | Johnson Controls Inc. (York International Norman) | YORK | Singlezone Ducted, Centrally Ducted | 213296782 |  | HRCU-A-CB | HMH72B341 |  | XAUB36DXXN1+JMET12BS2N1+TXV |  |  |  | 10.5 | 18.5 | 8.5 | FALSE | FALSE | FALSE | 34000 | 25200 | 2.58 | 25200 | 2.58
213298101 |  | Live | Johnson Controls Inc. (York International Norman) | CHAMPION HEATING AND COOLING | Singlezone Ducted, Centrally Ducted | 213298101 |  | HRCU-A-CB | HMH72B341 |  | XAFB36DXXN1+JMET12BS2N1+TXV |  |  |  | 10.5 | 18.5 | 8.5 | FALSE | FALSE | FALSE | 34000 | 25200 | 2.58 | 25200 | 2.58
213298102 |  | Live | Johnson Controls Inc. (York International Norman) | JOHNSON CONTROLS | Singlezone Ducted, Centrally Ducted | 213298102 |  | HRCU-A-CB | HMH72B341 |  | XAFB36DXXN1+JMET12BS2N1+TXV |  |  |  | 10.5 | 18.5 | 8.5 | FALSE | FALSE | FALSE | 34000 | 25200 | 2.58 | 25200 | 2.58
213298098 |  | Live | Johnson Controls Inc. (York International Norman) | COLEMAN | Singlezone Ducted, Centrally Ducted | 213298098 |  | HRCU-A-CB | HMH72B341 |  | XAFB36DXXN1+JMET12BS2N1+TXV |  |  |  | 10.5 | 18.5 | 8.5 | FALSE | FALSE | FALSE | 34000 | 25200 | 2.58 | 25200 | 2.58
213298100 |  | Live | Johnson Controls Inc. (York International Norman) | FRASER-JOHNSTON | Singlezone Ducted, Centrally Ducted | 213298100 |  | HRCU-A-CB | HMH72B341 |  | XAFB36DXXN1+JMET12BS2N1+TXV |  |  |  | 10.5 | 18.5 | 8.5 | FALSE | FALSE | FALSE | 34000 | 25200 | 2.58 | 25200 | 2.58
213298099 |  | Live | Johnson Controls Inc. (York International Norman) | LUXAIRE | Singlezone Ducted, Centrally Ducted | 213298099 |  | HRCU-A-CB | HMH72B341 |  | XAFB36DXXN1+JMET12BS2N1+TXV |  |  |  | 10.5 | 18.5 | 8.5 | FALSE | FALSE | FALSE | 34000 | 25200 | 2.58 | 25200 | 2.58
213296780 |  | Live | Johnson Controls Inc. (York International Norman) | YORK | Singlezone Ducted, Centrally Ducted | 213296780 |  | HRCU-A-CB | HMH72B341 |  | XAFB36DXXN1+JMET12BS2N1+TXV |  |  |  | 10.5 | 18.5 | 8.5 | FALSE | FALSE | FALSE | 34000 | 25200 | 2.58 | 25200 | 2.58
213297430 |  | Live | Johnson Controls Inc. (York International Norman) | FRASER-JOHNSTON | Singlezone Ducted, Centrally Ducted | 213297430 |  | HRCU-A-CB | HMH72B341 |  | XAHB30CXXN1+JMET12BS2N1+TXV |  |  |  | 10 | 18 | 8.1 | FALSE | FALSE | FALSE | 32400 | 25600 | 2.56 | 25600 | 2.56
213297431 |  | Live | Johnson Controls Inc. (York International Norman) | CHAMPION HEATING AND COOLING | Singlezone Ducted, Centrally Ducted | 213297431 |  | HRCU-A-CB | HMH72B341 |  | XAHB30CXXN1+JMET12BS2N1+TXV |  |  |  | 10 | 18 | 8.1 | FALSE | FALSE | FALSE | 32400 | 25600 | 2.56 | 25600 | 2.56
213297429 |  | Live | Johnson Controls Inc. (York International Norman) | LUXAIRE | Singlezone Ducted, Centrally Ducted | 213297429 |  | HRCU-A-CB | HMH72B341 |  | XAHB30CXXN1+JMET12BS2N1+TXV |  |  |  | 10 | 18 | 8.1 | FALSE | FALSE | FALSE | 32400 | 25600 | 2.56 | 25600 | 2.56
213297428 |  | Live | Johnson Controls Inc. (York International Norman) | COLEMAN | Singlezone Ducted, Centrally Ducted | 213297428 |  | HRCU-A-CB | HMH72B341 |  | XAHB30CXXN1+JMET12BS2N1+TXV |  |  |  | 10 | 18 | 8.1 | FALSE | FALSE | FALSE | 32400 | 25600 | 2.56 | 25600 | 2.56
213297432 |  | Live | Johnson Controls Inc. (York International Norman) | JOHNSON CONTROLS | Singlezone Ducted, Centrally Ducted | 213297432 |  | HRCU-A-CB | HMH72B341 |  | XAHB30CXXN1+JMET12BS2N1+TXV |  |  |  | 10 | 18 | 8.1 | FALSE | FALSE | FALSE | 32400 | 25600 | 2.56 | 25600 | 2.56
213296646 |  | Live | Johnson Controls Inc. (York International Norman) | YORK | Singlezone Ducted, Centrally Ducted | 213296646 |  | HRCU-A-CB | HMH72B341 |  | XAHB30CXXN1+JMET12BS2N1+TXV |  |  |  | 10 | 18 | 8.1 | FALSE | FALSE | FALSE | 32400 | 25600 | 2.56 | 25600 | 2.56
213297675 |  | Live | Johnson Controls Inc. (York International Norman) | FRASER-JOHNSTON | Singlezone Ducted, Centrally Ducted | 213297675 |  | HRCU-A-CB | HMH72B341 |  | XAFC30CXXN1+JMET12CS2N1+TXV |  |  |  | 10 | 18.5 | 8.5 | FALSE | FALSE | FALSE | 33800 | 26400 | 2.66 | 26400 | 2.66
213297676 |  | Live | Johnson Controls Inc. (York International Norman) | CHAMPION HEATING AND COOLING | Singlezone Ducted, Centrally Ducted | 213297676 |  | HRCU-A-CB | HMH72B341 |  | XAFC30CXXN1+JMET12CS2N1+TXV |  |  |  | 10 | 18.5 | 8.5 | FALSE | FALSE | FALSE | 33800 | 26400 | 2.66 | 26400 | 2.66
213297677 |  | Live | Johnson Controls Inc. (York International Norman) | JOHNSON CONTROLS | Singlezone Ducted, Centrally Ducted | 213297677 |  | HRCU-A-CB | HMH72B341 |  | XAFC30CXXN1+JMET12CS2N1+TXV |  |  |  | 10 | 18.5 | 8.5 | FALSE | FALSE | FALSE | 33800 | 26400 | 2.66 | 26400 | 2.66
213297674 |  | Live | Johnson Controls Inc. (York International Norman) | LUXAIRE | Singlezone Ducted, Centrally Ducted | 213297674 |  | HRCU-A-CB | HMH72B341 |  | XAFC30CXXN1+JMET12CS2N1+TXV |  |  |  | 10 | 18.5 | 8.5 | FALSE | FALSE | FALSE | 33800 | 26400 | 2.66 | 26400 | 2.66
213297673 |  | Live | Johnson Controls Inc. (York International Norman) | COLEMAN | Singlezone Ducted, Centrally Ducted | 213297673 |  | HRCU-A-CB | HMH72B341 |  | XAFC30CXXN1+JMET12CS2N1+TXV |  |  |  | 10 | 18.5 | 8.5 | FALSE | FALSE | FALSE | 33800 | 26400 | 2.66 | 26400 | 2.66
213296695 |  | Live | Johnson Controls Inc. (York International Norman) | YORK | Singlezone Ducted, Centrally Ducted | 213296695 |  | HRCU-A-CB | HMH72B341 |  | XAFC30CXXN1+JMET12CS2N1+TXV |  |  |  | 10 | 18.5 | 8.5 | FALSE | FALSE | FALSE | 33800 | 26400 | 2.66 | 26400 | 2.66
213297214 |  | Live | Johnson Controls Inc. (York International Norman) | LUXAIRE | Singlezone Ducted, Centrally Ducted | 213297214 |  | HRCU-A-CB | HMH72B341 |  | XAHC36DXXN1+JMET12CS2N1+TXV |  |  |  | 10 | 18 | 8.1 | FALSE | FALSE | FALSE | 33800 | 24600 | 2.52 | 24600 | 2.52
213297215 |  | Live | Johnson Controls Inc. (York International Norman) | FRASER-JOHNSTON | Singlezone Ducted, Centrally Ducted | 213297215 |  | HRCU-A-CB | HMH72B341 |  | XAHC36DXXN1+JMET12CS2N1+TXV |  |  |  | 10 | 18 | 8.1 | FALSE | FALSE | FALSE | 33800 | 24600 | 2.52 | 24600 | 2.52
213297213 |  | Live | Johnson Controls Inc. (York International Norman) | COLEMAN | Singlezone Ducted, Centrally Ducted | 213297213 |  | HRCU-A-CB | HMH72B341 |  | XAHC36DXXN1+JMET12CS2N1+TXV |  |  |  | 10 | 18 | 8.1 | FALSE | FALSE | FALSE | 33800 | 24600 | 2.52 | 24600 | 2.52
213297216 |  | Live | Johnson Controls Inc. (York International Norman) | CHAMPION HEATING AND COOLING | Singlezone Ducted, Centrally Ducted | 213297216 |  | HRCU-A-CB | HMH72B341 |  | XAHC36DXXN1+JMET12CS2N1+TXV |  |  |  | 10 | 18 | 8.1 | FALSE | FALSE | FALSE | 33800 | 24600 | 2.52 | 24600 | 2.52
213297217 |  | Live | Johnson Controls Inc. (York International Norman) | JOHNSON CONTROLS | Singlezone Ducted, Centrally Ducted | 213297217 |  | HRCU-A-CB | HMH72B341 |  | XAHC36DXXN1+JMET12CS2N1+TXV |  |  |  | 10 | 18 | 8.1 | FALSE | FALSE | FALSE | 33800 | 24600 | 2.52 | 24600 | 2.52
213296603 |  | Live | Johnson Controls Inc. (York International Norman) | YORK | Singlezone Ducted, Centrally Ducted | 213296603 |  | HRCU-A-CB | HMH72B341 |  | XAHC36DXXN1+JMET12CS2N1+TXV |  |  |  | 10 | 18 | 8.1 | FALSE | FALSE | FALSE | 33800 | 24600 | 2.52 | 24600 | 2.52
213297851 |  | Live | Johnson Controls Inc. (York International Norman) | CHAMPION HEATING AND COOLING | Singlezone Ducted, Centrally Ducted | 213297851 |  | HRCU-A-CB | HMH72B341 |  | XAFC36DXXN1+JMET12CS2N1+TXV |  |  |  | 10 | 18.5 | 8.5 | FALSE | FALSE | FALSE | 34000 | 25400 | 2.6 | 25400 | 2.6
213297852 |  | Live | Johnson Controls Inc. (York International Norman) | JOHNSON CONTROLS | Singlezone Ducted, Centrally Ducted | 213297852 |  | HRCU-A-CB | HMH72B341 |  | XAFC36DXXN1+JMET12CS2N1+TXV |  |  |  | 10 | 18.5 | 8.5 | FALSE | FALSE | FALSE | 34000 | 25400 | 2.6 | 25400 | 2.6
213297850 |  | Live | Johnson Controls Inc. (York International Norman) | FRASER-JOHNSTON | Singlezone Ducted, Centrally Ducted | 213297850 |  | HRCU-A-CB | HMH72B341 |  | XAFC36DXXN1+JMET12CS2N1+TXV |  |  |  | 10 | 18.5 | 8.5 | FALSE | FALSE | FALSE | 34000 | 25400 | 2.6 | 25400 | 2.6
213297849 |  | Live | Johnson Controls Inc. (York International Norman) | LUXAIRE | Singlezone Ducted, Centrally Ducted | 213297849 |  | HRCU-A-CB | HMH72B341 |  | XAFC36DXXN1+JMET12CS2N1+TXV |  |  |  | 10 | 18.5 | 8.5 | FALSE | FALSE | FALSE | 34000 | 25400 | 2.6 | 25400 | 2.6
213297848 |  | Live | Johnson Controls Inc. (York International Norman) | COLEMAN | Singlezone Ducted, Centrally Ducted | 213297848 |  | HRCU-A-CB | HMH72B341 |  | XAFC36DXXN1+JMET12CS2N1+TXV |  |  |  | 10 | 18.5 | 8.5 | FALSE | FALSE | FALSE | 34000 | 25400 | 2.6 | 25400 | 2.6
213296730 |  | Live | Johnson Controls Inc. (York International Norman) | YORK | Singlezone Ducted, Centrally Ducted | 213296730 |  | HRCU-A-CB | HMH72B341 |  | XAFC36DXXN1+JMET12CS2N1+TXV |  |  |  | 10 | 18.5 | 8.5 | FALSE | FALSE | FALSE | 34000 | 25400 | 2.6 | 25400 | 2.6
213297209 |  | Live | Johnson Controls Inc. (York International Norman) | LUXAIRE | Singlezone Ducted, Centrally Ducted | 213297209 |  | HRCU-A-CB | HMH72B341 |  | XAHC30CXXN1+JMET12CS2N1+TXV |  |  |  | 10 | 18 | 8.5 | FALSE | FALSE | FALSE | 32800 | 26000 | 2.6 | 26000 | 2.6
213297212 |  | Live | Johnson Controls Inc. (York International Norman) | JOHNSON CONTROLS | Singlezone Ducted, Centrally Ducted | 213297212 |  | HRCU-A-CB | HMH72B341 |  | XAHC30CXXN1+JMET12CS2N1+TXV |  |  |  | 10 | 18 | 8.5 | FALSE | FALSE | FALSE | 32800 | 26000 | 2.6 | 26000 | 2.6
213297210 |  | Live | Johnson Controls Inc. (York International Norman) | FRASER-JOHNSTON | Singlezone Ducted, Centrally Ducted | 213297210 |  | HRCU-A-CB | HMH72B341 |  | XAHC30CXXN1+JMET12CS2N1+TXV |  |  |  | 10 | 18 | 8.5 | FALSE | FALSE | FALSE | 32800 | 26000 | 2.6 | 26000 | 2.6
213297211 |  | Live | Johnson Controls Inc. (York International Norman) | CHAMPION HEATING AND COOLING | Singlezone Ducted, Centrally Ducted | 213297211 |  | HRCU-A-CB | HMH72B341 |  | XAHC30CXXN1+JMET12CS2N1+TXV |  |  |  | 10 | 18 | 8.5 | FALSE | FALSE | FALSE | 32800 | 26000 | 2.6 | 26000 | 2.6
213297208 |  | Live | Johnson Controls Inc. (York International Norman) | COLEMAN | Singlezone Ducted, Centrally Ducted | 213297208 |  | HRCU-A-CB | HMH72B341 |  | XAHC30CXXN1+JMET12CS2N1+TXV |  |  |  | 10 | 18 | 8.5 | FALSE | FALSE | FALSE | 32800 | 26000 | 2.6 | 26000 | 2.6
213296602 |  | Live | Johnson Controls Inc. (York International Norman) | YORK | Singlezone Ducted, Centrally Ducted | 213296602 |  | HRCU-A-CB | HMH72B341 |  | XAHC30CXXN1+JMET12CS2N1+TXV |  |  |  | 10 | 18 | 8.5 | FALSE | FALSE | FALSE | 32800 | 26000 | 2.6 | 26000 | 2.6
210440095 |  | Live | Johnson Controls Inc. (York International Norman) | COLEMAN | Singlezone Ducted, Centrally Ducted | 210440095 |  | HRCU-A-CB | HMH72B481 |  | XAHD60JBCN1+JMVT20DC2N1 | 10 | 18 | 9.3 | 9.5 | 17.5 | 7.8 | FALSE | FALSE | FALSE | 45500 | 29800 | 2.44 | 29800 | 2.44
210440156 |  | Live | Johnson Controls Inc. (York International Norman) | CHAMPION HEATING AND COOLING | Singlezone Ducted, Centrally Ducted | 210440156 |  | HRCU-A-CB | HMH72B481 |  | XAHD60JBCN1+JMVT20DC2N1 | 10 | 18 | 9.3 | 9.5 | 17.5 | 7.8 | FALSE | FALSE | FALSE | 45500 | 29800 | 2.44 | 29800 | 2.44
210440195 |  | Live | Johnson Controls Inc. (York International Norman) | LUXAIRE | Singlezone Ducted, Centrally Ducted | 210440195 |  | HRCU-A-CB | HMH72B481 |  | XAHD60JBCN1+JMVT20DC2N1 | 10 | 18 | 9.3 | 9.5 | 17.5 | 7.8 | FALSE | FALSE | FALSE | 45500 | 29800 | 2.44 | 29800 | 2.44
210440176 |  | Live | Johnson Controls Inc. (York International Norman) | FRASER-JOHNSTON | Singlezone Ducted, Centrally Ducted | 210440176 |  | HRCU-A-CB | HMH72B481 |  | XAHD60JBCN1+JMVT20DC2N1 | 10 | 18 | 9.3 | 9.5 | 17.5 | 7.8 | FALSE | FALSE | FALSE | 45500 | 29800 | 2.44 | 29800 | 2.44
210846004 |  | Live | Johnson Controls Inc. (York International Norman) | JOHNSON CONTROLS | Singlezone Ducted, Centrally Ducted | 210846004 |  | HRCU-A-CB | HMH72B481 |  | XAHD60JBCN1+JMVT20DC2N1 |  |  |  | 9.5 | 17.5 | 7.8 | FALSE | FALSE | FALSE | 45500 | 29800 | 2.44 | 29800 | 2.44
210440216 |  | Live | Johnson Controls Inc. (York International Norman) | YORK | Singlezone Ducted, Centrally Ducted | 210440216 |  | HRCU-A-CB | HMH72B481 |  | XAHD60JBCN1+JMVT20DC2N1 | 10 | 18 | 9.3 | 9.5 | 17.5 | 7.8 | FALSE | FALSE | FALSE | 45500 | 29800 | 2.44 | 29800 | 2.44
210440155 |  | Live | Johnson Controls Inc. (York International Norman) | LUXAIRE | Singlezone Ducted, Centrally Ducted | 210440155 |  | HRCU-A-CB | HMH72B481 |  | XAHD60JXXN1+JMVT20DC2N1+TXV | 10 | 18 | 9.3 | 9.5 | 17.5 | 7.8 | FALSE | FALSE | FALSE | 45500 | 29800 | 2.44 | 29800 | 2.44
210440135 |  | Live | Johnson Controls Inc. (York International Norman) | FRASER-JOHNSTON | Singlezone Ducted, Centrally Ducted | 210440135 |  | HRCU-A-CB | HMH72B481 |  | XAHD60JXXN1+JMVT20DC2N1+TXV | 10 | 18 | 9.3 | 9.5 | 17.5 | 7.8 | FALSE | FALSE | FALSE | 45500 | 29800 | 2.44 | 29800 | 2.44
210847314 |  | Live | Johnson Controls Inc. (York International Norman) | JOHNSON CONTROLS | Singlezone Ducted, Centrally Ducted | 210847314 |  | HRCU-A-CB | HMH72B481 |  | XAHD60JXXN1+JMVT20DC2N1+TXV |  |  |  | 9.5 | 17.5 | 7.8 | FALSE | FALSE | FALSE | 45500 | 29800 | 2.44 | 29800 | 2.44
210440115 |  | Live | Johnson Controls Inc. (York International Norman) | CHAMPION HEATING AND COOLING | Singlezone Ducted, Centrally Ducted | 210440115 |  | HRCU-A-CB | HMH72B481 |  | XAHD60JXXN1+JMVT20DC2N1+TXV | 10 | 18 | 9.3 | 9.5 | 17.5 | 7.8 | FALSE | FALSE | FALSE | 45500 | 29800 | 2.44 | 29800 | 2.44
210440175 |  | Live | Johnson Controls Inc. (York International Norman) | COLEMAN | Singlezone Ducted, Centrally Ducted | 210440175 |  | HRCU-A-CB | HMH72B481 |  | XAHD60JXXN1+JMVT20DC2N1+TXV | 10 | 18 | 9.3 | 9.5 | 17.5 | 7.8 | FALSE | FALSE | FALSE | 45500 | 29800 | 2.44 | 29800 | 2.44
210440215 |  | Live | Johnson Controls Inc. (York International Norman) | YORK | Singlezone Ducted, Centrally Ducted | 210440215 |  | HRCU-A-CB | HMH72B481 |  | XAHD60JXXN1+JMVT20DC2N1+TXV | 10 | 18 | 9.3 | 9.5 | 17.5 | 7.8 | FALSE | FALSE | FALSE | 45500 | 29800 | 2.44 | 29800 | 2.44
213297230 |  | Live | Johnson Controls Inc. (York International Norman) | FRASER-JOHNSTON | Singlezone Ducted, Centrally Ducted | 213297230 |  | HRCU-A-CB | HMH72B341 |  | XAUB30CXXN1+JMET12BS2N1+TXV |  |  |  | 10 | 18.5 | 8.5 | FALSE | FALSE | FALSE | 33200 | 26000 | 2.62 | 26000 | 2.62
213297231 |  | Live | Johnson Controls Inc. (York International Norman) | CHAMPION HEATING AND COOLING | Singlezone Ducted, Centrally Ducted | 213297231 |  | HRCU-A-CB | HMH72B341 |  | XAUB30CXXN1+JMET12BS2N1+TXV |  |  |  | 10 | 18.5 | 8.5 | FALSE | FALSE | FALSE | 33200 | 26000 | 2.62 | 26000 | 2.62
213297229 |  | Live | Johnson Controls Inc. (York International Norman) | LUXAIRE | Singlezone Ducted, Centrally Ducted | 213297229 |  | HRCU-A-CB | HMH72B341 |  | XAUB30CXXN1+JMET12BS2N1+TXV |  |  |  | 10 | 18.5 | 8.5 | FALSE | FALSE | FALSE | 33200 | 26000 | 2.62 | 26000 | 2.62
213297232 |  | Live | Johnson Controls Inc. (York International Norman) | JOHNSON CONTROLS | Singlezone Ducted, Centrally Ducted | 213297232 |  | HRCU-A-CB | HMH72B341 |  | XAUB30CXXN1+JMET12BS2N1+TXV |  |  |  | 10 | 18.5 | 8.5 | FALSE | FALSE | FALSE | 33200 | 26000 | 2.62 | 26000 | 2.62
213297228 |  | Live | Johnson Controls Inc. (York International Norman) | COLEMAN | Singlezone Ducted, Centrally Ducted | 213297228 |  | HRCU-A-CB | HMH72B341 |  | XAUB30CXXN1+JMET12BS2N1+TXV |  |  |  | 10 | 18.5 | 8.5 | FALSE | FALSE | FALSE | 33200 | 26000 | 2.62 | 26000 | 2.62
213296606 |  | Live | Johnson Controls Inc. (York International Norman) | YORK | Singlezone Ducted, Centrally Ducted | 213296606 |  | HRCU-A-CB | HMH72B341 |  | XAUB30CXXN1+JMET12BS2N1+TXV |  |  |  | 10 | 18.5 | 8.5 | FALSE | FALSE | FALSE | 33200 | 26000 | 2.62 | 26000 | 2.62
213297224 |  | Live | Johnson Controls Inc. (York International Norman) | LUXAIRE | Singlezone Ducted, Centrally Ducted | 213297224 |  | HRCU-A-CB | HMH72B341 |  | XAFB30CXXN1+JMET12BS2N1+TXV |  |  |  | 10 | 18.5 | 8.5 | FALSE | FALSE | FALSE | 33200 | 26000 | 2.62 | 26000 | 2.62
213297223 |  | Live | Johnson Controls Inc. (York International Norman) | COLEMAN | Singlezone Ducted, Centrally Ducted | 213297223 |  | HRCU-A-CB | HMH72B341 |  | XAFB30CXXN1+JMET12BS2N1+TXV |  |  |  | 10 | 18.5 | 8.5 | FALSE | FALSE | FALSE | 33200 | 26000 | 2.62 | 26000 | 2.62
213297225 |  | Live | Johnson Controls Inc. (York International Norman) | FRASER-JOHNSTON | Singlezone Ducted, Centrally Ducted | 213297225 |  | HRCU-A-CB | HMH72B341 |  | XAFB30CXXN1+JMET12BS2N1+TXV |  |  |  | 10 | 18.5 | 8.5 | FALSE | FALSE | FALSE | 33200 | 26000 | 2.62 | 26000 | 2.62
213297226 |  | Live | Johnson Controls Inc. (York International Norman) | CHAMPION HEATING AND COOLING | Singlezone Ducted, Centrally Ducted | 213297226 |  | HRCU-A-CB | HMH72B341 |  | XAFB30CXXN1+JMET12BS2N1+TXV |  |  |  | 10 | 18.5 | 8.5 | FALSE | FALSE | FALSE | 33200 | 26000 | 2.62 | 26000 | 2.62
213297227 |  | Live | Johnson Controls Inc. (York International Norman) | JOHNSON CONTROLS | Singlezone Ducted, Centrally Ducted | 213297227 |  | HRCU-A-CB | HMH72B341 |  | XAFB30CXXN1+JMET12BS2N1+TXV |  |  |  | 10 | 18.5 | 8.5 | FALSE | FALSE | FALSE | 33200 | 26000 | 2.62 | 26000 | 2.62
213296605 |  | Live | Johnson Controls Inc. (York International Norman) | YORK | Singlezone Ducted, Centrally Ducted | 213296605 |  | HRCU-A-CB | HMH72B341 |  | XAFB30CXXN1+JMET12BS2N1+TXV |  |  |  | 10 | 18.5 | 8.5 | FALSE | FALSE | FALSE | 33200 | 26000 | 2.62 | 26000 | 2.62
213343198 |  | Live | Johnson Controls Inc. (York International Norman) | LUXAIRE | Singlezone Ducted, Centrally Ducted | 213343198 |  | HRCU-A-CB | HMH72B341 |  | JHVTB24CXXC2N1+TXV |  |  |  | 10 | 18 | 8.5 | FALSE | FALSE | FALSE | 33000 | 25800 | 2.6 | 25800 | 2.6
213343202 |  | Live | Johnson Controls Inc. (York International Norman) | FRASER-JOHNSTON | Singlezone Ducted, Centrally Ducted | 213343202 |  | HRCU-A-CB | HMH72B341 |  | JHVTB24CXXC2N1+TXV |  |  |  | 10 | 18 | 8.5 | FALSE | FALSE | FALSE | 33000 | 25800 | 2.6 | 25800 | 2.6
213343193 |  | Live | Johnson Controls Inc. (York International Norman) | COLEMAN | Singlezone Ducted, Centrally Ducted | 213343193 |  | HRCU-A-CB | HMH72B341 |  | JHVTB24CXXC2N1+TXV |  |  |  | 10 | 18 | 8.5 | FALSE | FALSE | FALSE | 33000 | 25800 | 2.6 | 25800 | 2.6
213343200 |  | Live | Johnson Controls Inc. (York International Norman) | CHAMPION HEATING AND COOLING | Singlezone Ducted, Centrally Ducted | 213343200 |  | HRCU-A-CB | HMH72B341 |  | JHVTB24CXXC2N1+TXV |  |  |  | 10 | 18 | 8.5 | FALSE | FALSE | FALSE | 33000 | 25800 | 2.6 | 25800 | 2.6
213343217 |  | Live | Johnson Controls Inc. (York International Norman) | JOHNSON CONTROLS | Singlezone Ducted, Centrally Ducted | 213343217 |  | HRCU-A-CB | HMH72B341 |  | JHVTB24CXXC2N1+TXV |  |  |  | 10 | 18 | 8.5 | FALSE | FALSE | FALSE | 33000 | 25800 | 2.6 | 25800 | 2.6
213348171 |  | Live | Johnson Controls Inc. (York International Norman) | YORK | Singlezone Ducted, Centrally Ducted | 213348171 |  | HRCU-A-CB | HMH72B341 |  | JHVTB24CXXC2N1+TXV |  |  |  | 10 | 18 | 8.5 | FALSE | FALSE | FALSE | 33000 | 25800 | 2.6 | 25800 | 2.6
213343207 |  | Live | Johnson Controls Inc. (York International Norman) | FRASER-JOHNSTON | Singlezone Ducted, Centrally Ducted | 213343207 |  | HRCU-A-CB | HMH72B341 |  | JHETB30DXXS2N1+TXV |  |  |  | 10.5 | 18.5 | 8.5 | FALSE | FALSE | FALSE | 34000 | 24800 | 2.54 | 24800 | 2.54
213343219 |  | Live | Johnson Controls Inc. (York International Norman) | CHAMPION HEATING AND COOLING | Singlezone Ducted, Centrally Ducted | 213343219 |  | HRCU-A-CB | HMH72B341 |  | JHETB30DXXS2N1+TXV |  |  |  | 10.5 | 18.5 | 8.5 | FALSE | FALSE | FALSE | 34000 | 24800 | 2.54 | 24800 | 2.54
213343211 |  | Live | Johnson Controls Inc. (York International Norman) | COLEMAN | Singlezone Ducted, Centrally Ducted | 213343211 |  | HRCU-A-CB | HMH72B341 |  | JHETB30DXXS2N1+TXV |  |  |  | 10.5 | 18.5 | 8.5 | FALSE | FALSE | FALSE | 34000 | 24800 | 2.54 | 24800 | 2.54
213343220 |  | Live | Johnson Controls Inc. (York International Norman) | LUXAIRE | Singlezone Ducted, Centrally Ducted | 213343220 |  | HRCU-A-CB | HMH72B341 |  | JHETB30DXXS2N1+TXV |  |  |  | 10.5 | 18.5 | 8.5 | FALSE | FALSE | FALSE | 34000 | 24800 | 2.54 | 24800 | 2.54
213343215 |  | Live | Johnson Controls Inc. (York International Norman) | JOHNSON CONTROLS | Singlezone Ducted, Centrally Ducted | 213343215 |  | HRCU-A-CB | HMH72B341 |  | JHETB30DXXS2N1+TXV |  |  |  | 10.5 | 18.5 | 8.5 | FALSE | FALSE | FALSE | 34000 | 24800 | 2.54 | 24800 | 2.54
213348172 |  | Live | Johnson Controls Inc. (York International Norman) | YORK | Singlezone Ducted, Centrally Ducted | 213348172 |  | HRCU-A-CB | HMH72B341 |  | JHETB30DXXS2N1+TXV |  |  |  | 10.5 | 18.5 | 8.5 | FALSE | FALSE | FALSE | 34000 | 24800 | 2.54 | 24800 | 2.54
213343213 |  | Live | Johnson Controls Inc. (York International Norman) | JOHNSON CONTROLS | Singlezone Ducted, Centrally Ducted | 213343213 |  | HRCU-A-CB | HMH72B341 |  | JHETB24CXXS2N1+TXV |  |  |  | 10.5 | 18.5 | 8.5 | FALSE | FALSE | FALSE | 32600 | 25200 | 2.56 | 25200 | 2.56
213343204 |  | Live | Johnson Controls Inc. (York International Norman) | CHAMPION HEATING AND COOLING | Singlezone Ducted, Centrally Ducted | 213343204 |  | HRCU-A-CB | HMH72B341 |  | JHETB24CXXS2N1+TXV |  |  |  | 10.5 | 18.5 | 8.5 | FALSE | FALSE | FALSE | 32600 | 25200 | 2.56 | 25200 | 2.56
213343208 |  | Live | Johnson Controls Inc. (York International Norman) | FRASER-JOHNSTON | Singlezone Ducted, Centrally Ducted | 213343208 |  | HRCU-A-CB | HMH72B341 |  | JHETB24CXXS2N1+TXV |  |  |  | 10.5 | 18.5 | 8.5 | FALSE | FALSE | FALSE | 32600 | 25200 | 2.56 | 25200 | 2.56
213343222 |  | Live | Johnson Controls Inc. (York International Norman) | COLEMAN | Singlezone Ducted, Centrally Ducted | 213343222 |  | HRCU-A-CB | HMH72B341 |  | JHETB24CXXS2N1+TXV |  |  |  | 10.5 | 18.5 | 8.5 | FALSE | FALSE | FALSE | 32600 | 25200 | 2.56 | 25200 | 2.56
213343196 |  | Live | Johnson Controls Inc. (York International Norman) | LUXAIRE | Singlezone Ducted, Centrally Ducted | 213343196 |  | HRCU-A-CB | HMH72B341 |  | JHETB24CXXS2N1+TXV |  |  |  | 10.5 | 18.5 | 8.5 | FALSE | FALSE | FALSE | 32600 | 25200 | 2.56 | 25200 | 2.56
213298112 |  | Live | Johnson Controls Inc. (York International Norman) | JOHNSON CONTROLS | Singlezone Ducted, Centrally Ducted | 213298112 |  | HRCU-A-CB | HMH72B341 |  | XAUB36DXXN1+JMET12BS2N1+TXV |  |  |  | 10.5 | 18.5 | 8.5 | FALSE | FALSE | FALSE | 34000 | 25200 | 2.58 | 25200 | 2.58
213348173 |  | Live | Johnson Controls Inc. (York International Norman) | YORK | Singlezone Ducted, Centrally Ducted | 213348173 |  | HRCU-A-CB | HMH72B341 |  | JHETB24CXXS2N1+TXV |  |  |  | 10.5 | 18.5 | 8.5 | FALSE | FALSE | FALSE | 32600 | 25200 | 2.56 | 25200 | 2.56
213298110 |  | Live | Johnson Controls Inc. (York International Norman) | FRASER-JOHNSTON | Singlezone Ducted, Centrally Ducted | 213298110 |  | HRCU-A-CB | HMH72B341 |  | XAUB36DXXN1+JMET12BS2N1+TXV |  |  |  | 10.5 | 18.5 | 8.5 | FALSE | FALSE | FALSE | 34000 | 25200 | 2.58 | 25200 | 2.58
213298109 |  | Live | Johnson Controls Inc. (York International Norman) | LUXAIRE | Singlezone Ducted, Centrally Ducted | 213298109 |  | HRCU-A-CB | HMH72B341 |  | XAUB36DXXN1+JMET12BS2N1+TXV |  |  |  | 10.5 | 18.5 | 8.5 | FALSE | FALSE | FALSE | 34000 | 25200 | 2.58 | 25200 | 2.58
213298108 |  | Live | Johnson Controls Inc. (York International Norman) | COLEMAN | Singlezone Ducted, Centrally Ducted | 213298108 |  | HRCU-A-CB | HMH72B341 |  | XAUB36DXXN1+JMET12BS2N1+TXV |  |  |  | 10.5 | 18.5 | 8.5 | FALSE | FALSE | FALSE | 34000 | 25200 | 2.58 | 25200 | 2.58
210846052 |  | Live | Johnson Controls Inc. (York International Norman) | JOHNSON CONTROLS | Singlezone Ducted, Centrally Ducted | 210846052 |  | HRCU-A-CB | HMH72B481 |  | XAFD60JBCN1+JMET18DS2N1 |  |  |  | 9.5 | 17.5 | 7.8 | FALSE | FALSE | FALSE | 45000 | 29400 | 2.44 | 29400 | 2.44
210440190 |  | Live | Johnson Controls Inc. (York International Norman) | FRASER-JOHNSTON | Singlezone Ducted, Centrally Ducted | 210440190 |  | HRCU-A-CB | HMH72B481 |  | XAFD60JBCN1+JMET18DS2N1 | 10 | 18.5 | 9.5 | 9.5 | 17.5 | 7.8 | FALSE | FALSE | FALSE | 45000 | 29400 | 2.44 | 29400 | 2.44
210440109 |  | Live | Johnson Controls Inc. (York International Norman) | COLEMAN | Singlezone Ducted, Centrally Ducted | 210440109 |  | HRCU-A-CB | HMH72B481 |  | XAFD60JBCN1+JMET18DS2N1 | 10 | 18.5 | 9.5 | 9.5 | 17.5 | 7.8 | FALSE | FALSE | FALSE | 45000 | 29400 | 2.44 | 29400 | 2.44
210440209 |  | Live | Johnson Controls Inc. (York International Norman) | LUXAIRE | Singlezone Ducted, Centrally Ducted | 210440209 |  | HRCU-A-CB | HMH72B481 |  | XAFD60JBCN1+JMET18DS2N1 | 10 | 18.5 | 9.5 | 9.5 | 17.5 | 7.8 | FALSE | FALSE | FALSE | 45000 | 29400 | 2.44 | 29400 | 2.44
210440170 |  | Live | Johnson Controls Inc. (York International Norman) | CHAMPION HEATING AND COOLING | Singlezone Ducted, Centrally Ducted | 210440170 |  | HRCU-A-CB | HMH72B481 |  | XAFD60JBCN1+JMET18DS2N1 | 10 | 18.5 | 9.5 | 9.5 | 17.5 | 7.8 | FALSE | FALSE | FALSE | 45000 | 29400 | 2.44 | 29400 | 2.44
210440237 |  | Live | Johnson Controls Inc. (York International Norman) | YORK | Singlezone Ducted, Centrally Ducted | 210440237 |  | HRCU-A-CB | HMH72B481 |  | XAFD60JBCN1+JMET18DS2N1 | 10 | 18.5 | 9.5 | 9.5 | 17.5 | 7.8 | FALSE | FALSE | FALSE | 45000 | 29400 | 2.44 | 29400 | 2.44
210440189 |  | Live | Johnson Controls Inc. (York International Norman) | COLEMAN | Singlezone Ducted, Centrally Ducted | 210440189 |  | HRCU-A-CB | HMH72B481 |  | XAFD60JXXN1+JMET18DS2N1+TXV | 10 | 18.5 | 9.5 | 9.5 | 17.5 | 7.8 | FALSE | FALSE | FALSE | 45000 | 29400 | 2.44 | 29400 | 2.44
210440169 |  | Live | Johnson Controls Inc. (York International Norman) | LUXAIRE | Singlezone Ducted, Centrally Ducted | 210440169 |  | HRCU-A-CB | HMH72B481 |  | XAFD60JXXN1+JMET18DS2N1+TXV | 10 | 18.5 | 9.5 | 9.5 | 17.5 | 7.8 | FALSE | FALSE | FALSE | 45000 | 29400 | 2.44 | 29400 | 2.44
210847363 |  | Live | Johnson Controls Inc. (York International Norman) | JOHNSON CONTROLS | Singlezone Ducted, Centrally Ducted | 210847363 |  | HRCU-A-CB | HMH72B481 |  | XAFD60JXXN1+JMET18DS2N1+TXV |  |  |  | 9.5 | 17.5 | 7.8 | FALSE | FALSE | FALSE | 45000 | 29400 | 2.44 | 29400 | 2.44
210440149 |  | Live | Johnson Controls Inc. (York International Norman) | FRASER-JOHNSTON | Singlezone Ducted, Centrally Ducted | 210440149 |  | HRCU-A-CB | HMH72B481 |  | XAFD60JXXN1+JMET18DS2N1+TXV | 10 | 18.5 | 9.5 | 9.5 | 17.5 | 7.8 | FALSE | FALSE | FALSE | 45000 | 29400 | 2.44 | 29400 | 2.44
210440129 |  | Live | Johnson Controls Inc. (York International Norman) | CHAMPION HEATING AND COOLING | Singlezone Ducted, Centrally Ducted | 210440129 |  | HRCU-A-CB | HMH72B481 |  | XAFD60JXXN1+JMET18DS2N1+TXV | 10 | 18.5 | 9.5 | 9.5 | 17.5 | 7.8 | FALSE | FALSE | FALSE | 45000 | 29400 | 2.44 | 29400 | 2.44
210440236 |  | Live | Johnson Controls Inc. (York International Norman) | YORK | Singlezone Ducted, Centrally Ducted | 210440236 |  | HRCU-A-CB | HMH72B481 |  | XAFD60JXXN1+JMET18DS2N1+TXV | 10 | 18.5 | 9.5 | 9.5 | 17.5 | 7.8 | FALSE | FALSE | FALSE | 45000 | 29400 | 2.44 | 29400 | 2.44
213297425 |  | Live | Johnson Controls Inc. (York International Norman) | FRASER-JOHNSTON | Singlezone Ducted, Centrally Ducted | 213297425 |  | HRCU-A-CB | HMH72B341 |  | XAUB36DXXN1+JMVT12BC2N1+TXV |  |  |  | 10 | 18.5 | 8.5 | FALSE | FALSE | FALSE | 34000 | 25000 | 2.56 | 25000 | 2.56
213297424 |  | Live | Johnson Controls Inc. (York International Norman) | LUXAIRE | Singlezone Ducted, Centrally Ducted | 213297424 |  | HRCU-A-CB | HMH72B341 |  | XAUB36DXXN1+JMVT12BC2N1+TXV |  |  |  | 10 | 18.5 | 8.5 | FALSE | FALSE | FALSE | 34000 | 25000 | 2.56 | 25000 | 2.56
213297423 |  | Live | Johnson Controls Inc. (York International Norman) | COLEMAN | Singlezone Ducted, Centrally Ducted | 213297423 |  | HRCU-A-CB | HMH72B341 |  | XAUB36DXXN1+JMVT12BC2N1+TXV |  |  |  | 10 | 18.5 | 8.5 | FALSE | FALSE | FALSE | 34000 | 25000 | 2.56 | 25000 | 2.56
213297426 |  | Live | Johnson Controls Inc. (York International Norman) | CHAMPION HEATING AND COOLING | Singlezone Ducted, Centrally Ducted | 213297426 |  | HRCU-A-CB | HMH72B341 |  | XAUB36DXXN1+JMVT12BC2N1+TXV |  |  |  | 10 | 18.5 | 8.5 | FALSE | FALSE | FALSE | 34000 | 25000 | 2.56 | 25000 | 2.56
213297427 |  | Live | Johnson Controls Inc. (York International Norman) | JOHNSON CONTROLS | Singlezone Ducted, Centrally Ducted | 213297427 |  | HRCU-A-CB | HMH72B341 |  | XAUB36DXXN1+JMVT12BC2N1+TXV |  |  |  | 10 | 18.5 | 8.5 | FALSE | FALSE | FALSE | 34000 | 25000 | 2.56 | 25000 | 2.56
213296645 |  | Live | Johnson Controls Inc. (York International Norman) | YORK | Singlezone Ducted, Centrally Ducted | 213296645 |  | HRCU-A-CB | HMH72B341 |  | XAUB36DXXN1+JMVT12BC2N1+TXV |  |  |  | 10 | 18.5 | 8.5 | FALSE | FALSE | FALSE | 34000 | 25000 | 2.56 | 25000 | 2.56
213297415 |  | Live | Johnson Controls Inc. (York International Norman) | FRASER-JOHNSTON | Singlezone Ducted, Centrally Ducted | 213297415 |  | HRCU-A-CB | HMH72B341 |  | XAFB36DXXN1+JMVT12BC2N1+TXV |  |  |  | 10 | 18.5 | 8.5 | FALSE | FALSE | FALSE | 34000 | 25000 | 2.56 | 25000 | 2.56
213297416 |  | Live | Johnson Controls Inc. (York International Norman) | CHAMPION HEATING AND COOLING | Singlezone Ducted, Centrally Ducted | 213297416 |  | HRCU-A-CB | HMH72B341 |  | XAFB36DXXN1+JMVT12BC2N1+TXV |  |  |  | 10 | 18.5 | 8.5 | FALSE | FALSE | FALSE | 34000 | 25000 | 2.56 | 25000 | 2.56
213297413 |  | Live | Johnson Controls Inc. (York International Norman) | COLEMAN | Singlezone Ducted, Centrally Ducted | 213297413 |  | HRCU-A-CB | HMH72B341 |  | XAFB36DXXN1+JMVT12BC2N1+TXV |  |  |  | 10 | 18.5 | 8.5 | FALSE | FALSE | FALSE | 34000 | 25000 | 2.56 | 25000 | 2.56
213297417 |  | Live | Johnson Controls Inc. (York International Norman) | JOHNSON CONTROLS | Singlezone Ducted, Centrally Ducted | 213297417 |  | HRCU-A-CB | HMH72B341 |  | XAFB36DXXN1+JMVT12BC2N1+TXV |  |  |  | 10 | 18.5 | 8.5 | FALSE | FALSE | FALSE | 34000 | 25000 | 2.56 | 25000 | 2.56
213297414 |  | Live | Johnson Controls Inc. (York International Norman) | LUXAIRE | Singlezone Ducted, Centrally Ducted | 213297414 |  | HRCU-A-CB | HMH72B341 |  | XAFB36DXXN1+JMVT12BC2N1+TXV |  |  |  | 10 | 18.5 | 8.5 | FALSE | FALSE | FALSE | 34000 | 25000 | 2.56 | 25000 | 2.56
213296643 |  | Live | Johnson Controls Inc. (York International Norman) | YORK | Singlezone Ducted, Centrally Ducted | 213296643 |  | HRCU-A-CB | HMH72B341 |  | XAFB36DXXN1+JMVT12BC2N1+TXV |  |  |  | 10 | 18.5 | 8.5 | FALSE | FALSE | FALSE | 34000 | 25000 | 2.56 | 25000 | 2.56
213298093 |  | Live | Johnson Controls Inc. (York International Norman) | COLEMAN | Singlezone Ducted, Centrally Ducted | 213298093 |  | HRCU-A-CB | HMH72B341 |  | XAUB30CXXN1+JMVT12BC2N1+TXV |  |  |  | 10 | 18.5 | 8.5 | FALSE | FALSE | FALSE | 33400 | 26600 | 2.64 | 26600 | 2.64
213298096 |  | Live | Johnson Controls Inc. (York International Norman) | CHAMPION HEATING AND COOLING | Singlezone Ducted, Centrally Ducted | 213298096 |  | HRCU-A-CB | HMH72B341 |  | XAUB30CXXN1+JMVT12BC2N1+TXV |  |  |  | 10 | 18.5 | 8.5 | FALSE | FALSE | FALSE | 33400 | 26600 | 2.64 | 26600 | 2.64
213298097 |  | Live | Johnson Controls Inc. (York International Norman) | JOHNSON CONTROLS | Singlezone Ducted, Centrally Ducted | 213298097 |  | HRCU-A-CB | HMH72B341 |  | XAUB30CXXN1+JMVT12BC2N1+TXV |  |  |  | 10 | 18.5 | 8.5 | FALSE | FALSE | FALSE | 33400 | 26600 | 2.64 | 26600 | 2.64
213298095 |  | Live | Johnson Controls Inc. (York International Norman) | FRASER-JOHNSTON | Singlezone Ducted, Centrally Ducted | 213298095 |  | HRCU-A-CB | HMH72B341 |  | XAUB30CXXN1+JMVT12BC2N1+TXV |  |  |  | 10 | 18.5 | 8.5 | FALSE | FALSE | FALSE | 33400 | 26600 | 2.64 | 26600 | 2.64
213298094 |  | Live | Johnson Controls Inc. (York International Norman) | LUXAIRE | Singlezone Ducted, Centrally Ducted | 213298094 |  | HRCU-A-CB | HMH72B341 |  | XAUB30CXXN1+JMVT12BC2N1+TXV |  |  |  | 10 | 18.5 | 8.5 | FALSE | FALSE | FALSE | 33400 | 26600 | 2.64 | 26600 | 2.64
213296779 |  | Live | Johnson Controls Inc. (York International Norman) | YORK | Singlezone Ducted, Centrally Ducted | 213296779 |  | HRCU-A-CB | HMH72B341 |  | XAUB30CXXN1+JMVT12BC2N1+TXV |  |  |  | 10 | 18.5 | 8.5 | FALSE | FALSE | FALSE | 33400 | 26600 | 2.64 | 26600 | 2.64
213298089 |  | Live | Johnson Controls Inc. (York International Norman) | LUXAIRE | Singlezone Ducted, Centrally Ducted | 213298089 |  | HRCU-A-CB | HMH72B341 |  | XAFB30CXXN1+JMVT12BC2N1+TXV |  |  |  | 10 | 18.5 | 8.5 | FALSE | FALSE | FALSE | 33400 | 26600 | 2.64 | 26600 | 2.64
213298088 |  | Live | Johnson Controls Inc. (York International Norman) | COLEMAN | Singlezone Ducted, Centrally Ducted | 213298088 |  | HRCU-A-CB | HMH72B341 |  | XAFB30CXXN1+JMVT12BC2N1+TXV |  |  |  | 10 | 18.5 | 8.5 | FALSE | FALSE | FALSE | 33400 | 26600 | 2.64 | 26600 | 2.64
213298092 |  | Live | Johnson Controls Inc. (York International Norman) | JOHNSON CONTROLS | Singlezone Ducted, Centrally Ducted | 213298092 |  | HRCU-A-CB | HMH72B341 |  | XAFB30CXXN1+JMVT12BC2N1+TXV |  |  |  | 10 | 18.5 | 8.5 | FALSE | FALSE | FALSE | 33400 | 26600 | 2.64 | 26600 | 2.64
213298090 |  | Live | Johnson Controls Inc. (York International Norman) | FRASER-JOHNSTON | Singlezone Ducted, Centrally Ducted | 213298090 |  | HRCU-A-CB | HMH72B341 |  | XAFB30CXXN1+JMVT12BC2N1+TXV |  |  |  | 10 | 18.5 | 8.5 | FALSE | FALSE | FALSE | 33400 | 26600 | 2.64 | 26600 | 2.64
213298091 |  | Live | Johnson Controls Inc. (York International Norman) | CHAMPION HEATING AND COOLING | Singlezone Ducted, Centrally Ducted | 213298091 |  | HRCU-A-CB | HMH72B341 |  | XAFB30CXXN1+JMVT12BC2N1+TXV |  |  |  | 10 | 18.5 | 8.5 | FALSE | FALSE | FALSE | 33400 | 26600 | 2.64 | 26600 | 2.64
213296778 |  | Live | Johnson Controls Inc. (York International Norman) | YORK | Singlezone Ducted, Centrally Ducted | 213296778 |  | HRCU-A-CB | HMH72B341 |  | XAFB30CXXN1+JMVT12BC2N1+TXV |  |  |  | 10 | 18.5 | 8.5 | FALSE | FALSE | FALSE | 33400 | 26600 | 2.64 | 26600 | 2.64
211393652 |  | Live | Johnson Controls Inc. (York International Norman) | CHAMPION HEATING AND COOLING | Singlezone Ducted, Centrally Ducted | 211393652 |  | HRCU-A-CB | HMH72B341 |  | JHETB30DBAS2N1 |  |  |  | 10.5 | 18.5 | 8.5 | FALSE | FALSE | FALSE | 34000 | 24800 | 2.54 | 24800 | 2.54
211393649 |  | Live | Johnson Controls Inc. (York International Norman) | FRASER-JOHNSTON | Singlezone Ducted, Centrally Ducted | 211393649 |  | HRCU-A-CB | HMH72B341 |  | JHETB30DBAS2N1 |  |  |  | 10.5 | 18.5 | 8.5 | FALSE | FALSE | FALSE | 34000 | 24800 | 2.54 | 24800 | 2.54
211393646 |  | Live | Johnson Controls Inc. (York International Norman) | LUXAIRE | Singlezone Ducted, Centrally Ducted | 211393646 |  | HRCU-A-CB | HMH72B341 |  | JHETB30DBAS2N1 |  |  |  | 10.5 | 18.5 | 8.5 | FALSE | FALSE | FALSE | 34000 | 24800 | 2.54 | 24800 | 2.54
211393643 |  | Live | Johnson Controls Inc. (York International Norman) | COLEMAN | Singlezone Ducted, Centrally Ducted | 211393643 |  | HRCU-A-CB | HMH72B341 |  | JHETB30DBAS2N1 |  |  |  | 10.5 | 18.5 | 8.5 | FALSE | FALSE | FALSE | 34000 | 24800 | 2.54 | 24800 | 2.54
211393655 |  | Live | Johnson Controls Inc. (York International Norman) | JOHNSON CONTROLS | Singlezone Ducted, Centrally Ducted | 211393655 |  | HRCU-A-CB | HMH72B341 |  | JHETB30DBAS2N1 |  |  |  | 10.5 | 18.5 | 8.5 | FALSE | FALSE | FALSE | 34000 | 24800 | 2.54 | 24800 | 2.54
211378941 |  | Live | Johnson Controls Inc. (York International Norman) | YORK | Singlezone Ducted, Centrally Ducted | 211378941 |  | HRCU-A-CB | HMH72B341 |  | JHETB30DBAS2N1 |  |  |  | 10.5 | 18.5 | 8.5 | FALSE | FALSE | FALSE | 34000 | 24800 | 2.54 | 24800 | 2.54
213246054 |  | Live | RBL A/C INC. | SHARP | Singlezone Non-Ducted, Wall Placement | 213246054 |  | HRCU-A-CB-O | AE-X24ZU1 | Mini-Splits | AY-XP24ZU1 |  |  |  | 10 | 22 | 11 | FALSE | FALSE | TRUE | 22000 | 22400 | 2.34 | 22400 | 2.34
213246053 |  | Live | RBL A/C INC. | SHARP | Singlezone Non-Ducted, Wall Placement | 213246053 |  | HRCU-A-CB-O | AE-X18ZU1 | Mini-Splits | AY-XP18ZU1 |  |  |  | 13 | 24 | 11 | FALSE | TRUE | TRUE | 18000 | 22000 | 2.3 | 22000 | 2.3
213246052 |  | Live | RBL A/C INC. | SHARP | Singlezone Non-Ducted, Wall Placement | 213246052 |  | HRCU-A-CB-O | AE-X18ZHU1 | Mini-Splits | AY-XP18ZHU1 |  |  |  | 13 | 25 | 11.5 | TRUE | TRUE | TRUE | 18000 | 22600 | 2.28 | 22600 | 2.28
213156953 |  | Live | Midea Electric Trading | MULTI MFG | Singlezone Ducted, Centrally Ducted | 213156953 |  | HRCU-A-CB | HHS-30HD-A |  | 30MUC0-HP-A |  |  |  | 10 | 16.9 | 9 | FALSE | TRUE | FALSE | 30000 | 19600 | 2.4 | 30000 | 2
213156950 |  | Live | Midea Electric Trading | MDV | Singlezone Ducted, Centrally Ducted | 213156950 |  | HRCU-A-CB | MOD30U-30HFN1-MR0(X) |  | MVBE-30HWFN1-ML3E |  |  |  | 10 | 16.9 | 9 | FALSE | TRUE | FALSE | 30000 | 19600 | 2.4 | 30000 | 2
213249354 |  | Live | Lennox Industries | ADP | Singlezone Ducted, Centrally Ducted | 213249354 |  | HRCU-A-C | TU60-48WADU | Ducted Indoor Units | *E88960 |  |  |  | 9.5 | 15.2 | 8.5 | FALSE | FALSE | FALSE | 50500 | 34200 | 2.1 | 31400 | 2.5
213249353 |  | Live | Lennox Industries | ADP | Singlezone Ducted, Centrally Ducted | 213249353 |  | HRCU-A-C | TU60-48WADU | Ducted Indoor Units | *G52960 |  |  |  | 9.5 | 15.2 | 8.5 | FALSE | FALSE | FALSE | 50500 | 34200 | 2.1 | 31400 | 2.5
213249352 |  | Live | Lennox Industries | ADP | Singlezone Ducted, Centrally Ducted | 213249352 |  | HRCU-A-C | TU36-24WADU | Ducted Indoor Units | *E34936 |  |  |  | 9 | 15.2 | 8.5 | FALSE | FALSE | FALSE | 31600 | 21000 | 2.1 | 24000 | 2.31
213249351 |  | Live | Lennox Industries | ADP | Singlezone Ducted, Centrally Ducted | 213249351 |  | HRCU-A-C | TU36-24WADU | Ducted Indoor Units | *G34936 |  |  |  | 9 | 15.2 | 8.5 | FALSE | FALSE | FALSE | 31600 | 21000 | 2.1 | 24000 | 2.31
213249350 |  | Live | Lennox Industries | ADP | Singlezone Ducted, Centrally Ducted | 213249350 |  | HRCU-A-C | TU36-24WADU | Ducted Indoor Units | *E7J936+TD |  |  |  | 10.5 | 15.2 | 8.4 | FALSE | FALSE | TRUE | 22200 | 14000 | 2.1 | 24000 | 2.31
213249349 |  | Live | Lennox Industries | ADP | Singlezone Ducted, Centrally Ducted | 213249349 |  | HRCU-A-C | TU36-24WADU | Ducted Indoor Units | *E32936+TD |  |  |  | 10.5 | 15 | 8.3 | FALSE | FALSE | FALSE | 22000 | 14000 | 2.1 | 24000 | 2.31
213249234 |  | Live | Lennox Industries | ADP | Singlezone Ducted, Centrally Ducted | 213249234 |  | HRCU-A-C | A-KCD30SA-1 | Ducted Indoor Units | HG8J936+TD |  |  |  | 10.5 | 15.2 | 9.5 | FALSE | FALSE | FALSE | 29800 | 21600 | 2.1 | 30000 | 2.2
213249233 |  | Live | Lennox Industries | ADP | Singlezone Ducted, Centrally Ducted | 213249233 |  | HRCU-A-C | A-KCD30SA-1 | Ducted Indoor Units | HG33936+TD |  |  |  | 10 | 15.2 | 9.35 | FALSE | FALSE | FALSE | 29400 | 21600 | 2.1 | 30000 | 2.2
213249232 |  | Live | Lennox Industries | ADP | Singlezone Ducted, Centrally Ducted | 213249232 |  | HRCU-A-C | DIRM-30MAGICPRO20-OU | Ducted Indoor Units | HG33936+TD |  |  |  | 10 | 15.2 | 9.35 | FALSE | FALSE | TRUE | 29400 | 21600 | 2.1 | 26000 | 2.28
213249114 |  | Live | Lennox Industries | ADP | Singlezone Ducted, Centrally Ducted | 213249114 |  | HRCU-A-C | TU60-48WADU | Ducted Indoor Units | *E88960+TD |  |  |  | 10 | 15.2 | 8.5 | FALSE | FALSE | TRUE | 47000 | 30200 | 2.1 | 31400 | 2.5
213249113 |  | Live | Lennox Industries | ADP | Singlezone Ducted, Centrally Ducted | 213249113 |  | HRCU-A-C | TU60-48WADU | Ducted Indoor Units | *G52960+TD |  |  |  | 10 | 15.2 | 8.5 | FALSE | FALSE | TRUE | 47000 | 30200 | 2.1 | 31400 | 2.5
213249112 |  | Live | Lennox Industries | ADP | Singlezone Ducted, Centrally Ducted | 213249112 |  | HRCU-A-C | TU36-24WADU | Ducted Indoor Units | *G34936+TD |  |  |  | 11 | 15.2 | 8.5 | FALSE | FALSE | TRUE | 22800 | 14000 | 2.1 | 24000 | 2.31
213249111 |  | Live | Lennox Industries | ADP | Singlezone Ducted, Centrally Ducted | 213249111 |  | HRCU-A-C | TU36-24WADU | Ducted Indoor Units | *E34936+TD |  |  |  | 11 | 15.2 | 8.5 | FALSE | FALSE | TRUE | 22800 | 14000 | 2.1 | 24000 | 2.31
213249110 |  | Live | Lennox Industries | ADP | Singlezone Ducted, Centrally Ducted | 213249110 |  | HRCU-A-C | TU36-24WADU | Ducted Indoor Units | *G33936+TD |  |  |  | 10.5 | 15.2 | 8.4 | FALSE | FALSE | TRUE | 22400 | 14000 | 2.1 | 24000 | 2.31
204276540 |  | Live | Mitsubishi Electric Trane | TRANE / MITSUBISHI ELECTRIC | Singlezone Non-Ducted, Ceiling Placement | 204276540 |  | HRCU-A-CB-O | TRUZH0241HA00NA | Mini-Splits | TPLA0A0241EA70A | 14 | 21.5 | 12 |  |  |  | FALSE | FALSE | FALSE | 24000 | 17300 | 3.09 | 26000 | 2.54
212614864 |  | Live | Daikin North America, LLC | DAIKIN | Singlezone Ducted, Centrally Ducted | 212614864 |  | HRCU-A-CB | DZ6VSA241EA* | Ducted Indoor Units | DFVE36CP1400A* |  |  |  | 10 | 17 | 8.6 | FALSE | TRUE | TRUE | 23000 | 16000 | 2.65 | 19700 | 2.26
212614872 |  | Live | Daikin North America, LLC | DAIKIN | Singlezone Ducted, Centrally Ducted | 212614872 |  | HRCU-A-CB | DZ6VSA241EA* | Ducted Indoor Units | DFVE36CP0400A* |  |  |  | 10 | 17 | 8.6 | FALSE | TRUE | TRUE | 23000 | 16000 | 2.65 | 19700 | 2.26
212614873 |  | Live | Daikin North America, LLC | DAIKIN | Singlezone Ducted, Centrally Ducted | 212614873 |  | HRCU-A-CB | DZ6VSA241EA* | Ducted Indoor Units | CA*EA2422*4A*+MBVC1200**-1A* |  |  |  | 10 | 17 | 8.6 | FALSE | TRUE | TRUE | 23000 | 16000 | 2.65 | 19400 | 2
212614874 |  | Live | Daikin North America, LLC | DAIKIN | Singlezone Ducted, Centrally Ducted | 212614874 |  | HRCU-A-CB | DZ6VSA241EA* | Ducted Indoor Units | CA*EA2422*4A*+MBVC1600**-1A* |  |  |  | 10 | 17 | 8.6 | FALSE | TRUE | TRUE | 23000 | 16000 | 2.65 | 19400 | 2
212614894 |  | Live | Daikin North America, LLC | DAIKIN | Singlezone Ducted, Centrally Ducted | 212614894 |  | HRCU-A-CB | DZ6VSA241EA* | Ducted Indoor Units | CA*EA3026*4A*+MBVC1200**-1A* |  |  |  | 10 | 17 | 8.6 | FALSE | TRUE | TRUE | 23000 | 16000 | 2.65 | 19400 | 2
212614895 |  | Live | Daikin North America, LLC | DAIKIN | Singlezone Ducted, Centrally Ducted | 212614895 |  | HRCU-A-CB | DZ6VSA241EA* | Ducted Indoor Units | CA*EA3026*4A*+MBVC1600**-1A* |  |  |  | 10 | 17 | 8.6 | FALSE | TRUE | TRUE | 23000 | 16000 | 2.65 | 19400 | 2
212614868 |  | Live | Daikin North America, LLC | AMANA | Singlezone Ducted, Centrally Ducted | 212614868 |  | HRCU-A-CB | ASZS60241EA* | Ducted Indoor Units | AHVE36CP1400A* |  |  |  | 10 | 17 | 8.6 | FALSE | TRUE | TRUE | 23000 | 16000 | 2.65 | 19700 | 2.26
212614943 |  | Live | Daikin North America, LLC | AMANA | Singlezone Ducted, Centrally Ducted | 212614943 |  | HRCU-A-CB | ASZS60241EA* | Ducted Indoor Units | AHVE36CP0400A* |  |  |  | 10 | 17 | 8.6 | FALSE | TRUE | TRUE | 23000 | 16000 | 2.65 | 19700 | 2.26
212614944 |  | Live | Daikin North America, LLC | AMANA | Singlezone Ducted, Centrally Ducted | 212614944 |  | HRCU-A-CB | ASZS60241EA* | Ducted Indoor Units | CA*EA2422*4A*+MBVC1200**-1A* |  |  |  | 10 | 17 | 8.6 | FALSE | TRUE | TRUE | 23000 | 16000 | 2.65 | 19400 | 2
212614945 |  | Live | Daikin North America, LLC | AMANA | Singlezone Ducted, Centrally Ducted | 212614945 |  | HRCU-A-CB | ASZS60241EA* | Ducted Indoor Units | CA*EA2422*4A*+MBVC1600**-1A* |  |  |  | 10 | 17 | 8.6 | FALSE | TRUE | TRUE | 23000 | 16000 | 2.65 | 19400 | 2
212614965 |  | Live | Daikin North America, LLC | AMANA | Singlezone Ducted, Centrally Ducted | 212614965 |  | HRCU-A-CB | ASZS60241EA* | Ducted Indoor Units | CA*EA3026*4A*+MBVC1200**-1A* |  |  |  | 10 | 17 | 8.6 | FALSE | TRUE | TRUE | 23000 | 16000 | 2.65 | 19400 | 2
212614966 |  | Live | Daikin North America, LLC | AMANA | Singlezone Ducted, Centrally Ducted | 212614966 |  | HRCU-A-CB | ASZS60241EA* | Ducted Indoor Units | CA*EA3026*4A*+MBVC1600**-1A* |  |  |  | 10 | 17 | 8.6 | FALSE | TRUE | TRUE | 23000 | 16000 | 2.65 | 19400 | 2
209818205 |  | Live | Mitsubishi Electric Trane | MITSUBISHI ELECTRIC | Singlezone Non-Ducted, Wall Placement | 209818205 |  | HRCU-A-CB-O | MUZ-GS36NA2*** | Mini-Splits | MSZ-GS36NA2*** |  |  |  | 8.8 | 18.4 | 8.5 | FALSE | FALSE | FALSE | 33200 | 21600 | 2.29 | 22800 | 2.29
209818204 |  | Live | Mitsubishi Electric Trane | MITSUBISHI ELECTRIC | Singlezone Non-Ducted, Wall Placement | 209818204 |  | HRCU-A-CB-O | MUZ-GS30NA2*** | Mini-Splits | MSZ-GS30NA2*** |  |  |  | 9.2 | 19.1 | 8.9 | FALSE | FALSE | FALSE | 30600 | 20000 | 2.34 | 20800 | 2.34
213255774 |  | Live | Lennox Industries | GE | Singlezone Ducted, Centrally Ducted | 213255774 |  | HRCU-A-CB | NS18H60MA4-** | Ducted Indoor Units | NAM60V2TA4 |  |  |  | 10.4 | 17.1 | 8.5 | FALSE | FALSE | TRUE | 57000 | 38500 | 2.31 | 38500 | 2.31
213255775 |  | Live | Lennox Industries | GE | Singlezone Ducted, Centrally Ducted | 213255775 |  | HRCU-A-CB | NS18H60MA4-** | Ducted Indoor Units | NAM48V2TA4 |  |  |  | 11.5 | 18 | 8.1 | FALSE | FALSE | TRUE | 46000 | 32800 | 2.31 | 32800 | 2.31
213255773 |  | Live | Lennox Industries | GE | Singlezone Ducted, Centrally Ducted | 213255773 |  | HRCU-A-CB | NS18H36MA4-** | Ducted Indoor Units | NAM42V2TA4 |  |  |  | 11 | 18 | 8.5 | FALSE | FALSE | TRUE | 34600 | 22400 | 2.48 | 22400 | 2.48
213255778 |  | Live | Lennox Industries | GE | Singlezone Ducted, Centrally Ducted | 213255778 |  | HRCU-A-CB | NS18H36MA4-** | Ducted Indoor Units | NAM36V2TA4 |  |  |  | 11.7 | 19 | 8.5 | TRUE | FALSE | TRUE | 33600 | 22600 | 2.46 | 22600 | 2.46
213255777 |  | Live | Lennox Industries | GE | Singlezone Ducted, Centrally Ducted | 213255777 |  | HRCU-A-CB | NS18H36MA4-** | Ducted Indoor Units | NAM30V2TA4 |  |  |  | 12.3 | 19 | 8.5 | TRUE | FALSE | TRUE | 23200 | 16000 | 3.01 | 16000 | 3.01
213255776 |  | Live | Lennox Industries | GE | Singlezone Ducted, Centrally Ducted | 213255776 |  | HRCU-A-CB | NS18H36MA4-** | Ducted Indoor Units | NAM24V2TA4 |  |  |  | 12.3 | 19 | 8.5 | TRUE | FALSE | TRUE | 23000 | 15200 | 2.67 | 15200 | 2.67
204456308 |  | Live | Carrier | KENMORE | Singlezone Ducted, Centrally Ducted | 204456308 |  | HRCU-A-CB | (C,H,T)VH825GKA2*+TSTAT |  | FVM4X48***L | 12 | 16.5 | 8.8 | 11.7 | 15.5 | 7.8 | TRUE | FALSE | FALSE | 24600 | 20200 | 2.52 | 20200 | 2.52
206775009 |  | Live | Carrier | BRYANT HEATING AND COOLING SYSTEMS | Singlezone Ducted, Centrally Ducted | 206775009 |  | HRCU-A-CB | 288BNV060*0**B*+TSTAT |  | FV4CNB006L | 9 | 15 | 8.8 | 9.5 | 14.5 | 8 | FALSE | FALSE | FALSE | 56500 | 44500 | 2.46 | 44500 | 2.46
10464077 |  | Live | Carrier | BRYANT HEATING AND COOLING SYSTEMS | Singlezone Ducted, Centrally Ducted | 10464077 |  | HRCU-A-CB | 288BNV060*0**A*+TSTAT |  | FV4CNB006L | 9 | 15 | 8.8 | 9.5 | 14.5 | 8 | FALSE | FALSE | FALSE | 56500 | 44500 | 2.46 | 44500 | 2.46
206773687 |  | Live | Carrier | BRYANT HEATING AND COOLING SYSTEMS | Singlezone Ducted, Centrally Ducted | 206773687 |  | HRCU-A-CB | 288BNV048*0**B*+TSTAT |  | FV4CN(B,F)005L | 11 | 16 | 8.8 | 10.5 | 16 | 7.7 | FALSE | FALSE | FALSE | 46000 | 31800 | 2.32 | 31800 | 2.32
206765350 |  | Live | Carrier | BRYANT HEATING AND COOLING SYSTEMS | Singlezone Ducted, Centrally Ducted | 206765350 |  | HRCU-A-CB | 288BNV025*0**C*+TSTAT |  | FV4CN(B,F)005L | 12 | 16.5 | 8.8 | 11.7 | 15.5 | 7.8 | FALSE | FALSE | FALSE | 24600 | 20200 | 2.52 | 20200 | 2.52
211594474 |  | Live | ECOER INC. | ECOER | Singlezone Ducted, Centrally Ducted | 211594474 |  | HRCU-A-CB | ESCA16H-60 |  | EAHAEC-60 | 9 | 16.4 | 10.5 | 8.8 | 15.3 | 9.4 | FALSE | TRUE | FALSE | 55000 | 42000 | 2.6 | 52500 | 2.3
202110527 |  | Live | ECOER INC. | ECOER | Singlezone Ducted, Centrally Ducted | 202110527 |  | HRCU-A-CB | EODA18H-4860 |  | EAHATN-60 | 10 | 17 | 9.5 | 10 | 15.5 | 8.5 | FALSE | TRUE | TRUE | 54000 | 35600 | 2.4 | 40000 | 2.16
204456301 |  | Live | Carrier | BRYANT HEATING AND COOLING SYSTEMS | Singlezone Ducted, Centrally Ducted | 204456301 |  | HRCU-A-CB | 288BNV025*0**B*+TSTAT |  | FV4CN(B,F)005L | 12 | 16.5 | 8.8 | 11.7 | 15.5 | 7.8 | TRUE | FALSE | FALSE | 24600 | 20200 | 2.52 | 20200 | 2.52
206765313 |  | Live | Carrier | CARRIER | Singlezone Ducted, Centrally Ducted | 206765313 |  | HRCU-A-CB | 25VNA860A*031*+TSTAT |  | FV4CNB006L | 9 | 15 | 8.8 | 9.5 | 14.5 | 8 | FALSE | FALSE | FALSE | 56500 | 44500 | 2.46 | 44500 | 2.46
10461080 |  | Live | Carrier | CARRIER | Singlezone Ducted, Centrally Ducted | 10461080 |  | HRCU-A-CB | 25VNA860A*030*+TSTAT |  | FV4CNB006L | 9 | 15 | 8.8 | 9.5 | 14.5 | 8 | FALSE | FALSE | FALSE | 56500 | 44500 | 2.46 | 44500 | 2.46
206765167 |  | Live | Carrier | CARRIER | Singlezone Ducted, Centrally Ducted | 206765167 |  | HRCU-A-CB | 25VNA848A*031*+TSTAT |  | FV4CN(B,F)005L | 11 | 16 | 8.8 | 10.5 | 16 | 7.7 | FALSE | FALSE | FALSE | 46000 | 31800 | 2.32 | 31800 | 2.32
213164338 |  | Live | Gree | ACD | Singlezone Ducted, Centrally Ducted | 213164338 |  | HRCU-A-C | FXD-ACD36 |  | GCAT24F/NAA |  |  |  | 11 | 15.2 | 8.5 | FALSE | FALSE | TRUE | 23000 | 15000 | 1.88 | 17600 | 2.08
212615008 |  | Live | Daikin Comfort Technologies | AMANA | Singlezone Ducted, Centrally Ducted | 212615008 |  | HRCU-A-CB | ASZS60481EA* | Ducted Indoor Units | CA*EA6030*4A*+MBVC2000**-1A* |  |  |  | 10 | 17 | 8.6 | FALSE | TRUE | TRUE | 44000 | 28000 | 2.67 | 38500 | 1.99
212615007 |  | Live | Daikin Comfort Technologies | AMANA | Singlezone Ducted, Centrally Ducted | 212615007 |  | HRCU-A-CB | ASZS60481EA* | Ducted Indoor Units | AHVE60DP0400A* |  |  |  | 10 | 17 | 8.6 | FALSE | TRUE | TRUE | 44000 | 28000 | 2.67 | 38500 | 2.24
212614871 |  | Live | Daikin Comfort Technologies | AMANA | Singlezone Ducted, Centrally Ducted | 212614871 |  | HRCU-A-CB | ASZS60481EA* | Ducted Indoor Units | AHVE60DP1400A* |  |  |  | 10 | 17 | 8.6 | FALSE | TRUE | TRUE | 44000 | 28000 | 2.67 | 38500 | 2.24
212615004 |  | Live | Daikin Comfort Technologies | AMANA | Singlezone Ducted, Centrally Ducted | 212615004 |  | HRCU-A-CB | ASZS60421EA* | Ducted Indoor Units | CA*EA6030*4A*+MBVC2000**-1A* |  |  |  | 10 | 17 | 8.6 | FALSE | TRUE | TRUE | 40000 | 28000 | 2.67 | 37800 | 2
212615003 |  | Live | Daikin Comfort Technologies | AMANA | Singlezone Ducted, Centrally Ducted | 212615003 |  | HRCU-A-CB | ASZS60421EA* | Ducted Indoor Units | AHVE60DP0400A* |  |  |  | 10 | 17 | 8.6 | FALSE | TRUE | TRUE | 40000 | 28000 | 2.67 | 38000 | 2.25
212614870 |  | Live | Daikin Comfort Technologies | AMANA | Singlezone Ducted, Centrally Ducted | 212614870 |  | HRCU-A-CB | ASZS60421EA* | Ducted Indoor Units | AHVE60DP1400A* |  |  |  | 10 | 17 | 8.6 | FALSE | TRUE | TRUE | 40000 | 28000 | 2.67 | 38000 | 2.25
212928696 |  | Live | Daikin Comfort Technologies | AMANA | Singlezone Ducted, Centrally Ducted | 212928696 |  | HRCU-A-CB | ASZS60361EA* | Ducted Indoor Units | AHVE42CP1400A* |  |  |  | 10 | 17.5 | 8.6 | FALSE | TRUE | TRUE | 34200 | 23000 | 2.59 | 36800 | 1.99
212928697 |  | Live | Daikin Comfort Technologies | AMANA | Singlezone Ducted, Centrally Ducted | 212928697 |  | HRCU-A-CB | ASZS60361EA* | Ducted Indoor Units | AHVE42CP0400A* |  |  |  | 10 | 17.5 | 8.6 | FALSE | TRUE | TRUE | 34200 | 23000 | 2.59 | 36800 | 1.99
212614990 |  | Live | Daikin Comfort Technologies | AMANA | Singlezone Ducted, Centrally Ducted | 212614990 |  | HRCU-A-CB | ASZS60361EA* | Ducted Indoor Units | CA*EA4830*4A*+MBVC1600**-1A* |  |  |  | 10 | 17.5 | 8.6 | FALSE | TRUE | TRUE | 34200 | 23000 | 2.59 | 36800 | 1.99
212614989 |  | Live | Daikin Comfort Technologies | AMANA | Singlezone Ducted, Centrally Ducted | 212614989 |  | HRCU-A-CB | ASZS60361EA* | Ducted Indoor Units | CA*EA6030*4A*+MBVC2000**-1A* |  |  |  | 10 | 17.5 | 8.6 | FALSE | TRUE | TRUE | 34200 | 23000 | 2.59 | 36800 | 1.99
212614988 |  | Live | Daikin Comfort Technologies | AMANA | Singlezone Ducted, Centrally Ducted | 212614988 |  | HRCU-A-CB | ASZS60361EA* | Ducted Indoor Units | AHVE48DP0400A* |  |  |  | 10 | 17.5 | 8.6 | FALSE | TRUE | TRUE | 34200 | 23000 | 2.59 | 37000 | 2.25
212614987 |  | Live | Daikin Comfort Technologies | AMANA | Singlezone Ducted, Centrally Ducted | 212614987 |  | HRCU-A-CB | ASZS60361EA* | Ducted Indoor Units | AHVE60DP0400A* |  |  |  | 10 | 17.5 | 8.6 | FALSE | TRUE | TRUE | 34200 | 23000 | 2.59 | 36800 | 1.99
212614986 |  | Live | Daikin Comfort Technologies | AMANA | Singlezone Ducted, Centrally Ducted | 212614986 |  | HRCU-A-CB | ASZS60361EA* | Ducted Indoor Units | AHVE60DP1400A* |  |  |  | 10 | 17.5 | 8.6 | FALSE | TRUE | TRUE | 34200 | 23000 | 2.59 | 36800 | 1.99
212614869 |  | Live | Daikin Comfort Technologies | AMANA | Singlezone Ducted, Centrally Ducted | 212614869 |  | HRCU-A-CB | ASZS60361EA* | Ducted Indoor Units | AHVE48DP1400A* |  |  |  | 10 | 17.5 | 8.6 | FALSE | TRUE | TRUE | 34200 | 23000 | 2.59 | 37000 | 2.25
212614939 |  | Live | Daikin Comfort Technologies | DAIKIN | Singlezone Ducted, Centrally Ducted | 212614939 |  | HRCU-A-CB | DZ6VSA481EA* | Ducted Indoor Units | CA*EA6030*4A*+MBVC2000**-1A* |  |  |  | 10 | 17 | 8.6 | FALSE | TRUE | TRUE | 44000 | 28000 | 2.67 | 38500 | 1.99
212614938 |  | Live | Daikin Comfort Technologies | DAIKIN | Singlezone Ducted, Centrally Ducted | 212614938 |  | HRCU-A-CB | DZ6VSA481EA* | Ducted Indoor Units | DFVE60DP0400A* |  |  |  | 10 | 17 | 8.6 | FALSE | TRUE | TRUE | 44000 | 28000 | 2.67 | 38500 | 2.24
212614867 |  | Live | Daikin Comfort Technologies | DAIKIN | Singlezone Ducted, Centrally Ducted | 212614867 |  | HRCU-A-CB | DZ6VSA481EA* | Ducted Indoor Units | DFVE60DP1400A* |  |  |  | 10 | 17 | 8.6 | FALSE | TRUE | TRUE | 44000 | 28000 | 2.67 | 38500 | 2.24
212614934 |  | Live | Daikin Comfort Technologies | DAIKIN | Singlezone Ducted, Centrally Ducted | 212614934 |  | HRCU-A-CB | DZ6VSA421EA* | Ducted Indoor Units | CA*EA6030*4A*+MBVC2000**-1A* |  |  |  | 10 | 17 | 8.6 | FALSE | TRUE | TRUE | 40000 | 28000 | 2.67 | 37800 | 2
212614933 |  | Live | Daikin Comfort Technologies | DAIKIN | Singlezone Ducted, Centrally Ducted | 212614933 |  | HRCU-A-CB | DZ6VSA421EA* | Ducted Indoor Units | DFVE60DP0400A* |  |  |  | 10 | 17 | 8.6 | FALSE | TRUE | TRUE | 40000 | 28000 | 2.67 | 38000 | 2.25
212614866 |  | Live | Daikin Comfort Technologies | DAIKIN | Singlezone Ducted, Centrally Ducted | 212614866 |  | HRCU-A-CB | DZ6VSA421EA* | Ducted Indoor Units | DFVE60DP1400A* |  |  |  | 10 | 17 | 8.6 | FALSE | TRUE | TRUE | 40000 | 28000 | 2.67 | 38000 | 2.25
212928695 |  | Live | Daikin Comfort Technologies | DAIKIN | Singlezone Ducted, Centrally Ducted | 212928695 |  | HRCU-A-CB | DZ6VSA361EA* | Ducted Indoor Units | DFVE42CP1400A* |  |  |  | 10 | 17.5 | 8.6 | FALSE | TRUE | TRUE | 34200 | 23000 | 2.59 | 36800 | 1.99
212928694 |  | Live | Daikin Comfort Technologies | DAIKIN | Singlezone Ducted, Centrally Ducted | 212928694 |  | HRCU-A-CB | DZ6VSA361EA* | Ducted Indoor Units | DFVE42CP0400A* |  |  |  | 10 | 17.5 | 8.6 | FALSE | TRUE | TRUE | 34200 | 23000 | 2.59 | 36800 | 1.99
212614919 |  | Live | Daikin Comfort Technologies | DAIKIN | Singlezone Ducted, Centrally Ducted | 212614919 |  | HRCU-A-CB | DZ6VSA361EA* | Ducted Indoor Units | CA*EA4830*4A*+MBVC1600**-1A* |  |  |  | 10 | 17.5 | 8.6 | FALSE | TRUE | TRUE | 34200 | 23000 | 2.59 | 36800 | 1.99
212614918 |  | Live | Daikin Comfort Technologies | DAIKIN | Singlezone Ducted, Centrally Ducted | 212614918 |  | HRCU-A-CB | DZ6VSA361EA* | Ducted Indoor Units | CA*EA6030*4A*+MBVC2000**-1A* |  |  |  | 10 | 17.5 | 8.6 | FALSE | TRUE | TRUE | 34200 | 23000 | 2.59 | 36800 | 1.99
212614917 |  | Live | Daikin Comfort Technologies | DAIKIN | Singlezone Ducted, Centrally Ducted | 212614917 |  | HRCU-A-CB | DZ6VSA361EA* | Ducted Indoor Units | DFVE48DP0400A* |  |  |  | 10 | 17.5 | 8.6 | FALSE | TRUE | TRUE | 34200 | 23000 | 2.59 | 37000 | 2.25
212614916 |  | Live | Daikin Comfort Technologies | DAIKIN | Singlezone Ducted, Centrally Ducted | 212614916 |  | HRCU-A-CB | DZ6VSA361EA* | Ducted Indoor Units | DFVE60DP0400A* |  |  |  | 10 | 17.5 | 8.6 | FALSE | TRUE | TRUE | 34200 | 23000 | 2.59 | 36800 | 1.99
212614915 |  | Live | Daikin Comfort Technologies | DAIKIN | Singlezone Ducted, Centrally Ducted | 212614915 |  | HRCU-A-CB | DZ6VSA361EA* | Ducted Indoor Units | DFVE60DP1400A* |  |  |  | 10 | 17.5 | 8.6 | FALSE | TRUE | TRUE | 34200 | 23000 | 2.59 | 36800 | 1.99
212614865 |  | Live | Daikin Comfort Technologies | DAIKIN | Singlezone Ducted, Centrally Ducted | 212614865 |  | HRCU-A-CB | DZ6VSA361EA* | Ducted Indoor Units | DFVE48DP1400A* |  |  |  | 10 | 17.5 | 8.6 | FALSE | TRUE | TRUE | 34200 | 23000 | 2.59 | 37000 | 2.25
213255597 |  | Live | Midea Electric Trading | INNOVAIR | Singlezone Ducted, Centrally Ducted | 213255597 |  | HRCU-A-CB | SHV18H2R20 |  | WEV18H2R19 |  |  |  | 12.1 | 19.3 | 10.8 | TRUE | TRUE | TRUE | 18000 | 15800 | 2.82 | 22000 | 2.45
213255600 |  | Live | Midea Electric Trading | INNOVAIR | Singlezone Ducted, Centrally Ducted | 213255600 |  | HRCU-A-CB | SHV36H2R20 |  | WEV36H2R19 |  |  |  | 10.2 | 17.6 | 9.2 | FALSE | TRUE | FALSE | 36000 | 28600 | 2.24 | 41000 | 2
213255598 |  | Live | Midea Electric Trading | INNOVAIR | Singlezone Ducted, Centrally Ducted | 213255598 |  | HRCU-A-CB | SHV24H2R20 |  | WEV24H2R19 |  |  |  | 11.7 | 17.5 | 10.5 | TRUE | TRUE | TRUE | 24000 | 20000 | 2.7 | 31500 | 2.72
213160448 |  | Live | Midea Electric Trading | DIRECT AIR | Singlezone Ducted, Centrally Ducted | 213160448 |  | HRCU-A-C | DIRM-60MAGICPRO20-OU |  | DIRM-60MAGICPRO20-COIL* |  |  |  | 8.6 | 14.5 | 8.6 | FALSE | FALSE | FALSE | 53000 | 37000 | 2.26 | 38000 | 2.26
213160447 |  | Live | Midea Electric Trading | CANAIR | Singlezone Ducted, Centrally Ducted | 213160447 |  | HRCU-A-C | CDH2060C22 |  | MAC-60HWDN1-MN0* |  |  |  | 8.6 | 14.5 | 8.6 | FALSE | FALSE | FALSE | 53000 | 37000 | 2.26 | 38000 | 2.26
213216270 |  | Live | Midea Electric Trading | ATK | Singlezone Ducted, Centrally Ducted | 213216270 |  | HRCU-A-C | ACI-CCO36CP21 |  | ACI-CCO36CP21 | 10.7 | 14.2 | 9.5 | 10.5 | 15.5 | 9.7 | FALSE | FALSE | TRUE | 30000 | 22600 | 2.62 | 26000 | 2.28
212941773 |  | Live | Midea Electric Trading | NUTECH | Singlezone Ducted, Centrally Ducted | 212941773 |  | HRCU-A-CB | NOE30U-48HFN1-MR0 |  | NVC-48HWFN1 | 9.3 | 17.3 | 10 | 8.8 | 15.8 | 9.4 | FALSE | FALSE | FALSE | 47000 | 37000 | 2.4 | 39000 | 2.2
212941772 |  | Live | Midea Electric Trading | NUTECH | Singlezone Ducted, Centrally Ducted | 212941772 |  | HRCU-A-CB | NOD30U-36HFN1-MR0 |  | NVC-36HWFN1 | 10.4 | 18 | 9.1 | 10.1 | 16.9 | 8.2 | FALSE | FALSE | FALSE | 36000 | 20400 | 2.48 | 22700 | 2.1
212941753 |  | Live | Midea Electric Trading | NUTECH | Singlezone Ducted, Compact Ducted | 212941753 |  | HRCU-A-CB | NOE30U-48HFN1-MP0(GA) | Mini-Splits | NTI-48HWFN1-M | 9.2 | 17.4 | 10.3 | 8.5 | 15.1 | 9.3 | FALSE | FALSE | FALSE | 48000 | 34000 | 2.32 | 41000 | 2.32
212941752 |  | Live | Midea Electric Trading | NUTECH | Singlezone Ducted, Compact Ducted | 212941752 |  | HRCU-A-CB | NOD30U-36HFN1-MP0(GA) | Mini-Splits | NTI-36HWFN1-M | 9 | 16.7 | 11.5 | 8.8 | 15.8 | 8.8 | FALSE | FALSE | FALSE | 36000 | 25000 | 2.49 | 26000 | 2.22
212941747 |  | Live | Midea Electric Trading | NUTECH | Singlezone Non-Ducted, Wall Placement | 212941747 |  | HRCU-A-CB-O | NU24WKU1 | Mini-Splits | NU24WKU1 | 9.5 | 18.5 | 10.2 | 9.5 | 18.5 | 8.6 | FALSE | FALSE | FALSE | 24000 | 16500 | 2.38 | 19257 | 2.11
212941745 |  | Live | Midea Electric Trading | NUTECH | Singlezone Non-Ducted, Wall Placement | 212941745 |  | HRCU-A-CB-O | NU12WKU1 | Mini-Splits | NU12WKU1 | 10.3 | 20 | 10.8 | 10.3 | 20.8 | 8.7 | FALSE | FALSE | FALSE | 12000 | 7800 | 2.31 | 8200 | 1.35
213255513 |  | Live | Lennox Industries | ADP | Singlezone Ducted, Centrally Ducted | 213255513 |  | HRCU-A-C | KU36UHO | Ducted Indoor Units | *E36936+TD |  |  |  | 11 | 15.2 | 8.5 | FALSE | FALSE | TRUE | 23000 | 14000 | 2.1 | 24000 | 2.31
213255514 |  | Live | Lennox Industries | ADP | Singlezone Ducted, Centrally Ducted | 213255514 |  | HRCU-A-C | KU36UHO | Ducted Indoor Units | *E36936 |  |  |  | 9.5 | 15.2 | 8.5 | FALSE | FALSE | FALSE | 32000 | 21000 | 2.1 | 24000 | 2.31
213255511 |  | Live | Lennox Industries | ADP | Singlezone Ducted, Centrally Ducted | 213255511 |  | HRCU-A-C | KU36UHO | Ducted Indoor Units | *E35936+TD |  |  |  | 11 | 15.2 | 8.5 | FALSE | FALSE | TRUE | 23000 | 14000 | 2.1 | 24000 | 2.31
213255512 |  | Live | Lennox Industries | ADP | Singlezone Ducted, Centrally Ducted | 213255512 |  | HRCU-A-C | KU36UHO | Ducted Indoor Units | *E35936 |  |  |  | 9 | 15.2 | 8.5 | FALSE | FALSE | FALSE | 31800 | 21000 | 2.1 | 24000 | 2.31
213250269 |  | Live | Lennox Industries | ADP | Singlezone Ducted, Centrally Ducted | 213250269 |  | HRCU-A-C | DIRM-36MAGICPRO20-OU | Ducted Indoor Units | *G8J936+TD |  |  |  | 9.5 | 15.2 | 9.8 | FALSE | FALSE | FALSE | 34600 | 32000 | 2.1 | 30400 | 2
213250268 |  | Live | Lennox Industries | ADP | Singlezone Ducted, Centrally Ducted | 213250268 |  | HRCU-A-C | DIRM-30MAGICPRO20-OU | Ducted Indoor Units | *G8J936+TD |  |  |  | 10.5 | 15.2 | 9.5 | FALSE | FALSE | FALSE | 29800 | 21600 | 2.1 | 26000 | 2.28
213250270 |  | Live | Lennox Industries | ADP | Singlezone Ducted, Centrally Ducted | 213250270 |  | HRCU-A-C | DIRM-30MAGICPRO20-OU | Ducted Indoor Units | *G33936+TD |  |  |  | 10 | 15.2 | 9.35 | FALSE | FALSE | FALSE | 29400 | 21600 | 2.1 | 26000 | 2.28
213250267 |  | Live | Lennox Industries | ADP | Singlezone Ducted, Centrally Ducted | 213250267 |  | HRCU-A-C | DIRM-30MAGICPRO20-OU | Ducted Indoor Units | *E31930+TD |  |  |  | 10 | 15.2 | 9.05 | FALSE | FALSE | FALSE | 28600 | 21400 | 2.1 | 26000 | 2.28
213250274 |  | Live | Lennox Industries | ADP | Singlezone Ducted, Centrally Ducted | 213250274 |  | HRCU-A-C | DIRM-24MAGICPRO20-OU | Ducted Indoor Units | *G21924+TD |  |  |  | 10 | 16 | 8.8 | FALSE | FALSE | TRUE | 23000 | 19800 | 2.1 | 23000 | 2.28
213250273 |  | Live | Lennox Industries | ADP | Singlezone Ducted, Centrally Ducted | 213250273 |  | HRCU-A-C | DIRM-18MAGICPRO20-OU | Ducted Indoor Units | *G21924+TD |  |  |  | 11.5 | 16 | 8.85 | FALSE | FALSE | TRUE | 17700 | 13600 | 2.1 | 17400 | 2.42
213255488 |  | Live | Lennox Industries | ADP | Singlezone Ducted, Centrally Ducted | 213255488 |  | HRCU-A-C | A-KCD36SA-1 | Ducted Indoor Units | *G8J936+TD |  |  |  | 9.5 | 15.2 | 9.8 | FALSE | FALSE | FALSE | 34600 | 32000 | 2.1 | 46000 | 2.01
213255490 |  | Live | Lennox Industries | ADP | Singlezone Ducted, Centrally Ducted | 213255490 |  | HRCU-A-C | A-KCD30SA-1 | Ducted Indoor Units | *G8J936+TD |  |  |  | 10.5 | 15.2 | 9.5 | FALSE | FALSE | FALSE | 29800 | 21600 | 2.1 | 30000 | 2.2
213255489 |  | Live | Lennox Industries | ADP | Singlezone Ducted, Centrally Ducted | 213255489 |  | HRCU-A-C | A-KCD30SA-1 | Ducted Indoor Units | *G33936+TD |  |  |  | 10 | 15.2 | 9.35 | FALSE | FALSE | FALSE | 29400 | 21600 | 2.1 | 30000 | 2.2
213255487 |  | Live | Lennox Industries | ADP | Singlezone Ducted, Centrally Ducted | 213255487 |  | HRCU-A-C | A-KCD30SA-1 | Ducted Indoor Units | *E31930+TD |  |  |  | 10 | 15.2 | 9.05 | FALSE | FALSE | TRUE | 28600 | 21400 | 2.1 | 30000 | 2.2
213255486 |  | Live | Lennox Industries | ADP | Singlezone Ducted, Centrally Ducted | 213255486 |  | HRCU-A-C | A-KCD24SA-1 | Ducted Indoor Units | *G21924+TD |  |  |  | 10 | 16 | 8.8 | FALSE | FALSE | TRUE | 23000 | 19800 | 2.1 | 25000 | 2
208553295 |  | Live | Rheem | RUUD | Singlezone Ducted, Centrally Ducted | 208553295 |  | HRCU-A-CB | UP18AZ48AJVC |  | RHMVZ6021SEACA |  |  |  | 12 | 19 | 8.5 | FALSE | FALSE | TRUE | 45000 | 41500 | 2.3 | 41500 | 2.3
208553299 |  | Live | Rheem | RUUD | Singlezone Ducted, Centrally Ducted | 208553299 |  | HRCU-A-CB | UP18AZ60AJVC |  | RHMVZ6021SEACA |  |  |  | 10 | 19 | 8.1 | FALSE | FALSE | TRUE | 53000 | 46500 | 2.11 | 46500 | 2.11
208552859 |  | Live | Rheem | RHEEM | Singlezone Ducted, Centrally Ducted | 208552859 |  | HRCU-A-CB | RP18AZ48AJVC |  | RHMVZ6021SEACA |  |  |  | 12 | 19 | 8.5 | TRUE | TRUE | TRUE | 45000 | 41500 | 2.3 | 41500 | 2.3
208552862 |  | Live | Rheem | RHEEM | Singlezone Ducted, Centrally Ducted | 208552862 |  | HRCU-A-CB | RP18AZ60AJVC |  | RHMVZ6021SEACA |  |  |  | 10 | 19 | 8.1 | FALSE | FALSE | TRUE | 53000 | 46500 | 2.11 | 46500 | 2.11
203376863 |  | Live | Nordyne | AIRTEMP | Multizone All Non-Ducted | 203376863 |  | HMSR-A-CB-O | GXH42(12.3)FMK4DH | Non-Ducted Indoor Units |  | 10.4 | 21 | 10.2 | 10.4 | 21 | 8.6 | FALSE | FALSE | FALSE | 39000 | 29000 | 2.68 | 31100 | 2.5
213192417 |  | Live | Daikin North America, LLC | AMANA | Singlezone Ducted, Centrally Ducted | 213192417 |  | HRCU-A-CB | ASZS606010A* | Ducted Indoor Units | CA*EA6030*4A*+MBVC2000**-1A* |  |  |  | 8 | 16.1 | 8.1 | FALSE | FALSE | FALSE | 52500 | 34800 | 2.51 | 39500 | 2.42
213192053 |  | Live | Daikin North America, LLC | AMANA | Singlezone Ducted, Centrally Ducted | 213192053 |  | HRCU-A-CB | ASZS604810A* | Ducted Indoor Units | CA*EA6030*4A*+MBVC2000**-1A* |  |  |  | 8 | 16.2 | 8.1 | FALSE | FALSE | FALSE | 45000 | 29800 | 2.52 | 37300 | 2.39
213192031 |  | Live | Daikin North America, LLC | AMANA | Singlezone Ducted, Centrally Ducted | 213192031 |  | HRCU-A-CB | ASZS604810A* | Ducted Indoor Units | CA*EA4830*4A*+MBVC1600**-1A* |  |  |  | 8 | 16.2 | 8.1 | FALSE | FALSE | FALSE | 45000 | 29800 | 2.52 | 37300 | 2.39
213191995 |  | Live | Daikin North America, LLC | AMANA | Singlezone Ducted, Centrally Ducted | 213191995 |  | HRCU-A-CB | ASZS604210A* | Ducted Indoor Units | CA*EA6030*4A*+MBVC2000**-1A* |  |  |  | 8.5 | 16.9 | 8.1 | FALSE | FALSE | FALSE | 40000 | 25600 | 2.54 | 34400 | 2.22
213191973 |  | Live | Daikin North America, LLC | AMANA | Singlezone Ducted, Centrally Ducted | 213191973 |  | HRCU-A-CB | ASZS604210A* | Ducted Indoor Units | CA*EA4830*4A*+MBVC1600**-1A* |  |  |  | 8.5 | 16.9 | 8.1 | FALSE | FALSE | FALSE | 39500 | 25600 | 2.54 | 34400 | 2.22
213192409 |  | Live | Daikin North America, LLC | DAIKIN | Singlezone Ducted, Centrally Ducted | 213192409 |  | HRCU-A-CB | DZ6VSA6010A* | Ducted Indoor Units | CA*EA6030*4A*+MBVC2000**-1A* |  |  |  | 8 | 16.1 | 8.1 | FALSE | FALSE | FALSE | 52500 | 34800 | 2.51 | 39500 | 2.42
213192045 |  | Live | Daikin North America, LLC | DAIKIN | Singlezone Ducted, Centrally Ducted | 213192045 |  | HRCU-A-CB | DZ6VSA4810A* | Ducted Indoor Units | CA*EA6030*4A*+MBVC2000**-1A* |  |  |  | 8 | 16.2 | 8.1 | FALSE | FALSE | FALSE | 45000 | 29800 | 2.52 | 37300 | 2.39
213192011 |  | Live | Daikin North America, LLC | DAIKIN | Singlezone Ducted, Centrally Ducted | 213192011 |  | HRCU-A-CB | DZ6VSA4810A* | Ducted Indoor Units | CA*EA4830*4A*+MBVC1600**-1A* |  |  |  | 8 | 16.2 | 8.1 | FALSE | FALSE | FALSE | 45000 | 29800 | 2.52 | 37300 | 2.39
213191987 |  | Live | Daikin North America, LLC | DAIKIN | Singlezone Ducted, Centrally Ducted | 213191987 |  | HRCU-A-CB | DZ6VSA4210A* | Ducted Indoor Units | CA*EA6030*4A*+MBVC2000**-1A* |  |  |  | 8.5 | 16.9 | 8.1 | FALSE | FALSE | FALSE | 40000 | 25600 | 2.54 | 34400 | 2.22
213191953 |  | Live | Daikin North America, LLC | DAIKIN | Singlezone Ducted, Centrally Ducted | 213191953 |  | HRCU-A-CB | DZ6VSA4210A* | Ducted Indoor Units | CA*EA4830*4A*+MBVC1600**-1A* |  |  |  | 8.5 | 16.9 | 8.1 | FALSE | FALSE | FALSE | 39500 | 25600 | 2.54 | 34400 | 2.22
212693023 |  | Live | Lennox Industries | ADP | Singlezone Ducted, Centrally Ducted | 212693023 |  | HRCU-A-C | TU60-48WADU | Ducted Indoor Units | HG52960+TD |  |  |  | 10 | 15.2 | 8.5 | FALSE | FALSE | TRUE | 47000 | 30200 | 2.1 | 28200 | 2
212693027 |  | Live | Lennox Industries | ADP | Singlezone Ducted, Centrally Ducted | 212693027 |  | HRCU-A-C | TU60-48WADU | Ducted Indoor Units | HG52960 |  |  |  | 9.5 | 15.2 | 8.5 | FALSE | FALSE | FALSE | 50500 | 34200 | 2.1 | 28200 | 2
212693012 |  | Live | Lennox Industries | ADP | Singlezone Ducted, Centrally Ducted | 212693012 |  | HRCU-A-C | TU36-24WADU | Ducted Indoor Units | HG34936+TD |  |  |  | 11 | 15.2 | 8.5 | FALSE | FALSE | TRUE | 22800 | 14000 | 2.1 | 22000 | 2.1
212693015 |  | Live | Lennox Industries | ADP | Singlezone Ducted, Centrally Ducted | 212693015 |  | HRCU-A-C | TU36-24WADU | Ducted Indoor Units | HG34936 |  |  |  | 9 | 15.2 | 8.5 | FALSE | FALSE | FALSE | 31600 | 21000 | 2.1 | 22000 | 2.1
212689688 |  | Live | Lennox Industries | ADP | Singlezone Ducted, Centrally Ducted | 212689688 |  | HRCU-A-C | TU36-24WADU | Ducted Indoor Units | HE34936+TD |  |  |  | 11 | 15.2 | 8.5 | FALSE | FALSE | TRUE | 22800 | 14000 | 2.1 | 22000 | 2.1
212693020 |  | Live | Lennox Industries | ADP | Singlezone Ducted, Centrally Ducted | 212693020 |  | HRCU-A-C | TU36-24WADU | Ducted Indoor Units | HE34936 |  |  |  | 9 | 15.2 | 8.5 | FALSE | FALSE | FALSE | 31600 | 21000 | 2.1 | 22000 | 2.1
205082081 |  | Live | Gree | TOSOT | Multizone All Ducted | 205082081 |  | HMSV-A-CB | TMVRF-OC28KHP | Ducted Indoor Units |  | 11 | 18 | 9 |  |  |  | FALSE | FALSE | FALSE | 28000 | 19400 | 2.22 | 20400 | 2.34
9128596 |  | Live | Gree | TOSOT | Multizone All Ducted | 9128596 |  | HMSV-A-CB | TMVRF-48KUH | Ducted Indoor Units |  | 9.5 | 16.5 | 10.2 |  |  |  | FALSE | FALSE | FALSE | 48000 | 38000 | 1.72 | 54000 | 2.45
8898928 |  | Live | LG | LG | Multizone All Non-Ducted | 8898928 |  | HMSV-A-CB | LMU600HV | Non-Ducted Indoor Units |  | 11.4 | 20.5 | 11 |  |  |  | FALSE | FALSE | FALSE | 60000 | 41000 | 2.73 | 53560 | 2.78
8898930 |  | Live | LG | LG | Multizone Mix of Ducted and Non-Ducted | 8898930 |  | HMSV-A-CB | LMU600HV | Mixed Ducted and Non-Ducted Indoor Units |  | 10.95 | 19.5 | 10.75 |  |  |  | FALSE | FALSE | FALSE | 59000 | 42000 | 2.77 | 53771 | 2.76
204722823 |  | Live | GE Appliances, a Haier Company | GE APPLIANCES | Singlezone Non-Ducted, Wall Placement | 204722823 |  | HRCU-A-CB | ASH118CRDW** | Mini-Splits | ASYW18CRDW** | 10 | 18 | 10.5 |  |  |  | FALSE | FALSE | FALSE | 17800 | 11200 | 2.71 | 15500 | 2.74
204722824 |  | Live | GE Appliances, a Haier Company | GE APPLIANCES | Singlezone Non-Ducted, Wall Placement | 204722824 |  | HRCU-A-CB | ASH124CRDW** | Mini-Splits | ASYW24CRDW** | 10 | 18 | 10 |  |  |  | FALSE | FALSE | FALSE | 22600 | 16000 | 2.61 | 19300 | 2.18
202392240 |  | Live | Mitsubishi Electric Trane | AMERICAN STANDARD / MITSUBISHI ELECTRIC | Singlezone Ducted, Centrally Ducted | 202392240 |  | HRCU-A-CB | NAXSKS18A112AA | Mini-Splits | NAXAMT18A112AA | 13.2 | 18 | 12.6 |  |  |  | FALSE | FALSE | FALSE | 18000 | 14000 | 2.81 | 14000 | 2.81
202392045 |  | Live | Mitsubishi Electric Trane | MITSUBISHI ELECTRIC | Singlezone Ducted, Compact Ducted | 202392045 |  | HRCU-A-CB | SUZ-KA15NAH2 | Mini-Splits | PEAD-A15AA | 13 | 19.2 | 11.2 |  |  |  | FALSE | FALSE | FALSE | 15000 | 11300 | 2.24 | 11300 | 2.24
202392216 |  | Live | Mitsubishi Electric Trane | AMERICAN STANDARD / MITSUBISHI ELECTRIC | Singlezone Ducted, Compact Ducted | 202392216 |  | HRCU-A-CB | NAXSKS12A112AA | Mini-Splits | PEAD-A12AA | 12.9 | 20.5 | 13 |  |  |  | FALSE | FALSE | FALSE | 12000 | 9900 | 2.15 | 11300 | 2.45
202392212 |  | Live | Mitsubishi Electric Trane | AMERICAN STANDARD / MITSUBISHI ELECTRIC | Singlezone Ducted, Compact Ducted | 202392212 |  | HRCU-A-CB | NAXSKS09A112AA | Mini-Splits | PEAD-A09AA7 | 12.5 | 19.7 | 12.6 |  |  |  | FALSE | FALSE | FALSE | 9000 | 7600 | 2.53 | 7600 | 2.53
202392224 |  | Live | Mitsubishi Electric Trane | AMERICAN STANDARD / MITSUBISHI ELECTRIC | Singlezone Ducted, Compact Ducted | 202392224 |  | HRCU-A-CB | NAXSKS12A112AA | Mini-Splits | NAXAMT12A112AA | 12.7 | 18 | 12.1 |  |  |  | FALSE | FALSE | FALSE | 12000 | 9900 | 2.59 | 9900 | 2.59
10513887 |  | Live | LG | LG | Singlezone Ducted, Centrally Ducted | 10513887 |  | HRCU-A-CB | LUU248HV |  | LVN240HV4 | 12.5 | 18 | 10 |  |  |  | FALSE | FALSE | FALSE | 24000 | 18000 | 2.78 | 22000 | 2.15
205287677 |  | Live | Gree | KINGHOME | Singlezone Ducted, Compact Ducted | 205287677 |  | HRCU-A-CB | KU21-ODU48-4 | Mini-Splits | KU21-CDU48-4S | 9.6 | 16 | 9 |  |  |  | FALSE | FALSE | FALSE | 48000 | 33000 | 2.25 | 48000 | 2.93
204760468 |  | Live | Gree | KINGHOME | Singlezone Non-Ducted, Wall Placement | 204760468 |  | HRCU-A-CB-O | KW09HQ2B8AO | Mini-Splits | KW09HQ2B8AI | 13 | 23 | 10.5 |  |  |  | FALSE | FALSE | FALSE | 9000 | 6100 | 2.38 | 10215 | 2.36
201754296 |  | Live | Mitsubishi Electric Trane | MITSUBISHI ELECTRIC | Singlezone Non-Ducted, Wall Placement | 201754296 |  | HRCU-A-CB-O | MUZ-FH09NA | Mini-Splits | MSZ-FH09NA | 16.1 | 30.5 | 13.5 |  |  |  | FALSE | FALSE | FALSE | 9000 | 6700 | 3.27 | 12200 | 2.48
205047852 |  | Live | Panasonic | PANASONIC | Singlezone Non-Ducted, Wall Placement | 205047852 |  | HRCU-A-CB-O | CU-XE12WKUA | Mini-Splits | CS-XE12WKUAW | 14.15 | 24.6 | 13 |  |  |  | FALSE | TRUE | TRUE | 11500 | 10000 | 2.79 | 14600 | 2.71
205047853 |  | Live | Panasonic | PANASONIC | Singlezone Non-Ducted, Wall Placement | 205047853 |  | HRCU-A-CB-O | CU-XE15WKUA | Mini-Splits | CS-XE15WKUAW | 12.55 | 21.1 | 12 |  |  |  | FALSE | TRUE | TRUE | 14700 | 11000 | 3.16 | 19000 | 2.2
202635845 |  | Live | Trane U.S. Inc. | TRANE | Singlezone Non-Ducted, Wall Placement | 202635845 |  | HRCU-A-CB-O | 4TXK2312A10N0** | Mini-Splits | 4MXW2312A10N0** | 12.5 | 22 | 11 |  |  |  | FALSE | FALSE | FALSE | 12000 | 7100 | 2.48 | 10954 | 2.4
202703123 |  | Live | Trane U.S. Inc. | AMERICAN STANDARD | Singlezone Non-Ducted, Wall Placement | 202703123 |  | HRCU-A-CB-O | 4TXK2312A10N0** | Mini-Splits | 4MXW2312A10N0** | 12.5 | 22 | 11 |  |  |  | FALSE | FALSE | FALSE | 12000 | 7100 | 2.48 | 10954 | 2.4
202703124 |  | Live | Trane U.S. Inc. | TRANE | Singlezone Non-Ducted, Wall Placement | 202703124 |  | HRCU-A-CB-O | 4TXK2318A10N0** | Mini-Splits | 4MXW2318A10N0** | 12.5 | 20 | 10.7 |  |  |  | FALSE | FALSE | FALSE | 18000 | 12400 | 2.65 | 18688 | 2.1
202703125 |  | Live | Trane U.S. Inc. | AMERICAN STANDARD | Singlezone Non-Ducted, Wall Placement | 202703125 |  | HRCU-A-CB-O | 4TXK2318A10N0** | Mini-Splits | 4MXW2318A10N0** | 12.5 | 20 | 10.7 |  |  |  | FALSE | FALSE | FALSE | 18000 | 12400 | 2.65 | 18688 | 2.1
202703126 |  | Live | Trane U.S. Inc. | TRANE | Singlezone Non-Ducted, Wall Placement | 202703126 |  | HRCU-A-CB-O | 4TXK2324A10N0** | Mini-Splits | 4MXW2324A10N0** | 12.5 | 20 | 10.2 |  |  |  | FALSE | FALSE | FALSE | 22000 | 14600 | 2.61 | 23450 | 1.9
202703127 |  | Live | Trane U.S. Inc. | AMERICAN STANDARD | Singlezone Non-Ducted, Wall Placement | 202703127 |  | HRCU-A-CB-O | 4TXK2324A10N0** | Mini-Splits | 4MXW2324A10N0** | 12.5 | 20 | 10.2 |  |  |  | FALSE | FALSE | FALSE | 22000 | 14600 | 2.61 | 23450 | 1.9
202373676 |  | Live | Mitsubishi Electric Trane | AMERICAN STANDARD / MITSUBISHI ELECTRIC | Singlezone Non-Ducted, Floor Placement | 202373676 |  | HRCU-A-CB-O | NAXSPF09A112AA |  | NAXFKS09A112AA | 15.8 | 28.2 | 13 |  |  |  | FALSE | FALSE | TRUE | 9000 | 7500 | 2.75 | 13400 | 2.11
201863358 |  | Live | Carrier | CARRIER | Multizone All Ducted | 201863358 |  | HMSV-A-CB | 38VMA036HDS3-1 | Ducted Indoor Units |  | 11.9 | 17.8 | 9.6 |  |  |  | FALSE | FALSE | FALSE | 36000 | 25000 | 2.56 | 36350 | 2.83
201863364 |  | Live | Carrier | BRYANT | Multizone All Ducted | 201863364 |  | HMSV-A-CB | 38VMA036HDS3-1 | Ducted Indoor Units |  | 11.9 | 17.8 | 9.6 |  |  |  | FALSE | FALSE | FALSE | 36000 | 25000 | 2.56 | 36350 | 2.83
205282596 |  | Live | Carrier | CARRIER | Multizone All Ducted | 205282596 |  | HMSV-A-CB | 38VMB036HDS3-1 | Ducted Indoor Units |  | 11.9 | 17.8 | 9.6 |  |  |  | FALSE | FALSE | FALSE | 36000 | 25000 | 2.56 | 36350 | 2.83
205261889 |  | Live | Carrier | ICP COMMERCIAL | Multizone All Ducted | 205261889 |  | HMSV-A-CB | 38VMA036HDS3-1 | Ducted Indoor Units |  | 11.9 | 17.8 | 9.6 |  |  |  | FALSE | FALSE | FALSE | 36000 | 25000 | 2.56 | 36350 | 2.83
205282605 |  | Live | Carrier | BRYANT | Multizone All Ducted | 205282605 |  | HMSV-A-CB | 38VMB036HDS3-1 | Ducted Indoor Units |  | 11.9 | 17.8 | 9.6 |  |  |  | FALSE | FALSE | FALSE | 36000 | 25000 | 2.56 | 36350 | 2.83
205261898 |  | Live | Carrier | ICP COMMERCIAL | Multizone All Ducted | 205261898 |  | HMSV-A-CB | 38VMB036HDS3-1 | Ducted Indoor Units |  | 11.9 | 17.8 | 9.6 |  |  |  | FALSE | FALSE | FALSE | 36000 | 25000 | 2.56 | 36350 | 2.83
201863360 |  | Live | Carrier | CARRIER | Multizone All Ducted | 201863360 |  | HMSV-A-CB | 38VMA048HDS3-1 | Ducted Indoor Units |  | 9.8 | 17.8 | 9.6 |  |  |  | FALSE | FALSE | FALSE | 48000 | 34000 | 2.51 | 50340 | 3.02
201863366 |  | Live | Carrier | BRYANT | Multizone All Ducted | 201863366 |  | HMSV-A-CB | 38VMA048HDS3-1 | Ducted Indoor Units |  | 9.8 | 17.8 | 9.6 |  |  |  | FALSE | FALSE | FALSE | 48000 | 34000 | 2.51 | 50340 | 3.02
205261901 |  | Live | Carrier | ICP COMMERCIAL | Multizone All Ducted | 205261901 |  | HMSV-A-CB | 38VMB048HDS3-1 | Ducted Indoor Units |  | 9.8 | 17.8 | 9.6 |  |  |  | FALSE | FALSE | FALSE | 48000 | 34000 | 2.51 | 50340 | 3.02
205261892 |  | Live | Carrier | ICP COMMERCIAL | Multizone All Ducted | 205261892 |  | HMSV-A-CB | 38VMA048HDS3-1 | Ducted Indoor Units |  | 9.8 | 17.8 | 9.6 |  |  |  | FALSE | FALSE | FALSE | 48000 | 34000 | 2.51 | 50340 | 3.02
205282599 |  | Live | Carrier | CARRIER | Multizone All Ducted | 205282599 |  | HMSV-A-CB | 38VMB048HDS3-1 | Ducted Indoor Units |  | 9.8 | 17.8 | 9.6 |  |  |  | FALSE | FALSE | FALSE | 48000 | 34000 | 2.51 | 50340 | 3.02
205282608 |  | Live | Carrier | BRYANT | Multizone All Ducted | 205282608 |  | HMSV-A-CB | 38VMB048HDS3-1 | Ducted Indoor Units |  | 9.8 | 17.8 | 9.6 |  |  |  | FALSE | FALSE | FALSE | 48000 | 34000 | 2.51 | 50340 | 3.02
8849533 |  | Live | Daikin North America, LLC | DAIKIN | Singlezone Non-Ducted, Wall Placement | 8849533 |  | HRCU-A-CB-O | RXL09QMVJU | Mini-Splits | FTX09NMVJU | 12.5 | 20 | 12.5 |  |  |  | FALSE | FALSE | FALSE | 9000 | 6700 | 2.98 | 12136 | 2.17
10333026 |  | Live | Gree | KINGHOME | Singlezone Non-Ducted, Wall Placement | 10333026 |  | HRCU-A-CB-O | KW24HQ3B8DO | Mini-Splits | KW24HQ3B8DI | 10.95 | 18 | 10 |  |  |  | FALSE | FALSE | FALSE | 22000 | 16000 | 2.53 | 18310 | 2.29
8718545 |  | Live | Fujitsu General America, Inc. | FUJITSU | Singlezone Non-Ducted, Wall Placement | 8718545 |  | HRCU-A-CB-O | AOU24RLXFW1 | Mini-Splits | ASU24RLF | 12.5 | 19.5 | 10.6 |  |  |  | FALSE | FALSE | FALSE | 22000 | 18000 | 2.69 | 27700 | 2.36
7937663 |  | Live | Fujitsu General America, Inc. | FUJITSU | Singlezone Non-Ducted, Wall Placement | 7937663 |  | HRCU-A-CB-O | AOU18RLB | Mini-Splits | ASU18RLB | 12.5 | 19 | 10.6 |  |  |  | FALSE | FALSE | FALSE | 18000 | 11500 | 2.93 | 16700 | 2.33
8718495 |  | Live | Fujitsu General America, Inc. | FUJITSU | Singlezone Non-Ducted, Wall Placement | 8718495 |  | HRCU-A-CB-O | AOU18RLXFW1 | Mini-Splits | ASU18RLF | 13.3 | 20 | 10.5 |  |  |  | FALSE | FALSE | FALSE | 18000 | 14600 | 3.08 | 22759 | 2.34
10340485 |  | Live | Gree | KINGHOME | Multizone All Non-Ducted | 10340485 |  | HMSV-A-CB | KM36H4O | Non-Ducted Indoor Units |  | 12.5 | 21 | 11.5 |  |  |  | FALSE | FALSE | FALSE | 34000 | 20000 | 2.17 | 27500 | 2.73
204717990 |  | Live | Daikin North America, LLC | DAIKIN | Singlezone Ducted, Compact Ducted | 204717990 |  | HRCU-A-CB | RXL12QMVJU9 | Mini-Splits | FDMQ12RVJU | 11.7 | 18 | 10.8 |  |  |  | FALSE | FALSE | FALSE | 10800 | 8600 | 2.9 | 14400 | 1.94
204462627 |  | Live | Gree | KINGHOME | Singlezone Ducted, Compact Ducted | 204462627 |  | HRCU-A-CB | KU21-ODU18-4 | Mini-Splits | KU21-CDU18-4S | 10 | 16 | 9 |  |  |  | FALSE | FALSE | FALSE | 17100 | 12500 | 2.6 | 16400 | 2.91
10333042 |  | Live | Gree | KINGHOME | Singlezone Ducted, Compact Ducted | 10333042 |  | HRCU-A-CB | KU21-ODU18-3 | Mini-Splits | KU21-CDU18-3 | 11 | 16 | 9.5 |  |  |  | FALSE | FALSE | FALSE | 17100 | 10900 | 2.06 | 16400 | 2.91
10338151 |  | Live | Gree | KINGHOME | Singlezone Ducted, Compact Ducted | 10338151 |  | HRCU-A-CB | KU21-ODU48-3 | Mini-Splits | KU21-CDU48-3 | 9.05 | 16 | 9 |  |  |  | FALSE | FALSE | FALSE | 48000 | 30600 | 2.14 | 48000 | 2.93
10338155 |  | Live | Gree | KINGHOME | Singlezone Ducted, Compact Ducted | 10338155 |  | HRCU-A-CB | KU21-ODU42-3 | Mini-Splits | KU21-CDU42-3 | 9.5 | 16 | 9 |  |  |  | FALSE | FALSE | FALSE | 39500 | 24800 | 2.28 | 42000 | 2.93
10338148 |  | Live | Gree | KINGHOME | Singlezone Ducted, Compact Ducted | 10338148 |  | HRCU-A-CB | KU21-ODU36-3 | Mini-Splits | KU21-CDU36-3 | 10.35 | 16 | 9 |  |  |  | FALSE | FALSE | FALSE | 34000 | 24600 | 2.4 | 35000 | 2.85
10338143 |  | Live | Gree | KINGHOME | Singlezone Ducted, Compact Ducted | 10338143 |  | HRCU-A-CB | KU21-ODU30-3 | Mini-Splits | KU21-CDU30-3 | 8.55 | 16 | 9 |  |  |  | FALSE | FALSE | FALSE | 28200 | 16700 | 2 | 25000 | 2.62
10338165 |  | Live | Gree | KINGHOME | Singlezone Ducted, Compact Ducted | 10338165 |  | HRCU-A-CB | KU21-ODU24-3 | Ducted Indoor Units | KU21-CDU24-3 | 10.65 | 16 | 10 |  |  |  | FALSE | FALSE | FALSE | 23800 | 16700 | 2.38 | 22000 | 2.69
204760469 |  | Live | Gree | KINGHOME | Singlezone Non-Ducted, Wall Placement | 204760469 |  | HRCU-A-CB-O | KW12HQ2B8AO | Mini-Splits | KW12HQ2B8AI | 12.5 | 22 | 10.2 |  |  |  | FALSE | FALSE | FALSE | 12000 | 6800 | 2.49 | 11000 | 2.35
204722810 |  | Live | Carrier | BRYANT | Multizone Mix of Ducted and Non-Ducted | 204722810 |  | HMSV-A-CB | 38MGRQ18B--3 | Mixed Ducted and Non-Ducted Indoor Units |  | 12.15 | 20.5 | 10.15 |  |  |  | FALSE | FALSE | FALSE | 18000 | 11700 | 2.74 | 14205 | 2.52
204722795 |  | Live | Carrier | CARRIER | Multizone Mix of Ducted and Non-Ducted | 204722795 |  | HMSV-A-CB | 38MGRQ18B--3 | Mixed Ducted and Non-Ducted Indoor Units |  | 12.15 | 20.5 | 10.15 |  |  |  | FALSE | FALSE | FALSE | 18000 | 11700 | 2.74 | 14205 | 2.52
204722811 |  | Live | Carrier | BRYANT | Multizone Mix of Ducted and Non-Ducted | 204722811 |  | HMSV-A-CB | 38MGRQ24C--3 | Mixed Ducted and Non-Ducted Indoor Units |  | 11.75 | 22 | 10.15 |  |  |  | FALSE | FALSE | FALSE | 24000 | 17400 | 3.59 | 24990 | 2.61
204722805 |  | Live | Carrier | MIDEA | Multizone Mix of Ducted and Non-Ducted | 204722805 |  | HMSV-A-CB | 38MGRQ18B--3 | Mixed Ducted and Non-Ducted Indoor Units |  | 12.15 | 20.5 | 10.15 |  |  |  | FALSE | FALSE | FALSE | 18000 | 11700 | 2.74 | 14205 | 2.52
204722800 |  | Live | Carrier | PAYNE | Multizone Mix of Ducted and Non-Ducted | 204722800 |  | HMSV-A-CB | 38MGRQ18B--3 | Mixed Ducted and Non-Ducted Indoor Units |  | 12.15 | 20.5 | 10.15 |  |  |  | FALSE | FALSE | FALSE | 18000 | 11700 | 2.74 | 14205 | 2.52
204722796 |  | Live | Carrier | CARRIER | Multizone Mix of Ducted and Non-Ducted | 204722796 |  | HMSV-A-CB | 38MGRQ24C--3 | Mixed Ducted and Non-Ducted Indoor Units |  | 11.75 | 22 | 10.15 |  |  |  | FALSE | FALSE | FALSE | 24000 | 17400 | 3.59 | 24990 | 2.61
204722806 |  | Live | Carrier | MIDEA | Multizone Mix of Ducted and Non-Ducted | 204722806 |  | HMSV-A-CB | 38MGRQ24C--3 | Mixed Ducted and Non-Ducted Indoor Units |  | 11.75 | 22 | 10.15 |  |  |  | FALSE | FALSE | FALSE | 24000 | 17400 | 3.59 | 24990 | 2.61
204722801 |  | Live | Carrier | PAYNE | Multizone Mix of Ducted and Non-Ducted | 204722801 |  | HMSV-A-CB | 38MGRQ24C--3 | Mixed Ducted and Non-Ducted Indoor Units |  | 11.75 | 22 | 10.15 |  |  |  | FALSE | FALSE | FALSE | 24000 | 17400 | 3.59 | 24990 | 2.61
204722797 |  | Live | Carrier | CARRIER | Multizone Mix of Ducted and Non-Ducted | 204722797 |  | HMSV-A-CB | 38MGRQ30D--3 | Mixed Ducted and Non-Ducted Indoor Units |  | 11.25 | 22.4 | 10 |  |  |  | FALSE | FALSE | FALSE | 30000 | 20200 | 3.08 | 29400 | 2.29
204722812 |  | Live | Carrier | BRYANT | Multizone Mix of Ducted and Non-Ducted | 204722812 |  | HMSV-A-CB | 38MGRQ30D--3 | Mixed Ducted and Non-Ducted Indoor Units |  | 11.25 | 22.4 | 10 |  |  |  | FALSE | FALSE | FALSE | 30000 | 20200 | 3.08 | 29400 | 2.29
204722802 |  | Live | Carrier | PAYNE | Multizone Mix of Ducted and Non-Ducted | 204722802 |  | HMSV-A-CB | 38MGRQ30D--3 | Mixed Ducted and Non-Ducted Indoor Units |  | 11.25 | 22.4 | 10 |  |  |  | FALSE | FALSE | FALSE | 30000 | 20200 | 3.08 | 29400 | 2.29
204722807 |  | Live | Carrier | MIDEA | Multizone Mix of Ducted and Non-Ducted | 204722807 |  | HMSV-A-CB | 38MGRQ30D--3 | Mixed Ducted and Non-Ducted Indoor Units |  | 11.25 | 22.4 | 10 |  |  |  | FALSE | FALSE | FALSE | 30000 | 20200 | 3.08 | 29400 | 2.29
204722813 |  | Live | Carrier | BRYANT | Multizone Mix of Ducted and Non-Ducted | 204722813 |  | HMSV-A-CB | 38MGRQ36D--3 | Mixed Ducted and Non-Ducted Indoor Units |  | 12.4 | 20.25 | 10.75 |  |  |  | FALSE | FALSE | FALSE | 36000 | 23800 | 2.63 | 36810 | 2.04
204722814 |  | Live | Carrier | BRYANT | Multizone Mix of Ducted and Non-Ducted | 204722814 |  | HMSV-A-CB | 38MGRQ48E--3 | Mixed Ducted and Non-Ducted Indoor Units |  | 11.3 | 21.45 | 10.85 |  |  |  | FALSE | FALSE | FALSE | 48500 | 31800 | 2.71 | 37290 | 2.04
204722798 |  | Live | Carrier | CARRIER | Multizone Mix of Ducted and Non-Ducted | 204722798 |  | HMSV-A-CB | 38MGRQ36D--3 | Mixed Ducted and Non-Ducted Indoor Units |  | 12.4 | 20.25 | 10.75 |  |  |  | FALSE | FALSE | FALSE | 36000 | 23800 | 2.63 | 36810 | 2.04
204722803 |  | Live | Carrier | PAYNE | Multizone Mix of Ducted and Non-Ducted | 204722803 |  | HMSV-A-CB | 38MGRQ36D--3 | Mixed Ducted and Non-Ducted Indoor Units |  | 12.4 | 20.25 | 10.75 |  |  |  | FALSE | FALSE | FALSE | 36000 | 23800 | 2.63 | 36810 | 2.04
204722808 |  | Live | Carrier | MIDEA | Multizone Mix of Ducted and Non-Ducted | 204722808 |  | HMSV-A-CB | 38MGRQ36D--3 | Mixed Ducted and Non-Ducted Indoor Units |  | 12.4 | 20.25 | 10.75 |  |  |  | FALSE | FALSE | FALSE | 36000 | 23800 | 2.63 | 36810 | 2.04
204722799 |  | Live | Carrier | CARRIER | Multizone Mix of Ducted and Non-Ducted | 204722799 |  | HMSV-A-CB | 38MGRQ48E--3 | Mixed Ducted and Non-Ducted Indoor Units |  | 11.3 | 21.45 | 10.85 |  |  |  | FALSE | FALSE | FALSE | 48500 | 31800 | 2.71 | 37290 | 2.04
204722809 |  | Live | Carrier | MIDEA | Multizone Mix of Ducted and Non-Ducted | 204722809 |  | HMSV-A-CB | 38MGRQ48E--3 | Mixed Ducted and Non-Ducted Indoor Units |  | 11.3 | 21.45 | 10.85 |  |  |  | FALSE | FALSE | FALSE | 48500 | 31800 | 2.71 | 37290 | 2.04
204722804 |  | Live | Carrier | PAYNE | Multizone Mix of Ducted and Non-Ducted | 204722804 |  | HMSV-A-CB | 38MGRQ48E--3 | Mixed Ducted and Non-Ducted Indoor Units |  | 11.3 | 21.45 | 10.85 |  |  |  | FALSE | FALSE | FALSE | 48500 | 31800 | 2.71 | 37290 | 2.04
202345970 |  | Live | Carrier | BRYANT | Multizone All Ducted | 202345970 |  | HMSV-A-CB | 38MGRQ18B--3 | Ducted Indoor Units |  | 11.8 | 18.5 | 10 |  |  |  | TRUE | FALSE | FALSE | 18000 | 11500 | 2.7 | 13390 | 2.34
204707614 |  | Live | Carrier | BRYANT | Multizone All Ducted | 204707614 |  | HMSV-A-CB | 38MGRQ24C--3 | Ducted Indoor Units |  | 11 | 21 | 10 |  |  |  | TRUE | FALSE | FALSE | 24000 | 17600 | 3.63 | 24830 | 2.57
202345965 |  | Live | Carrier | CARRIER | Multizone All Ducted | 202345965 |  | HMSV-A-CB | 38MGRQ18B--3 | Ducted Indoor Units |  | 11.8 | 18.5 | 10 |  |  |  | TRUE | FALSE | FALSE | 18000 | 11500 | 2.7 | 13390 | 2.34
201847071 |  | Live | Carrier | MIDEA | Multizone All Ducted | 201847071 |  | HMSV-A-CB | 38MGRQ18B--3 | Ducted Indoor Units |  | 11.8 | 18.5 | 10 |  |  |  | TRUE | FALSE | FALSE | 18000 | 11500 | 2.7 | 13390 | 2.34
201847066 |  | Live | Carrier | PAYNE | Multizone All Ducted | 201847066 |  | HMSV-A-CB | 38MGRQ18B--3 | Ducted Indoor Units |  | 11.8 | 18.5 | 10 |  |  |  | TRUE | FALSE | FALSE | 18000 | 11500 | 2.7 | 13390 | 2.34
204707612 |  | Live | Carrier | MIDEA | Multizone All Ducted | 204707612 |  | HMSV-A-CB | 38MGRQ24C--3 | Ducted Indoor Units |  | 11 | 21 | 10 |  |  |  | TRUE | FALSE | FALSE | 24000 | 17600 | 3.63 | 24830 | 2.57
204707613 |  | Live | Carrier | CARRIER | Multizone All Ducted | 204707613 |  | HMSV-A-CB | 38MGRQ24C--3 | Ducted Indoor Units |  | 11 | 21 | 10 |  |  |  | TRUE | FALSE | FALSE | 24000 | 17600 | 3.63 | 24830 | 2.57
204707611 |  | Live | Carrier | PAYNE | Multizone All Ducted | 204707611 |  | HMSV-A-CB | 38MGRQ24C--3 | Ducted Indoor Units |  | 11 | 21 | 10 |  |  |  | TRUE | FALSE | FALSE | 24000 | 17600 | 3.63 | 24830 | 2.57
204711113 |  | Live | Carrier | BRYANT | Multizone All Ducted | 204711113 |  | HMSV-A-CB | 38MGRQ30D--3 | Ducted Indoor Units |  | 10 | 21 | 10 |  |  |  | FALSE | FALSE | FALSE | 30000 | 23000 | 3.37 | 28030 | 2.05
204711112 |  | Live | Carrier | CARRIER | Multizone All Ducted | 204711112 |  | HMSV-A-CB | 38MGRQ30D--3 | Ducted Indoor Units |  | 10 | 21 | 10 |  |  |  | FALSE | FALSE | FALSE | 30000 | 23000 | 3.37 | 28030 | 2.05
204711115 |  | Live | Carrier | MIDEA | Multizone All Ducted | 204711115 |  | HMSV-A-CB | 38MGRQ30D--3 | Ducted Indoor Units |  | 10 | 21 | 10 |  |  |  | FALSE | FALSE | FALSE | 30000 | 23000 | 3.37 | 28030 | 2.05
204711114 |  | Live | Carrier | PAYNE | Multizone All Ducted | 204711114 |  | HMSV-A-CB | 38MGRQ30D--3 | Ducted Indoor Units |  | 10 | 21 | 10 |  |  |  | FALSE | FALSE | FALSE | 30000 | 23000 | 3.37 | 28030 | 2.05
202345973 |  | Live | Carrier | BRYANT | Multizone All Ducted | 202345973 |  | HMSV-A-CB | 38MGRQ36D--3 | Ducted Indoor Units |  | 11.3 | 19 | 11 |  |  |  | TRUE | FALSE | FALSE | 36000 | 24600 | 2.54 | 36210 | 1.99
201847074 |  | Live | Carrier | MIDEA | Multizone All Ducted | 201847074 |  | HMSV-A-CB | 38MGRQ36D--3 | Ducted Indoor Units |  | 11.3 | 19 | 11 |  |  |  | TRUE | FALSE | FALSE | 36000 | 24600 | 2.54 | 36210 | 1.99
202345968 |  | Live | Carrier | CARRIER | Multizone All Ducted | 202345968 |  | HMSV-A-CB | 38MGRQ36D--3 | Ducted Indoor Units |  | 11.3 | 19 | 11 |  |  |  | TRUE | FALSE | FALSE | 36000 | 24600 | 2.54 | 36210 | 1.99
201847069 |  | Live | Carrier | PAYNE | Multizone All Ducted | 201847069 |  | HMSV-A-CB | 38MGRQ36D--3 | Ducted Indoor Units |  | 11.3 | 19 | 11 |  |  |  | TRUE | FALSE | FALSE | 36000 | 24600 | 2.54 | 36210 | 1.99
202345969 |  | Live | Carrier | CARRIER | Multizone All Ducted | 202345969 |  | HMSV-A-CB | 38MGRQ48E--3 | Ducted Indoor Units |  | 10.1 | 20.5 | 11.5 |  |  |  | FALSE | FALSE | FALSE | 49000 | 34000 | 2.72 | 36680 | 1.99
202345974 |  | Live | Carrier | BRYANT | Multizone All Ducted | 202345974 |  | HMSV-A-CB | 38MGRQ48E--3 | Ducted Indoor Units |  | 10.1 | 20.5 | 11.5 |  |  |  | FALSE | FALSE | FALSE | 49000 | 34000 | 2.72 | 36680 | 1.99
201847070 |  | Live | Carrier | PAYNE | Multizone All Ducted | 201847070 |  | HMSV-A-CB | 38MGRQ48E--3 | Ducted Indoor Units |  | 10.1 | 20.5 | 11.5 |  |  |  | FALSE | FALSE | FALSE | 49000 | 34000 | 2.72 | 36680 | 1.99
201847075 |  | Live | Carrier | MIDEA | Multizone All Ducted | 201847075 |  | HMSV-A-CB | 38MGRQ48E--3 | Ducted Indoor Units |  | 10.1 | 20.5 | 11.5 |  |  |  | FALSE | FALSE | FALSE | 49000 | 34000 | 2.72 | 36680 | 1.99
200059143 |  | Live | Carrier | CARRIER | Singlezone Ducted, Compact Ducted | 200059143 |  | HRCU-A-CB | 38MAQB18R--3 | Mini-Splits | 40MBDQ18---3 | 12.5 | 20 | 11 |  |  |  | FALSE | FALSE | FALSE | 16500 | 13400 | 2.71 | 20200 | 2.14
200059142 |  | Live | Carrier | BRYANT | Singlezone Ducted, Compact Ducted | 200059142 |  | HRCU-A-CB | 38MAQB18R--3 | Mini-Splits | 40MBDQ18---3 | 12.5 | 20 | 11 |  |  |  | FALSE | FALSE | FALSE | 16500 | 13400 | 2.71 | 20200 | 2.14
200059145 |  | Live | Carrier | CARRIER | Singlezone Ducted, Compact Ducted | 200059145 |  | HRCU-A-CB | 38MAQB24R--3 | Mini-Splits | 40MBDQ24---3 | 12.5 | 20.5 | 12.5 |  |  |  | TRUE | TRUE | TRUE | 24000 | 17300 | 2.56 | 25400 | 2.14
200059144 |  | Live | Carrier | BRYANT | Singlezone Ducted, Compact Ducted | 200059144 |  | HRCU-A-CB | 38MAQB24R--3 | Mini-Splits | 40MBDQ24---3 | 12.5 | 20.5 | 12.5 |  |  |  | TRUE | TRUE | TRUE | 24000 | 17300 | 2.56 | 25400 | 2.14
201846977 |  | Live | Carrier | PAYNE | Singlezone Ducted, Compact Ducted | 201846977 |  | HRCU-A-CB | 38MAQB18R--3 |  | 40MBDQ18---3 | 12.5 | 20 | 11 |  |  |  | FALSE | FALSE | FALSE | 16500 | 13400 | 2.71 | 20200 | 2.14
201846978 |  | Live | Carrier | PAYNE | Singlezone Ducted, Compact Ducted | 201846978 |  | HRCU-A-CB | 38MAQB24R--3 |  | 40MBDQ24---3 | 12.5 | 20.5 | 12.5 |  |  |  | TRUE | TRUE | TRUE | 24000 | 17300 | 2.56 | 25400 | 2.14
201846997 |  | Live | Carrier | MIDEA | Singlezone Ducted, Compact Ducted | 201846997 |  | HRCU-A-CB | 38MAQB18R--3 | Mini-Splits | 40MBDQ18---3 | 12.5 | 20 | 11 |  |  |  | FALSE | FALSE | FALSE | 16500 | 13400 | 2.71 | 20200 | 2.14
201846998 |  | Live | Carrier | MIDEA | Singlezone Ducted, Compact Ducted | 201846998 |  | HRCU-A-CB | 38MAQB24R--3 | Mini-Splits | 40MBDQ24---3 | 12.5 | 20.5 | 12.5 |  |  |  | TRUE | TRUE | TRUE | 24000 | 17300 | 2.56 | 25400 | 2.14
201846975 |  | Live | Carrier | PAYNE | Singlezone Ducted, Compact Ducted | 201846975 |  | HRCU-A-CB | 38MAQB09R--3 |  | 40MBDQ09---3 | 13.5 | 23 | 12 |  |  |  | TRUE | TRUE | TRUE | 9000 | 7200 | 2.74 | 13266 | 2.14
201846995 |  | Live | Carrier | MIDEA | Singlezone Ducted, Compact Ducted | 201846995 |  | HRCU-A-CB | 38MAQB09R--3 | Mini-Splits | 40MBDQ09---3 | 13.5 | 23 | 12 |  |  |  | TRUE | TRUE | TRUE | 9000 | 7200 | 2.74 | 13266 | 2.14
201846963 |  | Live | Carrier | BRYANT | Singlezone Ducted, Compact Ducted | 201846963 |  | HRCU-A-CB | 38MAQB09R--3 |  | 40MBDQ09---3 | 13.5 | 23 | 12 |  |  |  | TRUE | TRUE | TRUE | 9000 | 7200 | 2.74 | 13266 | 2.14
201846960 |  | Live | Carrier | CARRIER | Singlezone Ducted, Compact Ducted | 201846960 |  | HRCU-A-CB | 38MAQB09R--3 |  | 40MBDQ09---3 | 13.5 | 23 | 12 |  |  |  | TRUE | TRUE | TRUE | 9000 | 7200 | 2.74 | 13266 | 2.14
201754426 |  | Live | Mitsubishi Electric Trane | MITSUBISHI ELECTRIC | Singlezone Non-Ducted, Wall Placement | 201754426 |  | HRCU-A-CB-O | MUZ-FH06NA | Mini-Splits | MSZ-FH06NA** | 19 | 33.1 | 13.5 |  |  |  | FALSE | FALSE | FALSE | 6000 | 5900 | 3.46 | 10700 | 3.14
201796607 |  | Live | Carrier | MIDEA | Singlezone Non-Ducted, Ceiling Placement | 201796607 |  | HRCU-A-CB-O | DLCSRAH12AAK | Mini-Splits | DLFSCAH12XAK | 12.5 | 19.5 | 10.2 |  |  |  | FALSE | FALSE | FALSE | 12000 | 8200 | 2.43 | 14570 | 1.95
201796605 |  | Live | Carrier | MIDEA | Singlezone Ducted, Compact Ducted | 201796605 |  | HRCU-A-CB | DLCSRAH09AAK | Mini-Splits | DLFSDAH09XAK | 14 | 22.5 | 11.5 |  |  |  | FALSE | FALSE | FALSE | 9000 | 6800 | 2.73 | 14100 | 2.01
201835531 |  | Live | Carrier | ARCOAIRE | Singlezone Ducted, Compact Ducted | 201835531 |  | HRCU-A-CB | DLCSRAH09AAK | Mini-Splits | DLFSDAH09XAK | 14 | 22.5 | 11.5 |  |  |  | FALSE | FALSE | FALSE | 9000 | 6800 | 2.73 | 14100 | 2.01
201835628 |  | Live | Carrier | DAY & NIGHT | Singlezone Ducted, Compact Ducted | 201835628 |  | HRCU-A-CB | DLCSRAH09AAK | Mini-Splits | DLFSDAH09XAK | 14 | 22.5 | 11.5 |  |  |  | FALSE | FALSE | FALSE | 9000 | 6800 | 2.73 | 14100 | 2.01
201835580 |  | Live | Carrier | COMFORTMAKER | Singlezone Ducted, Compact Ducted | 201835580 |  | HRCU-A-CB | DLCSRAH09AAK | Mini-Splits | DLFSDAH09XAK | 14 | 22.5 | 11.5 |  |  |  | FALSE | FALSE | FALSE | 9000 | 6800 | 2.73 | 14100 | 2.01
201835705 |  | Live | Carrier | KEEPRITE | Singlezone Ducted, Compact Ducted | 201835705 |  | HRCU-A-CB | DLCSRAH09AAK | Mini-Splits | DLFSDAH09XAK | 14 | 22.5 | 11.5 |  |  |  | FALSE | FALSE | FALSE | 9000 | 6800 | 2.73 | 14100 | 2.01
201835704 |  | Live | Carrier | HEIL | Singlezone Ducted, Compact Ducted | 201835704 |  | HRCU-A-CB | DLCSRAH09AAK | Mini-Splits | DLFSDAH09XAK | 14 | 22.5 | 11.5 |  |  |  | FALSE | FALSE | FALSE | 9000 | 6800 | 2.73 | 14100 | 2.01
201835801 |  | Live | Carrier | KENMORE | Singlezone Ducted, Compact Ducted | 201835801 |  | HRCU-A-CB | DLCSRAH09AAK | Mini-Splits | DLFSDAH09XAK | 14 | 22.5 | 11.5 |  |  |  | FALSE | FALSE | FALSE | 9000 | 6800 | 2.73 | 14100 | 2.01
201835800 |  | Live | Carrier | TEMPSTAR | Singlezone Ducted, Compact Ducted | 201835800 |  | HRCU-A-CB | DLCSRAH09AAK | Mini-Splits | DLFSDAH09XAK | 14 | 22.5 | 11.5 |  |  |  | FALSE | FALSE | FALSE | 9000 | 6800 | 2.73 | 14100 | 2.01
202119276 |  | Live | Carrier | SMART COMFORT | Singlezone Ducted, Compact Ducted | 202119276 |  | HRCU-A-CB | DLCSRAH09AAK | Mini-Splits | DLFSDAH09XAK | 14 | 22.5 | 11.5 |  |  |  | FALSE | FALSE | FALSE | 9000 | 6800 | 2.73 | 14100 | 2.01
203966599 |  | Live | Carrier | AIRQUEST | Singlezone Ducted, Compact Ducted | 203966599 |  | HRCU-A-CB | DLCLRAH36AAK | Mini-Splits | DLFLDAH36XAK | 9 | 16.5 | 11.5 |  |  |  | FALSE | FALSE | FALSE | 36000 | 27600 | 2.46 | 34820 | 2.27
203966588 |  | Live | Carrier | AIRQUEST | Singlezone Non-Ducted, Ceiling Placement | 203966588 |  | HRCU-A-CB-O | DLCLRAH36AAK | Mini-Splits | DLFLCAH36XAK | 9 | 17.5 | 10.5 |  |  |  | FALSE | FALSE | FALSE | 36000 | 25200 | 2.46 | 30490 | 2.51
201796615 |  | Live | Carrier | MIDEA | Singlezone Non-Ducted, Ceiling Placement | 201796615 |  | HRCU-A-CB-O | DLCLRAH36AAK | Mini-Splits | DLFLFAH36XAK | 8 | 16 | 10 |  |  |  | FALSE | FALSE | FALSE | 36000 | 25400 | 2.46 | 30680 | 2.75
201835541 |  | Live | Carrier | ARCOAIRE | Singlezone Non-Ducted, Ceiling Placement | 201835541 |  | HRCU-A-CB-O | DLCLRAH36AAK | Mini-Splits | DLFLFAH36XAK | 8 | 16 | 10 |  |  |  | FALSE | FALSE | FALSE | 36000 | 25400 | 2.46 | 30680 | 2.75
201835638 |  | Live | Carrier | DAY & NIGHT | Singlezone Non-Ducted, Ceiling Placement | 201835638 |  | HRCU-A-CB-O | DLCLRAH36AAK | Mini-Splits | DLFLFAH36XAK | 8 | 16 | 10 |  |  |  | FALSE | FALSE | FALSE | 36000 | 25400 | 2.46 | 30680 | 2.75
201835590 |  | Live | Carrier | COMFORTMAKER | Singlezone Non-Ducted, Ceiling Placement | 201835590 |  | HRCU-A-CB-O | DLCLRAH36AAK | Mini-Splits | DLFLFAH36XAK | 8 | 16 | 10 |  |  |  | FALSE | FALSE | FALSE | 36000 | 25400 | 2.46 | 30680 | 2.75
201835724 |  | Live | Carrier | HEIL | Singlezone Non-Ducted, Ceiling Placement | 201835724 |  | HRCU-A-CB-O | DLCLRAH36AAK | Mini-Splits | DLFLFAH36XAK | 8 | 16 | 10 |  |  |  | FALSE | FALSE | FALSE | 36000 | 25400 | 2.46 | 30680 | 2.75
201835725 |  | Live | Carrier | KEEPRITE | Singlezone Non-Ducted, Ceiling Placement | 201835725 |  | HRCU-A-CB-O | DLCLRAH36AAK | Mini-Splits | DLFLFAH36XAK | 8 | 16 | 10 |  |  |  | FALSE | FALSE | FALSE | 36000 | 25400 | 2.46 | 30680 | 2.75
201835820 |  | Live | Carrier | TEMPSTAR | Singlezone Non-Ducted, Ceiling Placement | 201835820 |  | HRCU-A-CB-O | DLCLRAH36AAK | Mini-Splits | DLFLFAH36XAK | 8 | 16 | 10 |  |  |  | FALSE | FALSE | FALSE | 36000 | 25400 | 2.46 | 30680 | 2.75
201835821 |  | Live | Carrier | KENMORE | Singlezone Non-Ducted, Ceiling Placement | 201835821 |  | HRCU-A-CB-O | DLCLRAH36AAK | Mini-Splits | DLFLFAH36XAK | 8 | 16 | 10 |  |  |  | FALSE | FALSE | FALSE | 36000 | 25400 | 2.46 | 30680 | 2.75
202119286 |  | Live | Carrier | SMART COMFORT | Singlezone Non-Ducted, Ceiling Placement | 202119286 |  | HRCU-A-CB-O | DLCLRAH36AAK | Mini-Splits | DLFLFAH36XAK | 8 | 16 | 10 |  |  |  | FALSE | FALSE | FALSE | 36000 | 25400 | 2.46 | 30680 | 2.75
201847016 |  | Live | Carrier | CARRIER | Singlezone Non-Ducted, Ceiling Placement | 201847016 |  | HRCU-A-CB-O | 38MBRQ36A--3 | Mini-Splits | 40MBFQ36---3 | 8 | 16 | 10 |  |  |  | FALSE | FALSE | FALSE | 36000 | 25400 | 2.46 | 30680 | 2.75
201847029 |  | Live | Carrier | BRYANT | Singlezone Non-Ducted, Ceiling Placement | 201847029 |  | HRCU-A-CB-O | 38MBRQ36A--3 | Mini-Splits | 40MBFQ36---3 | 8 | 16 | 10 |  |  |  | FALSE | FALSE | FALSE | 36000 | 25400 | 2.46 | 30680 | 2.75
201847046 |  | Live | Carrier | PAYNE | Singlezone Non-Ducted, Ceiling Placement | 201847046 |  | HRCU-A-CB-O | 38MBRQ36A--3 | Mini-Splits | 40MBFQ36---3 | 8 | 16 | 10 |  |  |  | FALSE | FALSE | FALSE | 36000 | 25400 | 2.46 | 30680 | 2.75
201847063 |  | Live | Carrier | MIDEA | Singlezone Non-Ducted, Ceiling Placement | 201847063 |  | HRCU-A-CB-O | 38MBRQ36A--3 | Mini-Splits | 40MBFQ36---3 | 8 | 16 | 10 |  |  |  | FALSE | FALSE | FALSE | 36000 | 25400 | 2.46 | 30680 | 2.75
201835533 |  | Live | Carrier | ARCOAIRE | Singlezone Non-Ducted, Ceiling Placement | 201835533 |  | HRCU-A-CB-O | DLCSRAH12AAK | Mini-Splits | DLFSCAH12XAK | 12.5 | 19.5 | 10.2 |  |  |  | FALSE | FALSE | FALSE | 12000 | 8200 | 2.43 | 14570 | 1.95
201835582 |  | Live | Carrier | COMFORTMAKER | Singlezone Non-Ducted, Ceiling Placement | 201835582 |  | HRCU-A-CB-O | DLCSRAH12AAK | Mini-Splits | DLFSCAH12XAK | 12.5 | 19.5 | 10.2 |  |  |  | FALSE | FALSE | FALSE | 12000 | 8200 | 2.43 | 14570 | 1.95
201835630 |  | Live | Carrier | DAY & NIGHT | Singlezone Non-Ducted, Ceiling Placement | 201835630 |  | HRCU-A-CB-O | DLCSRAH12AAK | Mini-Splits | DLFSCAH12XAK | 12.5 | 19.5 | 10.2 |  |  |  | FALSE | FALSE | FALSE | 12000 | 8200 | 2.43 | 14570 | 1.95
201835709 |  | Live | Carrier | KEEPRITE | Singlezone Non-Ducted, Ceiling Placement | 201835709 |  | HRCU-A-CB-O | DLCSRAH12AAK | Mini-Splits | DLFSCAH12XAK | 12.5 | 19.5 | 10.2 |  |  |  | FALSE | FALSE | FALSE | 12000 | 8200 | 2.43 | 14570 | 1.95
201835708 |  | Live | Carrier | HEIL | Singlezone Non-Ducted, Ceiling Placement | 201835708 |  | HRCU-A-CB-O | DLCSRAH12AAK | Mini-Splits | DLFSCAH12XAK | 12.5 | 19.5 | 10.2 |  |  |  | FALSE | FALSE | FALSE | 12000 | 8200 | 2.43 | 14570 | 1.95
201835804 |  | Live | Carrier | TEMPSTAR | Singlezone Non-Ducted, Ceiling Placement | 201835804 |  | HRCU-A-CB-O | DLCSRAH12AAK | Mini-Splits | DLFSCAH12XAK | 12.5 | 19.5 | 10.2 |  |  |  | FALSE | FALSE | FALSE | 12000 | 8200 | 2.43 | 14570 | 1.95
201835805 |  | Live | Carrier | KENMORE | Singlezone Non-Ducted, Ceiling Placement | 201835805 |  | HRCU-A-CB-O | DLCSRAH12AAK | Mini-Splits | DLFSCAH12XAK | 12.5 | 19.5 | 10.2 |  |  |  | FALSE | FALSE | FALSE | 12000 | 8200 | 2.43 | 14570 | 1.95
202119278 |  | Live | Carrier | SMART COMFORT | Singlezone Non-Ducted, Ceiling Placement | 202119278 |  | HRCU-A-CB-O | DLCSRAH12AAK | Mini-Splits | DLFSCAH12XAK | 12.5 | 19.5 | 10.2 |  |  |  | FALSE | FALSE | FALSE | 12000 | 8200 | 2.43 | 14570 | 1.95
201835536 |  | Live | Carrier | ARCOAIRE | Singlezone Non-Ducted, Ceiling Placement | 201835536 |  | HRCU-A-CB-O | DLCSRAH18AAK | Mini-Splits | DLFSFAH18XAK | 12.5 | 19.9 | 10.2 |  |  |  | FALSE | FALSE | FALSE | 17000 | 12900 | 2.31 | 22470 | 1.75
201796610 |  | Live | Carrier | MIDEA | Singlezone Non-Ducted, Ceiling Placement | 201796610 |  | HRCU-A-CB-O | DLCSRAH18AAK | Mini-Splits | DLFSFAH18XAK | 12.5 | 19.9 | 10.2 |  |  |  | FALSE | FALSE | FALSE | 17000 | 12900 | 2.31 | 22470 | 1.75
201835585 |  | Live | Carrier | COMFORTMAKER | Singlezone Non-Ducted, Ceiling Placement | 201835585 |  | HRCU-A-CB-O | DLCSRAH18AAK | Mini-Splits | DLFSFAH18XAK | 12.5 | 19.9 | 10.2 |  |  |  | FALSE | FALSE | FALSE | 17000 | 12900 | 2.31 | 22470 | 1.75
201835633 |  | Live | Carrier | DAY & NIGHT | Singlezone Non-Ducted, Ceiling Placement | 201835633 |  | HRCU-A-CB-O | DLCSRAH18AAK | Mini-Splits | DLFSFAH18XAK | 12.5 | 19.9 | 10.2 |  |  |  | FALSE | FALSE | FALSE | 17000 | 12900 | 2.31 | 22470 | 1.75
201835714 |  | Live | Carrier | HEIL | Singlezone Non-Ducted, Ceiling Placement | 201835714 |  | HRCU-A-CB-O | DLCSRAH18AAK | Mini-Splits | DLFSFAH18XAK | 12.5 | 19.9 | 10.2 |  |  |  | FALSE | FALSE | FALSE | 17000 | 12900 | 2.31 | 22470 | 1.75
201835715 |  | Live | Carrier | KEEPRITE | Singlezone Non-Ducted, Ceiling Placement | 201835715 |  | HRCU-A-CB-O | DLCSRAH18AAK | Mini-Splits | DLFSFAH18XAK | 12.5 | 19.9 | 10.2 |  |  |  | FALSE | FALSE | FALSE | 17000 | 12900 | 2.31 | 22470 | 1.75
201835810 |  | Live | Carrier | TEMPSTAR | Singlezone Non-Ducted, Ceiling Placement | 201835810 |  | HRCU-A-CB-O | DLCSRAH18AAK | Mini-Splits | DLFSFAH18XAK | 12.5 | 19.9 | 10.2 |  |  |  | FALSE | FALSE | FALSE | 17000 | 12900 | 2.31 | 22470 | 1.75
201835811 |  | Live | Carrier | KENMORE | Singlezone Non-Ducted, Ceiling Placement | 201835811 |  | HRCU-A-CB-O | DLCSRAH18AAK | Mini-Splits | DLFSFAH18XAK | 12.5 | 19.9 | 10.2 |  |  |  | FALSE | FALSE | FALSE | 17000 | 12900 | 2.31 | 22470 | 1.75
202119281 |  | Live | Carrier | SMART COMFORT | Singlezone Non-Ducted, Ceiling Placement | 202119281 |  | HRCU-A-CB-O | DLCSRAH18AAK | Mini-Splits | DLFSFAH18XAK | 12.5 | 19.9 | 10.2 |  |  |  | FALSE | FALSE | FALSE | 17000 | 12900 | 2.31 | 22470 | 1.75
201796606 |  | Live | Carrier | MIDEA | Singlezone Non-Ducted, Ceiling Placement | 201796606 |  | HRCU-A-CB-O | DLCSRAH09AAK | Mini-Splits | DLFSCAH09XAK | 13 | 20 | 10.2 |  |  |  | FALSE | FALSE | FALSE | 9000 | 6700 | 2.58 | 14130 | 2.17
201835532 |  | Live | Carrier | ARCOAIRE | Singlezone Non-Ducted, Ceiling Placement | 201835532 |  | HRCU-A-CB-O | DLCSRAH09AAK | Mini-Splits | DLFSCAH09XAK | 13 | 20 | 10.2 |  |  |  | FALSE | FALSE | FALSE | 9000 | 6700 | 2.58 | 14130 | 2.17
201835581 |  | Live | Carrier | COMFORTMAKER | Singlezone Non-Ducted, Ceiling Placement | 201835581 |  | HRCU-A-CB-O | DLCSRAH09AAK | Mini-Splits | DLFSCAH09XAK | 13 | 20 | 10.2 |  |  |  | FALSE | FALSE | FALSE | 9000 | 6700 | 2.58 | 14130 | 2.17
201835629 |  | Live | Carrier | DAY & NIGHT | Singlezone Non-Ducted, Ceiling Placement | 201835629 |  | HRCU-A-CB-O | DLCSRAH09AAK | Mini-Splits | DLFSCAH09XAK | 13 | 20 | 10.2 |  |  |  | FALSE | FALSE | FALSE | 9000 | 6700 | 2.58 | 14130 | 2.17
201835706 |  | Live | Carrier | HEIL | Singlezone Non-Ducted, Ceiling Placement | 201835706 |  | HRCU-A-CB-O | DLCSRAH09AAK | Mini-Splits | DLFSCAH09XAK | 13 | 20 | 10.2 |  |  |  | FALSE | FALSE | FALSE | 9000 | 6700 | 2.58 | 14130 | 2.17
201835707 |  | Live | Carrier | KEEPRITE | Singlezone Non-Ducted, Ceiling Placement | 201835707 |  | HRCU-A-CB-O | DLCSRAH09AAK | Mini-Splits | DLFSCAH09XAK | 13 | 20 | 10.2 |  |  |  | FALSE | FALSE | FALSE | 9000 | 6700 | 2.58 | 14130 | 2.17
201796616 |  | Live | Carrier | MIDEA | Singlezone Non-Ducted, Ceiling Placement | 201796616 |  | HRCU-A-CB-O | DLCLRAH36AAK | Mini-Splits | DLFLCAH36XAK | 9 | 17.5 | 10.5 |  |  |  | FALSE | FALSE | FALSE | 36000 | 25200 | 2.46 | 30490 | 2.51
201835802 |  | Live | Carrier | TEMPSTAR | Singlezone Non-Ducted, Ceiling Placement | 201835802 |  | HRCU-A-CB-O | DLCSRAH09AAK | Mini-Splits | DLFSCAH09XAK | 13 | 20 | 10.2 |  |  |  | FALSE | FALSE | FALSE | 9000 | 6700 | 2.58 | 14130 | 2.17
201835542 |  | Live | Carrier | ARCOAIRE | Singlezone Non-Ducted, Ceiling Placement | 201835542 |  | HRCU-A-CB-O | DLCLRAH36AAK | Mini-Splits | DLFLCAH36XAK | 9 | 17.5 | 10.5 |  |  |  | FALSE | FALSE | FALSE | 36000 | 25200 | 2.46 | 30490 | 2.51
201835803 |  | Live | Carrier | KENMORE | Singlezone Non-Ducted, Ceiling Placement | 201835803 |  | HRCU-A-CB-O | DLCSRAH09AAK | Mini-Splits | DLFSCAH09XAK | 13 | 20 | 10.2 |  |  |  | FALSE | FALSE | FALSE | 9000 | 6700 | 2.58 | 14130 | 2.17
202119277 |  | Live | Carrier | SMART COMFORT | Singlezone Non-Ducted, Ceiling Placement | 202119277 |  | HRCU-A-CB-O | DLCSRAH09AAK | Mini-Splits | DLFSCAH09XAK | 13 | 20 | 10.2 |  |  |  | FALSE | FALSE | FALSE | 9000 | 6700 | 2.58 | 14130 | 2.17
201835822 |  | Live | Carrier | TEMPSTAR | Singlezone Non-Ducted, Ceiling Placement | 201835822 |  | HRCU-A-CB-O | DLCLRAH36AAK | Mini-Splits | DLFLCAH36XAK | 9 | 17.5 | 10.5 |  |  |  | FALSE | FALSE | FALSE | 36000 | 25200 | 2.46 | 30490 | 2.51
201835726 |  | Live | Carrier | HEIL | Singlezone Non-Ducted, Ceiling Placement | 201835726 |  | HRCU-A-CB-O | DLCLRAH36AAK | Mini-Splits | DLFLCAH36XAK | 9 | 17.5 | 10.5 |  |  |  | FALSE | FALSE | FALSE | 36000 | 25200 | 2.46 | 30490 | 2.51
201835591 |  | Live | Carrier | COMFORTMAKER | Singlezone Non-Ducted, Ceiling Placement | 201835591 |  | HRCU-A-CB-O | DLCLRAH36AAK | Mini-Splits | DLFLCAH36XAK | 9 | 17.5 | 10.5 |  |  |  | FALSE | FALSE | FALSE | 36000 | 25200 | 2.46 | 30490 | 2.51
201835639 |  | Live | Carrier | DAY & NIGHT | Singlezone Non-Ducted, Ceiling Placement | 201835639 |  | HRCU-A-CB-O | DLCLRAH36AAK | Mini-Splits | DLFLCAH36XAK | 9 | 17.5 | 10.5 |  |  |  | FALSE | FALSE | FALSE | 36000 | 25200 | 2.46 | 30490 | 2.51
201835727 |  | Live | Carrier | KEEPRITE | Singlezone Non-Ducted, Ceiling Placement | 201835727 |  | HRCU-A-CB-O | DLCLRAH36AAK | Mini-Splits | DLFLCAH36XAK | 9 | 17.5 | 10.5 |  |  |  | FALSE | FALSE | FALSE | 36000 | 25200 | 2.46 | 30490 | 2.51
201835823 |  | Live | Carrier | KENMORE | Singlezone Non-Ducted, Ceiling Placement | 201835823 |  | HRCU-A-CB-O | DLCLRAH36AAK | Mini-Splits | DLFLCAH36XAK | 9 | 17.5 | 10.5 |  |  |  | FALSE | FALSE | FALSE | 36000 | 25200 | 2.46 | 30490 | 2.51
202119287 |  | Live | Carrier | SMART COMFORT | Singlezone Non-Ducted, Ceiling Placement | 202119287 |  | HRCU-A-CB-O | DLCLRAH36AAK | Mini-Splits | DLFLCAH36XAK | 9 | 17.5 | 10.5 |  |  |  | FALSE | FALSE | FALSE | 36000 | 25200 | 2.46 | 30490 | 2.51
201847012 |  | Live | Carrier | CARRIER | Singlezone Non-Ducted, Ceiling Placement | 201847012 |  | HRCU-A-CB-O | 38MBRQ36A--3 | Mini-Splits | 40MBCQ36---3 | 9 | 17.5 | 10.5 |  |  |  | FALSE | FALSE | FALSE | 36000 | 25200 | 2.46 | 30490 | 2.51
201847025 |  | Live | Carrier | BRYANT | Singlezone Non-Ducted, Ceiling Placement | 201847025 |  | HRCU-A-CB-O | 38MBRQ36A--3 | Mini-Splits | 40MBCQ36---3 | 9 | 17.5 | 10.5 |  |  |  | FALSE | FALSE | FALSE | 36000 | 25200 | 2.46 | 30490 | 2.51
201847040 |  | Live | Carrier | PAYNE | Singlezone Non-Ducted, Ceiling Placement | 201847040 |  | HRCU-A-CB-O | 38MBRQ36A--3 | Mini-Splits | 40MBCQ36---3 | 9 | 17.5 | 10.5 |  |  |  | FALSE | FALSE | FALSE | 36000 | 25200 | 2.46 | 30490 | 2.51
201796608 |  | Live | Carrier | MIDEA | Singlezone Non-Ducted, Ceiling Placement | 201796608 |  | HRCU-A-CB-O | DLCSRAH12AAK | Mini-Splits | DLFSFAH12XAK | 12.5 | 19.4 | 10.5 |  |  |  | FALSE | FALSE | FALSE | 12000 | 9600 | 2.65 | 13740 | 1.83
201847057 |  | Live | Carrier | MIDEA | Singlezone Non-Ducted, Ceiling Placement | 201847057 |  | HRCU-A-CB-O | 38MBRQ36A--3 | Mini-Splits | 40MBCQ36---3 | 9 | 17.5 | 10.5 |  |  |  | FALSE | FALSE | FALSE | 36000 | 25200 | 2.46 | 30490 | 2.51
201835534 |  | Live | Carrier | ARCOAIRE | Singlezone Non-Ducted, Ceiling Placement | 201835534 |  | HRCU-A-CB-O | DLCSRAH12AAK | Mini-Splits | DLFSFAH12XAK | 12.5 | 19.4 | 10.5 |  |  |  | FALSE | FALSE | FALSE | 12000 | 9600 | 2.65 | 13740 | 1.83
201835631 |  | Live | Carrier | DAY & NIGHT | Singlezone Non-Ducted, Ceiling Placement | 201835631 |  | HRCU-A-CB-O | DLCSRAH12AAK | Mini-Splits | DLFSFAH12XAK | 12.5 | 19.4 | 10.5 |  |  |  | FALSE | FALSE | FALSE | 12000 | 9600 | 2.65 | 13740 | 1.83
201835583 |  | Live | Carrier | COMFORTMAKER | Singlezone Non-Ducted, Ceiling Placement | 201835583 |  | HRCU-A-CB-O | DLCSRAH12AAK | Mini-Splits | DLFSFAH12XAK | 12.5 | 19.4 | 10.5 |  |  |  | FALSE | FALSE | FALSE | 12000 | 9600 | 2.65 | 13740 | 1.83
201835710 |  | Live | Carrier | HEIL | Singlezone Non-Ducted, Ceiling Placement | 201835710 |  | HRCU-A-CB-O | DLCSRAH12AAK | Mini-Splits | DLFSFAH12XAK | 12.5 | 19.4 | 10.5 |  |  |  | FALSE | FALSE | FALSE | 12000 | 9600 | 2.65 | 13740 | 1.83
201835711 |  | Live | Carrier | KEEPRITE | Singlezone Non-Ducted, Ceiling Placement | 201835711 |  | HRCU-A-CB-O | DLCSRAH12AAK | Mini-Splits | DLFSFAH12XAK | 12.5 | 19.4 | 10.5 |  |  |  | FALSE | FALSE | FALSE | 12000 | 9600 | 2.65 | 13740 | 1.83
201835806 |  | Live | Carrier | TEMPSTAR | Singlezone Non-Ducted, Ceiling Placement | 201835806 |  | HRCU-A-CB-O | DLCSRAH12AAK | Mini-Splits | DLFSFAH12XAK | 12.5 | 19.4 | 10.5 |  |  |  | FALSE | FALSE | FALSE | 12000 | 9600 | 2.65 | 13740 | 1.83
201835807 |  | Live | Carrier | KENMORE | Singlezone Non-Ducted, Ceiling Placement | 201835807 |  | HRCU-A-CB-O | DLCSRAH12AAK | Mini-Splits | DLFSFAH12XAK | 12.5 | 19.4 | 10.5 |  |  |  | FALSE | FALSE | FALSE | 12000 | 9600 | 2.65 | 13740 | 1.83
202119279 |  | Live | Carrier | SMART COMFORT | Singlezone Non-Ducted, Ceiling Placement | 202119279 |  | HRCU-A-CB-O | DLCSRAH12AAK | Mini-Splits | DLFSFAH12XAK | 12.5 | 19.4 | 10.5 |  |  |  | FALSE | FALSE | FALSE | 12000 | 9600 | 2.65 | 13740 | 1.83
201796611 |  | Live | Carrier | MIDEA | Singlezone Non-Ducted, Ceiling Placement | 201796611 |  | HRCU-A-CB-O | DLCSRAH18AAK | Mini-Splits | DLFSCAH18XAK | 12.5 | 20 | 10.5 |  |  |  | FALSE | FALSE | FALSE | 16000 | 12000 | 2.59 | 16410 | 2.61
201835586 |  | Live | Carrier | COMFORTMAKER | Singlezone Non-Ducted, Ceiling Placement | 201835586 |  | HRCU-A-CB-O | DLCSRAH18AAK | Mini-Splits | DLFSCAH18XAK | 12.5 | 20 | 10.5 |  |  |  | FALSE | FALSE | FALSE | 16000 | 12000 | 2.59 | 16410 | 2.61
201835537 |  | Live | Carrier | ARCOAIRE | Singlezone Non-Ducted, Ceiling Placement | 201835537 |  | HRCU-A-CB-O | DLCSRAH18AAK | Mini-Splits | DLFSCAH18XAK | 12.5 | 20 | 10.5 |  |  |  | FALSE | FALSE | FALSE | 16000 | 12000 | 2.59 | 16410 | 2.61
201835634 |  | Live | Carrier | DAY & NIGHT | Singlezone Non-Ducted, Ceiling Placement | 201835634 |  | HRCU-A-CB-O | DLCSRAH18AAK | Mini-Splits | DLFSCAH18XAK | 12.5 | 20 | 10.5 |  |  |  | FALSE | FALSE | FALSE | 16000 | 12000 | 2.59 | 16410 | 2.61
201835716 |  | Live | Carrier | HEIL | Singlezone Non-Ducted, Ceiling Placement | 201835716 |  | HRCU-A-CB-O | DLCSRAH18AAK | Mini-Splits | DLFSCAH18XAK | 12.5 | 20 | 10.5 |  |  |  | FALSE | FALSE | FALSE | 16000 | 12000 | 2.59 | 16410 | 2.61
201835717 |  | Live | Carrier | KEEPRITE | Singlezone Non-Ducted, Ceiling Placement | 201835717 |  | HRCU-A-CB-O | DLCSRAH18AAK | Mini-Splits | DLFSCAH18XAK | 12.5 | 20 | 10.5 |  |  |  | FALSE | FALSE | FALSE | 16000 | 12000 | 2.59 | 16410 | 2.61
201835812 |  | Live | Carrier | TEMPSTAR | Singlezone Non-Ducted, Ceiling Placement | 201835812 |  | HRCU-A-CB-O | DLCSRAH18AAK | Mini-Splits | DLFSCAH18XAK | 12.5 | 20 | 10.5 |  |  |  | FALSE | FALSE | FALSE | 16000 | 12000 | 2.59 | 16410 | 2.61
201835813 |  | Live | Carrier | KENMORE | Singlezone Non-Ducted, Ceiling Placement | 201835813 |  | HRCU-A-CB-O | DLCSRAH18AAK | Mini-Splits | DLFSCAH18XAK | 12.5 | 20 | 10.5 |  |  |  | FALSE | FALSE | FALSE | 16000 | 12000 | 2.59 | 16410 | 2.61
202119282 |  | Live | Carrier | SMART COMFORT | Singlezone Non-Ducted, Ceiling Placement | 202119282 |  | HRCU-A-CB-O | DLCSRAH18AAK | Mini-Splits | DLFSCAH18XAK | 12.5 | 20 | 10.5 |  |  |  | FALSE | FALSE | FALSE | 16000 | 12000 | 2.59 | 16410 | 2.61
201796609 |  | Live | Carrier | MIDEA | Singlezone Ducted, Compact Ducted | 201796609 |  | HRCU-A-CB | DLCSRAH12AAK | Mini-Splits | DLFSDAH12XAK | 12.5 | 20.5 | 11 |  |  |  | FALSE | FALSE | FALSE | 12000 | 8100 | 2.42 | 14340 | 1.95
201835535 |  | Live | Carrier | ARCOAIRE | Singlezone Ducted, Compact Ducted | 201835535 |  | HRCU-A-CB | DLCSRAH12AAK | Mini-Splits | DLFSDAH12XAK | 12.5 | 20.5 | 11 |  |  |  | FALSE | FALSE | FALSE | 12000 | 8100 | 2.42 | 14340 | 1.95
201835584 |  | Live | Carrier | COMFORTMAKER | Singlezone Ducted, Compact Ducted | 201835584 |  | HRCU-A-CB | DLCSRAH12AAK | Mini-Splits | DLFSDAH12XAK | 12.5 | 20.5 | 11 |  |  |  | FALSE | FALSE | FALSE | 12000 | 8100 | 2.42 | 14340 | 1.95
201835632 |  | Live | Carrier | DAY & NIGHT | Singlezone Ducted, Compact Ducted | 201835632 |  | HRCU-A-CB | DLCSRAH12AAK | Mini-Splits | DLFSDAH12XAK | 12.5 | 20.5 | 11 |  |  |  | FALSE | FALSE | FALSE | 12000 | 8100 | 2.42 | 14340 | 1.95
201835712 |  | Live | Carrier | HEIL | Singlezone Ducted, Compact Ducted | 201835712 |  | HRCU-A-CB | DLCSRAH12AAK | Mini-Splits | DLFSDAH12XAK | 12.5 | 20.5 | 11 |  |  |  | FALSE | FALSE | FALSE | 12000 | 8100 | 2.42 | 14340 | 1.95
201835713 |  | Live | Carrier | KEEPRITE | Singlezone Ducted, Compact Ducted | 201835713 |  | HRCU-A-CB | DLCSRAH12AAK | Mini-Splits | DLFSDAH12XAK | 12.5 | 20.5 | 11 |  |  |  | FALSE | FALSE | FALSE | 12000 | 8100 | 2.42 | 14340 | 1.95
201835808 |  | Live | Carrier | TEMPSTAR | Singlezone Ducted, Compact Ducted | 201835808 |  | HRCU-A-CB | DLCSRAH12AAK | Mini-Splits | DLFSDAH12XAK | 12.5 | 20.5 | 11 |  |  |  | FALSE | FALSE | FALSE | 12000 | 8100 | 2.42 | 14340 | 1.95
201835809 |  | Live | Carrier | KENMORE | Singlezone Ducted, Compact Ducted | 201835809 |  | HRCU-A-CB | DLCSRAH12AAK | Mini-Splits | DLFSDAH12XAK | 12.5 | 20.5 | 11 |  |  |  | FALSE | FALSE | FALSE | 12000 | 8100 | 2.42 | 14340 | 1.95
202119280 |  | Live | Carrier | SMART COMFORT | Singlezone Ducted, Compact Ducted | 202119280 |  | HRCU-A-CB | DLCSRAH12AAK | Mini-Splits | DLFSDAH12XAK | 12.5 | 20.5 | 11 |  |  |  | FALSE | FALSE | FALSE | 12000 | 8100 | 2.42 | 14340 | 1.95
201835521 |  | Live | Carrier | ARCOAIRE | Singlezone Ducted, Compact Ducted | 201835521 |  | HRCU-A-CB | DLCLRAH36AAK | Mini-Splits | DLFLDAH36XAK | 9 | 16.5 | 11.5 |  |  |  | FALSE | FALSE | FALSE | 36000 | 27600 | 2.46 | 34820 | 2.27
201771969 |  | Live | Carrier | MIDEA | Singlezone Ducted, Compact Ducted | 201771969 |  | HRCU-A-CB | DLCLRAH36AAK | Mini-Splits | DLFLDAH36XAK | 9 | 16.5 | 11.5 |  |  |  | FALSE | FALSE | FALSE | 36000 | 27600 | 2.46 | 34820 | 2.27
201835569 |  | Live | Carrier | COMFORTMAKER | Singlezone Ducted, Compact Ducted | 201835569 |  | HRCU-A-CB | DLCLRAH36AAK | Mini-Splits | DLFLDAH36XAK | 9 | 16.5 | 11.5 |  |  |  | FALSE | FALSE | FALSE | 36000 | 27600 | 2.46 | 34820 | 2.27
201835617 |  | Live | Carrier | DAY & NIGHT | Singlezone Ducted, Compact Ducted | 201835617 |  | HRCU-A-CB | DLCLRAH36AAK | Mini-Splits | DLFLDAH36XAK | 9 | 16.5 | 11.5 |  |  |  | FALSE | FALSE | FALSE | 36000 | 27600 | 2.46 | 34820 | 2.27
201835682 |  | Live | Carrier | HEIL | Singlezone Ducted, Compact Ducted | 201835682 |  | HRCU-A-CB | DLCLRAH36AAK | Mini-Splits | DLFLDAH36XAK | 9 | 16.5 | 11.5 |  |  |  | FALSE | FALSE | FALSE | 36000 | 27600 | 2.46 | 34820 | 2.27
201835683 |  | Live | Carrier | KEEPRITE | Singlezone Ducted, Compact Ducted | 201835683 |  | HRCU-A-CB | DLCLRAH36AAK | Mini-Splits | DLFLDAH36XAK | 9 | 16.5 | 11.5 |  |  |  | FALSE | FALSE | FALSE | 36000 | 27600 | 2.46 | 34820 | 2.27
201835778 |  | Live | Carrier | KENMORE | Singlezone Ducted, Compact Ducted | 201835778 |  | HRCU-A-CB | DLCLRAH36AAK | Mini-Splits | DLFLDAH36XAK | 9 | 16.5 | 11.5 |  |  |  | FALSE | FALSE | FALSE | 36000 | 27600 | 2.46 | 34820 | 2.27
201835779 |  | Live | Carrier | TEMPSTAR | Singlezone Ducted, Compact Ducted | 201835779 |  | HRCU-A-CB | DLCLRAH36AAK | Mini-Splits | DLFLDAH36XAK | 9 | 16.5 | 11.5 |  |  |  | FALSE | FALSE | FALSE | 36000 | 27600 | 2.46 | 34820 | 2.27
202119268 |  | Live | Carrier | SMART COMFORT | Singlezone Ducted, Compact Ducted | 202119268 |  | HRCU-A-CB | DLCLRAH36AAK | Mini-Splits | DLFLDAH36XAK | 9 | 16.5 | 11.5 |  |  |  | FALSE | FALSE | FALSE | 36000 | 27600 | 2.46 | 34820 | 2.27
200059146 |  | Live | Carrier | BRYANT | Singlezone Ducted, Compact Ducted | 200059146 |  | HRCU-A-CB | 38MBRQ36A--3 | Mini-Splits | 40MBDQ36---3 | 9 | 16.5 | 11.5 |  |  |  | FALSE | FALSE | FALSE | 36000 | 27600 | 2.46 | 34820 | 2.27
200059147 |  | Live | Carrier | CARRIER | Singlezone Ducted, Compact Ducted | 200059147 |  | HRCU-A-CB | 38MBRQ36A--3 | Mini-Splits | 40MBDQ36---3 | 9 | 16.5 | 11.5 |  |  |  | FALSE | FALSE | FALSE | 36000 | 27600 | 2.46 | 34820 | 2.27
201847059 |  | Live | Carrier | MIDEA | Singlezone Ducted, Compact Ducted | 201847059 |  | HRCU-A-CB | 38MBRQ36A--3 | Mini-Splits | 40MBDQ36---3 | 9 | 16.5 | 11.5 |  |  |  | FALSE | FALSE | FALSE | 36000 | 27600 | 2.46 | 34820 | 2.27
201847042 |  | Live | Carrier | PAYNE | Singlezone Ducted, Compact Ducted | 201847042 |  | HRCU-A-CB | 38MBRQ36A--3 | Mini-Splits | 40MBDQ36---3 | 9 | 16.5 | 11.5 |  |  |  | FALSE | FALSE | FALSE | 36000 | 27600 | 2.46 | 34820 | 2.27
201796613 |  | Live | Carrier | MIDEA | Singlezone Non-Ducted, Ceiling Placement | 201796613 |  | HRCU-A-CB-O | DLCSRAH24AAK | Mini-Splits | DLFSFAH24XAK | 11.5 | 20 | 11.5 |  |  |  | FALSE | FALSE | FALSE | 24000 | 17200 | 2.8 | 27970 | 1.97
201835539 |  | Live | Carrier | ARCOAIRE | Singlezone Non-Ducted, Ceiling Placement | 201835539 |  | HRCU-A-CB-O | DLCSRAH24AAK | Mini-Splits | DLFSFAH24XAK | 11.5 | 20 | 11.5 |  |  |  | FALSE | FALSE | FALSE | 24000 | 17200 | 2.8 | 27970 | 1.97
201835636 |  | Live | Carrier | DAY & NIGHT | Singlezone Non-Ducted, Ceiling Placement | 201835636 |  | HRCU-A-CB-O | DLCSRAH24AAK | Mini-Splits | DLFSFAH24XAK | 11.5 | 20 | 11.5 |  |  |  | FALSE | FALSE | FALSE | 24000 | 17200 | 2.8 | 27970 | 1.97
201835588 |  | Live | Carrier | COMFORTMAKER | Singlezone Non-Ducted, Ceiling Placement | 201835588 |  | HRCU-A-CB-O | DLCSRAH24AAK | Mini-Splits | DLFSFAH24XAK | 11.5 | 20 | 11.5 |  |  |  | FALSE | FALSE | FALSE | 24000 | 17200 | 2.8 | 27970 | 1.97
201835817 |  | Live | Carrier | KENMORE | Singlezone Non-Ducted, Ceiling Placement | 201835817 |  | HRCU-A-CB-O | DLCSRAH24AAK | Mini-Splits | DLFSFAH24XAK | 11.5 | 20 | 11.5 |  |  |  | FALSE | FALSE | FALSE | 24000 | 17200 | 2.8 | 27970 | 1.97
202119284 |  | Live | Carrier | SMART COMFORT | Singlezone Non-Ducted, Ceiling Placement | 202119284 |  | HRCU-A-CB-O | DLCSRAH24AAK | Mini-Splits | DLFSFAH24XAK | 11.5 | 20 | 11.5 |  |  |  | FALSE | FALSE | FALSE | 24000 | 17200 | 2.8 | 27970 | 1.97
201835720 |  | Live | Carrier | HEIL | Singlezone Non-Ducted, Ceiling Placement | 201835720 |  | HRCU-A-CB-O | DLCSRAH24AAK | Mini-Splits | DLFSFAH24XAK | 11.5 | 20 | 11.5 |  |  |  | FALSE | FALSE | FALSE | 24000 | 17200 | 2.8 | 27970 | 1.97
201835721 |  | Live | Carrier | KEEPRITE | Singlezone Non-Ducted, Ceiling Placement | 201835721 |  | HRCU-A-CB-O | DLCSRAH24AAK | Mini-Splits | DLFSFAH24XAK | 11.5 | 20 | 11.5 |  |  |  | FALSE | FALSE | FALSE | 24000 | 17200 | 2.8 | 27970 | 1.97
201835816 |  | Live | Carrier | TEMPSTAR | Singlezone Non-Ducted, Ceiling Placement | 201835816 |  | HRCU-A-CB-O | DLCSRAH24AAK | Mini-Splits | DLFSFAH24XAK | 11.5 | 20 | 11.5 |  |  |  | FALSE | FALSE | FALSE | 24000 | 17200 | 2.8 | 27970 | 1.97
203966592 |  | Live | Carrier | AIRQUEST | Singlezone Non-Ducted, Ceiling Placement | 203966592 |  | HRCU-A-CB-O | DLCLRAH36AAK | Mini-Splits | DLFLFAH36XAK | 8 | 16 | 10 |  |  |  | FALSE | FALSE | FALSE | 36000 | 25400 | 2.46 | 30680 | 2.75
202519342 |  | Live | Gree | GREE | Multizone All Ducted | 202519342 |  | HMSV-A-CB | GMV-Y60WL/A-T(U) | Ducted Indoor Units |  | 7 | 15 | 9 |  |  |  | FALSE | FALSE | FALSE | 54000 | 35000 | 1.85 | 44000 | 2.31
10399150 |  | Live | LG | LG | Singlezone Ducted, Centrally Ducted | 10399150 |  | HRCU-A-CB | LUU368HV | Mini-Splits | LVN360HV4 | 12.5 | 18 | 10 |  |  |  | FALSE | FALSE | FALSE | 36000 | 25600 | 2.73 | 32000 | 2.08
9410052 |  | Live | Gree | GREE | Multizone All Ducted | 9410052 |  | HMSV-A-CB | GMV-HY48WLT/A-T(U) | Ducted Indoor Units |  | 8.5 | 16 | 10 |  |  |  | FALSE | FALSE | FALSE | 48000 | 35000 | 1.51 | 52200 | 2.25
8654210 |  | Live | Gree | GREE | Multizone All Ducted | 8654210 |  | HMSV-A-CB | GMV-48WL/B-T(U) | Ducted Indoor Units |  | 9.5 | 16.5 | 10.2 |  |  |  | FALSE | FALSE | FALSE | 48000 | 38000 | 1.72 | 54000 | 2.45
200059151 |  | Live | Carrier | CARRIER | Singlezone Non-Ducted, Ceiling Placement | 200059151 |  | HRCU-A-CB-O | 38MAQB09R--3 | Mini-Splits | 40MBCQ09---3 | 13 | 20 | 10.8 |  |  |  | TRUE | FALSE | FALSE | 9000 | 6700 | 2.37 | 12460 | 1.85
201846992 |  | Live | Carrier | MIDEA | Singlezone Non-Ducted, Ceiling Placement | 201846992 |  | HRCU-A-CB-O | 38MAQB09R--3 | Mini-Splits | 40MBCQ09---3 | 13 | 20 | 10.8 |  |  |  | TRUE | FALSE | FALSE | 9000 | 6700 | 2.37 | 12460 | 1.85
200059150 |  | Live | Carrier | BRYANT | Singlezone Non-Ducted, Ceiling Placement | 200059150 |  | HRCU-A-CB-O | 38MAQB09R--3 | Mini-Splits | 40MBCQ09---3 | 13 | 20 | 10.8 |  |  |  | TRUE | FALSE | FALSE | 9000 | 6700 | 2.37 | 12460 | 1.85
201846972 |  | Live | Carrier | PAYNE | Singlezone Non-Ducted, Ceiling Placement | 201846972 |  | HRCU-A-CB-O | 38MAQB09R--3 | Mini-Splits | 40MBCQ09---3 | 13 | 20 | 10.8 |  |  |  | TRUE | FALSE | FALSE | 9000 | 6700 | 2.37 | 12460 | 1.85
7280508 |  | Live | Gree | GREE | Singlezone Ducted, Compact Ducted | 7280508 |  | HRCU-A-CB | GUHD36ND3FO | Mini-Splits | GFH36D3FI | 10.35 | 16 | 9 |  |  |  | FALSE | FALSE | FALSE | 34000 | 24600 | 2.72 | 35000 | 2.85
7280511 |  | Live | Gree | GREE | Singlezone Ducted, Compact Ducted | 7280511 |  | HRCU-A-CB | GUHD42ND3FO | Mini-Splits | GFH42D3FI | 9.5 | 16 | 9 |  |  |  | FALSE | FALSE | FALSE | 39500 | 24800 | 2.05 | 42000 | 2.93
7280525 |  | Live | Gree | GREE | Singlezone Ducted, Compact Ducted | 7280525 |  | HRCU-A-CB | GUHD48ND3FO | Mini-Splits | GFH48D3FI | 9.05 | 16 | 9 |  |  |  | FALSE | FALSE | FALSE | 48000 | 30600 | 1.93 | 48000 | 2.93
202515509 |  | Live | Gree | GREE | Multizone All Ducted | 202515509 |  | HMSV-A-CB | GMV-Y36WL/A-T(U) | Ducted Indoor Units |  | 9 | 15 | 9 |  |  |  | FALSE | FALSE | FALSE | 37400 | 25000 | 1.85 | 31800 | 1.74
202519340 |  | Live | Gree | GREE | Multizone All Ducted | 202519340 |  | HMSV-A-CB | GMV-Y48WL/A-T(U) | Ducted Indoor Units |  | 7.5 | 15 | 9 |  |  |  | FALSE | FALSE | FALSE | 48000 | 33000 | 1.85 | 40400 | 2.31
7425275 |  | Live | Gree | GREE | Multizone All Ducted | 7425275 |  | HMSV-A-CB | GMV-48WL/A-T(U) | Ducted Indoor Units |  | 10 | 17 | 9 |  |  |  | FALSE | FALSE | FALSE | 48000 | 32000 | 2.46 | 40600 | 2.32
7280492 |  | Live | Gree | GREE | Singlezone Ducted, Compact Ducted | 7280492 |  | HRCU-A-CB | GUHD18ND3FO | Mini-Splits | GFH18D3FI | 11 | 16 | 9.5 |  |  |  | FALSE | FALSE | FALSE | 17100 | 10900 | 2.56 | 16400 | 2.91
7280498 |  | Live | Gree | GREE | Singlezone Non-Ducted, Floor Placement | 7280498 |  | HRCU-A-CB-O | GUHD24ND3FO | Mini-Splits | GTH24D3FI | 10.65 | 16 | 10 |  |  |  | FALSE | FALSE | FALSE | 23800 | 15700 | 2.49 | 21000 | 2.56
7280499 |  | Live | Gree | GREE | Singlezone Ducted, Compact Ducted | 7280499 |  | HRCU-A-CB | GUHD24ND3FO |  | GFH24D3FI | 10.65 | 16 | 10 |  |  |  | FALSE | FALSE | FALSE | 23800 | 16700 | 2.65 | 22000 | 2.69
7280500 |  | Live | Gree | GREE | Singlezone Ducted, Compact Ducted | 7280500 |  | HRCU-A-CB | GUHD30ND3FO | Mini-Splits | GFH30D3FI | 8.55 | 16 | 9 |  |  |  | FALSE | FALSE | FALSE | 28200 | 16700 | 1.85 | 25000 | 2.62
7280497 |  | Live | Gree | GREE | Singlezone Non-Ducted, Ceiling Placement | 7280497 |  | HRCU-A-CB-O | GUHD24ND3FO | Mini-Splits | GKH24D3FI | 10.65 | 18 | 10 |  |  |  | FALSE | FALSE | FALSE | 23800 | 15700 | 2.49 | 22000 | 2.69
201846962 |  | Live | Carrier | CARRIER | Singlezone Non-Ducted, Ceiling Placement | 201846962 |  | HRCU-A-CB-O | 38MAQB18R--3 | Mini-Splits | 40MBFQ18---3 | 12.5 | 19.9 | 10.6 |  |  |  | TRUE | FALSE | FALSE | 17000 | 13400 | 2.38 | 22470 | 1.82
201846980 |  | Live | Carrier | PAYNE | Singlezone Non-Ducted, Ceiling Placement | 201846980 |  | HRCU-A-CB-O | 38MAQB18R--3 | Mini-Splits | 40MBFQ18---3 | 12.5 | 19.9 | 10.6 |  |  |  | TRUE | FALSE | FALSE | 17000 | 13400 | 2.38 | 22470 | 1.82
201847000 |  | Live | Carrier | MIDEA | Singlezone Non-Ducted, Ceiling Placement | 201847000 |  | HRCU-A-CB-O | 38MAQB18R--3 | Mini-Splits | 40MBFQ18---3 | 12.5 | 19.9 | 10.6 |  |  |  | TRUE | FALSE | FALSE | 17000 | 13400 | 2.38 | 22470 | 1.82
201846965 |  | Live | Carrier | BRYANT | Singlezone Non-Ducted, Ceiling Placement | 201846965 |  | HRCU-A-CB-O | 38MAQB18R--3 | Mini-Splits | 40MBFQ18---3 | 12.5 | 19.9 | 10.6 |  |  |  | TRUE | FALSE | FALSE | 17000 | 13400 | 2.38 | 22470 | 1.82
8738637 |  | Live | Carrier | CARRIER | Singlezone Non-Ducted, Wall Placement | 8738637 |  | HRCU-A-CB-O | 38MAQB18R--3 | Mini-Splits | 40MAQB18B--3 | 12.5 | 20 | 10.3 |  |  |  | TRUE | FALSE | FALSE | 17000 | 10800 | 2.64 | 23000 | 2.24
8738644 |  | Live | Carrier | BRYANT | Singlezone Non-Ducted, Wall Placement | 8738644 |  | HRCU-A-CB-O | 38MAQB18R--3 | Mini-Splits | 619PEQ018BBMA | 12.5 | 20 | 10.3 |  |  |  | TRUE | FALSE | FALSE | 17000 | 10800 | 2.64 | 23000 | 2.24
200059157 |  | Live | Carrier | CARRIER | Singlezone Non-Ducted, Ceiling Placement | 200059157 |  | HRCU-A-CB-O | 38MAQB12R--3 | Mini-Splits | 40MBFQ12---3 | 12.5 | 19.4 | 10.5 |  |  |  | TRUE | FALSE | FALSE | 12000 | 9600 | 2.49 | 11830 | 1.68
200059156 |  | Live | Carrier | BRYANT | Singlezone Non-Ducted, Ceiling Placement | 200059156 |  | HRCU-A-CB-O | 38MAQB12R--3 | Mini-Splits | 40MBFQ12---3 | 12.5 | 19.4 | 10.5 |  |  |  | TRUE | FALSE | FALSE | 12000 | 9600 | 2.49 | 11830 | 1.68
201846970 |  | Live | Carrier | PAYNE | Singlezone Non-Ducted, Wall Placement | 201846970 |  | HRCU-A-CB-O | 38MAQB18R--3 | Mini-Splits | DHMSHAQ18XA3 | 12.5 | 20 | 10.3 |  |  |  | TRUE | FALSE | FALSE | 17000 | 10800 | 2.64 | 23000 | 2.24
201846990 |  | Live | Carrier | MIDEA | Singlezone Non-Ducted, Wall Placement | 201846990 |  | HRCU-A-CB-O | 38MAQB18R--3 | Mini-Splits | DHMSHAQ18XA3 | 12.5 | 20 | 10.3 |  |  |  | TRUE | FALSE | FALSE | 17000 | 10800 | 2.64 | 23000 | 2.24
201846979 |  | Live | Carrier | PAYNE | Singlezone Non-Ducted, Ceiling Placement | 201846979 |  | HRCU-A-CB-O | 38MAQB12R--3 | Mini-Splits | 40MBFQ12---3 | 12.5 | 19.4 | 10.5 |  |  |  | TRUE | FALSE | FALSE | 12000 | 9600 | 2.49 | 11830 | 1.68
201847011 |  | Live | Carrier | CARRIER | Singlezone Non-Ducted, Ceiling Placement | 201847011 |  | HRCU-A-CB-O | 38MAQB24R--3 | Mini-Splits | 40MBCQ24---3 | 11 | 20 | 11.5 |  |  |  | TRUE | FALSE | FALSE | 24000 | 16200 | 2.73 | 25700 | 1.95
201846999 |  | Live | Carrier | MIDEA | Singlezone Non-Ducted, Ceiling Placement | 201846999 |  | HRCU-A-CB-O | 38MAQB12R--3 | Mini-Splits | 40MBFQ12---3 | 12.5 | 19.4 | 10.5 |  |  |  | TRUE | FALSE | FALSE | 12000 | 9600 | 2.49 | 11830 | 1.68
201847024 |  | Live | Carrier | BRYANT | Singlezone Non-Ducted, Ceiling Placement | 201847024 |  | HRCU-A-CB-O | 38MAQB24R--3 | Mini-Splits | 40MBCQ24---3 | 11 | 20 | 11.5 |  |  |  | TRUE | FALSE | FALSE | 24000 | 16200 | 2.73 | 25700 | 1.95
201847039 |  | Live | Carrier | PAYNE | Singlezone Non-Ducted, Ceiling Placement | 201847039 |  | HRCU-A-CB-O | 38MAQB24R--3 | Mini-Splits | 40MBCQ24---3 | 11 | 20 | 11.5 |  |  |  | TRUE | FALSE | FALSE | 24000 | 16200 | 2.73 | 25700 | 1.95
201847056 |  | Live | Carrier | MIDEA | Singlezone Non-Ducted, Ceiling Placement | 201847056 |  | HRCU-A-CB-O | 38MAQB24R--3 | Mini-Splits | 40MBCQ24---3 | 11 | 20 | 11.5 |  |  |  | TRUE | FALSE | FALSE | 24000 | 16200 | 2.73 | 25700 | 1.95
200059154 |  | Live | Carrier | BRYANT | Singlezone Non-Ducted, Ceiling Placement | 200059154 |  | HRCU-A-CB-O | 38MAQB12R--3 | Mini-Splits | 40MBCQ12---3 | 12.5 | 19.5 | 10.6 |  |  |  | TRUE | FALSE | FALSE | 12000 | 8700 | 2.41 | 12830 | 1.85
200059155 |  | Live | Carrier | CARRIER | Singlezone Non-Ducted, Ceiling Placement | 200059155 |  | HRCU-A-CB-O | 38MAQB12R--3 | Mini-Splits | 40MBCQ12---3 | 12.5 | 19.5 | 10.6 |  |  |  | TRUE | FALSE | FALSE | 12000 | 8700 | 2.41 | 12830 | 1.85
201846973 |  | Live | Carrier | PAYNE | Singlezone Non-Ducted, Ceiling Placement | 201846973 |  | HRCU-A-CB-O | 38MAQB12R--3 | Mini-Splits | 40MBCQ12---3 | 12.5 | 19.5 | 10.6 |  |  |  | TRUE | FALSE | FALSE | 12000 | 8700 | 2.41 | 12830 | 1.85
201847045 |  | Live | Carrier | PAYNE | Singlezone Non-Ducted, Ceiling Placement | 201847045 |  | HRCU-A-CB-O | 38MAQB24R--3 | Mini-Splits | 40MBFQ24---3 | 11.5 | 20 | 11.5 |  |  |  | TRUE | FALSE | FALSE | 24000 | 17200 | 2.82 | 27970 | 1.97
201847028 |  | Live | Carrier | BRYANT | Singlezone Non-Ducted, Ceiling Placement | 201847028 |  | HRCU-A-CB-O | 38MAQB24R--3 | Mini-Splits | 40MBFQ24---3 | 11.5 | 20 | 11.5 |  |  |  | TRUE | FALSE | FALSE | 24000 | 17200 | 2.82 | 27970 | 1.97
201846993 |  | Live | Carrier | MIDEA | Singlezone Non-Ducted, Ceiling Placement | 201846993 |  | HRCU-A-CB-O | 38MAQB12R--3 | Mini-Splits | 40MBCQ12---3 | 12.5 | 19.5 | 10.6 |  |  |  | TRUE | FALSE | FALSE | 12000 | 8700 | 2.41 | 12830 | 1.85
201847015 |  | Live | Carrier | CARRIER | Singlezone Non-Ducted, Ceiling Placement | 201847015 |  | HRCU-A-CB-O | 38MAQB24R--3 | Mini-Splits | 40MBFQ24---3 | 11.5 | 20 | 11.5 |  |  |  | TRUE | FALSE | FALSE | 24000 | 17200 | 2.82 | 27970 | 1.97
8738634 |  | Live | Carrier | CARRIER | Singlezone Non-Ducted, Wall Placement | 8738634 |  | HRCU-A-CB-O | 38MAQB12R--1 | Mini-Splits | 40MAQB12B--1 | 13 | 22 | 10.2 |  |  |  | TRUE | FALSE | FALSE | 12000 | 7600 | 2.59 | 8400 | 2.39
8738647 |  | Live | Carrier | BRYANT | Singlezone Non-Ducted, Wall Placement | 8738647 |  | HRCU-A-CB-O | 38MAQB12R--1 | Mini-Splits | 619PAQ012BBMA | 13 | 22 | 10.2 |  |  |  | TRUE | FALSE | FALSE | 12000 | 7600 | 2.59 | 8400 | 2.39
201846987 |  | Live | Carrier | MIDEA | Singlezone Non-Ducted, Wall Placement | 201846987 |  | HRCU-A-CB-O | 38MAQB12R--1 | Mini-Splits | DHMSHAQ12XA1 | 13 | 22 | 10.2 |  |  |  | TRUE | FALSE | FALSE | 12000 | 7600 | 2.59 | 8400 | 2.39
201846967 |  | Live | Carrier | PAYNE | Singlezone Non-Ducted, Wall Placement | 201846967 |  | HRCU-A-CB-O | 38MAQB12R--1 | Mini-Splits | DHMSHAQ12XA1 | 13 | 22 | 10.2 |  |  |  | TRUE | FALSE | FALSE | 12000 | 7600 | 2.59 | 8400 | 2.39
201847062 |  | Live | Carrier | MIDEA | Singlezone Non-Ducted, Ceiling Placement | 201847062 |  | HRCU-A-CB-O | 38MAQB24R--3 | Mini-Splits | 40MBFQ24---3 | 11.5 | 20 | 11.5 |  |  |  | TRUE | FALSE | FALSE | 24000 | 17200 | 2.82 | 27970 | 1.97
7958200 |  | Live | Panasonic | PANASONIC | Singlezone Non-Ducted, Wall Placement | 7958200 |  | HRCU-A-CB-O | CU-E18RKUA | Mini-Splits | CS-E18RKUAW | 13.2 | 19.5 | 10 |  |  |  | TRUE | FALSE | FALSE | 17200 | 12000 | 2.71 | 12000 | 2.61
5859619 |  | Live | LG | LG | Singlezone Non-Ducted, Ceiling Placement | 5859619 |  | HRCU-A-CB-O | LUU187HV | Mini-Splits | LCN187HV | 15 | 20 | 10.1 |  |  |  | FALSE | FALSE | FALSE | 18000 | 12500 | 2.88 | 14330 | 2.73
201847030 |  | Live | Carrier | BRYANT | Singlezone Non-Ducted, Floor Placement | 201847030 |  | HRCU-A-CB-O | 38MBRQ48A--3 | Mini-Splits | 40MBFQ48---3 | 9.3 | 17.8 | 11 |  |  |  | FALSE | FALSE | FALSE | 48000 | 35000 | 2.11 | 42900 | 2.44
201847031 |  | Live | Carrier | BRYANT | Singlezone Non-Ducted, Floor Placement | 201847031 |  | HRCU-A-CB-O | 38MBRQ58A--3 | Mini-Splits | 40MBFQ58---3 | 9.8 | 18 | 10.5 |  |  |  | FALSE | FALSE | FALSE | 54000 | 39000 | 2.39 | 43310 | 2.51
201847018 |  | Live | Carrier | CARRIER | Singlezone Non-Ducted, Floor Placement | 201847018 |  | HRCU-A-CB-O | 38MBRQ58A--3 | Mini-Splits | 40MBFQ58---3 | 9.8 | 18 | 10.5 |  |  |  | FALSE | FALSE | FALSE | 54000 | 39000 | 2.39 | 43310 | 2.51
201847017 |  | Live | Carrier | CARRIER | Singlezone Non-Ducted, Floor Placement | 201847017 |  | HRCU-A-CB-O | 38MBRQ48A--3 | Mini-Splits | 40MBFQ48---3 | 9.3 | 17.8 | 11 |  |  |  | FALSE | FALSE | FALSE | 48000 | 35000 | 2.11 | 42900 | 2.44
201847064 |  | Live | Carrier | MIDEA | Singlezone Non-Ducted, Floor Placement | 201847064 |  | HRCU-A-CB-O | 38MBRQ48A--3 | Mini-Splits | 40MBFQ48---3 | 9.3 | 17.8 | 11 |  |  |  | FALSE | FALSE | FALSE | 48000 | 35000 | 2.11 | 42900 | 2.44
201847048 |  | Live | Carrier | PAYNE | Singlezone Non-Ducted, Floor Placement | 201847048 |  | HRCU-A-CB-O | 38MBRQ58A--3 | Mini-Splits | 40MBFQ58---3 | 9.8 | 18 | 10.5 |  |  |  | FALSE | FALSE | FALSE | 54000 | 39000 | 2.39 | 43310 | 2.51
201847065 |  | Live | Carrier | MIDEA | Singlezone Non-Ducted, Floor Placement | 201847065 |  | HRCU-A-CB-O | 38MBRQ58A--3 | Mini-Splits | 40MBFQ58---3 | 9.8 | 18 | 10.5 |  |  |  | FALSE | FALSE | FALSE | 54000 | 39000 | 2.39 | 43310 | 2.51
201847047 |  | Live | Carrier | PAYNE | Singlezone Non-Ducted, Floor Placement | 201847047 |  | HRCU-A-CB-O | 38MBRQ48A--3 | Mini-Splits | 40MBFQ48---3 | 9.3 | 17.8 | 11 |  |  |  | FALSE | FALSE | FALSE | 48000 | 35000 | 2.11 | 42900 | 2.44
9920038 |  | Live | Lennox Industries | LENNOX | Singlezone Non-Ducted, Wall Placement | 9920038 |  | HRCU-A-CB-O | MLA009S4S-1P | Mini-Splits | MWMA009S4-2P | 14.5 | 24 | 10.5 |  |  |  | FALSE | FALSE | FALSE | 9000 | 6900 | 2.73 | 12115 | 1.95
10056168 |  | Live | Lennox Industries | LENNOX | Singlezone Non-Ducted, Wall Placement | 10056168 |  | HRCU-A-CB-O | MPB012S4S-1L | Mini-Splits | MWMB012S4-1L | 13 | 22 | 10.2 |  |  |  | FALSE | FALSE | FALSE | 12000 | 7600 | 2.59 | 11220 | 2.32
10056171 |  | Live | Lennox Industries | LENNOX | Singlezone Non-Ducted, Wall Placement | 10056171 |  | HRCU-A-CB-O | MPB012S4S-1P | Mini-Splits | MWMA012S4-1P | 13.7 | 22.7 | 11 |  |  |  | FALSE | FALSE | FALSE | 12000 | 7700 | 2.75 | 12110 | 2.52
10056173 |  | Live | Lennox Industries | LENNOX | Singlezone Non-Ducted, Wall Placement | 10056173 |  | HRCU-A-CB-O | MPB018S4S-1P | Mini-Splits | MWMA018S4-1P | 13 | 21 | 10.4 |  |  |  | FALSE | FALSE | FALSE | 18000 | 11400 | 2.72 | 15120 | 2.58
10056174 |  | Live | Lennox Industries | LENNOX | Singlezone Non-Ducted, Wall Placement | 10056174 |  | HRCU-A-CB-O | MPB018S4S-1P | Mini-Splits | MWMA018S4-2P | 13 | 21 | 10.4 |  |  |  | FALSE | FALSE | FALSE | 18000 | 11400 | 2.72 | 15120 | 2.58
10056172 |  | Live | Lennox Industries | LENNOX | Singlezone Non-Ducted, Wall Placement | 10056172 |  | HRCU-A-CB-O | MPB012S4S-1P | Mini-Splits | MWMA012S4-2P | 13.7 | 22.7 | 11 |  |  |  | FALSE | FALSE | FALSE | 12000 | 7700 | 2.75 | 12110 | 2.52
10056175 |  | Live | Lennox Industries | LENNOX | Singlezone Non-Ducted, Wall Placement | 10056175 |  | HRCU-A-CB-O | MPB024S4S-1P | Mini-Splits | MWMA024S4-1P | 13.7 | 20.7 | 11.5 |  |  |  | FALSE | FALSE | FALSE | 24000 | 15300 | 2.7 | 18925 | 2.12
10056176 |  | Live | Lennox Industries | LENNOX | Singlezone Non-Ducted, Wall Placement | 10056176 |  | HRCU-A-CB-O | MPB024S4S-1P | Mini-Splits | MWMA024S4-2P | 13.7 | 20.7 | 11.5 |  |  |  | FALSE | FALSE | FALSE | 24000 | 15300 | 2.7 | 18925 | 2.12
10058825 |  | Live | Lennox Industries | LENNOX | Singlezone Non-Ducted, Wall Placement | 10058825 |  | HRCU-A-CB-O | MPB018S4S-1P | Mini-Splits | MCFB018S4-2P | 12.5 | 20 | 10.5 |  |  |  | FALSE | FALSE | FALSE | 18000 | 12000 | 2.71 | 14923 | 2.39
10058826 |  | Live | Lennox Industries | LENNOX | Singlezone Non-Ducted, Wall Placement | 10058826 |  | HRCU-A-CB-O | MPB024S4S-1P | Mini-Splits | MCFA024S4-1P | 12.5 | 20 | 11 |  |  |  | FALSE | FALSE | FALSE | 24000 | 15000 | 2.85 | 18214 | 2.1
10058827 |  | Live | Lennox Industries | LENNOX | Singlezone Non-Ducted, Wall Placement | 10058827 |  | HRCU-A-CB-O | MPB024S4S-1P | Mini-Splits | MCFA024S4-2P | 12.5 | 20 | 11 |  |  |  | FALSE | FALSE | FALSE | 24000 | 15000 | 2.85 | 18214 | 2.1
10058832 |  | Live | Lennox Industries | LENNOX | Singlezone Non-Ducted, Wall Placement | 10058832 |  | HRCU-A-CB-O | MPB012S4S-1P | Mini-Splits | M22A012S4-1P | 14 | 21.5 | 10.5 |  |  |  | FALSE | FALSE | FALSE | 12000 | 7500 | 2.68 | 12012 | 2.32
10058830 |  | Live | Lennox Industries | LENNOX | Singlezone Non-Ducted, Wall Placement | 10058830 |  | HRCU-A-CB-O | MPB009S4S-1P | Mini-Splits | M22A009S4-1P | 13 | 20 | 10.5 |  |  |  | FALSE | FALSE | FALSE | 9000 | 5800 | 2.66 | 8912 | 2.18
10058831 |  | Live | Lennox Industries | LENNOX | Singlezone Non-Ducted, Wall Placement | 10058831 |  | HRCU-A-CB-O | MPB009S4S-1P | Mini-Splits | M22A009S4-2P | 13 | 20 | 10.5 |  |  |  | FALSE | FALSE | FALSE | 9000 | 5800 | 2.66 | 8912 | 2.18
10058833 |  | Live | Lennox Industries | LENNOX | Singlezone Non-Ducted, Wall Placement | 10058833 |  | HRCU-A-CB-O | MPB012S4S-1P | Mini-Splits | M22A012S4-2P | 14 | 21.5 | 10.5 |  |  |  | FALSE | FALSE | FALSE | 12000 | 7500 | 2.68 | 12012 | 2.32
10058834 |  | Live | Lennox Industries | LENNOX | Singlezone Non-Ducted, Wall Placement | 10058834 |  | HRCU-A-CB-O | MPB018S4S-1P | Mini-Splits | M22A018S4-1P | 12.5 | 20 | 10.3 |  |  |  | FALSE | FALSE | FALSE | 18000 | 12000 | 2.77 | 15213 | 2.35
10058836 |  | Live | Lennox Industries | LENNOX | Singlezone Non-Ducted, Wall Placement | 10058836 |  | HRCU-A-CB-O | MPB024S4S-1P | Mini-Splits | M33A024S4-1P | 12.5 | 20 | 10.5 |  |  |  | FALSE | FALSE | FALSE | 24000 | 15800 | 2.56 | 18628 | 2.07
10058835 |  | Live | Lennox Industries | LENNOX | Singlezone Non-Ducted, Wall Placement | 10058835 |  | HRCU-A-CB-O | MPB018S4S-1P | Mini-Splits | M22A018S4-2P | 12.5 | 20 | 10.3 |  |  |  | FALSE | FALSE | FALSE | 18000 | 12000 | 2.77 | 15213 | 2.35
201796629 |  | Live | Lennox Industries | LENNOX | Singlezone Non-Ducted, Wall Placement | 201796629 |  | HRCU-A-CB-O | MPB012S4S-1L | Mini-Splits | MWMB012S4-2L | 13 | 22 | 10.2 |  |  |  | FALSE | FALSE | FALSE | 12000 | 7600 | 2.59 | 8280 | 2.33
201796631 |  | Live | Lennox Industries | LENNOX | Singlezone Non-Ducted, Wall Placement | 201796631 |  | HRCU-A-CB-O | MPB012S4S-1P | Mini-Splits | MWMA012S4-3P | 13.7 | 22.7 | 11 |  |  |  | FALSE | FALSE | FALSE | 12000 | 7700 | 2.75 | 12110 | 2.52
8849459 |  | Live | Daikin North America, LLC | DAIKIN | Singlezone Non-Ducted, Floor Placement | 8849459 |  | HRCU-A-CB-O | RXL09QMVJU | Mini-Splits | FVXS09NVJU | 12.5 | 20 | 11.7 |  |  |  | FALSE | FALSE | FALSE | 9000 | 6200 | 2.88 | 11082 | 2.35
8849445 |  | Live | Daikin North America, LLC | DAIKIN | Singlezone Non-Ducted, Floor Placement | 8849445 |  | HRCU-A-CB-O | RXL15QMVJU | Mini-Splits | FVXS15NVJU | 12.5 | 20 | 11.3 |  |  |  | FALSE | FALSE | FALSE | 15000 | 11500 | 2.76 | 19414 | 2.71
7484109 |  | Live | LG | LG | Singlezone Non-Ducted, Wall Placement | 7484109 |  | HRCU-A-CB-O | LSU090HSV4 | Mini-Splits | LAN090HSV4 | 13.3 | 21.5 | 10.8 |  |  |  | FALSE | FALSE | FALSE | 9000 | 6600 | 3.45 | 11080 | 3.18
3208521 |  | Live | Daikin North America, LLC | DAIKIN | Singlezone Non-Ducted, Wall Placement | 3208521 |  | HRCU-A-CB-O | RXG09HVJU | Mini-Splits | FTXG09HVJU | 15.8 | 26.1 | 11 |  |  |  | FALSE | FALSE | FALSE | 9000 | 8100 | 3.3 | 12170 | 2.12
8849330 |  | Live | Daikin North America, LLC | DAIKIN | Singlezone Non-Ducted, Wall Placement | 8849330 |  | HRCU-A-CB-O | RXL15QMVJU | Mini-Splits | FTX15NMVJU | 13 | 20 | 12.5 |  |  |  | FALSE | FALSE | FALSE | 15000 | 11500 | 2.88 | 19755 | 2.45
3208522 |  | Live | Daikin North America, LLC | DAIKIN | Singlezone Non-Ducted, Wall Placement | 3208522 |  | HRCU-A-CB-O | RXG12HVJU | Mini-Splits | FTXG12HVJU | 14 | 24.2 | 10.55 |  |  |  | FALSE | FALSE | FALSE | 12000 | 10400 | 3.11 | 12920 | 2.13
3208523 |  | Live | Daikin North America, LLC | DAIKIN | Singlezone Non-Ducted, Wall Placement | 3208523 |  | HRCU-A-CB-O | RXG15HVJU | Mini-Splits | FTXG15HVJU | 12.9 | 21 | 10 |  |  |  | FALSE | FALSE | FALSE | 15000 | 11100 | 3.01 | 14340 | 2.25
8103542 |  | Live | Daikin North America, LLC | DAIKIN | Multizone All Non-Ducted | 8103542 |  | HMSV-A-CB | 2MXS18NMVJU | Non-Ducted Indoor Units |  | 12.5 | 18.9 | 10.7 |  |  |  | FALSE | FALSE | FALSE | 18000 | 12000 | 3.17 | 16910 | 3.33
9966684 |  | Live | Daikin North America, LLC | DAIKIN | Singlezone Non-Ducted, Ceiling Placement | 9966684 |  | HRCU-A-CB-O | RX12QMVJU | Mini-Splits | FFQ12Q2VJU | 12.5 | 20.2 | 11.2 |  |  |  | FALSE | FALSE | FALSE | 10800 | 8300 | 3.47 | 9760 | 2.78
9966569 |  | Live | Daikin North America, LLC | DAIKIN | Singlezone Non-Ducted, Ceiling Placement | 9966569 |  | HRCU-A-CB-O | RX09QMVJU | Mini-Splits | FFQ09Q2VJU | 13 | 20.9 | 11.7 |  |  |  | FALSE | FALSE | FALSE | 9100 | 6000 | 3.91 | 8150 | 2.95
9966775 |  | Live | Daikin North America, LLC | DAIKIN | Singlezone Non-Ducted, Ceiling Placement | 9966775 |  | HRCU-A-CB-O | RX15QMVJU | Mini-Splits | FFQ15Q2VJU | 12.5 | 20.7 | 11 |  |  |  | FALSE | FALSE | FALSE | 14400 | 10600 | 3.57 | 9460 | 3.01
10225936 |  | Live | GE Appliances, a Haier Company | HAIER | Singlezone Non-Ducted, Ceiling Placement | 10225936 |  | HRCU-A-CB-O | 1U36LP2VHA | Mini-Splits | AL36LP2VH* | 10 | 17 | 10.3 |  |  |  | FALSE | FALSE | FALSE | 35000 | 20800 | 2.75 | 29890 | 2.71
201851579 |  | Live | Daikin North America, LLC | DAIKIN | Multizone All Non-Ducted | 201851579 |  | HMSV-A-CB | 4MXS36RMVJU | Non-Ducted Indoor Units |  | 9.2 | 17.7 | 12.2 |  |  |  | FALSE | FALSE | FALSE | 36000 | 22000 | 2.39 | 26840 | 2.1
201847041 |  | Live | Carrier | PAYNE | Singlezone Non-Ducted, Ceiling Placement | 201847041 |  | HRCU-A-CB-O | 38MBRQ48A--3 | Mini-Splits | 40MBCQ48---3 | 9.5 | 16.8 | 11 |  |  |  | FALSE | FALSE | FALSE | 48000 | 35000 | 2.62 | 45680 | 2.36
201835773 |  | Live | Carrier | TEMPSTAR | Singlezone Non-Ducted, Wall Placement | 201835773 |  | HRCU-A-CB-O | DLCSRAH24AAK | Mini-Splits | DLFSHAH24XAK | 12.5 | 20 | 10 |  |  |  | FALSE | FALSE | FALSE | 23000 | 15000 | 2.35 | 25040 | 2.09
201835522 |  | Live | Carrier | ARCOAIRE | Singlezone Ducted, Compact Ducted | 201835522 |  | HRCU-A-CB | DLCLRAH48AAK | Mini-Splits | DLFLDAH48XAK | 9.2 | 17.4 | 10.3 |  |  |  | FALSE | FALSE | FALSE | 48000 | 33400 | 2.5 | 45680 | 2.36
201835544 |  | Live | Carrier | ARCOAIRE | Singlezone Non-Ducted, Ceiling Placement | 201835544 |  | HRCU-A-CB-O | DLCLRAH48AAK | Mini-Splits | DLFLFAH48XAK | 9.3 | 17.8 | 11 |  |  |  | FALSE | FALSE | FALSE | 48000 | 35000 | 2.11 | 42900 | 2.44
201835546 |  | Live | Carrier | ARCOAIRE | Singlezone Non-Ducted, Ceiling Placement | 201835546 |  | HRCU-A-CB-O | DLCLRAH58AAK | Mini-Splits | DLFLFAH58XAK | 9.8 | 18 | 10.5 |  |  |  | FALSE | FALSE | FALSE | 54000 | 39000 | 2.39 | 43310 | 2.51
200059148 |  | Live | Carrier | BRYANT | Singlezone Ducted, Compact Ducted | 200059148 |  | HRCU-A-CB | 38MBRQ48A--3 | Mini-Splits | 40MBDQ48---3 | 9.2 | 17.4 | 10.3 |  |  |  | FALSE | FALSE | FALSE | 48000 | 33400 | 2.5 | 45680 | 2.36
200059149 |  | Live | Carrier | CARRIER | Singlezone Ducted, Compact Ducted | 200059149 |  | HRCU-A-CB | 38MBRQ48A--3 | Mini-Splits | 40MBDQ48---3 | 9.2 | 17.4 | 10.3 |  |  |  | FALSE | FALSE | FALSE | 48000 | 33400 | 2.5 | 45680 | 2.36
201847013 |  | Live | Carrier | CARRIER | Singlezone Non-Ducted, Ceiling Placement | 201847013 |  | HRCU-A-CB-O | 38MBRQ48A--3 | Mini-Splits | 40MBCQ48---3 | 9.5 | 16.8 | 11 |  |  |  | FALSE | FALSE | FALSE | 48000 | 35000 | 2.62 | 45680 | 2.36
201835570 |  | Live | Carrier | COMFORTMAKER | Singlezone Ducted, Compact Ducted | 201835570 |  | HRCU-A-CB | DLCLRAH48AAK | Mini-Splits | DLFLDAH48XAK | 9.2 | 17.4 | 10.3 |  |  |  | FALSE | FALSE | FALSE | 48000 | 33400 | 2.5 | 45680 | 2.36
201835593 |  | Live | Carrier | COMFORTMAKER | Singlezone Non-Ducted, Ceiling Placement | 201835593 |  | HRCU-A-CB-O | DLCLRAH48AAK | Mini-Splits | DLFLFAH48XAK | 9.3 | 17.8 | 11 |  |  |  | FALSE | FALSE | FALSE | 48000 | 35000 | 2.11 | 42900 | 2.44
201835618 |  | Live | Carrier | DAY & NIGHT | Singlezone Ducted, Compact Ducted | 201835618 |  | HRCU-A-CB | DLCLRAH48AAK | Mini-Splits | DLFLDAH48XAK | 9.2 | 17.4 | 10.3 |  |  |  | FALSE | FALSE | FALSE | 48000 | 33400 | 2.5 | 45680 | 2.36
201835641 |  | Live | Carrier | DAY & NIGHT | Singlezone Non-Ducted, Ceiling Placement | 201835641 |  | HRCU-A-CB-O | DLCLRAH48AAK | Mini-Splits | DLFLFAH48XAK | 9.3 | 17.8 | 11 |  |  |  | FALSE | FALSE | FALSE | 48000 | 35000 | 2.11 | 42900 | 2.44
201835643 |  | Live | Carrier | DAY & NIGHT | Singlezone Non-Ducted, Ceiling Placement | 201835643 |  | HRCU-A-CB-O | DLCLRAH58AAK | Mini-Splits | DLFLFAH58XAK | 9.8 | 18 | 10.5 |  |  |  | FALSE | FALSE | FALSE | 54000 | 39000 | 2.39 | 43310 | 2.51
201835730 |  | Live | Carrier | HEIL | Singlezone Non-Ducted, Ceiling Placement | 201835730 |  | HRCU-A-CB-O | DLCLRAH48AAK | Mini-Splits | DLFLFAH48XAK | 9.3 | 17.8 | 11 |  |  |  | FALSE | FALSE | FALSE | 48000 | 35000 | 2.11 | 42900 | 2.44
201835684 |  | Live | Carrier | HEIL | Singlezone Ducted, Compact Ducted | 201835684 |  | HRCU-A-CB | DLCLRAH48AAK | Mini-Splits | DLFLDAH48XAK | 9.2 | 17.4 | 10.3 |  |  |  | FALSE | FALSE | FALSE | 48000 | 33400 | 2.5 | 45680 | 2.36
201835734 |  | Live | Carrier | HEIL | Singlezone Non-Ducted, Ceiling Placement | 201835734 |  | HRCU-A-CB-O | DLCLRAH58AAK | Mini-Splits | DLFLFAH58XAK | 9.8 | 18 | 10.5 |  |  |  | FALSE | FALSE | FALSE | 54000 | 39000 | 2.39 | 43310 | 2.51
201835685 |  | Live | Carrier | KEEPRITE | Singlezone Ducted, Compact Ducted | 201835685 |  | HRCU-A-CB | DLCLRAH48AAK | Mini-Splits | DLFLDAH48XAK | 9.2 | 17.4 | 10.3 |  |  |  | FALSE | FALSE | FALSE | 48000 | 33400 | 2.5 | 45680 | 2.36
201835731 |  | Live | Carrier | KEEPRITE | Singlezone Non-Ducted, Ceiling Placement | 201835731 |  | HRCU-A-CB-O | DLCLRAH48AAK | Mini-Splits | DLFLFAH48XAK | 9.3 | 17.8 | 11 |  |  |  | FALSE | FALSE | FALSE | 48000 | 35000 | 2.11 | 42900 | 2.44
201835735 |  | Live | Carrier | KEEPRITE | Singlezone Non-Ducted, Ceiling Placement | 201835735 |  | HRCU-A-CB-O | DLCLRAH58AAK | Mini-Splits | DLFLFAH58XAK | 9.8 | 18 | 10.5 |  |  |  | FALSE | FALSE | FALSE | 54000 | 39000 | 2.39 | 43310 | 2.51
201835780 |  | Live | Carrier | KENMORE | Singlezone Ducted, Compact Ducted | 201835780 |  | HRCU-A-CB | DLCLRAH48AAK | Mini-Splits | DLFLDAH48XAK | 9.2 | 17.4 | 10.3 |  |  |  | FALSE | FALSE | FALSE | 48000 | 33400 | 2.5 | 45680 | 2.36
201835831 |  | Live | Carrier | KENMORE | Singlezone Non-Ducted, Ceiling Placement | 201835831 |  | HRCU-A-CB-O | DLCLRAH58AAK | Mini-Splits | DLFLFAH58XAK | 9.8 | 18 | 10.5 |  |  |  | FALSE | FALSE | FALSE | 54000 | 39000 | 2.39 | 43310 | 2.51
201835827 |  | Live | Carrier | KENMORE | Singlezone Non-Ducted, Ceiling Placement | 201835827 |  | HRCU-A-CB-O | DLCLRAH48AAK | Mini-Splits | DLFLFAH48XAK | 9.3 | 17.8 | 11 |  |  |  | FALSE | FALSE | FALSE | 48000 | 35000 | 2.11 | 42900 | 2.44
201771970 |  | Live | Carrier | MIDEA | Singlezone Ducted, Compact Ducted | 201771970 |  | HRCU-A-CB | DLCLRAH48AAK | Mini-Splits | DLFLDAH48XAK | 9.2 | 17.4 | 10.3 |  |  |  | FALSE | FALSE | FALSE | 48000 | 33400 | 2.5 | 45680 | 2.36
201796618 |  | Live | Carrier | MIDEA | Singlezone Non-Ducted, Ceiling Placement | 201796618 |  | HRCU-A-CB-O | DLCLRAH48AAK | Mini-Splits | DLFLFAH48XAK | 9.3 | 17.8 | 11 |  |  |  | FALSE | FALSE | FALSE | 48000 | 35000 | 2.11 | 42900 | 2.44
201796620 |  | Live | Carrier | MIDEA | Singlezone Non-Ducted, Ceiling Placement | 201796620 |  | HRCU-A-CB-O | DLCLRAH58AAK | Mini-Splits | DLFLFAH58XAK | 9.8 | 18 | 10.5 |  |  |  | FALSE | FALSE | FALSE | 54000 | 39000 | 2.39 | 43310 | 2.51
201847060 |  | Live | Carrier | MIDEA | Singlezone Ducted, Compact Ducted | 201847060 |  | HRCU-A-CB | 38MBRQ48A--3 | Mini-Splits | 40MBDQ48---3 | 9.2 | 17.4 | 10.3 |  |  |  | FALSE | FALSE | FALSE | 48000 | 33400 | 2.5 | 45680 | 2.36
201847043 |  | Live | Carrier | PAYNE | Singlezone Ducted, Compact Ducted | 201847043 |  | HRCU-A-CB | 38MBRQ48A--3 | Mini-Splits | 40MBDQ48---3 | 9.2 | 17.4 | 10.3 |  |  |  | FALSE | FALSE | FALSE | 48000 | 33400 | 2.5 | 45680 | 2.36
202119333 |  | Live | Carrier | SMART COMFORT | Singlezone Ducted, Compact Ducted | 202119333 |  | HRCU-A-CB | DLCLRAH48AAK | Mini-Splits | DLFLDAH48XAK | 9.2 | 17.4 | 10.3 |  |  |  | FALSE | FALSE | FALSE | 48000 | 33400 | 2.5 | 45680 | 2.36
202119336 |  | Live | Carrier | SMART COMFORT | Singlezone Non-Ducted, Ceiling Placement | 202119336 |  | HRCU-A-CB-O | DLCLRAH48AAK | Mini-Splits | DLFLFAH48XAK | 9.3 | 17.8 | 11 |  |  |  | FALSE | FALSE | FALSE | 48000 | 35000 | 2.11 | 42900 | 2.44
201835781 |  | Live | Carrier | TEMPSTAR | Singlezone Ducted, Compact Ducted | 201835781 |  | HRCU-A-CB | DLCLRAH48AAK | Mini-Splits | DLFLDAH48XAK | 9.2 | 17.4 | 10.3 |  |  |  | FALSE | FALSE | FALSE | 48000 | 33400 | 2.5 | 45680 | 2.36
202119338 |  | Live | Carrier | SMART COMFORT | Singlezone Non-Ducted, Ceiling Placement | 202119338 |  | HRCU-A-CB-O | DLCLRAH58AAK | Mini-Splits | DLFLFAH58XAK | 9.8 | 18 | 10.5 |  |  |  | FALSE | FALSE | FALSE | 54000 | 39000 | 2.39 | 43310 | 2.51
201835826 |  | Live | Carrier | TEMPSTAR | Singlezone Non-Ducted, Ceiling Placement | 201835826 |  | HRCU-A-CB-O | DLCLRAH48AAK | Mini-Splits | DLFLFAH48XAK | 9.3 | 17.8 | 11 |  |  |  | FALSE | FALSE | FALSE | 48000 | 35000 | 2.11 | 42900 | 2.44
201835830 |  | Live | Carrier | TEMPSTAR | Singlezone Non-Ducted, Ceiling Placement | 201835830 |  | HRCU-A-CB-O | DLCLRAH58AAK | Mini-Splits | DLFLFAH58XAK | 9.8 | 18 | 10.5 |  |  |  | FALSE | FALSE | FALSE | 54000 | 39000 | 2.39 | 43310 | 2.51
201835545 |  | Live | Carrier | ARCOAIRE | Singlezone Non-Ducted, Ceiling Placement | 201835545 |  | HRCU-A-CB-O | DLCLRAH48AAK | Mini-Splits | DLFLCAH48XAK | 9.5 | 16.8 | 11 |  |  |  | FALSE | FALSE | FALSE | 48000 | 35000 | 2.62 | 45680 | 2.36
201835594 |  | Live | Carrier | COMFORTMAKER | Singlezone Non-Ducted, Ceiling Placement | 201835594 |  | HRCU-A-CB-O | DLCLRAH48AAK | Mini-Splits | DLFLCAH48XAK | 9.5 | 16.8 | 11 |  |  |  | FALSE | FALSE | FALSE | 48000 | 35000 | 2.62 | 45680 | 2.36
201835732 |  | Live | Carrier | HEIL | Singlezone Non-Ducted, Ceiling Placement | 201835732 |  | HRCU-A-CB-O | DLCLRAH48AAK | Mini-Splits | DLFLCAH48XAK | 9.5 | 16.8 | 11 |  |  |  | FALSE | FALSE | FALSE | 48000 | 35000 | 2.62 | 45680 | 2.36
201835642 |  | Live | Carrier | DAY & NIGHT | Singlezone Non-Ducted, Ceiling Placement | 201835642 |  | HRCU-A-CB-O | DLCLRAH48AAK | Mini-Splits | DLFLCAH48XAK | 9.5 | 16.8 | 11 |  |  |  | FALSE | FALSE | FALSE | 48000 | 35000 | 2.62 | 45680 | 2.36
201796619 |  | Live | Carrier | MIDEA | Singlezone Non-Ducted, Ceiling Placement | 201796619 |  | HRCU-A-CB-O | DLCLRAH48AAK | Mini-Splits | DLFLCAH48XAK | 9.5 | 16.8 | 11 |  |  |  | FALSE | FALSE | FALSE | 48000 | 35000 | 2.62 | 45680 | 2.36
201835733 |  | Live | Carrier | KEEPRITE | Singlezone Non-Ducted, Ceiling Placement | 201835733 |  | HRCU-A-CB-O | DLCLRAH48AAK | Mini-Splits | DLFLCAH48XAK | 9.5 | 16.8 | 11 |  |  |  | FALSE | FALSE | FALSE | 48000 | 35000 | 2.62 | 45680 | 2.36
201847026 |  | Live | Carrier | BRYANT | Singlezone Non-Ducted, Ceiling Placement | 201847026 |  | HRCU-A-CB-O | 38MBRQ48A--3 | Mini-Splits | 40MBCQ48---3 | 9.5 | 16.8 | 11 |  |  |  | FALSE | FALSE | FALSE | 48000 | 35000 | 2.62 | 45680 | 2.36
201847058 |  | Live | Carrier | MIDEA | Singlezone Non-Ducted, Ceiling Placement | 201847058 |  | HRCU-A-CB-O | 38MBRQ48A--3 | Mini-Splits | 40MBCQ48---3 | 9.5 | 16.8 | 11 |  |  |  | FALSE | FALSE | FALSE | 48000 | 35000 | 2.62 | 45680 | 2.36
201835828 |  | Live | Carrier | TEMPSTAR | Singlezone Non-Ducted, Ceiling Placement | 201835828 |  | HRCU-A-CB-O | DLCLRAH48AAK | Mini-Splits | DLFLCAH48XAK | 9.5 | 16.8 | 11 |  |  |  | FALSE | FALSE | FALSE | 48000 | 35000 | 2.62 | 45680 | 2.36
201835829 |  | Live | Carrier | KENMORE | Singlezone Non-Ducted, Ceiling Placement | 201835829 |  | HRCU-A-CB-O | DLCLRAH48AAK | Mini-Splits | DLFLCAH48XAK | 9.5 | 16.8 | 11 |  |  |  | FALSE | FALSE | FALSE | 48000 | 35000 | 2.62 | 45680 | 2.36
202119337 |  | Live | Carrier | SMART COMFORT | Singlezone Non-Ducted, Ceiling Placement | 202119337 |  | HRCU-A-CB-O | DLCLRAH48AAK | Mini-Splits | DLFLCAH48XAK | 9.5 | 16.8 | 11 |  |  |  | FALSE | FALSE | FALSE | 48000 | 35000 | 2.62 | 45680 | 2.36
201835516 |  | Live | Carrier | ARCOAIRE | Singlezone Non-Ducted, Wall Placement | 201835516 |  | HRCU-A-CB-O | DLCSRAH12AAK | Mini-Splits | DLFSHAH12XAK | 12.5 | 21.5 | 11 |  |  |  | FALSE | FALSE | FALSE | 12000 | 7600 | 2.39 | 13710 | 2.11
201835518 |  | Live | Carrier | ARCOAIRE | Singlezone Non-Ducted, Wall Placement | 201835518 |  | HRCU-A-CB-O | DLCSRAH24AAK | Mini-Splits | DLFSHAH24XAK | 12.5 | 20 | 10 |  |  |  | FALSE | FALSE | FALSE | 23000 | 15000 | 2.35 | 25040 | 2.09
201835517 |  | Live | Carrier | ARCOAIRE | Singlezone Non-Ducted, Wall Placement | 201835517 |  | HRCU-A-CB-O | DLCSRAH18AAK | Mini-Splits | DLFSHAH18XAK | 12.5 | 22 | 10.5 |  |  |  | FALSE | FALSE | FALSE | 18000 | 11900 | 2.49 | 22720 | 2.21
201756548 |  | Live | Carrier | MIDEA | Singlezone Non-Ducted, Wall Placement | 201756548 |  | HRCU-A-CB-O | DLCSRAH12AAK | Mini-Splits | DLFSHAH12XAK | 12.5 | 21.5 | 11 |  |  |  | FALSE | FALSE | FALSE | 12000 | 7600 | 2.39 | 13710 | 2.11
201756549 |  | Live | Carrier | MIDEA | Singlezone Non-Ducted, Wall Placement | 201756549 |  | HRCU-A-CB-O | DLCSRAH18AAK | Mini-Splits | DLFSHAH18XAK | 12.5 | 22 | 10.5 |  |  |  | FALSE | FALSE | FALSE | 18000 | 11900 | 2.49 | 22720 | 2.21
201756550 |  | Live | Carrier | MIDEA | Singlezone Non-Ducted, Wall Placement | 201756550 |  | HRCU-A-CB-O | DLCSRAH24AAK | Mini-Splits | DLFSHAH24XAK | 12.5 | 20 | 10 |  |  |  | FALSE | FALSE | FALSE | 23000 | 15000 | 2.35 | 25040 | 2.09
201835564 |  | Live | Carrier | COMFORTMAKER | Singlezone Non-Ducted, Wall Placement | 201835564 |  | HRCU-A-CB-O | DLCSRAH12AAK | Mini-Splits | DLFSHAH12XAK | 12.5 | 21.5 | 11 |  |  |  | FALSE | FALSE | FALSE | 12000 | 7600 | 2.39 | 13710 | 2.11
201835565 |  | Live | Carrier | COMFORTMAKER | Singlezone Non-Ducted, Wall Placement | 201835565 |  | HRCU-A-CB-O | DLCSRAH18AAK | Mini-Splits | DLFSHAH18XAK | 12.5 | 22 | 10.5 |  |  |  | FALSE | FALSE | FALSE | 18000 | 11900 | 2.49 | 22720 | 2.21
201835566 |  | Live | Carrier | COMFORTMAKER | Singlezone Non-Ducted, Wall Placement | 201835566 |  | HRCU-A-CB-O | DLCSRAH24AAK | Mini-Splits | DLFSHAH24XAK | 12.5 | 20 | 10 |  |  |  | FALSE | FALSE | FALSE | 23000 | 15000 | 2.35 | 25040 | 2.09
201835612 |  | Live | Carrier | DAY & NIGHT | Singlezone Non-Ducted, Wall Placement | 201835612 |  | HRCU-A-CB-O | DLCSRAH12AAK | Mini-Splits | DLFSHAH12XAK | 12.5 | 21.5 | 11 |  |  |  | FALSE | FALSE | FALSE | 12000 | 7600 | 2.39 | 13710 | 2.11
201835613 |  | Live | Carrier | DAY & NIGHT | Singlezone Non-Ducted, Wall Placement | 201835613 |  | HRCU-A-CB-O | DLCSRAH18AAK | Mini-Splits | DLFSHAH18XAK | 12.5 | 22 | 10.5 |  |  |  | FALSE | FALSE | FALSE | 18000 | 11900 | 2.49 | 22720 | 2.21
201835614 |  | Live | Carrier | DAY & NIGHT | Singlezone Non-Ducted, Wall Placement | 201835614 |  | HRCU-A-CB-O | DLCSRAH24AAK | Mini-Splits | DLFSHAH24XAK | 12.5 | 20 | 10 |  |  |  | FALSE | FALSE | FALSE | 23000 | 15000 | 2.35 | 25040 | 2.09
201835672 |  | Live | Carrier | HEIL | Singlezone Non-Ducted, Wall Placement | 201835672 |  | HRCU-A-CB-O | DLCSRAH12AAK | Mini-Splits | DLFSHAH12XAK | 12.5 | 21.5 | 11 |  |  |  | FALSE | FALSE | FALSE | 12000 | 7600 | 2.39 | 13710 | 2.11
201835674 |  | Live | Carrier | HEIL | Singlezone Non-Ducted, Wall Placement | 201835674 |  | HRCU-A-CB-O | DLCSRAH18AAK | Mini-Splits | DLFSHAH18XAK | 12.5 | 22 | 10.5 |  |  |  | FALSE | FALSE | FALSE | 18000 | 11900 | 2.49 | 22720 | 2.21
201835675 |  | Live | Carrier | KEEPRITE | Singlezone Non-Ducted, Wall Placement | 201835675 |  | HRCU-A-CB-O | DLCSRAH18AAK | Mini-Splits | DLFSHAH18XAK | 12.5 | 22 | 10.5 |  |  |  | FALSE | FALSE | FALSE | 18000 | 11900 | 2.49 | 22720 | 2.21
201835673 |  | Live | Carrier | KEEPRITE | Singlezone Non-Ducted, Wall Placement | 201835673 |  | HRCU-A-CB-O | DLCSRAH12AAK | Mini-Splits | DLFSHAH12XAK | 12.5 | 21.5 | 11 |  |  |  | FALSE | FALSE | FALSE | 12000 | 7600 | 2.39 | 13710 | 2.11
201835676 |  | Live | Carrier | HEIL | Singlezone Non-Ducted, Wall Placement | 201835676 |  | HRCU-A-CB-O | DLCSRAH24AAK | Mini-Splits | DLFSHAH24XAK | 12.5 | 20 | 10 |  |  |  | FALSE | FALSE | FALSE | 23000 | 15000 | 2.35 | 25040 | 2.09
201835677 |  | Live | Carrier | KEEPRITE | Singlezone Non-Ducted, Wall Placement | 201835677 |  | HRCU-A-CB-O | DLCSRAH24AAK | Mini-Splits | DLFSHAH24XAK | 12.5 | 20 | 10 |  |  |  | FALSE | FALSE | FALSE | 23000 | 15000 | 2.35 | 25040 | 2.09
201835768 |  | Live | Carrier | KENMORE | Singlezone Non-Ducted, Wall Placement | 201835768 |  | HRCU-A-CB-O | DLCSRAH12AAK | Mini-Splits | DLFSHAH12XAK | 12.5 | 21.5 | 11 |  |  |  | FALSE | FALSE | FALSE | 12000 | 7600 | 2.39 | 13710 | 2.11
201835769 |  | Live | Carrier | TEMPSTAR | Singlezone Non-Ducted, Wall Placement | 201835769 |  | HRCU-A-CB-O | DLCSRAH12AAK | Mini-Splits | DLFSHAH12XAK | 12.5 | 21.5 | 11 |  |  |  | FALSE | FALSE | FALSE | 12000 | 7600 | 2.39 | 13710 | 2.11
201835770 |  | Live | Carrier | KENMORE | Singlezone Non-Ducted, Wall Placement | 201835770 |  | HRCU-A-CB-O | DLCSRAH18AAK | Mini-Splits | DLFSHAH18XAK | 12.5 | 22 | 10.5 |  |  |  | FALSE | FALSE | FALSE | 18000 | 11900 | 2.49 | 22720 | 2.21
201835771 |  | Live | Carrier | TEMPSTAR | Singlezone Non-Ducted, Wall Placement | 201835771 |  | HRCU-A-CB-O | DLCSRAH18AAK | Mini-Splits | DLFSHAH18XAK | 12.5 | 22 | 10.5 |  |  |  | FALSE | FALSE | FALSE | 18000 | 11900 | 2.49 | 22720 | 2.21
202119263 |  | Live | Carrier | SMART COMFORT | Singlezone Non-Ducted, Wall Placement | 202119263 |  | HRCU-A-CB-O | DLCSRAH12AAK | Mini-Splits | DLFSHAH12XAK | 12.5 | 21.5 | 11 |  |  |  | FALSE | FALSE | FALSE | 12000 | 7600 | 2.39 | 13710 | 2.11
202119264 |  | Live | Carrier | SMART COMFORT | Singlezone Non-Ducted, Wall Placement | 202119264 |  | HRCU-A-CB-O | DLCSRAH18AAK | Mini-Splits | DLFSHAH18XAK | 12.5 | 22 | 10.5 |  |  |  | FALSE | FALSE | FALSE | 18000 | 11900 | 2.49 | 22720 | 2.21
201835772 |  | Live | Carrier | KENMORE | Singlezone Non-Ducted, Wall Placement | 201835772 |  | HRCU-A-CB-O | DLCSRAH24AAK | Mini-Splits | DLFSHAH24XAK | 12.5 | 20 | 10 |  |  |  | FALSE | FALSE | FALSE | 23000 | 15000 | 2.35 | 25040 | 2.09
202119265 |  | Live | Carrier | SMART COMFORT | Singlezone Non-Ducted, Wall Placement | 202119265 |  | HRCU-A-CB-O | DLCSRAH24AAK | Mini-Splits | DLFSHAH24XAK | 12.5 | 20 | 10 |  |  |  | FALSE | FALSE | FALSE | 23000 | 15000 | 2.35 | 25040 | 2.09
7607469 |  | Live | Gree | GREE | Singlezone Non-Ducted, Wall Placement | 7607469 |  | HRCU-A-CB-O | GWH18UC-D3DNA4C/O | Mini-Splits | GWH18UC-D3DN***/I | 12.5 | 21 | 10.5 |  |  |  | FALSE | FALSE | FALSE | 18000 | 12717 | 2.5 | 24566 | 2.88
8931559 |  | Live | LG | LG | Singlezone Ducted, Compact Ducted | 8931559 |  | HRCU-A-CB | LUU127HV | Mini-Splits | LDN127HV4 | 12.9 | 19.6 | 10.5 |  |  |  | FALSE | FALSE | FALSE | 11600 | 10000 | 2.71 | 13600 | 2.32
7180062 |  | Live | LG | LG | Multizone All Non-Ducted | 7180062 |  | HMSV-A-CB | LMU24CHV | Non-Ducted Indoor Units |  | 13.5 | 21.7 | 10.6 |  |  |  | FALSE | FALSE | FALSE | 20000 | 14500 | 2.72 | 21097 | 3.62
201835595 |  | Live | Carrier | COMFORTMAKER | Singlezone Non-Ducted, Ceiling Placement | 201835595 |  | HRCU-A-CB-O | DLCLRAH58AAK | Mini-Splits | DLFLFAH58XAK | 11 | 18 | 10.5 |  |  |  | FALSE | FALSE | FALSE | 54000 | 39000 | 2.39 | 43310 | 2.51
8775842 |  | Live | Midea Electric Trading | DIRECT AIR | Singlezone Non-Ducted, Wall Placement | 8775842 |  | HRCU-A-CB-O | MOBA30-09HFN1-MT0W | Mini-Splits | CCA3U-09HRFN1-M(C) | 13 | 20 | 10.5 |  |  |  | FALSE | FALSE | FALSE | 9000 | 5800 | 2.66 | 8912 | 2.18
8775849 |  | Live | Midea Electric Trading | DIRECT AIR | Singlezone Non-Ducted, Wall Placement | 8775849 |  | HRCU-A-CB-O | MOCA31-18HFN1-MT0W | Mini-Splits | CCA3U-18HRFN1-M(C) | 12.5 | 20 | 10.3 |  |  |  | TRUE | FALSE | FALSE | 18000 | 12000 | 2.77 | 13936 | 2.63
8775850 |  | Live | Midea Electric Trading | DIRECT AIR | Singlezone Non-Ducted, Wall Placement | 8775850 |  | HRCU-A-CB-O | MOCA31-18HFN1-MT0W | Mini-Splits | MUEU-18HRFN1-M(C) | 12.5 | 20 | 10.5 |  |  |  | TRUE | FALSE | FALSE | 18000 | 12000 | 2.71 | 13823 | 2.65
8775852 |  | Live | Midea Electric Trading | DIRECT AIR | Singlezone Non-Ducted, Wall Placement | 8775852 |  | HRCU-A-CB-O | MOD31-24HFN1-MT0W | Mini-Splits | MCDU-24HRFN1-M(C) | 12.5 | 20 | 10.5 |  |  |  | FALSE | FALSE | FALSE | 24000 | 15800 | 2.56 | 19158 | 2.18
8775853 |  | Live | Midea Electric Trading | DIRECT AIR | Singlezone Non-Ducted, Wall Placement | 8775853 |  | HRCU-A-CB-O | MOD31-24HFN1-MT0W | Mini-Splits | MUEU-24HRFN1-M(C) | 12.5 | 20 | 11 |  |  |  | TRUE | FALSE | FALSE | 24000 | 15000 | 2.85 | 18214 | 2.1
8952869 |  | Live | Midea Electric Trading | DIRECT AIR | Singlezone Non-Ducted, Wall Placement | 8952869 |  | HRCU-A-CB-O | MOB30-09HFN1-MX0W | Mini-Splits | CS11M-09HRFN1-MX0W(A) | 14.5 | 25 | 11.2 |  |  |  | TRUE | FALSE | FALSE | 9000 | 6900 | 2.73 | 11390 | 2
8989603 |  | Live | Midea Electric Trading | DIRECT AIR | Singlezone Non-Ducted, Wall Placement | 8989603 |  | HRCU-A-CB-O | MOBA30-09HFN1-MT0W | Mini-Splits | MSAEB-09HRFN1-MT0W | 14 | 20.5 | 10 |  |  |  | FALSE | FALSE | FALSE | 9000 | 6300 | 2.68 | 8111 | 2.33
9680949 |  | Live | Midea Electric Trading | DIRECT AIR | Singlezone Non-Ducted, Wall Placement | 9680949 |  | HRCU-A-CB-O | MOCA31-18HFN1-MT0W | Mini-Splits | CS11M-18HRFN1-MT0W | 13 | 21 | 10.4 |  |  |  | TRUE | FALSE | FALSE | 18000 | 11400 | 2.72 | 14020 | 2.49
9680950 |  | Live | Midea Electric Trading | DIRECT AIR | Singlezone Non-Ducted, Wall Placement | 9680950 |  | HRCU-A-CB-O | MOD31-24HFN1-MT0W | Mini-Splits | CS11M-23HRFN1-MT0W | 13.7 | 20.7 | 11.5 |  |  |  | TRUE | FALSE | FALSE | 24000 | 15300 | 2.7 | 19040 | 2.21
202110483 |  | Live | Ouellet, Group ACD | ACD | Singlezone Non-Ducted, Wall Placement | 202110483 |  | HRCU-A-CB-O | UHD09KCH38S-O | Mini-Splits | UHD09KCH38S-I | 16.5 | 38 | 15 |  |  |  | FALSE | FALSE | FALSE | 9000 | 5600 | 2.19 | 14611 | 2.41
201835515 |  | Live | Carrier | ARCOAIRE | Singlezone Non-Ducted, Wall Placement | 201835515 |  | HRCU-A-CB-O | DLCSRAH09AAK | Mini-Splits | DLFSHAH09XAK | 14 | 24.7 | 10.5 |  |  |  | FALSE | FALSE | FALSE | 9000 | 7500 | 2.65 | 11870 | 2.26
201756547 |  | Live | Carrier | MIDEA | Singlezone Non-Ducted, Wall Placement | 201756547 |  | HRCU-A-CB-O | DLCSRAH09AAK | Mini-Splits | DLFSHAH09XAK | 14 | 24.7 | 10.5 |  |  |  | FALSE | FALSE | FALSE | 9000 | 7500 | 2.65 | 11870 | 2.26
201835563 |  | Live | Carrier | COMFORTMAKER | Singlezone Non-Ducted, Wall Placement | 201835563 |  | HRCU-A-CB-O | DLCSRAH09AAK | Mini-Splits | DLFSHAH09XAK | 14 | 24.7 | 10.5 |  |  |  | FALSE | FALSE | FALSE | 9000 | 7500 | 2.65 | 11870 | 2.26
201835611 |  | Live | Carrier | DAY & NIGHT | Singlezone Non-Ducted, Wall Placement | 201835611 |  | HRCU-A-CB-O | DLCSRAH09AAK | Mini-Splits | DLFSHAH09XAK | 14 | 24.7 | 10.5 |  |  |  | FALSE | FALSE | FALSE | 9000 | 7500 | 2.65 | 11870 | 2.26
201835670 |  | Live | Carrier | HEIL | Singlezone Non-Ducted, Wall Placement | 201835670 |  | HRCU-A-CB-O | DLCSRAH09AAK | Mini-Splits | DLFSHAH09XAK | 14 | 24.7 | 10.5 |  |  |  | FALSE | FALSE | FALSE | 9000 | 7500 | 2.65 | 11870 | 2.26
201835671 |  | Live | Carrier | KEEPRITE | Singlezone Non-Ducted, Wall Placement | 201835671 |  | HRCU-A-CB-O | DLCSRAH09AAK | Mini-Splits | DLFSHAH09XAK | 14 | 24.7 | 10.5 |  |  |  | FALSE | FALSE | FALSE | 9000 | 7500 | 2.65 | 11870 | 2.26
201835766 |  | Live | Carrier | KENMORE | Singlezone Non-Ducted, Wall Placement | 201835766 |  | HRCU-A-CB-O | DLCSRAH09AAK | Mini-Splits | DLFSHAH09XAK | 14 | 24.7 | 10.5 |  |  |  | FALSE | FALSE | FALSE | 9000 | 7500 | 2.65 | 11870 | 2.26
201835767 |  | Live | Carrier | TEMPSTAR | Singlezone Non-Ducted, Wall Placement | 201835767 |  | HRCU-A-CB-O | DLCSRAH09AAK | Mini-Splits | DLFSHAH09XAK | 14 | 24.7 | 10.5 |  |  |  | FALSE | FALSE | FALSE | 9000 | 7500 | 2.65 | 11870 | 2.26
202119262 |  | Live | Carrier | SMART COMFORT | Singlezone Non-Ducted, Wall Placement | 202119262 |  | HRCU-A-CB-O | DLCSRAH09AAK | Mini-Splits | DLFSHAH09XAK | 14 | 24.7 | 10.5 |  |  |  | FALSE | FALSE | FALSE | 9000 | 7500 | 2.65 | 11870 | 2.26
8738635 |  | Live | Carrier | CARRIER | Singlezone Non-Ducted, Wall Placement | 8738635 |  | HRCU-A-CB-O | 38MAQB09R--3 | Mini-Splits | 40MAQB09B--3 | 14.5 | 25 | 11.2 |  |  |  | TRUE | FALSE | FALSE | 9000 | 6900 | 2.73 | 13580 | 2.26
8738646 |  | Live | Carrier | BRYANT | Singlezone Non-Ducted, Wall Placement | 8738646 |  | HRCU-A-CB-O | 38MAQB09R--3 | Mini-Splits | 619PEQ009BBMA | 14.5 | 25 | 11.2 |  |  |  | TRUE | FALSE | FALSE | 9000 | 6900 | 2.73 | 13580 | 2.26
200059159 |  | Live | Carrier | CARRIER | Singlezone Non-Ducted, Ceiling Placement | 200059159 |  | HRCU-A-CB-O | 38MAQB18R--3 | Mini-Splits | 40MBCQ18---3 | 12.5 | 20 | 10.5 |  |  |  | TRUE | FALSE | FALSE | 16000 | 12000 | 2.55 | 20590 | 2.06
200059158 |  | Live | Carrier | BRYANT | Singlezone Non-Ducted, Ceiling Placement | 200059158 |  | HRCU-A-CB-O | 38MAQB18R--3 | Mini-Splits | 40MBCQ18---3 | 12.5 | 20 | 10.5 |  |  |  | TRUE | FALSE | FALSE | 16000 | 12000 | 2.55 | 20590 | 2.06
201753972 |  | Live | Carrier | MIDEA | Singlezone Non-Ducted, Wall Placement | 201753972 |  | HRCU-A-CB-O | DLCPRAH09AAK | Mini-Splits | DLFPHAH09XAK | 15 | 40 | 14.5 |  |  |  | TRUE | TRUE | TRUE | 9000 | 7200 | 2.78 | 15488 | 2.1
201755033 |  | Live | Carrier | MIDEA | Singlezone Non-Ducted, Wall Placement | 201755033 |  | HRCU-A-CB-O | DLCPRAH12AAK | Mini-Splits | DLFPHAH12XAK | 13.5 | 30 | 13.6 |  |  |  | TRUE | TRUE | TRUE | 12000 | 6800 | 2.66 | 16596 | 2.19
201756546 |  | Live | Carrier | MIDEA | Singlezone Non-Ducted, Wall Placement | 201756546 |  | HRCU-A-CB-O | DLCSRAH12AAJ | Mini-Splits | DLFSHAH12XAJ | 12.5 | 20.4 | 11 |  |  |  | FALSE | FALSE | FALSE | 12000 | 7100 | 2.57 | 8000 | 2.34
201835506 |  | Live | Carrier | ARCOAIRE | Singlezone Non-Ducted, Wall Placement | 201835506 |  | HRCU-A-CB-O | DLCPRAH09AAK | Mini-Splits | DLFPHAH09XAK | 15 | 40 | 14.5 |  |  |  | TRUE | TRUE | TRUE | 9000 | 7200 | 2.78 | 15488 | 2.1
201796612 |  | Live | Carrier | MIDEA | Singlezone Ducted, Compact Ducted | 201796612 |  | HRCU-A-CB | DLCSRAH24AAK | Mini-Splits | DLFSDAH24XAK | 12.5 | 21 | 12 |  |  |  | FALSE | FALSE | FALSE | 24000 | 17400 | 2.96 | 31700 | 1.99
201835507 |  | Live | Carrier | ARCOAIRE | Singlezone Non-Ducted, Wall Placement | 201835507 |  | HRCU-A-CB-O | DLCPRAH12AAK | Mini-Splits | DLFPHAH12XAK | 13.5 | 30 | 13.6 |  |  |  | TRUE | TRUE | TRUE | 12000 | 6800 | 2.66 | 16596 | 2.19
201835514 |  | Live | Carrier | ARCOAIRE | Singlezone Non-Ducted, Wall Placement | 201835514 |  | HRCU-A-CB-O | DLCSRAH12AAJ | Mini-Splits | DLFSHAH12XAJ | 12.5 | 20.4 | 11 |  |  |  | FALSE | FALSE | FALSE | 12000 | 7100 | 2.57 | 8000 | 2.34
201835538 |  | Live | Carrier | ARCOAIRE | Singlezone Ducted, Compact Ducted | 201835538 |  | HRCU-A-CB | DLCSRAH24AAK | Mini-Splits | DLFSDAH24XAK | 12.5 | 21 | 12 |  |  |  | FALSE | FALSE | FALSE | 24000 | 17400 | 2.96 | 31700 | 1.99
201835554 |  | Live | Carrier | COMFORTMAKER | Singlezone Non-Ducted, Wall Placement | 201835554 |  | HRCU-A-CB-O | DLCPRAH09AAK | Mini-Splits | DLFPHAH09XAK | 15 | 40 | 14.5 |  |  |  | TRUE | TRUE | TRUE | 9000 | 7200 | 2.78 | 15488 | 2.1
201835555 |  | Live | Carrier | COMFORTMAKER | Singlezone Non-Ducted, Wall Placement | 201835555 |  | HRCU-A-CB-O | DLCPRAH12AAK | Mini-Splits | DLFPHAH12XAK | 13.5 | 30 | 13.6 |  |  |  | TRUE | TRUE | TRUE | 12000 | 6800 | 2.66 | 16596 | 2.19
201835562 |  | Live | Carrier | COMFORTMAKER | Singlezone Non-Ducted, Wall Placement | 201835562 |  | HRCU-A-CB-O | DLCSRAH12AAJ | Mini-Splits | DLFSHAH12XAJ | 12.5 | 20.4 | 11 |  |  |  | FALSE | FALSE | FALSE | 12000 | 7100 | 2.57 | 8000 | 2.34
201835587 |  | Live | Carrier | COMFORTMAKER | Singlezone Ducted, Compact Ducted | 201835587 |  | HRCU-A-CB | DLCSRAH24AAK | Mini-Splits | DLFSDAH24XAK | 12.5 | 21 | 12 |  |  |  | FALSE | FALSE | FALSE | 24000 | 17400 | 2.96 | 31700 | 1.99
201835602 |  | Live | Carrier | DAY & NIGHT | Singlezone Non-Ducted, Wall Placement | 201835602 |  | HRCU-A-CB-O | DLCPRAH09AAK | Mini-Splits | DLFPHAH09XAK | 15 | 40 | 14.5 |  |  |  | TRUE | TRUE | TRUE | 9000 | 7200 | 2.78 | 15488 | 2.1
201835603 |  | Live | Carrier | DAY & NIGHT | Singlezone Non-Ducted, Wall Placement | 201835603 |  | HRCU-A-CB-O | DLCPRAH12AAK | Mini-Splits | DLFPHAH12XAK | 13.5 | 30 | 13.6 |  |  |  | TRUE | TRUE | TRUE | 12000 | 6800 | 2.66 | 16596 | 2.19
201835610 |  | Live | Carrier | DAY & NIGHT | Singlezone Non-Ducted, Wall Placement | 201835610 |  | HRCU-A-CB-O | DLCSRAH12AAJ | Mini-Splits | DLFSHAH12XAJ | 12.5 | 20.4 | 11 |  |  |  | FALSE | FALSE | FALSE | 12000 | 7100 | 2.57 | 8000 | 2.34
201835635 |  | Live | Carrier | DAY & NIGHT | Singlezone Ducted, Compact Ducted | 201835635 |  | HRCU-A-CB | DLCSRAH24AAK | Mini-Splits | DLFSDAH24XAK | 12.5 | 21 | 12 |  |  |  | FALSE | FALSE | FALSE | 24000 | 17400 | 2.96 | 31700 | 1.99
201835652 |  | Live | Carrier | KEEPRITE | Singlezone Non-Ducted, Wall Placement | 201835652 |  | HRCU-A-CB-O | DLCPRAH09AAK | Mini-Splits | DLFPHAH09XAK | 15 | 40 | 14.5 |  |  |  | TRUE | TRUE | TRUE | 9000 | 7200 | 2.78 | 15488 | 2.1
201835653 |  | Live | Carrier | HEIL | Singlezone Non-Ducted, Wall Placement | 201835653 |  | HRCU-A-CB-O | DLCPRAH09AAK | Mini-Splits | DLFPHAH09XAK | 15 | 40 | 14.5 |  |  |  | TRUE | TRUE | TRUE | 9000 | 7200 | 2.78 | 15488 | 2.1
201835654 |  | Live | Carrier | HEIL | Singlezone Non-Ducted, Wall Placement | 201835654 |  | HRCU-A-CB-O | DLCPRAH12AAK | Mini-Splits | DLFPHAH12XAK | 13.5 | 30 | 13.6 |  |  |  | TRUE | TRUE | TRUE | 12000 | 6800 | 2.66 | 16596 | 2.19
201835655 |  | Live | Carrier | KEEPRITE | Singlezone Non-Ducted, Wall Placement | 201835655 |  | HRCU-A-CB-O | DLCPRAH12AAK | Mini-Splits | DLFPHAH12XAK | 13.5 | 30 | 13.6 |  |  |  | TRUE | TRUE | TRUE | 12000 | 6800 | 2.66 | 16596 | 2.19
201835668 |  | Live | Carrier | HEIL | Singlezone Non-Ducted, Wall Placement | 201835668 |  | HRCU-A-CB-O | DLCSRAH12AAJ | Mini-Splits | DLFSHAH12XAJ | 12.5 | 20.4 | 11 |  |  |  | FALSE | FALSE | FALSE | 12000 | 7100 | 2.57 | 8000 | 2.34
201835669 |  | Live | Carrier | KEEPRITE | Singlezone Non-Ducted, Wall Placement | 201835669 |  | HRCU-A-CB-O | DLCSRAH12AAJ | Mini-Splits | DLFSHAH12XAJ | 12.5 | 20.4 | 11 |  |  |  | FALSE | FALSE | FALSE | 12000 | 7100 | 2.57 | 8000 | 2.34
201835718 |  | Live | Carrier | HEIL | Singlezone Ducted, Compact Ducted | 201835718 |  | HRCU-A-CB | DLCSRAH24AAK | Mini-Splits | DLFSDAH24XAK | 12.5 | 21 | 12 |  |  |  | FALSE | FALSE | FALSE | 24000 | 17400 | 2.96 | 31700 | 1.99
201835719 |  | Live | Carrier | KEEPRITE | Singlezone Ducted, Compact Ducted | 201835719 |  | HRCU-A-CB | DLCSRAH24AAK | Mini-Splits | DLFSDAH24XAK | 12.5 | 21 | 12 |  |  |  | FALSE | FALSE | FALSE | 24000 | 17400 | 2.96 | 31700 | 1.99
201835748 |  | Live | Carrier | TEMPSTAR | Singlezone Non-Ducted, Wall Placement | 201835748 |  | HRCU-A-CB-O | DLCPRAH09AAK | Mini-Splits | DLFPHAH09XAK | 15 | 40 | 14.5 |  |  |  | TRUE | TRUE | TRUE | 9000 | 7200 | 2.78 | 15488 | 2.1
201835749 |  | Live | Carrier | KENMORE | Singlezone Non-Ducted, Wall Placement | 201835749 |  | HRCU-A-CB-O | DLCPRAH09AAK | Mini-Splits | DLFPHAH09XAK | 15 | 40 | 14.5 |  |  |  | TRUE | TRUE | TRUE | 9000 | 7200 | 2.78 | 15488 | 2.1
201835750 |  | Live | Carrier | TEMPSTAR | Singlezone Non-Ducted, Wall Placement | 201835750 |  | HRCU-A-CB-O | DLCPRAH12AAK | Mini-Splits | DLFPHAH12XAK | 13.5 | 30 | 13.6 |  |  |  | TRUE | TRUE | TRUE | 12000 | 6800 | 2.66 | 16596 | 2.19
201835751 |  | Live | Carrier | KENMORE | Singlezone Non-Ducted, Wall Placement | 201835751 |  | HRCU-A-CB-O | DLCPRAH12AAK | Mini-Splits | DLFPHAH12XAK | 13.5 | 30 | 13.6 |  |  |  | TRUE | TRUE | TRUE | 12000 | 6800 | 2.66 | 16596 | 2.19
201835765 |  | Live | Carrier | TEMPSTAR | Singlezone Non-Ducted, Wall Placement | 201835765 |  | HRCU-A-CB-O | DLCSRAH12AAJ | Mini-Splits | DLFSHAH12XAJ | 12.5 | 20.4 | 11 |  |  |  | FALSE | FALSE | FALSE | 12000 | 7100 | 2.57 | 8000 | 2.34
201835814 |  | Live | Carrier | TEMPSTAR | Singlezone Ducted, Compact Ducted | 201835814 |  | HRCU-A-CB | DLCSRAH24AAK | Mini-Splits | DLFSDAH24XAK | 12.5 | 21 | 12 |  |  |  | FALSE | FALSE | FALSE | 24000 | 17400 | 2.96 | 31700 | 1.99
201835815 |  | Live | Carrier | KENMORE | Singlezone Ducted, Compact Ducted | 201835815 |  | HRCU-A-CB | DLCSRAH24AAK | Mini-Splits | DLFSDAH24XAK | 12.5 | 21 | 12 |  |  |  | FALSE | FALSE | FALSE | 24000 | 17400 | 2.96 | 31700 | 1.99
201835764 |  | Live | Carrier | KENMORE | Singlezone Non-Ducted, Wall Placement | 201835764 |  | HRCU-A-CB-O | DLCSRAH12AAJ | Mini-Splits | DLFSHAH12XAJ | 12.5 | 20.4 | 11 |  |  |  | FALSE | FALSE | FALSE | 12000 | 7100 | 2.57 | 8000 | 2.34
201846974 |  | Live | Carrier | PAYNE | Singlezone Non-Ducted, Ceiling Placement | 201846974 |  | HRCU-A-CB-O | 38MAQB18R--3 | Mini-Splits | 40MBCQ18---3 | 12.5 | 20 | 10.5 |  |  |  | TRUE | FALSE | FALSE | 16000 | 12000 | 2.55 | 20590 | 2.06
201846994 |  | Live | Carrier | MIDEA | Singlezone Non-Ducted, Ceiling Placement | 201846994 |  | HRCU-A-CB-O | 38MAQB18R--3 | Mini-Splits | 40MBCQ18---3 | 12.5 | 20 | 10.5 |  |  |  | TRUE | FALSE | FALSE | 16000 | 12000 | 2.55 | 20590 | 2.06
9122552 |  | Live | LG | LG | Singlezone Non-Ducted, Wall Placement | 9122552 |  | HRCU-A-CB-O | LSU243HLV | Mini-Splits | LSN243HLV | 12.5 | 21.5 | 11 |  |  |  | FALSE | FALSE | FALSE | 22000 | 17900 | 2.79 | 27410 | 2.35
202392063 |  | Live | Mitsubishi Electric Trane | MITSUBISHI ELECTRIC | Singlezone Non-Ducted, Ceiling Placement | 202392063 |  | HRCU-A-CB-O | SUZ-KA15NAH2 | Mini-Splits | SLZ-KF15NA | 12.2 | 19.8 | 10.9 |  |  |  | FALSE | FALSE | FALSE | 14100 | 11900 | 2.46 | 11900 | 2.46
202392230 |  | Live | Mitsubishi Electric Trane | AMERICAN STANDARD / MITSUBISHI ELECTRIC | Singlezone Non-Ducted, Ceiling Placement | 202392230 |  | HRCU-A-CB-O | NAXSKS15A112AA | Mini-Splits | NAXCKS15A112AA | 12.2 | 19.8 | 11.2 |  |  |  | FALSE | FALSE | FALSE | 14100 | 11900 | 2.7 | 11900 | 2.7
202426339 |  | Live | Mitsubishi Electric Trane | MITSUBISHI ELECTRIC | Multizone Mix of Ducted and Non-Ducted | 202426339 |  | HMSV-A-CB | PUMY-P60NKMU2 | Mixed Ducted and Non-Ducted Indoor Units |  | 12.2 | 18.9 | 11.35 |  |  |  | FALSE | FALSE | FALSE | 60000 | 45144 | 3.01 | 45144 | 3.01
202373700 |  | Live | Mitsubishi Electric Trane | AMERICAN STANDARD / MITSUBISHI ELECTRIC | Singlezone Non-Ducted, Wall Placement | 202373700 |  | HRCU-A-CB-O | NAXSMT18A112AA | Mini-Splits | NAXWMT18A112AA | 10.5 | 18 | 10 |  |  |  | FALSE | FALSE | FALSE | 17200 | 11500 | 2.59 | 15000 | 2.3
202373697 |  | Live | Mitsubishi Electric Trane | AMERICAN STANDARD / MITSUBISHI ELECTRIC | Singlezone Non-Ducted, Wall Placement | 202373697 |  | HRCU-A-CB-O | NAXSMT09A112AA | Mini-Splits | NAXWMT09A112AA | 12 | 18 | 10 |  |  |  | FALSE | FALSE | FALSE | 9000 | 6700 | 2.52 | 7200 | 1.16
202373699 |  | Live | Mitsubishi Electric Trane | AMERICAN STANDARD / MITSUBISHI ELECTRIC | Singlezone Non-Ducted, Wall Placement | 202373699 |  | HRCU-A-CB-O | NAXSMT15A112AA | Mini-Splits | NAXWMT15A112AA | 12 | 18 | 10 |  |  |  | FALSE | FALSE | FALSE | 14000 | 11500 | 2.55 | 14000 | 2.25
202373672 |  | Live | Mitsubishi Electric Trane | AMERICAN STANDARD / MITSUBISHI ELECTRIC | Multizone All Ducted | 202373672 |  | HMSV-A-CB | NAXMPH42A152AA | Ducted Indoor Units |  | 10.8 | 15 | 10.1 |  |  |  | FALSE | FALSE | FALSE | 42000 | 36600 | 2.5 | 48000 | 2.07
201754441 |  | Live | Mitsubishi Electric Trane | MITSUBISHI ELECTRIC | Multizone All Ducted | 201754441 |  | HMSV-A-CB | MXZ-5C42NAHZ | Ducted Indoor Units |  | 10.8 | 15 | 10.1 |  |  |  | FALSE | FALSE | FALSE | 42000 | 36600 | 2.5 | 48000 | 2.07
202373712 |  | Live | Mitsubishi Electric Trane | TRANE / MITSUBISHI ELECTRIC | Multizone All Ducted | 202373712 |  | HMSV-A-CB | NTXMPH42A152AA | Ducted Indoor Units |  | 10.8 | 15 | 10.1 |  |  |  | FALSE | FALSE | FALSE | 42000 | 36600 | 2.5 | 48000 | 2.07
201835622 |  | Live | Carrier | DAY & NIGHT | Multizone All Non-Ducted | 201835622 |  | HMSV-A-CB | DLCMRAH36DAK | Non-Ducted Indoor Units |  | 10.5 | 21.4 | 10.2 |  |  |  | FALSE | TRUE | FALSE | 36000 | 23600 | 2.43 | 26670 | 2.27
201835526 |  | Live | Carrier | ARCOAIRE | Multizone All Non-Ducted | 201835526 |  | HMSV-A-CB | DLCMRAH36DAK | Non-Ducted Indoor Units |  | 10.5 | 21.4 | 10.2 |  |  |  | FALSE | TRUE | FALSE | 36000 | 23600 | 2.43 | 26670 | 2.27
201835788 |  | Live | Carrier | KENMORE | Multizone All Non-Ducted | 201835788 |  | HMSV-A-CB | DLCMRAH36DAK | Non-Ducted Indoor Units |  | 10.5 | 21.4 | 10.2 |  |  |  | FALSE | TRUE | FALSE | 36000 | 23600 | 2.43 | 26670 | 2.27
201835574 |  | Live | Carrier | COMFORTMAKER | Multizone All Non-Ducted | 201835574 |  | HMSV-A-CB | DLCMRAH36DAK | Non-Ducted Indoor Units |  | 10.5 | 21.4 | 10.2 |  |  |  | FALSE | TRUE | FALSE | 36000 | 23600 | 2.43 | 26670 | 2.27
201835693 |  | Live | Carrier | KEEPRITE | Multizone All Non-Ducted | 201835693 |  | HMSV-A-CB | DLCMRAH36DAK | Non-Ducted Indoor Units |  | 10.5 | 21.4 | 10.2 |  |  |  | FALSE | TRUE | FALSE | 36000 | 23600 | 2.43 | 26670 | 2.27
201835692 |  | Live | Carrier | HEIL | Multizone All Non-Ducted | 201835692 |  | HMSV-A-CB | DLCMRAH36DAK | Non-Ducted Indoor Units |  | 10.5 | 21.4 | 10.2 |  |  |  | FALSE | TRUE | FALSE | 36000 | 23600 | 2.43 | 26670 | 2.27
201771974 |  | Live | Carrier | MIDEA | Multizone All Non-Ducted | 201771974 |  | HMSV-A-CB | DLCMRAH36DAK | Non-Ducted Indoor Units |  | 10.5 | 21.4 | 10.2 |  |  |  | FALSE | TRUE | FALSE | 36000 | 23600 | 2.43 | 26670 | 2.27
202119271 |  | Live | Carrier | SMART COMFORT | Multizone All Non-Ducted | 202119271 |  | HMSV-A-CB | DLCMRAH36DAK | Non-Ducted Indoor Units |  | 10.5 | 21.4 | 10.2 |  |  |  | FALSE | TRUE | FALSE | 36000 | 23600 | 2.43 | 26670 | 2.27
201835789 |  | Live | Carrier | TEMPSTAR | Multizone All Non-Ducted | 201835789 |  | HMSV-A-CB | DLCMRAH36DAK | Non-Ducted Indoor Units |  | 10.5 | 21.4 | 10.2 |  |  |  | FALSE | TRUE | FALSE | 36000 | 23600 | 2.43 | 26670 | 2.27
201835550 |  | Live | Carrier | ARCOAIRE | Multizone All Non-Ducted | 201835550 |  | HMSV-A-CB | DLCMRAH48EAK | Non-Ducted Indoor Units |  | 11 | 20.5 | 10.2 |  |  |  | TRUE | FALSE | FALSE | 48000 | 30400 | 2.22 | 30070 | 2.12
201835623 |  | Live | Carrier | DAY & NIGHT | Multizone All Non-Ducted | 201835623 |  | HMSV-A-CB | DLCMRAH48EAK | Non-Ducted Indoor Units |  | 11 | 20.5 | 10.2 |  |  |  | TRUE | FALSE | FALSE | 48000 | 30400 | 2.22 | 30070 | 2.12
201835575 |  | Live | Carrier | COMFORTMAKER | Multizone All Non-Ducted | 201835575 |  | HMSV-A-CB | DLCMRAH48EAK | Non-Ducted Indoor Units |  | 11 | 20.5 | 10.2 |  |  |  | TRUE | FALSE | FALSE | 48000 | 30400 | 2.22 | 30070 | 2.12
201835694 |  | Live | Carrier | HEIL | Multizone All Non-Ducted | 201835694 |  | HMSV-A-CB | DLCMRAH48EAK | Non-Ducted Indoor Units |  | 11 | 20.5 | 10.2 |  |  |  | TRUE | FALSE | FALSE | 48000 | 30400 | 2.22 | 30070 | 2.12
201835695 |  | Live | Carrier | KEEPRITE | Multizone All Non-Ducted | 201835695 |  | HMSV-A-CB | DLCMRAH48EAK | Non-Ducted Indoor Units |  | 11 | 20.5 | 10.2 |  |  |  | TRUE | FALSE | FALSE | 48000 | 30400 | 2.22 | 30070 | 2.12
201835790 |  | Live | Carrier | KENMORE | Multizone All Non-Ducted | 201835790 |  | HMSV-A-CB | DLCMRAH48EAK | Non-Ducted Indoor Units |  | 11 | 20.5 | 10.2 |  |  |  | TRUE | FALSE | FALSE | 48000 | 30400 | 2.22 | 30070 | 2.12
201771975 |  | Live | Carrier | MIDEA | Multizone All Non-Ducted | 201771975 |  | HMSV-A-CB | DLCMRAH48EAK | Non-Ducted Indoor Units |  | 11 | 20.5 | 10.2 |  |  |  | TRUE | FALSE | FALSE | 48000 | 30400 | 2.22 | 30070 | 2.12
201835791 |  | Live | Carrier | TEMPSTAR | Multizone All Non-Ducted | 201835791 |  | HMSV-A-CB | DLCMRAH48EAK | Non-Ducted Indoor Units |  | 11 | 20.5 | 10.2 |  |  |  | TRUE | FALSE | FALSE | 48000 | 30400 | 2.22 | 30070 | 2.12
202119335 |  | Live | Carrier | SMART COMFORT | Multizone All Non-Ducted | 202119335 |  | HMSV-A-CB | DLCMRAH48EAK | Non-Ducted Indoor Units |  | 11 | 20.5 | 10.2 |  |  |  | TRUE | FALSE | FALSE | 48000 | 30400 | 2.22 | 30070 | 2.12
202373698 |  | Live | Mitsubishi Electric Trane | AMERICAN STANDARD / MITSUBISHI ELECTRIC | Singlezone Non-Ducted, Wall Placement | 202373698 |  | HRCU-A-CB-O | NAXSMT12A112AA | Mini-Splits | NAXWMT12A112AA | 9.9 | 18 | 10 |  |  |  | FALSE | FALSE | FALSE | 12000 | 7600 | 2.78 | 9000 | 2.66
202463647 |  | Live | Carrier | DAY & NIGHT | Singlezone Non-Ducted, Wall Placement | 202463647 |  | HRCU-A-CB-O | DLCPRAH24AAK | Mini-Splits | DLFPHAH24XAK | 13.65 | 23.5 | 12 |  |  |  | TRUE | TRUE | TRUE | 22000 | 15450 | 3 | 22000 | 2.34
7180064 |  | Live | LG | LG | Multizone All Ducted | 7180064 |  | HMSV-A-CB | LMU36CHV | Ducted Indoor Units |  | 11 | 18.2 | 9.7 |  |  |  | FALSE | FALSE | FALSE | 28000 | 19500 | 2.4 | 27489 | 2.79
7184508 |  | Live | LG | LG | Multizone Mix of Ducted and Non-Ducted | 7184508 |  | HMSV-A-CB | LMU36CHV | Mixed Ducted and Non-Ducted Indoor Units |  | 12 | 20.1 | 9.85 |  |  |  | FALSE | FALSE | FALSE | 30000 | 19750 | 2.51 | 28297 | 2.92
7180061 |  | Live | LG | LG | Multizone All Ducted | 7180061 |  | HMSV-A-CB | LMU18CHV | Ducted Indoor Units |  | 10.7 | 17.2 | 9.7 |  |  |  | FALSE | FALSE | FALSE | 14000 | 13000 | 2.4 | 17245 | 2.57
7184506 |  | Live | LG | LG | Multizone Mix of Ducted and Non-Ducted | 7184506 |  | HMSV-A-CB | LMU18CHV | Mixed Ducted and Non-Ducted Indoor Units |  | 11.85 | 19.6 | 9.7 |  |  |  | FALSE | FALSE | FALSE | 15500 | 13250 | 2.41 | 18203 | 2.67
7184505 |  | Live | LG | LG | Multizone All Ducted | 7184505 |  | HMSV-A-CB | LMU24CHV | Ducted Indoor Units |  | 11.5 | 17.5 | 9.8 |  |  |  | FALSE | FALSE | FALSE | 17800 | 14000 | 2.49 | 19691 | 3.19
8898929 |  | Live | LG | LG | Multizone All Ducted | 8898929 |  | HMSV-A-CB | LMU600HV | Ducted Indoor Units |  | 10.5 | 18.5 | 10.5 |  |  |  | FALSE | FALSE | FALSE | 58000 | 43000 | 2.8 | 53982 | 2.75
8111357 |  | Live | LG | LG | Multizone All Ducted | 8111357 |  | HMSV-A-CB | LMU480HV | Ducted Indoor Units |  | 10.8 | 17.5 | 9.7 |  |  |  | FALSE | FALSE | FALSE | 44000 | 33600 | 3.08 | 45382 | 2.52
8111360 |  | Live | LG | LG | Multizone Mix of Ducted and Non-Ducted | 8111360 |  | HMSV-A-CB | LMU480HV | Mixed Ducted and Non-Ducted Indoor Units |  | 11.65 | 18.5 | 9.85 |  |  |  | FALSE | FALSE | FALSE | 46000 | 34300 | 3.23 | 47189 | 2.67
5859622 |  | Live | LG | LG | Singlezone Ducted, Compact Ducted | 5859622 |  | HRCU-A-CB | LUU367HV | Mini-Splits | LHN367HV | 12.1 | 17.6 | 9.2 |  |  |  | FALSE | FALSE | FALSE | 36000 | 24600 | 2.62 | 32800 | 2.09
5859621 |  | Live | LG | LG | Singlezone Ducted, Compact Ducted | 5859621 |  | HRCU-A-CB | LUU247HV | Mini-Splits | LHN247HV | 12 | 17 | 10 |  |  |  | FALSE | FALSE | FALSE | 24000 | 17600 | 2.67 | 21500 | 2.25
10513886 |  | Live | LG | LG | Singlezone Ducted, Centrally Ducted | 10513886 |  | HRCU-A-CB | LUU188HV | Ducted Indoor Units | LVN180HV4 | 13.3 | 19 | 9.5 |  |  |  | FALSE | FALSE | FALSE | 18000 | 12600 | 2.64 | 18000 | 2.29
7180063 |  | Live | LG | LG | Multizone All Non-Ducted | 7180063 |  | HMSV-A-CB | LMU36CHV | Non-Ducted Indoor Units |  | 13 | 22 | 10 |  |  |  | FALSE | FALSE | FALSE | 32000 | 20000 | 2.62 | 29105 | 3.06
9680934 |  | Live | LG | LG | Singlezone Non-Ducted, Wall Placement | 9680934 |  | HRCU-A-CB-O | LAU180HYV2 | Mini-Splits | LAN180HYV2 | 12.5 | 22 | 12 |  |  |  | FALSE | FALSE | FALSE | 15000 | 13500 | 2.75 | 25640 | 2.65
8584525 |  | Live | LG | LG | Singlezone Non-Ducted, Wall Placement | 8584525 |  | HRCU-A-CB-O | LAU180HYV1 | Mini-Splits | LAN180HYV1 | 13.5 | 24 | 12.5 |  |  |  | FALSE | FALSE | FALSE | 18200 | 13000 | 2.78 | 22340 | 2.68
8111355 |  | Live | LG | LG | Multizone All Non-Ducted | 8111355 |  | HMSV-A-CB | LMU30CHV | Non-Ducted Indoor Units |  | 13 | 22 | 10 |  |  |  | FALSE | FALSE | FALSE | 30000 | 19600 | 2.74 | 26739 | 3.07
10443474 |  | Live | LG | LG | Multizone All Ducted | 10443474 |  | HMSV-A-CB | LMU420HHV | Ducted Indoor Units |  | 13 | 19 | 10.5 |  |  |  | FALSE | FALSE | FALSE | 42000 | 29000 | 2.71 | 49950 | 2.51
10443475 |  | Live | LG | LG | Multizone All Ducted | 10443475 |  | HMSV-A-CB | LMU360HHV | Ducted Indoor Units |  | 13.5 | 17.5 | 10.5 |  |  |  | FALSE | FALSE | FALSE | 34000 | 27000 | 2.5 | 44400 | 2.45
10445111 |  | Live | LG | LG | Multizone Mix of Ducted and Non-Ducted | 10445111 |  | HMSV-A-CB | LMU360HHV | Mixed Ducted and Non-Ducted Indoor Units |  | 14.25 | 19.25 | 11 |  |  |  | FALSE | FALSE | FALSE | 35000 | 27500 | 2.68 | 44960 | 2.51
7947563 |  | Live | LG | LG | Singlezone Non-Ducted, Wall Placement | 7947563 |  | HRCU-A-CB-O | LAU090HYV1 | Mini-Splits | LAN090HYV1 | 15.65 | 27.5 | 12 |  |  |  | TRUE | FALSE | TRUE | 9000 | 6750 | 3.47 | 11940 | 3.02
8584526 |  | Live | LG | LG | Singlezone Non-Ducted, Wall Placement | 8584526 |  | HRCU-A-CB-O | LAU240HYV1 | Mini-Splits | LAN240HYV1 | 12.5 | 22 | 12 |  |  |  | FALSE | FALSE | FALSE | 22000 | 17200 | 2.8 | 27410 | 2.54
7958198 |  | Live | Panasonic | PANASONIC | Singlezone Non-Ducted, Wall Placement | 7958198 |  | HRCU-A-CB-O | CU-E9RKUA | Mini-Splits | CS-E9RKUAW | 13 | 23 | 11 |  |  |  | TRUE | FALSE | FALSE | 9000 | 8100 | 2.4 | 9500 | 2.09
7958199 |  | Live | Panasonic | PANASONIC | Singlezone Non-Ducted, Wall Placement | 7958199 |  | HRCU-A-CB-O | CU-E12RKUA | Mini-Splits | CS-E12RKUAW | 12.5 | 22.5 | 11 |  |  |  | TRUE | FALSE | FALSE | 11500 | 10500 | 2.93 | 10500 | 2.14
201900302 |  | Live | Panasonic | PANASONIC | Singlezone Non-Ducted, Wall Placement | 201900302 |  | HRCU-A-CB-O | CU-XE15SKUA-1 | Mini-Splits | CS-XE15SKUA-1 | 12.5 | 22.1 | 12 |  |  |  | FALSE | FALSE | FALSE | 15000 | 18200 | 5.23 | 18200 | 2.1
201900210 |  | Live | Panasonic | PANASONIC | Singlezone Non-Ducted, Wall Placement | 201900210 |  | HRCU-A-CB-O | CU-XE12SKUA-1 | Mini-Splits | CS-XE12SKUA-1 | 14.7 | 26.2 | 12.5 |  |  |  | FALSE | FALSE | FALSE | 11500 | 12500 | 3.49 | 12500 | 2.19
202366328 |  | Live | Mitsubishi Electric Trane | AMERICAN STANDARD / MITSUBISHI ELECTRIC | Multizone Mix of Ducted and Non-Ducted | 202366328 |  | HMSV-A-CB | NAXMPH36A142AA | Mixed Ducted and Non-Ducted Indoor Units |  | 12.65 | 17.45 | 10.7 |  |  |  | FALSE | FALSE | FALSE | 36000 | 35000 | 2.54 | 45000 | 2.32
202373684 |  | Live | Mitsubishi Electric Trane | AMERICAN STANDARD / MITSUBISHI ELECTRIC | Singlezone Non-Ducted, Wall Placement | 202373684 |  | HRCU-A-CB-O | NAXSPH09A112AA |  | NAXWPH09A112AA | 16.1 | 30.5 | 13.5 |  |  |  | FALSE | FALSE | FALSE | 9000 | 6700 | 3.27 | 12200 | 2.48
202373682 |  | Live | Mitsubishi Electric Trane | AMERICAN STANDARD / MITSUBISHI ELECTRIC | Singlezone Non-Ducted, Wall Placement | 202373682 |  | HRCU-A-CB-O | NAXSPH06A112AA |  | NAXWPH06A112AA | 19 | 33.1 | 13.5 |  |  |  | FALSE | FALSE | FALSE | 6000 | 5900 | 3.46 | 10700 | 3.14
202373693 |  | Live | Mitsubishi Electric Trane | AMERICAN STANDARD / MITSUBISHI ELECTRIC | Singlezone Non-Ducted, Wall Placement | 202373693 |  | HRCU-A-CB-O | NAXSST12A112AA |  | NAXWST12A112AA | 13 | 23.1 | 12.5 |  |  |  | FALSE | FALSE | FALSE | 12000 | 9200 | 3.1 | 12000 | 2.84
202373686 |  | Live | Mitsubishi Electric Trane | AMERICAN STANDARD / MITSUBISHI ELECTRIC | Singlezone Non-Ducted, Wall Placement | 202373686 |  | HRCU-A-CB-O | NAXSPH12A112AA |  | NAXWPH12A112AA | 13.8 | 26.1 | 12.5 |  |  |  | FALSE | FALSE | FALSE | 12000 | 8000 | 3.26 | 13600 | 2.1
202373694 |  | Live | Mitsubishi Electric Trane | AMERICAN STANDARD / MITSUBISHI ELECTRIC | Singlezone Non-Ducted, Wall Placement | 202373694 |  | HRCU-A-CB-O | NAXSST15A112AA |  | NAXWST15A112AA | 13 | 21.6 | 11.7 |  |  |  | FALSE | FALSE | FALSE | 14000 | 12200 | 2.23 | 16400 | 2.39
202373695 |  | Live | Mitsubishi Electric Trane | AMERICAN STANDARD / MITSUBISHI ELECTRIC | Singlezone Non-Ducted, Wall Placement | 202373695 |  | HRCU-A-CB-O | NAXSST18A112AA |  | NAXWST18A112AA | 13.4 | 20.5 | 11.2 |  |  |  | FALSE | FALSE | FALSE | 18000 | 13800 | 2.73 | 18200 | 2.48
202366334 |  | Live | Mitsubishi Electric Trane | TRANE / MITSUBISHI ELECTRIC | Multizone Mix of Ducted and Non-Ducted | 202366334 |  | HMSV-A-CB | NTXMPH36A142AA | Mixed Ducted and Non-Ducted Indoor Units |  | 12.65 | 17.45 | 10.7 |  |  |  | FALSE | FALSE | FALSE | 36000 | 35000 | 2.54 | 45000 | 2.32
202373722 |  | Live | Mitsubishi Electric Trane | TRANE / MITSUBISHI ELECTRIC | Singlezone Non-Ducted, Wall Placement | 202373722 |  | HRCU-A-CB-O | NTXSPH06A112AA |  | NTXWPH06A112AA | 19 | 33.1 | 13.5 |  |  |  | FALSE | FALSE | FALSE | 6000 | 5900 | 3.46 | 10700 | 3.14
202373724 |  | Live | Mitsubishi Electric Trane | TRANE / MITSUBISHI ELECTRIC | Singlezone Non-Ducted, Wall Placement | 202373724 |  | HRCU-A-CB-O | NTXSPH09A112AA |  | NTXWPH09A112AA | 16.1 | 30.5 | 13.5 |  |  |  | FALSE | FALSE | FALSE | 9000 | 6700 | 3.27 | 12200 | 2.48
202373726 |  | Live | Mitsubishi Electric Trane | TRANE / MITSUBISHI ELECTRIC | Singlezone Non-Ducted, Wall Placement | 202373726 |  | HRCU-A-CB-O | NTXSPH12A112AA |  | NTXWPH12A112AA | 13.8 | 26.1 | 12.5 |  |  |  | FALSE | FALSE | FALSE | 12000 | 8000 | 3.26 | 13600 | 2.1
202373692 |  | Live | Mitsubishi Electric Trane | AMERICAN STANDARD / MITSUBISHI ELECTRIC | Singlezone Non-Ducted, Wall Placement | 202373692 |  | HRCU-A-CB-O | NAXSST09A112AA |  | NAXWST09A112AA | 15.4 | 24.6 | 12.8 |  |  |  | FALSE | FALSE | FALSE | 9000 | 6700 | 3.12 | 10200 | 2.82
202373688 |  | Live | Mitsubishi Electric Trane | AMERICAN STANDARD / MITSUBISHI ELECTRIC | Singlezone Non-Ducted, Wall Placement | 202373688 |  | HRCU-A-CB-O | NAXSPH15A112AA |  | NAXWPH15A112AA | 12.5 | 22 | 12 |  |  |  | FALSE | FALSE | FALSE | 15000 | 11000 | 3.16 | 18000 | 2.13
202373685 |  | Live | Mitsubishi Electric Trane | AMERICAN STANDARD / MITSUBISHI ELECTRIC | Singlezone Non-Ducted, Wall Placement | 202373685 |  | HRCU-A-CB-O | NAXSPB09A112AA | Mini-Splits | NAXWPH09A112AA | 16.1 | 30.5 | 12.5 |  |  |  | FALSE | FALSE | FALSE | 9000 | 6700 | 2.73 | 12200 | 2.84
202373687 |  | Live | Mitsubishi Electric Trane | AMERICAN STANDARD / MITSUBISHI ELECTRIC | Singlezone Non-Ducted, Wall Placement | 202373687 |  | HRCU-A-CB-O | NAXSPB12A112AA | Mini-Splits | NAXWPH12A112AA | 13.8 | 26.1 | 11.5 |  |  |  | FALSE | FALSE | FALSE | 12000 | 8100 | 2.83 | 13600 | 2.03
201754300 |  | Live | Mitsubishi Electric Trane | MITSUBISHI ELECTRIC | Singlezone Non-Ducted, Wall Placement | 201754300 |  | HRCU-A-CB-O | MUZ-FH15NA | Mini-Splits | MSZ-FH15NA | 12.5 | 22 | 12 |  |  |  | FALSE | FALSE | FALSE | 15000 | 11000 | 3.16 | 18000 | 2.13
201754322 |  | Live | Mitsubishi Electric Trane | MITSUBISHI ELECTRIC | Singlezone Ducted, Centrally Ducted | 201754322 |  | HRCU-A-CB | PUZ-HA36NHA5 | Mini-Splits | PEAD-A36AA* | 12.5 | 16.8 | 10.4 |  |  |  | FALSE | FALSE | FALSE | 33000 | 27000 | 2.43 | 38000 | 2.06
202373725 |  | Live | Mitsubishi Electric Trane | TRANE / MITSUBISHI ELECTRIC | Singlezone Non-Ducted, Wall Placement | 202373725 |  | HRCU-A-CB-O | NTXSPB09A112AA | Mini-Splits | NTXWPH09A112AA | 16.1 | 30.5 | 12.5 |  |  |  | FALSE | FALSE | FALSE | 9000 | 6700 | 2.73 | 12200 | 2.84
202373727 |  | Live | Mitsubishi Electric Trane | TRANE / MITSUBISHI ELECTRIC | Singlezone Non-Ducted, Wall Placement | 202373727 |  | HRCU-A-CB-O | NTXSPB12A112AA | Mini-Splits | NTXWPH12A112AA | 13.8 | 26.1 | 11.5 |  |  |  | FALSE | FALSE | FALSE | 12000 | 8100 | 2.83 | 13600 | 2.03
202373732 |  | Live | Mitsubishi Electric Trane | TRANE / MITSUBISHI ELECTRIC | Singlezone Non-Ducted, Wall Placement | 202373732 |  | HRCU-A-CB-O | NTXSST09A112AA |  | NTXWST09A112AA | 15.4 | 24.6 | 12.8 |  |  |  | TRUE | FALSE | TRUE | 9000 | 6700 | 3.12 | 10200 | 2.82
201754323 |  | Live | Mitsubishi Electric Trane | MITSUBISHI ELECTRIC | Singlezone Ducted, Centrally Ducted | 201754323 |  | HRCU-A-CB | PUZ-HA36NHA5 | Mini-Splits | PVA-A36AA* | 12.5 | 17.8 | 11 |  |  |  | FALSE | FALSE | FALSE | 33000 | 25000 | 2.2 | 38000 | 2.06
202392210 |  | Live | Mitsubishi Electric Trane | AMERICAN STANDARD / MITSUBISHI ELECTRIC | Singlezone Non-Ducted, Ceiling Placement | 202392210 |  | HRCU-A-CB-O | NAXSKS09A112AA | Mini-Splits | NAXUKS09A112AA | 12.6 | 19.5 | 13.3 |  |  |  | FALSE | FALSE | FALSE | 9000 | 7700 | 3.22 | 7700 | 3.22
202392208 |  | Live | Mitsubishi Electric Trane | AMERICAN STANDARD / MITSUBISHI ELECTRIC | Singlezone Ducted, Compact Ducted | 202392208 |  | HRCU-A-CB | NAXSKS09A112AA |  | NAXDKS09A112AA | 12.8 | 18.8 | 11 |  |  |  | FALSE | FALSE | FALSE | 9000 | 7600 | 2.53 | 7600 | 2.53
202392214 |  | Live | Mitsubishi Electric Trane | AMERICAN STANDARD / MITSUBISHI ELECTRIC | Singlezone Non-Ducted, Ceiling Placement | 202392214 |  | HRCU-A-CB-O | NAXSKS09A112AA | Mini-Splits | NAXCKS09A112AA | 13.4 | 22.4 | 12.2 |  |  |  | FALSE | FALSE | FALSE | 9000 | 6900 | 2.5 | 6900 | 2.5
202392220 |  | Live | Mitsubishi Electric Trane | AMERICAN STANDARD / MITSUBISHI ELECTRIC | Singlezone Non-Ducted, Ceiling Placement | 202392220 |  | HRCU-A-CB-O | NAXSKS12A112AA | Mini-Splits | NAXUKS12A112AA | 12.5 | 19.8 | 12.1 |  |  |  | FALSE | FALSE | FALSE | 12000 | 9900 | 2.84 | 9900 | 2.84
202392218 |  | Live | Mitsubishi Electric Trane | AMERICAN STANDARD / MITSUBISHI ELECTRIC | Singlezone Ducted, Compact Ducted | 202392218 |  | HRCU-A-CB | NAXSKS12A112AA |  | NAXDKS12A112AA | 12.9 | 20.5 | 12.4 |  |  |  | FALSE | FALSE | FALSE | 12000 | 10000 | 2.48 | 10000 | 2.48
202392222 |  | Live | Mitsubishi Electric Trane | AMERICAN STANDARD / MITSUBISHI ELECTRIC | Singlezone Non-Ducted, Ceiling Placement | 202392222 |  | HRCU-A-CB-O | NAXSKS12A112AA | Mini-Splits | NAXCKS12A112AA | 13.3 | 22 | 11.4 |  |  |  | FALSE | FALSE | FALSE | 12000 | 8900 | 2.31 | 8900 | 2.31
202392226 |  | Live | Mitsubishi Electric Trane | AMERICAN STANDARD / MITSUBISHI ELECTRIC | Singlezone Ducted, Compact Ducted | 202392226 |  | HRCU-A-CB | NAXSKS15A112AA |  | NAXDKS15A112AA | 13 | 19 | 11.4 |  |  |  | FALSE | FALSE | FALSE | 15000 | 11700 | 2.68 | 11700 | 2.68
202392232 |  | Live | Mitsubishi Electric Trane | AMERICAN STANDARD / MITSUBISHI ELECTRIC | Singlezone Ducted, Compact Ducted | 202392232 |  | HRCU-A-CB | NAXSKS18A112AA |  | NAXDKS18A112AA | 13.7 | 22 | 13.1 |  |  |  | FALSE | FALSE | FALSE | 18000 | 13900 | 2.87 | 13900 | 2.87
202392234 |  | Live | Mitsubishi Electric Trane | AMERICAN STANDARD / MITSUBISHI ELECTRIC | Singlezone Non-Ducted, Ceiling Placement | 202392234 |  | HRCU-A-CB-O | NAXSKS18A112AA | Mini-Splits | NAXUKS18A112AA | 12.5 | 22.3 | 12.4 |  |  |  | FALSE | FALSE | FALSE | 18000 | 13100 | 2.63 | 13100 | 2.63
202392238 |  | Live | Mitsubishi Electric Trane | AMERICAN STANDARD / MITSUBISHI ELECTRIC | Singlezone Non-Ducted, Ceiling Placement | 202392238 |  | HRCU-A-CB-O | NAXSKS18A112AA | Mini-Splits | NAXCKS18A112AA | 12.5 | 20.7 | 11.6 |  |  |  | FALSE | FALSE | FALSE | 17700 | 12900 | 2.68 | 12900 | 2.68
201754321 |  | Live | Mitsubishi Electric Trane | MITSUBISHI ELECTRIC | Singlezone Non-Ducted, Ceiling Placement | 201754321 |  | HRCU-A-CB-O | PUZ-HA36NHA5 | Mini-Splits | PLA-A36EA* | 12.6 | 17 | 10 |  |  |  | FALSE | FALSE | FALSE | 36000 | 28000 | 2.29 | 38000 | 2.1
202392028 |  | Live | Mitsubishi Electric Trane | MITSUBISHI ELECTRIC | Singlezone Ducted, Compact Ducted | 202392028 |  | HRCU-A-CB | SUZ-KA12NA2 |  | SEZ-KD12NA | 12.9 | 20.5 | 12.4 |  |  |  | FALSE | FALSE | FALSE | 12000 | 10000 | 2.48 | 10000 | 2.48
202392029 |  | Live | Mitsubishi Electric Trane | MITSUBISHI ELECTRIC | Singlezone Ducted, Compact Ducted | 202392029 |  | HRCU-A-CB | SUZ-KA15NA2 |  | SEZ-KD15NA | 13 | 19 | 11.4 |  |  |  | FALSE | FALSE | FALSE | 15000 | 11700 | 2.68 | 11700 | 2.68
202392030 |  | Live | Mitsubishi Electric Trane | MITSUBISHI ELECTRIC | Singlezone Ducted, Compact Ducted | 202392030 |  | HRCU-A-CB | SUZ-KA18NA2 |  | SEZ-KD18NA | 13.7 | 22 | 13.1 |  |  |  | FALSE | FALSE | FALSE | 18000 | 13900 | 2.87 | 13900 | 2.87
202392032 |  | Live | Mitsubishi Electric Trane | MITSUBISHI ELECTRIC | Singlezone Ducted, Compact Ducted | 202392032 |  | HRCU-A-CB | SUZ-KA12NAH2 |  | SEZ-KD12NA | 12.9 | 20.5 | 11.8 |  |  |  | FALSE | FALSE | FALSE | 12000 | 10000 | 2.24 | 10000 | 2.24
202392031 |  | Live | Mitsubishi Electric Trane | MITSUBISHI ELECTRIC | Singlezone Ducted, Compact Ducted | 202392031 |  | HRCU-A-CB | SUZ-KA09NAH2 |  | SEZ-KD09NA | 12.8 | 18.8 | 10.4 |  |  |  | FALSE | FALSE | FALSE | 9000 | 7600 | 2.21 | 7600 | 2.21
202392033 |  | Live | Mitsubishi Electric Trane | MITSUBISHI ELECTRIC | Singlezone Ducted, Compact Ducted | 202392033 |  | HRCU-A-CB | SUZ-KA15NAH2 |  | SEZ-KD15NA | 13 | 19 | 11 |  |  |  | FALSE | FALSE | FALSE | 15000 | 11700 | 2.43 | 11700 | 2.43
202392034 |  | Live | Mitsubishi Electric Trane | MITSUBISHI ELECTRIC | Singlezone Ducted, Compact Ducted | 202392034 |  | HRCU-A-CB | SUZ-KA18NAH2 |  | SEZ-KD18NA | 13.7 | 22 | 12.8 |  |  |  | FALSE | FALSE | FALSE | 18000 | 13900 | 2.65 | 13900 | 2.65
202392037 |  | Live | Mitsubishi Electric Trane | MITSUBISHI ELECTRIC | Singlezone Non-Ducted, Ceiling Placement | 202392037 |  | HRCU-A-CB-O | SUZ-KA18NAH2 | Mini-Splits | MLZ-KP18NA | 12.5 | 22.3 | 12 |  |  |  | FALSE | FALSE | FALSE | 18000 | 13100 | 2.43 | 13100 | 2.43
202392050 |  | Live | Mitsubishi Electric Trane | MITSUBISHI ELECTRIC | Singlezone Non-Ducted, Ceiling Placement | 202392050 |  | HRCU-A-CB-O | SUZ-KA09NAH2 | Mini-Splits | SLZ-KF09NA | 13.4 | 22.4 | 11.5 |  |  |  | FALSE | FALSE | FALSE | 9000 | 6900 | 2.15 | 6900 | 2.15
202392051 |  | Live | Mitsubishi Electric Trane | MITSUBISHI ELECTRIC | Singlezone Non-Ducted, Ceiling Placement | 202392051 |  | HRCU-A-CB-O | SUZ-KA12NAH2 | Mini-Splits | SLZ-KF12NA | 13.3 | 22 | 10.9 |  |  |  | FALSE | FALSE | FALSE | 12000 | 8900 | 2.07 | 8900 | 2.07
202392055 |  | Live | Mitsubishi Electric Trane | MITSUBISHI ELECTRIC | Singlezone Ducted, Centrally Ducted | 202392055 |  | HRCU-A-CB | SUZ-KA12NAH2 |  | SVZ-KP12NA | 12.7 | 18 | 11.5 |  |  |  | FALSE | FALSE | FALSE | 12000 | 9900 | 2.32 | 9900 | 2.32
202392056 |  | Live | Mitsubishi Electric Trane | MITSUBISHI ELECTRIC | Singlezone Ducted, Centrally Ducted | 202392056 |  | HRCU-A-CB | SUZ-KA18NAH2 |  | SVZ-KP18NA | 13.2 | 18 | 12.2 |  |  |  | FALSE | FALSE | FALSE | 18000 | 14000 | 2.6 | 14000 | 2.6
202426335 |  | Live | Mitsubishi Electric Trane | MITSUBISHI ELECTRIC | Multizone Mix of Ducted and Non-Ducted | 202426335 |  | HMSV-A-CB | PUMY-HP36NKMU | Mixed Ducted and Non-Ducted Indoor Units |  | 13.8 | 20.3 | 11.85 |  |  |  | FALSE | FALSE | FALSE | 36000 | 45898 | 3.05 | 45898 | 3.05
202426337 |  | Live | Mitsubishi Electric Trane | MITSUBISHI ELECTRIC | Multizone Mix of Ducted and Non-Ducted | 202426337 |  | HMSV-A-CB | PUMY-P36NKMU2 | Mixed Ducted and Non-Ducted Indoor Units |  | 13.8 | 20.3 | 11.6 |  |  |  | FALSE | FALSE | FALSE | 36000 | 28728 | 2.68 | 28728 | 2.68
202392207 |  | Live | Mitsubishi Electric Trane | TRANE / MITSUBISHI ELECTRIC | Singlezone Ducted, Compact Ducted | 202392207 |  | HRCU-A-CB | NTXSKS09A112AA |  | NTXDKS09A112AA | 12.8 | 18.8 | 11 |  |  |  | FALSE | FALSE | FALSE | 9000 | 7600 | 2.53 | 7600 | 2.53
202392217 |  | Live | Mitsubishi Electric Trane | TRANE / MITSUBISHI ELECTRIC | Singlezone Ducted, Compact Ducted | 202392217 |  | HRCU-A-CB | NTXSKS12A112AA |  | NTXDKS12A112AA | 12.9 | 20.5 | 12.4 |  |  |  | FALSE | FALSE | FALSE | 12000 | 10000 | 2.48 | 10000 | 2.48
202392225 |  | Live | Mitsubishi Electric Trane | TRANE / MITSUBISHI ELECTRIC | Singlezone Ducted, Compact Ducted | 202392225 |  | HRCU-A-CB | NTXSKS15A112AA |  | NTXDKS15A112AA | 13 | 19 | 11.4 |  |  |  | FALSE | FALSE | FALSE | 15000 | 11700 | 2.68 | 11700 | 2.68
202392231 |  | Live | Mitsubishi Electric Trane | TRANE / MITSUBISHI ELECTRIC | Singlezone Ducted, Compact Ducted | 202392231 |  | HRCU-A-CB | NTXSKS18A112AA |  | NTXDKS18A112AA | 13.7 | 22 | 13.1 |  |  |  | FALSE | FALSE | FALSE | 18000 | 13900 | 2.87 | 13900 | 2.87
202392036 |  | Live | Mitsubishi Electric Trane | MITSUBISHI ELECTRIC | Singlezone Non-Ducted, Ceiling Placement | 202392036 |  | HRCU-A-CB-O | SUZ-KA12NAH2 | Mini-Splits | MLZ-KP12NA | 12.5 | 19.8 | 11.6 |  |  |  | FALSE | FALSE | FALSE | 12000 | 9900 | 2.52 | 9900 | 2.52
201754298 |  | Live | Mitsubishi Electric Trane | MITSUBISHI ELECTRIC | Singlezone Non-Ducted, Wall Placement | 201754298 |  | HRCU-A-CB-O | MUZ-FH12NA | Mini-Splits | MSZ-FH12NA | 13.8 | 26.1 | 12.5 |  |  |  | FALSE | FALSE | FALSE | 12000 | 8000 | 3.26 | 13600 | 2.1
201753971 |  | Live | Carrier | MIDEA | Singlezone Non-Ducted, Wall Placement | 201753971 |  | HRCU-A-CB-O | 38MPRAQ12AA3 | Mini-Splits | DHMPHAQ12XA3 | 13.5 | 32 | 14 |  |  |  | TRUE | TRUE | TRUE | 12000 | 6800 | 2.66 | 16596 | 2.19
201753413 |  | Live | Carrier | PAYNE | Singlezone Non-Ducted, Wall Placement | 201753413 |  | HRCU-A-CB-O | 38MPRAQ12AA3 | Mini-Splits | DHMPHAQ12XA3 | 13.5 | 32 | 14 |  |  |  | TRUE | TRUE | TRUE | 12000 | 6800 | 2.66 | 16596 | 2.19
201753412 |  | Live | Carrier | BRYANT | Singlezone Non-Ducted, Wall Placement | 201753412 |  | HRCU-A-CB-O | 38MPRAQ12AA3 | Mini-Splits | 619PHAQ12XA3 | 13.5 | 32 | 14 |  |  |  | TRUE | TRUE | TRUE | 12000 | 6800 | 2.66 | 16596 | 2.19
201753411 |  | Live | Carrier | CARRIER | Singlezone Non-Ducted, Wall Placement | 201753411 |  | HRCU-A-CB-O | 38MPRAQ12AA3 | Mini-Splits | 40MPHAQ12XA3 | 13.5 | 32 | 14 |  |  |  | TRUE | TRUE | TRUE | 12000 | 6800 | 2.66 | 16596 | 2.19
201753410 |  | Live | Carrier | PAYNE | Singlezone Non-Ducted, Wall Placement | 201753410 |  | HRCU-A-CB-O | 38MPRAQ09AA3 | Mini-Splits | DHMPHAQ09XA3 | 15 | 42 | 15 |  |  |  | TRUE | TRUE | TRUE | 9000 | 7200 | 2.78 | 15488 | 2.1
201753970 |  | Live | Carrier | MIDEA | Singlezone Non-Ducted, Wall Placement | 201753970 |  | HRCU-A-CB-O | 38MPRAQ09AA3 | Mini-Splits | DHMPHAQ09XA3 | 15 | 42 | 15 |  |  |  | TRUE | TRUE | TRUE | 9000 | 7200 | 2.78 | 15488 | 2.1
201753409 |  | Live | Carrier | BRYANT | Singlezone Non-Ducted, Wall Placement | 201753409 |  | HRCU-A-CB-O | 38MPRAQ09AA3 | Mini-Splits | 619PHAQ09XA3 | 15 | 42 | 15 |  |  |  | TRUE | TRUE | TRUE | 9000 | 7200 | 2.78 | 15488 | 2.1
202463636 |  | Live | Carrier | BRYANT | Singlezone Non-Ducted, Wall Placement | 202463636 |  | HRCU-A-CB-O | 38MPRAQ18AA3 | Mini-Splits | 619PHAQ18XA3 | 14.5 | 28.2 | 14 |  |  |  | TRUE | TRUE | TRUE | 18000 | 12300 | 3.19 | 22000 | 2.44
201753408 |  | Live | Carrier | CARRIER | Singlezone Non-Ducted, Wall Placement | 201753408 |  | HRCU-A-CB-O | 38MPRAQ09AA3 | Mini-Splits | 40MPHAQ09XA3 | 15 | 42 | 15 |  |  |  | TRUE | TRUE | TRUE | 9000 | 7200 | 2.78 | 15488 | 2.1
202463637 |  | Live | Carrier | BRYANT | Singlezone Non-Ducted, Wall Placement | 202463637 |  | HRCU-A-CB-O | 38MPRAQ24AA3 | Mini-Splits | 619PHAQ24XA3 | 13.65 | 23.5 | 12 |  |  |  | TRUE | TRUE | TRUE | 22000 | 15450 | 3 | 22000 | 2.34
202463635 |  | Live | Carrier | CARRIER | Singlezone Non-Ducted, Wall Placement | 202463635 |  | HRCU-A-CB-O | 38MPRAQ24AA3 | Mini-Splits | 40MPHAQ24XA3 | 13.65 | 23.5 | 12 |  |  |  | TRUE | TRUE | TRUE | 22000 | 15450 | 3 | 22000 | 2.34
202463640 |  | Live | Carrier | MIDEA | Singlezone Non-Ducted, Wall Placement | 202463640 |  | HRCU-A-CB-O | 38MPRAQ18AA3 | Mini-Splits | DHMPHAQ18XA3 | 14.5 | 28.2 | 14 |  |  |  | TRUE | TRUE | TRUE | 18000 | 12300 | 3.19 | 22000 | 2.44
202463641 |  | Live | Carrier | MIDEA | Singlezone Non-Ducted, Wall Placement | 202463641 |  | HRCU-A-CB-O | 38MPRAQ24AA3 | Mini-Splits | DHMPHAQ24XA3 | 13.65 | 23.5 | 12 |  |  |  | TRUE | TRUE | TRUE | 22000 | 15450 | 3 | 22000 | 2.34
202463634 |  | Live | Carrier | CARRIER | Singlezone Non-Ducted, Wall Placement | 202463634 |  | HRCU-A-CB-O | 38MPRAQ18AA3 | Mini-Splits | 40MPHAQ18XA3 | 14.5 | 28.2 | 14 |  |  |  | TRUE | TRUE | TRUE | 18000 | 12300 | 3.19 | 22000 | 2.44
202463639 |  | Live | Carrier | PAYNE | Singlezone Non-Ducted, Wall Placement | 202463639 |  | HRCU-A-CB-O | 38MPRAQ24AA3 | Mini-Splits | DHMPHAQ24XA3 | 13.65 | 23.5 | 12 |  |  |  | TRUE | TRUE | TRUE | 22000 | 15450 | 3 | 22000 | 2.34
202373683 |  | Live | Mitsubishi Electric Trane | AMERICAN STANDARD / MITSUBISHI ELECTRIC | Singlezone Non-Ducted, Wall Placement | 202373683 |  | HRCU-A-CB-O | NAXSPB06A112AA | Mini-Splits | NAXWPH06A112AA | 19 | 33.1 | 12.5 |  |  |  | FALSE | FALSE | FALSE | 6000 | 5900 | 2.74 | 10700 | 2.78
202373723 |  | Live | Mitsubishi Electric Trane | TRANE / MITSUBISHI ELECTRIC | Singlezone Non-Ducted, Wall Placement | 202373723 |  | HRCU-A-CB-O | NTXSPB06A112AA | Mini-Splits | NTXWPH06A112AA | 19 | 33.1 | 12.5 |  |  |  | FALSE | FALSE | FALSE | 6000 | 5900 | 2.74 | 10700 | 2.78
202373728 |  | Live | Mitsubishi Electric Trane | TRANE / MITSUBISHI ELECTRIC | Singlezone Non-Ducted, Wall Placement | 202373728 |  | HRCU-A-CB-O | NTXSPH15A112AA |  | NTXWPH15A112AA | 12.5 | 22 | 12 |  |  |  | FALSE | FALSE | FALSE | 15000 | 11000 | 3.16 | 18000 | 2.13
202392027 |  | Live | Mitsubishi Electric Trane | MITSUBISHI ELECTRIC | Singlezone Ducted, Compact Ducted | 202392027 |  | HRCU-A-CB | SUZ-KA09NA2 |  | SEZ-KD09NA | 12.8 | 18.8 | 11 |  |  |  | FALSE | FALSE | FALSE | 9000 | 7600 | 2.53 | 7600 | 2.53
202392035 |  | Live | Mitsubishi Electric Trane | MITSUBISHI ELECTRIC | Singlezone Non-Ducted, Ceiling Placement | 202392035 |  | HRCU-A-CB-O | SUZ-KA09NAH2 | Mini-Splits | MLZ-KP09NA | 12.6 | 19.5 | 12.5 |  |  |  | FALSE | FALSE | FALSE | 9000 | 7700 | 2.72 | 7700 | 2.72
202463638 |  | Live | Carrier | PAYNE | Singlezone Non-Ducted, Wall Placement | 202463638 |  | HRCU-A-CB-O | 38MPRAQ18AA3 | Mini-Splits | DHMPHAQ18XA3 | 14.5 | 28.2 | 14 |  |  |  | TRUE | TRUE | TRUE | 18000 | 12300 | 3.19 | 22000 | 2.44
202463643 |  | Live | Carrier | ARCOAIRE | Singlezone Non-Ducted, Wall Placement | 202463643 |  | HRCU-A-CB-O | DLCPRAH24AAK | Mini-Splits | DLFPHAH24XAK | 13.65 | 23.5 | 12 |  |  |  | TRUE | TRUE | TRUE | 22000 | 15450 | 3 | 22000 | 2.34
202463645 |  | Live | Carrier | COMFORTMAKER | Singlezone Non-Ducted, Wall Placement | 202463645 |  | HRCU-A-CB-O | DLCPRAH24AAK | Mini-Splits | DLFPHAH24XAK | 13.65 | 23.5 | 12 |  |  |  | TRUE | TRUE | TRUE | 22000 | 15450 | 3 | 22000 | 2.34
202463649 |  | Live | Carrier | HEIL | Singlezone Non-Ducted, Wall Placement | 202463649 |  | HRCU-A-CB-O | DLCPRAH24AAK | Mini-Splits | DLFPHAH24XAK | 13.65 | 23.5 | 12 |  |  |  | TRUE | TRUE | TRUE | 22000 | 15450 | 3 | 22000 | 2.34
202463651 |  | Live | Carrier | KEEPRITE | Singlezone Non-Ducted, Wall Placement | 202463651 |  | HRCU-A-CB-O | DLCPRAH24AAK | Mini-Splits | DLFPHAH24XAK | 13.65 | 23.5 | 12 |  |  |  | TRUE | TRUE | TRUE | 22000 | 15450 | 3 | 22000 | 2.34
202463653 |  | Live | Carrier | KENMORE | Singlezone Non-Ducted, Wall Placement | 202463653 |  | HRCU-A-CB-O | DLCPRAH24AAK | Mini-Splits | DLFPHAH24XAK | 13.65 | 23.5 | 12 |  |  |  | TRUE | TRUE | TRUE | 22000 | 15450 | 3 | 22000 | 2.34
202463655 |  | Live | Carrier | MIDEA | Singlezone Non-Ducted, Wall Placement | 202463655 |  | HRCU-A-CB-O | DLCPRAH24AAK | Mini-Splits | DLFPHAH24XAK | 13.65 | 23.5 | 12 |  |  |  | TRUE | TRUE | TRUE | 22000 | 15450 | 3 | 22000 | 2.34
202463659 |  | Live | Carrier | SMART COMFORT | Singlezone Non-Ducted, Wall Placement | 202463659 |  | HRCU-A-CB-O | DLCPRAH24AAK | Mini-Splits | DLFPHAH24XAK | 13.65 | 23.5 | 12 |  |  |  | TRUE | TRUE | TRUE | 22000 | 15450 | 3 | 22000 | 2.34
202463657 |  | Live | Carrier | TEMPSTAR | Singlezone Non-Ducted, Wall Placement | 202463657 |  | HRCU-A-CB-O | DLCPRAH24AAK | Mini-Splits | DLFPHAH24XAK | 13.65 | 23.5 | 12 |  |  |  | TRUE | TRUE | TRUE | 22000 | 15450 | 3 | 22000 | 2.34
10338834 |  | Live | Gree | KINGHOME | Singlezone Non-Ducted, Wall Placement | 10338834 |  | HRCU-A-CB-O | KW09HUCA4DO | Mini-Splits | KW09HUCA4DI | 15.7 | 30.5 | 10.5 |  |  |  | FALSE | FALSE | FALSE | 9000 | 5380 | 2.97 | 12100 | 2.43
10333040 |  | Live | Gree | KINGHOME | Singlezone Non-Ducted, Wall Placement | 10333040 |  | HRCU-A-CB-O | KW18HQ2B8DO | Mini-Splits | KW18HQ2B8DI | 12.5 | 20 | 10.5 |  |  |  | FALSE | FALSE | FALSE | 18000 | 12400 | 2.51 | 23000 | 2.11
10221176 |  | Live | Friedrich Air Conditioning | FRIEDRICH | Singlezone Non-Ducted, Wall Placement | 10221176 |  | HRCU-A-CB-O | MRAD12Y1J | Mini-Splits | MWAD12Y1J | 12.5 | 22 | 10.2 |  |  |  | FALSE | FALSE | FALSE | 12000 | 6800 | 2.49 | 11000 | 2.35
10221175 |  | Live | Friedrich Air Conditioning | FRIEDRICH | Singlezone Non-Ducted, Wall Placement | 10221175 |  | HRCU-A-CB-O | MRAD09Y1J | Mini-Splits | MWAD09Y1J | 13 | 23 | 10.5 |  |  |  | FALSE | FALSE | FALSE | 9000 | 6100 | 2.38 | 10215 | 2.36
10221177 |  | Live | Friedrich Air Conditioning | FRIEDRICH | Singlezone Non-Ducted, Wall Placement | 10221177 |  | HRCU-A-CB-O | MRAD18Y3J | Mini-Splits | MWAD18Y3J | 12.5 | 20 | 10.5 |  |  |  | FALSE | FALSE | FALSE | 18000 | 12471 | 2.67 | 14840 | 2.11
10221178 |  | Live | Friedrich Air Conditioning | FRIEDRICH | Singlezone Non-Ducted, Wall Placement | 10221178 |  | HRCU-A-CB-O | MRAD24Y3J | Mini-Splits | MWAD24Y3J | 12.5 | 20 | 10 |  |  |  | FALSE | FALSE | FALSE | 22000 | 14700 | 2.63 | 24800 | 2.02
9128593 |  | Live | Gree | TOSOT | Multizone All Ducted | 9128593 |  | HMSV-A-CB | TMVRF-36KUH | Ducted Indoor Units |  | 11.3 | 16.5 | 10.3 |  |  |  | FALSE | FALSE | FALSE | 36000 | 29400 | 2.27 | 45000 | 2.5
8654209 |  | Live | Gree | GREE | Multizone All Ducted | 8654209 |  | HMSV-A-CB | GMV-36WL/B-T(U) | Ducted Indoor Units |  | 11.3 | 16.5 | 10.3 |  |  |  | FALSE | FALSE | FALSE | 36000 | 29400 | 2.27 | 45000 | 2.5
204627022 |  | Live | Mitsubishi Electric Trane | MITSUBISHI ELECTRIC | Singlezone Ducted, Compact Ducted | 204627022 |  | HRCU-A-CB | SUZ-KA18NAHZ | Mini-Splits | SEZ-KD18NA4 | 13.1 | 19.1 | 10.9 |  |  |  | FALSE | FALSE | FALSE | 18000 | 14200 | 2.52 | 21600 | 2.52
204627021 |  | Live | Mitsubishi Electric Trane | MITSUBISHI ELECTRIC | Singlezone Ducted, Compact Ducted | 204627021 |  | HRCU-A-CB | SUZ-KA15NAHZ | Mini-Splits | SEZ-KD15NA4 | 12.5 | 17.3 | 9.5 |  |  |  | FALSE | FALSE | FALSE | 15000 | 12200 | 2.15 | 18000 | 2.15
204627020 |  | Live | Mitsubishi Electric Trane | MITSUBISHI ELECTRIC | Singlezone Ducted, Compact Ducted | 204627020 |  | HRCU-A-CB | SUZ-KA12NAHZ | Mini-Splits | SEZ-KD12NA4 | 13 | 19 | 10.2 |  |  |  | FALSE | FALSE | FALSE | 12000 | 9000 | 2.56 | 15000 | 2.56
204276761 |  | Live | Mitsubishi Electric Trane | MITSUBISHI ELECTRIC | Singlezone Non-Ducted, Wall Placement | 204276761 |  | HRCU-A-CB-O | PUZ-HA24NHA | Mini-Splits | PKA-A24KA7 | 12.6 | 19.5 | 11.2 |  |  |  | FALSE | FALSE | FALSE | 24000 | 17200 | 2.75 | 26000 | 2.14
204276767 |  | Live | Mitsubishi Electric Trane | MITSUBISHI ELECTRIC | Singlezone Ducted, Compact Ducted | 204276767 |  | HRCU-A-CB | PUZ-HA24NHA | Mini-Splits | PEAD-A24AA7 | 11.5 | 16.6 | 11 |  |  |  | FALSE | FALSE | FALSE | 24000 | 18000 | 2.75 | 25000 | 2.12
204793350 |  | Live | Mitsubishi Electric Trane | TRANE / MITSUBISHI ELECTRIC | Singlezone Ducted, Compact Ducted | 204793350 |  | HRCU-A-CB | NTXSKH18A112AA | Mini-Splits | NTXDKS18A112AA | 13.1 | 19.1 | 10.9 |  |  |  | FALSE | FALSE | FALSE | 18000 | 14200 | 2.52 | 21600 | 2.52
204793347 |  | Live | Mitsubishi Electric Trane | TRANE / MITSUBISHI ELECTRIC | Singlezone Ducted, Compact Ducted | 204793347 |  | HRCU-A-CB | NTXSKH15A112AA | Mini-Splits | NTXDKS15A112AA | 12.5 | 17.3 | 9.5 |  |  |  | FALSE | FALSE | FALSE | 15000 | 12200 | 2.15 | 18000 | 2.15
204793342 |  | Live | Mitsubishi Electric Trane | TRANE / MITSUBISHI ELECTRIC | Singlezone Ducted, Compact Ducted | 204793342 |  | HRCU-A-CB | NTXSKH12A112AA | Mini-Splits | NTXDKS12A112AA | 13 | 19 | 10.2 |  |  |  | FALSE | FALSE | FALSE | 12000 | 9000 | 2.56 | 15000 | 2.56
204793333 |  | Live | Mitsubishi Electric Trane | AMERICAN STANDARD / MITSUBISHI ELECTRIC | Singlezone Ducted, Compact Ducted | 204793333 |  | HRCU-A-CB | NAXSKH18A112AA | Mini-Splits | NAXDKS18A112AA | 13.1 | 19.1 | 10.9 |  |  |  | FALSE | FALSE | FALSE | 18000 | 14200 | 2.52 | 21600 | 2.52
204793336 |  | Live | Mitsubishi Electric Trane | AMERICAN STANDARD / MITSUBISHI ELECTRIC | Singlezone Ducted, Centrally Ducted | 204793336 |  | HRCU-A-CB | NAXSKH18A112AA | Mini-Splits | NAXAMT18A112AA | 12.5 | 18.4 | 10.4 |  |  |  | FALSE | FALSE | FALSE | 18000 | 14300 | 2.32 | 21600 | 2.31
204793330 |  | Live | Mitsubishi Electric Trane | AMERICAN STANDARD / MITSUBISHI ELECTRIC | Singlezone Ducted, Compact Ducted | 204793330 |  | HRCU-A-CB | NAXSKH15A112AA | Mini-Splits | NAXDKS15A112AA | 12.5 | 17.3 | 9.5 |  |  |  | FALSE | FALSE | FALSE | 15000 | 12200 | 2.15 | 18000 | 2.15
204793326 |  | Live | Mitsubishi Electric Trane | AMERICAN STANDARD / MITSUBISHI ELECTRIC | Singlezone Non-Ducted, Ceiling Placement | 204793326 |  | HRCU-A-CB-O | NAXSKH12A112AA | Mini-Splits | NAXCKS12A112AA | 12.7 | 20.3 | 10 |  |  |  | FALSE | FALSE | FALSE | 12000 | 8300 | 2.38 | 13800 | 2.38
204793325 |  | Live | Mitsubishi Electric Trane | AMERICAN STANDARD / MITSUBISHI ELECTRIC | Singlezone Ducted, Compact Ducted | 204793325 |  | HRCU-A-CB | NAXSKH12A112AA | Mini-Splits | NAXDKS12A112AA | 13 | 19 | 10.2 |  |  |  | FALSE | FALSE | FALSE | 12000 | 9000 | 2.56 | 15000 | 2.56
10053546 |  | Live | Carrier | TOSHIBA CARRIER | Multizone All Non-Ducted | 10053546 |  | HMSV-A-CB | MCY-MAP0607HS-UL | Non-Ducted Indoor Units |  | 11.4 | 20.5 | 11.5 |  |  |  | FALSE | FALSE | FALSE | 60000 | 40000 | 2.82 | 49100 | 2.62
10157790 |  | Live | Carrier | TOSHIBA CARRIER | Multizone Mix of Ducted and Non-Ducted | 10157790 |  | HMSV-A-CB | MCY-MAP0487HS-UL | Mixed Ducted and Non-Ducted Indoor Units |  | 11.4 | 18.8 | 10.5 |  |  |  | FALSE | FALSE | FALSE | 48000 | 32500 | 2.66 | 42250 | 2.35
10190447 |  | Live | Carrier | TOSHIBA CARRIER | Multizone Mix of Ducted and Non-Ducted | 10190447 |  | HMSV-A-CB | MCY-MAP0607HS-UL | Mixed Ducted and Non-Ducted Indoor Units |  | 10.9 | 19.05 | 11.25 |  |  |  | FALSE | FALSE | FALSE | 60000 | 40000 | 2.8 | 47050 | 2.49
10052878 |  | Live | Carrier | TOSHIBA CARRIER | Multizone All Ducted | 10052878 |  | HMSV-A-CB | MCY-MAP0487HS-UL | Ducted Indoor Units |  | 9.85 | 16.6 | 9.5 |  |  |  | FALSE | FALSE | TRUE | 48000 | 33000 | 2.49 | 41400 | 2.21
10053545 |  | Live | Carrier | TOSHIBA CARRIER | Multizone All Ducted | 10053545 |  | HMSV-A-CB | MCY-MAP0607HS-UL | Ducted Indoor Units |  | 10.4 | 17.6 | 11 |  |  |  | FALSE | FALSE | FALSE | 60000 | 40000 | 2.78 | 45000 | 2.37
10049878 |  | Live | Carrier | TOSHIBA CARRIER | Multizone All Ducted | 10049878 |  | HMSV-A-CB | MCY-MAP0367HS-UL | Ducted Indoor Units |  | 13.05 | 17.7 | 10.5 |  |  |  | TRUE | FALSE | TRUE | 36000 | 25000 | 2.65 | 32200 | 2.02
205261902 |  | Live | Carrier | ICP COMMERCIAL | Multizone Mix of Ducted and Non-Ducted | 205261902 |  | HMSV-A-CB | 38VMB048HDS3-1 | Mixed Ducted and Non-Ducted Indoor Units |  | 10.4 | 18.5 | 9.4 |  |  |  | FALSE | FALSE | FALSE | 48000 | 34000 | 2.51 | 50340 | 3.02
205261899 |  | Live | Carrier | ICP COMMERCIAL | Multizone Mix of Ducted and Non-Ducted | 205261899 |  | HMSV-A-CB | 38VMB036HDS3-1 | Mixed Ducted and Non-Ducted Indoor Units |  | 12 | 18.5 | 9.4 |  |  |  | FALSE | FALSE | FALSE | 36000 | 25000 | 2.56 | 36350 | 2.83
205261893 |  | Live | Carrier | ICP COMMERCIAL | Multizone Mix of Ducted and Non-Ducted | 205261893 |  | HMSV-A-CB | 38VMA048HDS3-1 | Mixed Ducted and Non-Ducted Indoor Units |  | 10.4 | 18.5 | 9.4 |  |  |  | FALSE | FALSE | FALSE | 48000 | 34000 | 2.51 | 50340 | 3.02
205261890 |  | Live | Carrier | ICP COMMERCIAL | Multizone Mix of Ducted and Non-Ducted | 205261890 |  | HMSV-A-CB | 38VMA036HDS3-1 | Mixed Ducted and Non-Ducted Indoor Units |  | 12 | 18.5 | 9.4 |  |  |  | FALSE | FALSE | FALSE | 36000 | 25000 | 2.56 | 36350 | 2.83
205261896 |  | Live | Carrier | ICP COMMERCIAL | Multizone Mix of Ducted and Non-Ducted | 205261896 |  | HMSV-A-CB | 38VMA060HDS3-1 | Mixed Ducted and Non-Ducted Indoor Units |  | 9.4 | 18.4 | 10 |  |  |  | FALSE | FALSE | FALSE | 60000 | 42000 | 2.43 | 50490 | 2.42
205261903 |  | Live | Carrier | ICP COMMERCIAL | Multizone All Non-Ducted | 205261903 |  | HMSV-A-CB | 38VMB060HDS3-1 | Non-Ducted Indoor Units |  | 9.5 | 18.6 | 10 |  |  |  | FALSE | FALSE | FALSE | 60000 | 42000 | 2.43 | 50490 | 2.42
205261894 |  | Live | Carrier | ICP COMMERCIAL | Multizone All Non-Ducted | 205261894 |  | HMSV-A-CB | 38VMA060HDS3-1 | Non-Ducted Indoor Units |  | 9.5 | 18.6 | 10 |  |  |  | FALSE | FALSE | FALSE | 60000 | 42000 | 2.43 | 50490 | 2.42
205261905 |  | Live | Carrier | ICP COMMERCIAL | Multizone Mix of Ducted and Non-Ducted | 205261905 |  | HMSV-A-CB | 38VMB060HDS3-1 | Mixed Ducted and Non-Ducted Indoor Units |  | 9.4 | 18.4 | 10 |  |  |  | FALSE | FALSE | FALSE | 60000 | 42000 | 2.43 | 50490 | 2.42
205261904 |  | Live | Carrier | ICP COMMERCIAL | Multizone All Ducted | 205261904 |  | HMSV-A-CB | 38VMB060HDS3-1 | Ducted Indoor Units |  | 9.3 | 18.2 | 10 |  |  |  | FALSE | FALSE | FALSE | 60000 | 42000 | 2.43 | 50490 | 2.42
205261895 |  | Live | Carrier | ICP COMMERCIAL | Multizone All Ducted | 205261895 |  | HMSV-A-CB | 38VMA060HDS3-1 | Ducted Indoor Units |  | 9.3 | 18.2 | 10 |  |  |  | FALSE | FALSE | FALSE | 60000 | 42000 | 2.43 | 50490 | 2.42
205282600 |  | Live | Carrier | CARRIER | Multizone Mix of Ducted and Non-Ducted | 205282600 |  | HMSV-A-CB | 38VMB048HDS3-1 | Mixed Ducted and Non-Ducted Indoor Units |  | 10.4 | 18.5 | 9.4 |  |  |  | FALSE | FALSE | FALSE | 48000 | 34000 | 2.51 | 50340 | 3.02
205282597 |  | Live | Carrier | CARRIER | Multizone Mix of Ducted and Non-Ducted | 205282597 |  | HMSV-A-CB | 38VMB036HDS3-1 | Mixed Ducted and Non-Ducted Indoor Units |  | 12 | 18.5 | 9.4 |  |  |  | FALSE | FALSE | FALSE | 36000 | 25000 | 2.56 | 36350 | 2.83
205282603 |  | Live | Carrier | CARRIER | Multizone Mix of Ducted and Non-Ducted | 205282603 |  | HMSV-A-CB | 38VMB060HDS3-1 | Mixed Ducted and Non-Ducted Indoor Units |  | 9.4 | 18.4 | 10 |  |  |  | FALSE | FALSE | FALSE | 60000 | 42000 | 2.43 | 50490 | 2.42
201863361 |  | Live | Carrier | CARRIER | Multizone All Non-Ducted | 201863361 |  | HMSV-A-CB | 38VMA060HDS3-1 | Non-Ducted Indoor Units |  | 9.5 | 18.6 | 10 |  |  |  | FALSE | FALSE | FALSE | 60000 | 42000 | 2.43 | 50490 | 2.42
205282601 |  | Live | Carrier | CARRIER | Multizone All Non-Ducted | 205282601 |  | HMSV-A-CB | 38VMB060HDS3-1 | Non-Ducted Indoor Units |  | 9.5 | 18.6 | 10 |  |  |  | FALSE | FALSE | FALSE | 60000 | 42000 | 2.43 | 50490 | 2.42
205282602 |  | Live | Carrier | CARRIER | Multizone All Ducted | 205282602 |  | HMSV-A-CB | 38VMB060HDS3-1 | Ducted Indoor Units |  | 9.3 | 18.2 | 10 |  |  |  | FALSE | FALSE | FALSE | 60000 | 42000 | 2.43 | 50490 | 2.42
201863362 |  | Live | Carrier | CARRIER | Multizone All Ducted | 201863362 |  | HMSV-A-CB | 38VMA060HDS3-1 | Ducted Indoor Units |  | 9.3 | 18.2 | 10 |  |  |  | FALSE | FALSE | FALSE | 60000 | 42000 | 2.43 | 50490 | 2.42
205282609 |  | Live | Carrier | BRYANT | Multizone Mix of Ducted and Non-Ducted | 205282609 |  | HMSV-A-CB | 38VMB048HDS3-1 | Mixed Ducted and Non-Ducted Indoor Units |  | 10.4 | 18.5 | 9.4 |  |  |  | FALSE | FALSE | FALSE | 48000 | 34000 | 2.51 | 50340 | 3.02
205282606 |  | Live | Carrier | BRYANT | Multizone Mix of Ducted and Non-Ducted | 205282606 |  | HMSV-A-CB | 38VMB036HDS3-1 | Mixed Ducted and Non-Ducted Indoor Units |  | 12 | 18.5 | 9.4 |  |  |  | FALSE | FALSE | FALSE | 36000 | 25000 | 2.56 | 36350 | 2.83
205282612 |  | Live | Carrier | BRYANT | Multizone Mix of Ducted and Non-Ducted | 205282612 |  | HMSV-A-CB | 38VMB060HDS3-1 | Mixed Ducted and Non-Ducted Indoor Units |  | 9.4 | 18.4 | 10 |  |  |  | FALSE | FALSE | FALSE | 60000 | 42000 | 2.43 | 50490 | 2.42
205282610 |  | Live | Carrier | BRYANT | Multizone All Non-Ducted | 205282610 |  | HMSV-A-CB | 38VMB060HDS3-1 | Non-Ducted Indoor Units |  | 9.5 | 18.6 | 10 |  |  |  | FALSE | FALSE | FALSE | 60000 | 42000 | 2.43 | 50490 | 2.42
201863367 |  | Live | Carrier | BRYANT | Multizone All Non-Ducted | 201863367 |  | HMSV-A-CB | 38VMA060HDS3-1 | Non-Ducted Indoor Units |  | 9.5 | 18.6 | 10 |  |  |  | FALSE | FALSE | FALSE | 60000 | 42000 | 2.43 | 50490 | 2.42
205282611 |  | Live | Carrier | BRYANT | Multizone All Ducted | 205282611 |  | HMSV-A-CB | 38VMB060HDS3-1 | Ducted Indoor Units |  | 9.3 | 18.2 | 10 |  |  |  | FALSE | FALSE | FALSE | 60000 | 42000 | 2.43 | 50490 | 2.42
201863368 |  | Live | Carrier | BRYANT | Multizone All Ducted | 201863368 |  | HMSV-A-CB | 38VMA060HDS3-1 | Ducted Indoor Units |  | 9.3 | 18.2 | 10 |  |  |  | FALSE | FALSE | FALSE | 60000 | 42000 | 2.43 | 50490 | 2.42
3638313 |  | Live | Carrier | TOSHIBA CARRIER | Singlezone Non-Ducted, Ceiling Placement | 3638313 |  | HRCU-A-CB-O | RAV-SP420AT2-UL | Mini-Splits | RAV-SP420UT-UL | 11.5 | 19 | 10.3 |  |  |  | FALSE | FALSE | FALSE | 40500 | 24800 | 2.74 | 34400 | 2.84
9854796 |  | Live | Carrier | TOSHIBA CARRIER | Singlezone Ducted, Compact Ducted | 9854796 |  | HRCU-A-CB-O | RAV-SP420AT2-UL | Mini-Splits | RAV-SP421BT-UL | 10.6 | 18.7 | 12 |  |  |  | FALSE | FALSE | FALSE | 42000 | 32200 | 2.99 | 38200 | 3.07
9854719 |  | Live | Carrier | TOSHIBA CARRIER | Singlezone Ducted, Compact Ducted | 9854719 |  | HRCU-A-CB-O | RAV-SP180AT2-UL | Mini-Splits | RAV-SP181BT-UL | 8.6 | 17 | 10.8 |  |  |  | FALSE | FALSE | FALSE | 18000 | 11000 | 2.32 | 16300 | 2.46
3638314 |  | Live | Carrier | TOSHIBA CARRIER | Singlezone Non-Ducted, Ceiling Placement | 3638314 |  | HRCU-A-CB-O | RAV-SP420AT2-UL | Mini-Splits | RAV-SP420CT-UL | 9.7 | 18.8 | 11 |  |  |  | FALSE | FALSE | FALSE | 41000 | 28600 | 2.89 | 39200 | 2.74
9854795 |  | Live | Carrier | TOSHIBA CARRIER | Singlezone Ducted, Compact Ducted | 9854795 |  | HRCU-A-CB-O | RAV-SP360AT2-UL | Mini-Splits | RAV-SP361BT-UL | 12.5 | 19.7 | 11.5 |  |  |  | FALSE | FALSE | FALSE | 36000 | 21400 | 2.69 | 27000 | 2.66
3638304 |  | Live | Carrier | TOSHIBA CARRIER | Singlezone Non-Ducted, Ceiling Placement | 3638304 |  | HRCU-A-CB-O | RAV-SP180AT2-UL | Mini-Splits | RAV-SP180UT-UL | 10.7 | 20.5 | 11.5 |  |  |  | FALSE | FALSE | FALSE | 19000 | 11300 | 2.83 | 16400 | 2.57
9854722 |  | Live | Carrier | TOSHIBA CARRIER | Singlezone Ducted, Compact Ducted | 9854722 |  | HRCU-A-CB-O | RAV-SP300AT2-UL | Mini-Splits | RAV-SP301BT-UL | 13 | 20 | 11.8 |  |  |  | FALSE | FALSE | FALSE | 30000 | 20600 | 2.99 | 26900 | 2.66
3638305 |  | Live | Carrier | TOSHIBA CARRIER | Singlezone Non-Ducted, Ceiling Placement | 3638305 |  | HRCU-A-CB-O | RAV-SP180AT2-UL | Mini-Splits | RAV-SP180CT-UL | 8.6 | 17 | 10.8 |  |  |  | FALSE | FALSE | FALSE | 17000 | 11900 | 2.68 | 17600 | 2.54
3638311 |  | Live | Carrier | TOSHIBA CARRIER | Singlezone Non-Ducted, Ceiling Placement | 3638311 |  | HRCU-A-CB-O | RAV-SP360AT2-UL | Mini-Splits | RAV-SP360UT-UL | 13 | 21 | 11.9 |  |  |  | FALSE | FALSE | FALSE | 36400 | 23200 | 3.01 | 32000 | 2.35
3638312 |  | Live | Carrier | TOSHIBA CARRIER | Singlezone Non-Ducted, Ceiling Placement | 3638312 |  | HRCU-A-CB-O | RAV-SP360AT2-UL | Mini-Splits | RAV-SP360CT-UL | 12 | 20.4 | 11 |  |  |  | FALSE | FALSE | FALSE | 36000 | 25800 | 3.04 | 36100 | 2.25
3638303 |  | Live | Carrier | TOSHIBA CARRIER | Singlezone Non-Ducted, Wall Placement | 3638303 |  | HRCU-A-CB-O | RAV-SP180AT2-UL | Mini-Splits | RAV-SP180KRT-UL | 10 | 19.5 | 11.5 |  |  |  | FALSE | FALSE | FALSE | 18000 | 11800 | 2.6 | 16500 | 2.09
3638309 |  | Live | Carrier | TOSHIBA CARRIER | Singlezone Non-Ducted, Ceiling Placement | 3638309 |  | HRCU-A-CB-O | RAV-SP300AT2-UL | Mini-Splits | RAV-SP300UT-UL | 14 | 21 | 11 |  |  |  | FALSE | FALSE | FALSE | 32000 | 19700 | 3.09 | 27300 | 2.35
3638308 |  | Live | Carrier | TOSHIBA CARRIER | Singlezone Non-Ducted, Ceiling Placement | 3638308 |  | HRCU-A-CB-O | RAV-SP240AT2-UL | Mini-Splits | RAV-SP240CT-UL | 9 | 19.5 | 10.3 |  |  |  | FALSE | FALSE | FALSE | 23600 | 18300 | 2.37 | 28000 | 2.05
9854720 |  | Live | Carrier | TOSHIBA CARRIER | Singlezone Ducted, Compact Ducted | 9854720 |  | HRCU-A-CB-O | RAV-SP240AT2-UL | Mini-Splits | RAV-SP241BT-UL | 9.6 | 18.2 | 9.6 |  |  |  | FALSE | FALSE | FALSE | 24000 | 19800 | 2.49 | 28000 | 2.31
5839957 |  | Live | Fujitsu General America, Inc. | FUJITSU | Singlezone Ducted, Compact Ducted | 5839957 |  | HRCU-A-CB | AOU18RLFC | Mini-Splits | ARU18RLF | 12 | 19.7 | 11.3 |  |  |  | FALSE | FALSE | FALSE | 18000 | 13600 | 3.11 | 21428 | 2.64
201846989 |  | Live | Carrier | MIDEA | Singlezone Non-Ducted, Wall Placement | 201846989 |  | HRCU-A-CB-O | 38MAQB12R--3 | Mini-Splits | DHMSHAQ12XA3 | 13 | 22.5 | 12 |  |  |  | FALSE | FALSE | FALSE | 12000 | 7800 | 2.66 | 13580 | 2.26
8738645 |  | Live | Carrier | BRYANT | Singlezone Non-Ducted, Wall Placement | 8738645 |  | HRCU-A-CB-O | 38MAQB12R--3 | Mini-Splits | 619PEQ012BBMA | 13 | 22.5 | 12 |  |  |  | FALSE | FALSE | FALSE | 12000 | 7800 | 2.66 | 13580 | 2.26
8738636 |  | Live | Carrier | CARRIER | Singlezone Non-Ducted, Wall Placement | 8738636 |  | HRCU-A-CB-O | 38MAQB12R--3 | Mini-Splits | 40MAQB12B--3 | 13 | 22.5 | 12 |  |  |  | FALSE | FALSE | FALSE | 12000 | 7800 | 2.66 | 13580 | 2.26
201846969 |  | Live | Carrier | PAYNE | Singlezone Non-Ducted, Wall Placement | 201846969 |  | HRCU-A-CB-O | 38MAQB12R--3 | Mini-Splits | DHMSHAQ12XA3 | 13 | 22.5 | 12 |  |  |  | FALSE | FALSE | FALSE | 12000 | 7800 | 2.66 | 13580 | 2.26
202119267 |  | Live | Carrier | SMART COMFORT | Singlezone Non-Ducted, Wall Placement | 202119267 |  | HRCU-A-CB-O | DLCSRAH36AAK | Mini-Splits | DLFSHAH36XAK | 10.5 | 18 | 10 |  |  |  | FALSE | FALSE | FALSE | 36000 | 20600 | 2.55 | 23160 | 2.09
201835777 |  | Live | Carrier | TEMPSTAR | Singlezone Non-Ducted, Wall Placement | 201835777 |  | HRCU-A-CB-O | DLCSRAH36AAK | Mini-Splits | DLFSHAH36XAK | 10.5 | 18 | 10 |  |  |  | FALSE | FALSE | FALSE | 36000 | 20600 | 2.55 | 23160 | 2.09
201835681 |  | Live | Carrier | KEEPRITE | Singlezone Non-Ducted, Wall Placement | 201835681 |  | HRCU-A-CB-O | DLCSRAH36AAK | Mini-Splits | DLFSHAH36XAK | 10.5 | 18 | 10 |  |  |  | FALSE | FALSE | FALSE | 36000 | 20600 | 2.55 | 23160 | 2.09
201835680 |  | Live | Carrier | HEIL | Singlezone Non-Ducted, Wall Placement | 201835680 |  | HRCU-A-CB-O | DLCSRAH36AAK | Mini-Splits | DLFSHAH36XAK | 10.5 | 18 | 10 |  |  |  | FALSE | FALSE | FALSE | 36000 | 20600 | 2.55 | 23160 | 2.09
201835616 |  | Live | Carrier | DAY & NIGHT | Singlezone Non-Ducted, Wall Placement | 201835616 |  | HRCU-A-CB-O | DLCSRAH36AAK | Mini-Splits | DLFSHAH36XAK | 10.5 | 18 | 10 |  |  |  | FALSE | FALSE | FALSE | 36000 | 20600 | 2.55 | 23160 | 2.09
201835776 |  | Live | Carrier | KENMORE | Singlezone Non-Ducted, Wall Placement | 201835776 |  | HRCU-A-CB-O | DLCSRAH36AAK | Mini-Splits | DLFSHAH36XAK | 10.5 | 18 | 10 |  |  |  | FALSE | FALSE | FALSE | 36000 | 20600 | 2.55 | 23160 | 2.09
201835568 |  | Live | Carrier | COMFORTMAKER | Singlezone Non-Ducted, Wall Placement | 201835568 |  | HRCU-A-CB-O | DLCSRAH36AAK | Mini-Splits | DLFSHAH36XAK | 10.5 | 18 | 10 |  |  |  | FALSE | FALSE | FALSE | 36000 | 20600 | 2.55 | 23160 | 2.09
201835520 |  | Live | Carrier | ARCOAIRE | Singlezone Non-Ducted, Wall Placement | 201835520 |  | HRCU-A-CB-O | DLCSRAH36AAK | Mini-Splits | DLFSHAH36XAK | 10.5 | 18 | 10 |  |  |  | FALSE | FALSE | FALSE | 36000 | 20600 | 2.55 | 23160 | 2.09
201756552 |  | Live | Carrier | MIDEA | Singlezone Non-Ducted, Wall Placement | 201756552 |  | HRCU-A-CB-O | DLCSRAH36AAK | Mini-Splits | DLFSHAH36XAK | 10.5 | 18 | 10 |  |  |  | FALSE | FALSE | FALSE | 36000 | 20600 | 2.55 | 23160 | 2.09
201835818 |  | Live | Carrier | TEMPSTAR | Singlezone Non-Ducted, Ceiling Placement | 201835818 |  | HRCU-A-CB-O | DLCSRAH24AAK | Mini-Splits | DLFSCAH24XAK | 11 | 20 | 11.5 |  |  |  | FALSE | FALSE | FALSE | 24000 | 16200 | 2.97 | 31700 | 2.18
202119285 |  | Live | Carrier | SMART COMFORT | Singlezone Non-Ducted, Ceiling Placement | 202119285 |  | HRCU-A-CB-O | DLCSRAH24AAK | Mini-Splits | DLFSCAH24XAK | 11 | 20 | 11.5 |  |  |  | FALSE | FALSE | FALSE | 24000 | 16200 | 2.97 | 31700 | 2.18
201835819 |  | Live | Carrier | KENMORE | Singlezone Non-Ducted, Ceiling Placement | 201835819 |  | HRCU-A-CB-O | DLCSRAH24AAK | Mini-Splits | DLFSCAH24XAK | 11 | 20 | 11.5 |  |  |  | FALSE | FALSE | FALSE | 24000 | 16200 | 2.97 | 31700 | 2.18
201835722 |  | Live | Carrier | HEIL | Singlezone Non-Ducted, Ceiling Placement | 201835722 |  | HRCU-A-CB-O | DLCSRAH24AAK | Mini-Splits | DLFSCAH24XAK | 11 | 20 | 11.5 |  |  |  | FALSE | FALSE | FALSE | 24000 | 16200 | 2.97 | 31700 | 2.18
201835723 |  | Live | Carrier | KEEPRITE | Singlezone Non-Ducted, Ceiling Placement | 201835723 |  | HRCU-A-CB-O | DLCSRAH24AAK | Mini-Splits | DLFSCAH24XAK | 11 | 20 | 11.5 |  |  |  | FALSE | FALSE | FALSE | 24000 | 16200 | 2.97 | 31700 | 2.18
201796614 |  | Live | Carrier | MIDEA | Singlezone Non-Ducted, Ceiling Placement | 201796614 |  | HRCU-A-CB-O | DLCSRAH24AAK | Mini-Splits | DLFSCAH24XAK | 11 | 20 | 11.5 |  |  |  | FALSE | FALSE | FALSE | 24000 | 16200 | 2.97 | 31700 | 2.18
201835637 |  | Live | Carrier | DAY & NIGHT | Singlezone Non-Ducted, Ceiling Placement | 201835637 |  | HRCU-A-CB-O | DLCSRAH24AAK | Mini-Splits | DLFSCAH24XAK | 11 | 20 | 11.5 |  |  |  | FALSE | FALSE | FALSE | 24000 | 16200 | 2.97 | 31700 | 2.18
201835589 |  | Live | Carrier | COMFORTMAKER | Singlezone Non-Ducted, Ceiling Placement | 201835589 |  | HRCU-A-CB-O | DLCSRAH24AAK | Mini-Splits | DLFSCAH24XAK | 11 | 20 | 11.5 |  |  |  | FALSE | FALSE | FALSE | 24000 | 16200 | 2.97 | 31700 | 2.18
201835540 |  | Live | Carrier | ARCOAIRE | Singlezone Non-Ducted, Ceiling Placement | 201835540 |  | HRCU-A-CB-O | DLCSRAH24AAK | Mini-Splits | DLFSCAH24XAK | 11 | 20 | 11.5 |  |  |  | FALSE | FALSE | FALSE | 24000 | 16200 | 2.97 | 31700 | 2.18
201903176 |  | Live | Bathica | WABBAN | Multizone All Non-Ducted | 201903176 |  | HMSV-A-CB | BBM18H4O | Non-Ducted Indoor Units |  | 12.5 | 22 | 11 |  |  |  | FALSE | FALSE | FALSE | 18000 | 12800 | 2.42 | 16400 | 2.42
201903175 |  | Live | Bathica | WABBAN | Singlezone Non-Ducted, Wall Placement | 201903175 |  | HRCU-A-CB-O | BB24HQ3D6DO | Mini-Splits | BB24HQ3D6DI | 13 | 21.5 | 12 |  |  |  | FALSE | FALSE | TRUE | 22000 | 15500 | 2.89 | 26263 | 2.28
201903174 |  | Live | Bathica | WABBAN | Singlezone Non-Ducted, Wall Placement | 201903174 |  | HRCU-A-CB-O | BB18HQ3D6DO | Mini-Splits | BB18HQ3D6DI | 13.5 | 24.5 | 12 |  |  |  | FALSE | FALSE | TRUE | 18000 | 14200 | 2.87 | 23000 | 2.11
201903171 |  | Live | Bathica | WABBAN | Singlezone Non-Ducted, Wall Placement | 201903171 |  | HRCU-A-CB-O | BB09HQ3D6DO | Mini-Splits | BB09HQ3D6DI | 16.5 | 38 | 15 |  |  |  | FALSE | FALSE | FALSE | 9000 | 5600 | 2.19 | 14611 | 2.41
201903168 |  | Live | Bathica | WABBAN | Singlezone Non-Ducted, Wall Placement | 201903168 |  | HRCU-A-CB-O | BB24HQ2A3DO | Mini-Splits | BB24HQ2A3DI | 12.5 | 20 | 10 |  |  |  | FALSE | FALSE | FALSE | 22000 | 14600 | 2.73 | 26263 | 2.28
201903167 |  | Live | Bathica | WABBAN | Singlezone Non-Ducted, Wall Placement | 201903167 |  | HRCU-A-CB-O | BB18HQ2A3DO | Mini-Splits | BB18HQ2A3DI | 12.5 | 20 | 10.5 |  |  |  | FALSE | FALSE | FALSE | 18000 | 12400 | 2.51 | 23000 | 2.11
201903164 |  | Live | Bathica | WABBAN | Singlezone Non-Ducted, Wall Placement | 201903164 |  | HRCU-A-CB-O | BB09HQ2A3DO | Mini-Splits | BB09HQ2A3DI | 14 | 23 | 10.5 |  |  |  | FALSE | FALSE | FALSE | 9000 | 6800 | 2.66 | 14611 | 2.41
10338836 |  | Live | Gree | KINGHOME | Singlezone Non-Ducted, Wall Placement | 10338836 |  | HRCU-A-CB-O | KW18HUCA4DO | Mini-Splits | KW18HUCA4DI | 12.5 | 21 | 10.5 |  |  |  | FALSE | FALSE | FALSE | 18000 | 12700 | 2.5 | 24566 | 2.88
203161150 |  | Live | LG | LG | Singlezone Non-Ducted, Ceiling Placement | 203161150 |  | HRCU-A-CB-O | LUU249HV | Mini-Splits | LCN248HV | 12.6 | 20 | 10.5 |  |  |  | FALSE | FALSE | FALSE | 24000 | 17500 | 2.73 | 26570 | 2.66
9409574 |  | Live | Gree | GREE | Multizone All Ducted | 9409574 |  | HMSV-A-CB | GMV-HY36WLT/A-T(U) | Ducted Indoor Units |  | 10 | 16 | 10 |  |  |  | FALSE | FALSE | FALSE | 36000 | 41000 | 2 | 45000 | 2.2
6233140 |  | Live | LG | LG | Singlezone Non-Ducted, Wall Placement | 6233140 |  | HRCU-A-CB-O | LAU120HYV | Mini-Splits | LAN120HYV | 14.1 | 25.5 | 11.5 |  |  |  | TRUE | FALSE | TRUE | 12000 | 8400 | 3.57 | 14650 | 2.86
201754295 |  | Live | Mitsubishi Electric Trane | MITSUBISHI ELECTRIC | Singlezone Non-Ducted, Wall Placement | 201754295 |  | HRCU-A-CB-O | MUZ-FE12NAH | Mini-Splits | MSZ-FE12NA** | 12.9 | 23 | 10.1 |  |  |  | FALSE | FALSE | FALSE | 12000 | 7800 | 2.72 | 15100 | 2.34
201754425 |  | Live | Mitsubishi Electric Trane | MITSUBISHI ELECTRIC | Singlezone Non-Ducted, Wall Placement | 201754425 |  | HRCU-A-CB-O | MUZ-FE09NAH | Mini-Splits | MSZ-FE09NA | 15.5 | 26 | 10 |  |  |  | FALSE | FALSE | FALSE | 9000 | 6700 | 2.93 | 13700 | 2.12
7091968 |  | Live | Gree | GREE | Singlezone Non-Ducted, Wall Placement | 7091968 |  | HRCU-A-CB-O | GWH12QC-A3DNA1D/O | Mini-Splits | GWH12QC-A3DN***/I | 12.5 | 22 | 10.2 |  |  |  | FALSE | FALSE | FALSE | 12000 | 6800 | 2.49 | 10348 | 2.25
202134392 |  | Live | Gree | TOSOT | Singlezone Non-Ducted, Wall Placement | 202134392 |  | HRCU-A-CB-O | TW12HQ2A3DO | Mini-Splits | TW12HQ2A3DI | 12.5 | 22 | 11 |  |  |  | FALSE | FALSE | FALSE | 12000 | 7100 | 2.6 | 11268 | 2.41
7607467 |  | Live | Gree | GREE | Singlezone Non-Ducted, Wall Placement | 7607467 |  | HRCU-A-CB-O | GWH12UC-D3DNA4C/O | Mini-Splits | GWH12UC-D3DN***/I | 12.7 | 23 | 10.5 |  |  |  | FALSE | FALSE | FALSE | 12000 | 8500 | 2.54 | 13500 | 2.83
202134394 |  | Live | Gree | TOSOT | Singlezone Non-Ducted, Wall Placement | 202134394 |  | HRCU-A-CB-O | TW24HQ2A3DO | Mini-Splits | TW24HQ2A3DI | 12.5 | 20 | 10 |  |  |  | FALSE | FALSE | FALSE | 22000 | 14600 | 2.71 | 23450 | 1.9
9108747 |  | Live | Gree | TOSOT | Singlezone Non-Ducted, Wall Placement | 9108747 |  | HRCU-A-CB-O | TW18HQ2C2DO | Mini-Splits | TW18HQ2C2DI | 12.5 | 20 | 10.5 |  |  |  | FALSE | FALSE | FALSE | 18000 | 12400 | 2.63 | 18600 | 2.08
202134393 |  | Live | Gree | TOSOT | Singlezone Non-Ducted, Wall Placement | 202134393 |  | HRCU-A-CB-O | TW18HQ2A3DO | Mini-Splits | TW18HQ2A3DI | 12.5 | 20 | 10.5 |  |  |  | FALSE | FALSE | FALSE | 18000 | 12400 | 2.63 | 18600 | 2.08
202126395 |  | Live | Gree | TOSOT | Singlezone Non-Ducted, Wall Placement | 202126395 |  | HRCU-A-CB-O | TW09HQ2A3DO | Mini-Splits | TW09HQ2A3DI | 14 | 23 | 10.5 |  |  |  | FALSE | FALSE | FALSE | 9000 | 6800 | 2.49 | 10948 | 2.38
7607465 |  | Live | Gree | GREE | Singlezone Non-Ducted, Wall Placement | 7607465 |  | HRCU-A-CB-O | GWH09UC-D3DNA4C/O | Mini-Splits | GWH09UC-D3DN***/I | 15.7 | 30.5 | 10.5 |  |  |  | FALSE | FALSE | FALSE | 9000 | 5500 | 2.83 | 13240 | 2.59
205767336 |  | Live | Midea Electric Trading | MDV | Singlezone Non-Ducted, Ceiling Placement | 205767336 |  | HRCU-A-CB-O | MOE30U-36HFN1-M-[X] | Mini-Splits | MCD-36HRFN1-M(C) | 9.5 | 18 | 10.3 |  |  |  | FALSE | FALSE | FALSE | 36000 | 25400 | 2.33 | 42370 | 2.2
204829818 |  | Live | Midea Electric Trading | MDV | Singlezone Non-Ducted, Floor Placement | 204829818 |  | HRCU-A-CB-O | MOE30U-48HFN1-M-[X] | Mini-Splits | MUE-48HRFN1-M(C) | 8.2 | 17 | 10.8 |  |  |  | FALSE | FALSE | FALSE | 48000 | 35000 | 2.34 | 52012 | 2.12
205130931 |  | Live | Midea Electric Trading | MDV | Singlezone Ducted, Compact Ducted | 205130931 |  | HRCU-A-CB | MOD30U-36HFN1-MP0 | Mini-Splits | MVB-36HWFN1-M | 8.5 | 16.5 | 10.4 |  |  |  | FALSE | FALSE | FALSE | 36000 | 25000 | 2.45 | 27360 | 2.37
205130932 |  | Live | Midea Electric Trading | MDV | Singlezone Ducted, Compact Ducted | 205130932 |  | HRCU-A-CB | MOE30U-48HFN1-MP0 | Mini-Splits | MVB-48HWFN1-M | 8.2 | 16 | 9.5 |  |  |  | FALSE | FALSE | FALSE | 48000 | 36000 | 2.3 | 35597 | 2.24
202426338 |  | Live | Mitsubishi Electric Trane | MITSUBISHI ELECTRIC | Multizone Mix of Ducted and Non-Ducted | 202426338 |  | HMSV-A-CB | PUMY-P48NKMU2 | Mixed Ducted and Non-Ducted Indoor Units |  | 12.2 | 19.55 | 11.5 |  |  |  | FALSE | FALSE | FALSE | 48000 | 33200 | 2.75 | 36936 | 3.06
202426336 |  | Live | Mitsubishi Electric Trane | MITSUBISHI ELECTRIC | Multizone Mix of Ducted and Non-Ducted | 202426336 |  | HMSV-A-CB | PUMY-HP48NKMU | Mixed Ducted and Non-Ducted Indoor Units |  | 12.2 | 19.55 | 11.5 |  |  |  | FALSE | FALSE | FALSE | 48000 | 40500 | 1.97 | 59011 | 3.34
202423533 |  | Live | Mitsubishi Electric Trane | MITSUBISHI ELECTRIC | Multizone All Ducted | 202423533 |  | HMSV-A-CB | PUMY-HP36NKMU | Ducted Indoor Units |  | 12.6 | 18.3 | 11.7 |  |  |  | FALSE | FALSE | FALSE | 36000 | 32000 | 2.05 | 45898 | 2.94
202423535 |  | Live | Mitsubishi Electric Trane | MITSUBISHI ELECTRIC | Multizone All Ducted | 202423535 |  | HMSV-A-CB | PUMY-HP48NKMU | Ducted Indoor Units |  | 11.3 | 16.5 | 11 |  |  |  | FALSE | FALSE | FALSE | 48000 | 42000 | 1.86 | 59011 | 3.52
205118682 |  | Live | Trane U.S. Inc. | RUNTRU | Singlezone Non-Ducted, Wall Placement | 205118682 |  | HRCU-A-CB-O | M4TLS1809A11N** | Mini-Splits | M4MLW1809A1N0** | 10.6 | 18.5 | 10.2 |  |  |  | FALSE | FALSE | FALSE | 9200 | 5800 | 2.33 | 10562 | 2.11
205118701 |  | Live | Trane U.S. Inc. | RUNTRU | Singlezone Non-Ducted, Wall Placement | 205118701 |  | HRCU-A-CB-O | M4THS1824A11N** | Mini-Splits | M4MHW1824A1N0** | 12.5 | 18 | 10.2 |  |  |  | FALSE | FALSE | FALSE | 22000 | 14600 | 2.61 | 23450 | 1.9
205118697 |  | Live | Trane U.S. Inc. | RUNTRU | Singlezone Non-Ducted, Wall Placement | 205118697 |  | HRCU-A-CB-O | M4THS1818A11N** | Mini-Splits | M4MHW1818A1N0** | 12.5 | 18 | 10.7 |  |  |  | FALSE | FALSE | FALSE | 18000 | 12400 | 2.65 | 18688 | 2.1
205118677 |  | Live | Trane U.S. Inc. | RUNTRU | Singlezone Non-Ducted, Wall Placement | 205118677 |  | HRCU-A-CB-O | M4THS1812A11N** | Mini-Splits | M4MHW1812A1N0** | 12.5 | 18 | 10.2 |  |  |  | FALSE | FALSE | FALSE | 12000 | 7100 | 2.48 | 10954 | 2.4
203162806 |  | Live | Trane U.S. Inc. | AMERISTAR | Singlezone Non-Ducted, Wall Placement | 203162806 |  | HRCU-A-CB-O | M4THS1824A11N** | Mini-Splits | M4MHW1824A1N0** | 12.5 | 18 | 10.2 |  |  |  | FALSE | FALSE | FALSE | 22000 | 14600 | 2.61 | 23450 | 1.9
203162807 |  | Live | Trane U.S. Inc. | AMERISTAR | Singlezone Non-Ducted, Wall Placement | 203162807 |  | HRCU-A-CB-O | M4THS1818A11N** | Mini-Splits | M4MHW1818A1N0** | 12.5 | 18 | 10.7 |  |  |  | FALSE | FALSE | FALSE | 18000 | 12400 | 2.65 | 18688 | 2.1
203162808 |  | Live | Trane U.S. Inc. | AMERISTAR | Singlezone Non-Ducted, Wall Placement | 203162808 |  | HRCU-A-CB-O | M4THS1812A11N** | Mini-Splits | M4MHW1812A1N0** | 12.5 | 18 | 10.2 |  |  |  | FALSE | FALSE | FALSE | 12000 | 7100 | 2.48 | 10954 | 2.4
10596838 |  | Live | Trane U.S. Inc. | AMERISTAR | Singlezone Non-Ducted, Wall Placement | 10596838 |  | HRCU-A-CB-O | M4TLS1809A11N** | Mini-Splits | M4MLW1809A1N0** | 10.6 | 18.5 | 10.2 |  |  |  | FALSE | FALSE | FALSE | 9200 | 5800 | 2.33 | 10562 | 2.11
204926517 |  | Live | Mitsubishi Electric Trane | MITSUBISHI ELECTRIC | Multizone Mix of Ducted and Non-Ducted | 204926517 |  | HMSV-A-CB | MXZ-8C48NAHZ2 | Mixed Ducted and Non-Ducted Indoor Units |  | 11.1 | 18 | 10.8 |  |  |  | FALSE | FALSE | FALSE | 48000 | 38000 | 2.55 | 54000 | 2.07
204926514 |  | Live | Mitsubishi Electric Trane | MITSUBISHI ELECTRIC | Multizone Mix of Ducted and Non-Ducted | 204926514 |  | HMSV-A-CB | MXZ-5C42NAHZ2 | Mixed Ducted and Non-Ducted Indoor Units |  | 12.1 | 18.5 | 10.8 |  |  |  | FALSE | FALSE | FALSE | 42000 | 34000 | 2.64 | 48000 | 2.13
204926515 |  | Live | Mitsubishi Electric Trane | MITSUBISHI ELECTRIC | Multizone Mix of Ducted and Non-Ducted | 204926515 |  | HMSV-A-CB | MXZ-8C48NA2 | Mixed Ducted and Non-Ducted Indoor Units |  | 11.1 | 18 | 10.8 |  |  |  | FALSE | FALSE | FALSE | 48000 | 33000 | 2.5 | 36600 | 1.93
204926512 |  | Live | Mitsubishi Electric Trane | MITSUBISHI ELECTRIC | Multizone Mix of Ducted and Non-Ducted | 204926512 |  | HMSV-A-CB | MXZ-4C36NAHZ2 | Mixed Ducted and Non-Ducted Indoor Units |  | 13.25 | 18.75 | 11.15 |  |  |  | FALSE | FALSE | FALSE | 36000 | 32000 | 2.69 | 45000 | 2.18
204834268 |  | Live | Mitsubishi Electric Trane | MITSUBISHI ELECTRIC | Multizone All Ducted | 204834268 |  | HMSV-A-CB | MXZ-8C48NAHZ2 | Ducted Indoor Units |  | 10 | 16 | 10.1 |  |  |  | FALSE | FALSE | FALSE | 48000 | 38000 | 2.39 | 54000 | 1.88
204834266 |  | Live | Mitsubishi Electric Trane | MITSUBISHI ELECTRIC | Multizone All Ducted | 204834266 |  | HMSV-A-CB | MXZ-5C42NAHZ2 | Ducted Indoor Units |  | 10.8 | 17 | 10.6 |  |  |  | FALSE | FALSE | FALSE | 42000 | 36000 | 2.49 | 48000 | 1.99
204834293 |  | Live | Mitsubishi Electric Trane | MITSUBISHI ELECTRIC | Multizone All Ducted | 204834293 |  | HMSV-A-CB | MXZ-4C36NAHZ2 | Ducted Indoor Units |  | 12.5 | 17.5 | 11 |  |  |  | FALSE | FALSE | FALSE | 36000 | 34000 | 2.59 | 45000 | 2.09
204834265 |  | Live | Mitsubishi Electric Trane | MITSUBISHI ELECTRIC | Multizone All Ducted | 204834265 |  | HMSV-A-CB | MXZ-8C48NA2 | Ducted Indoor Units |  | 10 | 16 | 10.1 |  |  |  | FALSE | FALSE | FALSE | 48000 | 33000 | 2.4 | 36600 | 2.06
204834294 |  | Live | Mitsubishi Electric Trane | MITSUBISHI ELECTRIC | Multizone All Non-Ducted | 204834294 |  | HMSR-A-CB-O | MXZ-5C42NAHZ2 | Non-Ducted Indoor Units |  | 13.4 | 20 | 11 |  |  |  | FALSE | FALSE | FALSE | 42000 | 32000 | 2.8 | 48000 | 2.3
204834292 |  | Live | Mitsubishi Electric Trane | MITSUBISHI ELECTRIC | Multizone All Non-Ducted | 204834292 |  | HMSR-A-CB-O | MXZ-4C36NAHZ2 | Non-Ducted Indoor Units |  | 14 | 20 | 11.3 |  |  |  | FALSE | FALSE | FALSE | 36000 | 30000 | 2.85 | 45000 | 2.3
204834267 |  | Live | Mitsubishi Electric Trane | MITSUBISHI ELECTRIC | Multizone All Non-Ducted | 204834267 |  | HMSR-A-CB-O | MXZ-8C48NAHZ2 | Non-Ducted Indoor Units |  | 12.2 | 20 | 11.5 |  |  |  | FALSE | FALSE | FALSE | 48000 | 38000 | 2.7 | 54000 | 2.3
204834264 |  | Live | Mitsubishi Electric Trane | MITSUBISHI ELECTRIC | Multizone All Non-Ducted | 204834264 |  | HMSR-A-CB-O | MXZ-8C48NA2 | Non-Ducted Indoor Units |  | 12.2 | 20 | 11.5 |  |  |  | FALSE | FALSE | FALSE | 48000 | 33000 | 2.6 | 36600 | 2.06
204926534 |  | Live | Mitsubishi Electric Trane | TRANE / MITSUBISHI ELECTRIC | Multizone Mix of Ducted and Non-Ducted | 204926534 |  | HMSV-A-CB | NTXMPH48A182B* | Mixed Ducted and Non-Ducted Indoor Units |  | 11.1 | 18 | 10.8 |  |  |  | FALSE | FALSE | FALSE | 48000 | 38000 | 2.55 | 54000 | 2.07
204926530 |  | Live | Mitsubishi Electric Trane | TRANE / MITSUBISHI ELECTRIC | Multizone Mix of Ducted and Non-Ducted | 204926530 |  | HMSV-A-CB | NTXMPH36A142B* | Mixed Ducted and Non-Ducted Indoor Units |  | 13.25 | 18.75 | 11.15 |  |  |  | FALSE | FALSE | FALSE | 36000 | 32000 | 2.69 | 45000 | 2.18
204834256 |  | Live | Mitsubishi Electric Trane | TRANE / MITSUBISHI ELECTRIC | Multizone All Ducted | 204834256 |  | HMSV-A-CB | NTXMPH48A182B* | Ducted Indoor Units |  | 10 | 16 | 10.1 |  |  |  | FALSE | FALSE | FALSE | 48000 | 38000 | 2.39 | 54000 | 1.88
204926532 |  | Live | Mitsubishi Electric Trane | TRANE / MITSUBISHI ELECTRIC | Multizone Mix of Ducted and Non-Ducted | 204926532 |  | HMSV-A-CB | NTXMPH42A152B* | Mixed Ducted and Non-Ducted Indoor Units |  | 12.1 | 18.5 | 10.8 |  |  |  | FALSE | FALSE | FALSE | 42000 | 34000 | 2.64 | 48000 | 2.13
204926527 |  | Live | Mitsubishi Electric Trane | TRANE / MITSUBISHI ELECTRIC | Multizone Mix of Ducted and Non-Ducted | 204926527 |  | HMSV-A-CB | NTXMMX48A182B* | Mixed Ducted and Non-Ducted Indoor Units |  | 11.1 | 18 | 10.8 |  |  |  | FALSE | FALSE | FALSE | 48000 | 33000 | 2.5 | 36600 | 1.93
204834254 |  | Live | Mitsubishi Electric Trane | TRANE / MITSUBISHI ELECTRIC | Multizone All Ducted | 204834254 |  | HMSV-A-CB | NTXMPH42A152B* | Ducted Indoor Units |  | 10.8 | 17 | 10.6 |  |  |  | FALSE | FALSE | FALSE | 42000 | 36000 | 2.49 | 48000 | 1.99
204834253 |  | Live | Mitsubishi Electric Trane | TRANE / MITSUBISHI ELECTRIC | Multizone All Ducted | 204834253 |  | HMSV-A-CB | NTXMMX48A182B* | Ducted Indoor Units |  | 10 | 16 | 10.1 |  |  |  | FALSE | FALSE | FALSE | 48000 | 33000 | 2.4 | 36600 | 2.06
204834285 |  | Live | Mitsubishi Electric Trane | TRANE / MITSUBISHI ELECTRIC | Multizone All Ducted | 204834285 |  | HMSV-A-CB | NTXMPH36A142B* | Ducted Indoor Units |  | 12.5 | 17.5 | 11 |  |  |  | FALSE | FALSE | FALSE | 36000 | 34000 | 2.59 | 45000 | 2.09
204834284 |  | Live | Mitsubishi Electric Trane | TRANE / MITSUBISHI ELECTRIC | Multizone All Non-Ducted | 204834284 |  | HMSR-A-CB-O | NTXMPH36A142B* | Non-Ducted Indoor Units |  | 14 | 20 | 11.3 |  |  |  | FALSE | FALSE | FALSE | 36000 | 30000 | 2.85 | 45000 | 2.3
204834286 |  | Live | Mitsubishi Electric Trane | TRANE / MITSUBISHI ELECTRIC | Multizone All Non-Ducted | 204834286 |  | HMSR-A-CB-O | NTXMPH42A152B* | Non-Ducted Indoor Units |  | 13.4 | 20 | 11 |  |  |  | FALSE | FALSE | FALSE | 42000 | 32000 | 2.8 | 48000 | 2.3
204834255 |  | Live | Mitsubishi Electric Trane | TRANE / MITSUBISHI ELECTRIC | Multizone All Non-Ducted | 204834255 |  | HMSR-A-CB-O | NTXMPH48A182B* | Non-Ducted Indoor Units |  | 12.2 | 20 | 11.5 |  |  |  | FALSE | FALSE | FALSE | 48000 | 38000 | 2.7 | 54000 | 2.3
204926526 |  | Live | Mitsubishi Electric Trane | AMERICAN STANDARD / MITSUBISHI ELECTRIC | Multizone Mix of Ducted and Non-Ducted | 204926526 |  | HMSV-A-CB | NAXMPH48A182B* | Mixed Ducted and Non-Ducted Indoor Units |  | 11.1 | 18 | 10.8 |  |  |  | FALSE | FALSE | FALSE | 48000 | 38000 | 2.55 | 54000 | 2.07
204834252 |  | Live | Mitsubishi Electric Trane | TRANE / MITSUBISHI ELECTRIC | Multizone All Non-Ducted | 204834252 |  | HMSR-A-CB-O | NTXMMX48A182B* | Non-Ducted Indoor Units |  | 12.2 | 20 | 11.5 |  |  |  | FALSE | FALSE | FALSE | 48000 | 33000 | 2.6 | 36600 | 2.06
204926520 |  | Live | Mitsubishi Electric Trane | AMERICAN STANDARD / MITSUBISHI ELECTRIC | Multizone Mix of Ducted and Non-Ducted | 204926520 |  | HMSV-A-CB | NAXMMX48A182B* | Mixed Ducted and Non-Ducted Indoor Units |  | 11.1 | 18 | 10.8 |  |  |  | FALSE | FALSE | FALSE | 48000 | 33000 | 2.5 | 36600 | 1.93
204926523 |  | Live | Mitsubishi Electric Trane | AMERICAN STANDARD / MITSUBISHI ELECTRIC | Multizone Mix of Ducted and Non-Ducted | 204926523 |  | HMSV-A-CB | NAXMPH36A142B* | Mixed Ducted and Non-Ducted Indoor Units |  | 13.25 | 18.75 | 11.15 |  |  |  | FALSE | FALSE | FALSE | 36000 | 32000 | 2.69 | 45000 | 2.18
204926524 |  | Live | Mitsubishi Electric Trane | AMERICAN STANDARD / MITSUBISHI ELECTRIC | Multizone Mix of Ducted and Non-Ducted | 204926524 |  | HMSV-A-CB | NAXMPH42A152B* | Mixed Ducted and Non-Ducted Indoor Units |  | 12.1 | 18.5 | 10.8 |  |  |  | FALSE | FALSE | FALSE | 42000 | 34000 | 2.64 | 48000 | 2.13
204834262 |  | Live | Mitsubishi Electric Trane | AMERICAN STANDARD / MITSUBISHI ELECTRIC | Multizone All Ducted | 204834262 |  | HMSV-A-CB | NAXMPH48A182B* | Ducted Indoor Units |  | 10 | 16 | 10.1 |  |  |  | FALSE | FALSE | FALSE | 48000 | 38000 | 2.39 | 54000 | 1.88
204834260 |  | Live | Mitsubishi Electric Trane | AMERICAN STANDARD / MITSUBISHI ELECTRIC | Multizone All Ducted | 204834260 |  | HMSV-A-CB | NAXMPH42A152B* | Ducted Indoor Units |  | 10.8 | 17 | 10.6 |  |  |  | FALSE | FALSE | FALSE | 42000 | 36000 | 2.49 | 48000 | 1.99
204834259 |  | Live | Mitsubishi Electric Trane | AMERICAN STANDARD / MITSUBISHI ELECTRIC | Multizone All Ducted | 204834259 |  | HMSV-A-CB | NAXMMX48A182B* | Ducted Indoor Units |  | 10 | 16 | 10.1 |  |  |  | FALSE | FALSE | FALSE | 48000 | 33000 | 2.4 | 36600 | 2.06
204834290 |  | Live | Mitsubishi Electric Trane | AMERICAN STANDARD / MITSUBISHI ELECTRIC | Multizone All Non-Ducted | 204834290 |  | HMSR-A-CB-O | NAXMPH42A152B* | Non-Ducted Indoor Units |  | 13.4 | 20 | 11 |  |  |  | FALSE | FALSE | FALSE | 42000 | 32000 | 2.8 | 48000 | 2.3
204834289 |  | Live | Mitsubishi Electric Trane | AMERICAN STANDARD / MITSUBISHI ELECTRIC | Multizone All Ducted | 204834289 |  | HMSV-A-CB | NAXMPH36A142B* | Ducted Indoor Units |  | 12.5 | 17.5 | 11 |  |  |  | FALSE | FALSE | FALSE | 36000 | 34000 | 2.59 | 45000 | 2.09
204834261 |  | Live | Mitsubishi Electric Trane | AMERICAN STANDARD / MITSUBISHI ELECTRIC | Multizone All Non-Ducted | 204834261 |  | HMSR-A-CB-O | NAXMPH48A182B* | Non-Ducted Indoor Units |  | 12.2 | 20 | 11.5 |  |  |  | FALSE | FALSE | FALSE | 48000 | 38000 | 2.7 | 54000 | 2.3
204834258 |  | Live | Mitsubishi Electric Trane | AMERICAN STANDARD / MITSUBISHI ELECTRIC | Multizone All Non-Ducted | 204834258 |  | HMSR-A-CB-O | NAXMMX48A182B* | Non-Ducted Indoor Units |  | 12.2 | 20 | 11.5 |  |  |  | FALSE | FALSE | FALSE | 48000 | 33000 | 2.6 | 36600 | 2.06
204834288 |  | Live | Mitsubishi Electric Trane | AMERICAN STANDARD / MITSUBISHI ELECTRIC | Multizone All Non-Ducted | 204834288 |  | HMSR-A-CB-O | NAXMPH36A142B* | Non-Ducted Indoor Units |  | 14 | 20 | 11.3 |  |  |  | FALSE | FALSE | FALSE | 36000 | 30000 | 2.85 | 45000 | 2.3
204101246 |  | Live | Friedrich Air Conditioning | FRIEDRICH | Multizone All Non-Ducted | 204101246 |  | HRCU-A-CB-O | FPHMR24A3A | Non-Ducted Indoor Units |  | 12.5 | 22 | 11 |  |  |  | TRUE | TRUE | FALSE | 24000 | 15400 | 2.64 | 26000 | 1.9
205150429 |  | Live | Friedrich Air Conditioning | FRIEDRICH | Multizone All Non-Ducted | 205150429 |  | HRCU-A-CB-O | FPHMR18A3A | Non-Ducted Indoor Units |  | 12.5 | 22 | 11 |  |  |  | TRUE | TRUE | TRUE | 18000 | 12200 | 2.4 | 19844 | 1.8
203383863 |  | Live | Friedrich Air Conditioning | FRIEDRICH | Singlezone Non-Ducted, Wall Placement | 203383863 |  | HRCU-A-CB-O | FRHSR09A3A | Mini-Splits | FRHSW09A3A | 16.1 | 28 | 12.5 |  |  |  | FALSE | FALSE | TRUE | 9000 | 6500 | 2.68 | 10441 | 2.78
203383865 |  | Live | Friedrich Air Conditioning | FRIEDRICH | Singlezone Non-Ducted, Wall Placement | 203383865 |  | HRCU-A-CB-O | FPHSR09A3A | Mini-Splits | FPHFW09A3A | 13.7 | 22.5 | 10.7 |  |  |  | TRUE | TRUE | FALSE | 9000 | 5000 | 2.62 | 9758 | 2.6
203383869 |  | Live | Friedrich Air Conditioning | FRIEDRICH | Singlezone Non-Ducted, Wall Placement | 203383869 |  | HRCU-A-CB-O | FPHSR18A3A | Mini-Splits | FPHFW18A3A | 13 | 23.3 | 11.6 |  |  |  | TRUE | TRUE | FALSE | 18000 | 11600 | 2.7 | 14777 | 2.38
203383868 |  | Live | Friedrich Air Conditioning | FRIEDRICH | Singlezone Non-Ducted, Wall Placement | 203383868 |  | HRCU-A-CB-O | FPHSR12A1A | Mini-Splits | FPHSW12A1A | 12.5 | 22 | 10.5 |  |  |  | TRUE | FALSE | TRUE | 12000 | 7500 | 2.71 | 9424 | 2.42
201763898 |  | Live | Friedrich Air Conditioning | FRIEDRICH | Singlezone Non-Ducted, Wall Placement | 201763898 |  | HRCU-A-CB-O | MRH12Y3JA | Mini-Splits | MWH12Y3JA | 15.4 | 25 | 12 |  |  |  | FALSE | FALSE | TRUE | 12000 | 8000 | 3.17 | 10164 | 2.5
201763897 |  | Live | Friedrich Air Conditioning | FRIEDRICH | Singlezone Non-Ducted, Wall Placement | 201763897 |  | HRCU-A-CB-O | MRH09Y3JA | Mini-Splits | MWH09Y3JA | 16.1 | 28 | 12.5 |  |  |  | FALSE | FALSE | TRUE | 9000 | 6500 | 2.68 | 10441 | 2.78
204101247 |  | Live | Friedrich Air Conditioning | FRIEDRICH | Multizone All Non-Ducted | 204101247 |  | HRCU-A-CB-O | FPHMR36A3A | Non-Ducted Indoor Units |  | 12.5 | 21 | 11 |  |  |  | TRUE | TRUE | FALSE | 32000 | 23200 | 2.62 | 40000 | 1.89
205142786 |  | Live | Friedrich Air Conditioning | FRIEDRICH | Singlezone Non-Ducted, Wall Placement | 205142786 |  | HRCU-A-CB-O | FPHSR18A3A-A | Mini-Splits | FPHFW18A3B | 13 | 23.3 | 11.6 |  |  |  | TRUE | TRUE | FALSE | 18000 | 11600 | 2.7 | 14777 | 2.38
205142783 |  | Live | Friedrich Air Conditioning | FRIEDRICH | Singlezone Non-Ducted, Wall Placement | 205142783 |  | HRCU-A-CB-O | FPHSR09A3A-A | Mini-Splits | FPHFW09A3B | 13.7 | 22.5 | 10.7 |  |  |  | TRUE | TRUE | FALSE | 9000 | 5000 | 2.62 | 9758 | 2.6
205142782 |  | Live | Friedrich Air Conditioning | FRIEDRICH | Singlezone Non-Ducted, Wall Placement | 205142782 |  | HRCU-A-CB-O | FPHSR12A1A-A | Mini-Splits | FPHSW12A1B | 12.5 | 22 | 10.5 |  |  |  | TRUE | FALSE | TRUE | 12000 | 7500 | 2.71 | 9424 | 2.42
205142781 |  | Live | Friedrich Air Conditioning | FRIEDRICH | Singlezone Non-Ducted, Wall Placement | 205142781 |  | HRCU-A-CB-O | FPHSR09A1A-A | Mini-Splits | FPHSW09A1B | 12.8 | 19.5 | 10 |  |  |  | TRUE | TRUE | FALSE | 9000 | 5000 | 2.4 | 9762 | 2.49
205142785 |  | Live | Friedrich Air Conditioning | FRIEDRICH | Singlezone Non-Ducted, Wall Placement | 205142785 |  | HRCU-A-CB-O | FPHSR12A3A-A | Mini-Splits | FPHFW12A3B | 13 | 22 | 10.5 |  |  |  | TRUE | FALSE | TRUE | 12000 | 7500 | 2.71 | 10130 | 2.45
205123805 |  | Live | Friedrich Air Conditioning | FRIEDRICH | Singlezone Non-Ducted, Ceiling Placement | 205123805 |  | HRCU-A-CB-O | FPHFR24A3A | Mini-Splits | FPHFC24A3B | 12.5 | 19 | 10 |  |  |  | TRUE | TRUE | TRUE | 24000 | 19600 | 2.84 | 23500 | 2.2
203383866 |  | Live | Friedrich Air Conditioning | FRIEDRICH | Singlezone Non-Ducted, Wall Placement | 203383866 |  | HRCU-A-CB-O | FPHSR12A3A | Mini-Splits | FPHFW12A3A | 13 | 22 | 10.5 |  |  |  | TRUE | FALSE | TRUE | 12000 | 7500 | 2.71 | 10130 | 2.45
203383867 |  | Live | Friedrich Air Conditioning | FRIEDRICH | Singlezone Non-Ducted, Wall Placement | 203383867 |  | HRCU-A-CB-O | FPHSR09A1A | Mini-Splits | FPHSW09A1A | 12.8 | 19.5 | 10 |  |  |  | TRUE | TRUE | FALSE | 9000 | 5000 | 2.4 | 9762 | 2.49
203383864 |  | Live | Friedrich Air Conditioning | FRIEDRICH | Singlezone Non-Ducted, Wall Placement | 203383864 |  | HRCU-A-CB-O | FRHSR12A3A | Mini-Splits | FRHSW12A3A | 15.4 | 25 | 12 |  |  |  | TRUE | TRUE | TRUE | 12000 | 8000 | 3.17 | 10164 | 2.5
9956329 |  | Live | Gree | GREE | Singlezone Non-Ducted, Wall Placement | 9956329 |  | HRCU-A-CB-O | VIR09HP115V1BO | Mini-Splits | VIR09HP115V1BH | 13 | 23 | 10.5 |  |  |  | FALSE | FALSE | FALSE | 9000 | 6100 | 2.48 | 10215 | 2.36
9956330 |  | Live | Gree | GREE | Singlezone Non-Ducted, Wall Placement | 9956330 |  | HRCU-A-CB-O | VIR12HP115V1BO | Mini-Splits | VIR12HP115V1BH | 12.5 | 22 | 10.2 |  |  |  | FALSE | FALSE | FALSE | 12000 | 6800 | 2.49 | 10348 | 2.25
9956332 |  | Live | Gree | GREE | Singlezone Non-Ducted, Wall Placement | 9956332 |  | HRCU-A-CB-O | VIR18HP230V1BO | Mini-Splits | VIR18HP230V1BH | 12.5 | 20 | 10.5 |  |  |  | FALSE | FALSE | FALSE | 18000 | 12400 | 2.63 | 18600 | 2.08
204276538 |  | Live | Mitsubishi Electric Trane | MITSUBISHI ELECTRIC | Singlezone Non-Ducted, Ceiling Placement | 204276538 |  | HRCU-A-CB-O | PUZ-HA24NHA | Mini-Splits | PLA-A24EA7 | 14 | 21.5 | 12 |  |  |  | FALSE | FALSE | FALSE | 24000 | 17300 | 3.09 | 26000 | 2.54
202423532 |  | Live | Mitsubishi Electric Trane | MITSUBISHI ELECTRIC | Multizone All Ducted | 202423532 |  | HMSV-A-CB | PUMY-P36NKMU2 | Ducted Indoor Units |  | 12.6 | 18.3 | 11.2 |  |  |  | FALSE | FALSE | FALSE | 36000 | 26600 | 2.39 | 28728 | 2.58
204281760 |  | Live | Mitsubishi Electric Trane | MITSUBISHI ELECTRIC | Singlezone Ducted, Centrally Ducted | 204281760 |  | HRCU-A-CB | PUZ-HA24NHA | Mini-Splits | PVA-A24AA7 | 11.45 | 19 | 11 |  |  |  | FALSE | FALSE | FALSE | 24000 | 17500 | 2.63 | 26000 | 2.15
204276762 |  | Live | Mitsubishi Electric Trane | MITSUBISHI ELECTRIC | Singlezone Non-Ducted, Ceiling Placement | 204276762 |  | HRCU-A-CB-O | PUZ-HA24NHA | Mini-Splits | PCA-A24KA7 | 12.5 | 18.5 | 10.8 |  |  |  | FALSE | FALSE | FALSE | 24000 | 17700 | 2.63 | 26000 | 2.03
7086358 |  | Live | Friedrich Air Conditioning | FRIEDRICH | Singlezone Non-Ducted, Wall Placement | 7086358 |  | HRCU-A-CB-O | MRH12Y3J | Mini-Splits | MWH12Y3J | 14.1 | 25 | 11 |  |  |  | FALSE | FALSE | FALSE | 12000 | 8800 | 3.11 | 9100 | 3.1
204926544 |  | Live | Mitsubishi Electric Trane | TRANE / MITSUBISHI ELECTRIC | Multizone Mix of Ducted and Non-Ducted | 204926544 |  | HMSV-A-CB | TUMYH0361AK41** | Mixed Ducted and Non-Ducted Indoor Units |  | 13.8 | 20.3 | 11.85 |  |  |  | FALSE | FALSE | FALSE | 36000 | 32400 | 2.15 | 45898 | 3.05
204926547 |  | Live | Mitsubishi Electric Trane | TRANE / MITSUBISHI ELECTRIC | Multizone Mix of Ducted and Non-Ducted | 204926547 |  | HMSV-A-CB | TUMYP0361AK43** | Mixed Ducted and Non-Ducted Indoor Units |  | 13.8 | 20.3 | 11.6 |  |  |  | FALSE | FALSE | FALSE | 36000 | 26400 | 2.46 | 28728 | 2.68
204834277 |  | Live | Mitsubishi Electric Trane | TRANE / MITSUBISHI ELECTRIC | Multizone All Non-Ducted | 204834277 |  | HMSR-A-CB-O | TUMYP0361AK43** | Non-Ducted Indoor Units |  | 15 | 22.3 | 12 |  |  |  | FALSE | FALSE | FALSE | 36000 | 26400 | 2.56 | 28728 | 2.79
204834279 |  | Live | Mitsubishi Electric Trane | TRANE / MITSUBISHI ELECTRIC | Multizone All Non-Ducted | 204834279 |  | HMSR-A-CB-O | TUMYH0361AK41** | Non-Ducted Indoor Units |  | 15 | 22.3 | 12 |  |  |  | FALSE | FALSE | FALSE | 36000 | 33000 | 2.28 | 45898 | 3.17
202850712 |  | Live | Mitsubishi Electric Trane | TRANE / MITSUBISHI ELECTRIC | Multizone All Non-Ducted | 202850712 |  | HMSR-A-CB-O | TUMYH0361AK40** | Non-Ducted Indoor Units |  | 15 | 22.3 | 12 |  |  |  | FALSE | FALSE | FALSE | 36000 | 33000 | 2.28 | 45898 | 3.17
202850709 |  | Live | Mitsubishi Electric Trane | TRANE / MITSUBISHI ELECTRIC | Multizone All Non-Ducted | 202850709 |  | HMSR-A-CB-O | TUMYP0361AK42** | Non-Ducted Indoor Units |  | 15 | 22.3 | 12 |  |  |  | FALSE | FALSE | FALSE | 36000 | 26400 | 2.56 | 28728 | 2.79
204834282 |  | Live | Mitsubishi Electric Trane | TRANE / MITSUBISHI ELECTRIC | Multizone All Non-Ducted | 204834282 |  | HMSR-A-CB-O | TUMYH0481AK41** | Non-Ducted Indoor Units |  | 13.1 | 22.6 | 12 |  |  |  | FALSE | FALSE | FALSE | 48000 | 39000 | 2.1 | 59011 | 3.18
202850711 |  | Live | Mitsubishi Electric Trane | TRANE / MITSUBISHI ELECTRIC | Multizone All Non-Ducted | 202850711 |  | HMSR-A-CB-O | TUMYP0601AK42** | Non-Ducted Indoor Units |  | 13.3 | 20 | 12 |  |  |  | FALSE | FALSE | FALSE | 60000 | 41500 | 2.63 | 45144 | 2.86
204834283 |  | Live | Mitsubishi Electric Trane | TRANE / MITSUBISHI ELECTRIC | Multizone All Non-Ducted | 204834283 |  | HMSR-A-CB-O | TUMYP0601AK43** | Non-Ducted Indoor Units |  | 13.3 | 20 | 12 |  |  |  | FALSE | FALSE | FALSE | 60000 | 41500 | 2.63 | 45144 | 2.86
202850713 |  | Live | Mitsubishi Electric Trane | TRANE / MITSUBISHI ELECTRIC | Multizone All Non-Ducted | 202850713 |  | HMSR-A-CB-O | TUMYH0481AK40** | Non-Ducted Indoor Units |  | 13.1 | 22.6 | 12 |  |  |  | FALSE | FALSE | FALSE | 48000 | 39000 | 2.1 | 59011 | 3.18
204834281 |  | Live | Mitsubishi Electric Trane | TRANE / MITSUBISHI ELECTRIC | Multizone All Non-Ducted | 204834281 |  | HMSR-A-CB-O | TUMYP0481AK43** | Non-Ducted Indoor Units |  | 13.1 | 22.6 | 12 |  |  |  | FALSE | FALSE | FALSE | 48000 | 31400 | 2.37 | 36936 | 2.79
204834280 |  | Live | Mitsubishi Electric Trane | TRANE / MITSUBISHI ELECTRIC | Multizone All Ducted | 204834280 |  | HMSV-A-CB | TUMYH0361AK41** | Ducted Indoor Units |  | 12.6 | 18.3 | 11.7 |  |  |  | FALSE | FALSE | FALSE | 36000 | 32000 | 2.05 | 45898 | 2.94
204834278 |  | Live | Mitsubishi Electric Trane | TRANE / MITSUBISHI ELECTRIC | Multizone All Ducted | 204834278 |  | HMSV-A-CB | TUMYP0361AK43** | Ducted Indoor Units |  | 12.6 | 18.3 | 11.2 |  |  |  | FALSE | FALSE | FALSE | 36000 | 26600 | 2.39 | 28728 | 2.58
202850710 |  | Live | Mitsubishi Electric Trane | TRANE / MITSUBISHI ELECTRIC | Multizone All Non-Ducted | 202850710 |  | HMSR-A-CB-O | TUMYP0481AK42** | Non-Ducted Indoor Units |  | 13.1 | 22.6 | 12 |  |  |  | FALSE | FALSE | FALSE | 48000 | 31400 | 2.37 | 36936 | 2.79
204276766 |  | Live | Mitsubishi Electric Trane | TRANE / MITSUBISHI ELECTRIC | Singlezone Non-Ducted, Wall Placement | 204276766 |  | HRCU-A-CB-O | TRUZH0241HA00NA | Mini-Splits | TPKA0A0241KA70A | 12.6 | 19.5 | 11.2 |  |  |  | FALSE | FALSE | FALSE | 24000 | 17200 | 2.75 | 26000 | 2.14
202850708 |  | Live | Mitsubishi Electric Trane | TRANE / MITSUBISHI ELECTRIC | Multizone All Ducted | 202850708 |  | HMSV-A-CB | TUMYH0361AK40** | Ducted Indoor Units |  | 12.6 | 18.3 | 11.7 |  |  |  | FALSE | FALSE | FALSE | 36000 | 32000 | 2.05 | 45898 | 2.94
202850705 |  | Live | Mitsubishi Electric Trane | TRANE / MITSUBISHI ELECTRIC | Multizone All Ducted | 202850705 |  | HMSV-A-CB | TUMYP0361AK42** | Ducted Indoor Units |  | 12.6 | 18.3 | 11.2 |  |  |  | FALSE | FALSE | FALSE | 36000 | 26600 | 2.39 | 28728 | 2.58
204874302 |  | Live | Mitsubishi Electric Trane | TRANE / MITSUBISHI ELECTRIC | Singlezone Ducted, Centrally Ducted | 204874302 |  | HRCU-A-CB-O | TRUZH0361HA50NA | Mini-Splits | TPVA0A0361AA70A | 12.5 | 17.8 | 11 |  |  |  | FALSE | FALSE | FALSE | 33000 | 29000 | 2.55 | 38000 | 2.06
204444396 |  | Live | Mitsubishi Electric Trane | TRANE / MITSUBISHI ELECTRIC | Singlezone Ducted, Centrally Ducted | 204444396 |  | HRCU-A-CB | TRUZH0361HA50NA | Mini-Splits | TPEADA0361AA70A | 12.5 | 16.8 | 10.4 |  |  |  | FALSE | FALSE | FALSE | 33000 | 27000 | 2.43 | 38000 | 2.06
204926550 |  | Live | Mitsubishi Electric Trane | TRANE / MITSUBISHI ELECTRIC | Multizone Mix of Ducted and Non-Ducted | 204926550 |  | HMSV-A-CB | TUMYP0601AK43** | Mixed Ducted and Non-Ducted Indoor Units |  | 12.2 | 18.9 | 11.35 |  |  |  | FALSE | FALSE | FALSE | 60000 | 45144 | 3.01 | 45144 | 3.01
204926548 |  | Live | Mitsubishi Electric Trane | TRANE / MITSUBISHI ELECTRIC | Multizone Mix of Ducted and Non-Ducted | 204926548 |  | HMSV-A-CB | TUMYP0481AK43** | Mixed Ducted and Non-Ducted Indoor Units |  | 12.2 | 19.55 | 11.5 |  |  |  | FALSE | FALSE | FALSE | 48000 | 33200 | 2.75 | 36936 | 3.06
204926545 |  | Live | Mitsubishi Electric Trane | TRANE / MITSUBISHI ELECTRIC | Multizone Mix of Ducted and Non-Ducted | 204926545 |  | HMSV-A-CB | TUMYH0481AK41** | Mixed Ducted and Non-Ducted Indoor Units |  | 12.2 | 19.55 | 11.5 |  |  |  | FALSE | FALSE | FALSE | 48000 | 40500 | 1.97 | 59011 | 3.34
202850719 |  | Live | Mitsubishi Electric Trane | TRANE / MITSUBISHI ELECTRIC | Multizone Mix of Ducted and Non-Ducted | 202850719 |  | HMSV-A-CB | TUMYH0481AK40** | Mixed Ducted and Non-Ducted Indoor Units |  | 12.2 | 19.55 | 11.5 |  |  |  | FALSE | FALSE | FALSE | 48000 | 40500 | 1.97 | 59011 | 3.34
202850716 |  | Live | Mitsubishi Electric Trane | TRANE / MITSUBISHI ELECTRIC | Multizone Mix of Ducted and Non-Ducted | 202850716 |  | HMSV-A-CB | TUMYP0481AK42** | Mixed Ducted and Non-Ducted Indoor Units |  | 12.2 | 19.55 | 11.5 |  |  |  | FALSE | FALSE | FALSE | 48000 | 33200 | 2.75 | 36936 | 3.06
202850717 |  | Live | Mitsubishi Electric Trane | TRANE / MITSUBISHI ELECTRIC | Multizone Mix of Ducted and Non-Ducted | 202850717 |  | HMSV-A-CB | TUMYP0601AK42** | Mixed Ducted and Non-Ducted Indoor Units |  | 12.2 | 18.9 | 11.35 |  |  |  | FALSE | FALSE | FALSE | 60000 | 45144 | 3.01 | 45144 | 3.01
204834219 |  | Live | Mitsubishi Electric Trane | TRANE / MITSUBISHI ELECTRIC | Multizone All Ducted | 204834219 |  | HMSV-A-CB | TUMYH0481AK41** | Ducted Indoor Units |  | 11.3 | 16.5 | 11 |  |  |  | FALSE | FALSE | FALSE | 48000 | 42000 | 1.86 | 59011 | 3.52
204281763 |  | Live | Mitsubishi Electric Trane | TRANE / MITSUBISHI ELECTRIC | Singlezone Ducted, Centrally Ducted | 204281763 |  | HRCU-A-CB | TRUZH0241HA00NA | Mini-Splits | TPVA0A0241AA70A | 11.45 | 19 | 11 |  |  |  | FALSE | FALSE | FALSE | 24000 | 17500 | 2.63 | 26000 | 2.15
204834218 |  | Live | Mitsubishi Electric Trane | TRANE / MITSUBISHI ELECTRIC | Multizone All Ducted | 204834218 |  | HMSV-A-CB | TUMYP0481AK43** | Ducted Indoor Units |  | 11.3 | 16.5 | 11 |  |  |  | FALSE | FALSE | FALSE | 48000 | 35000 | 3.74 | 43000 | 4.6
202850714 |  | Live | Mitsubishi Electric Trane | TRANE / MITSUBISHI ELECTRIC | Multizone All Ducted | 202850714 |  | HMSV-A-CB | TUMYH0481AK40** | Ducted Indoor Units |  | 11.3 | 16.5 | 11 |  |  |  | FALSE | FALSE | FALSE | 48000 | 42000 | 1.86 | 59011 | 3.52
202850707 |  | Live | Mitsubishi Electric Trane | TRANE / MITSUBISHI ELECTRIC | Multizone All Ducted | 202850707 |  | HMSV-A-CB | TUMYP0601AK42** | Ducted Indoor Units |  | 11.1 | 17.8 | 10.7 |  |  |  | FALSE | FALSE | FALSE | 60000 | 40500 | 2.84 | 45144 | 3.17
204834220 |  | Live | Mitsubishi Electric Trane | TRANE / MITSUBISHI ELECTRIC | Multizone All Ducted | 204834220 |  | HMSV-A-CB | TUMYP0601AK43** | Ducted Indoor Units |  | 11.1 | 17.8 | 10.7 |  |  |  | FALSE | FALSE | FALSE | 60000 | 40500 | 2.84 | 45144 | 3.17
202850706 |  | Live | Mitsubishi Electric Trane | TRANE / MITSUBISHI ELECTRIC | Multizone All Ducted | 202850706 |  | HMSV-A-CB | TUMYP0481AK42** | Ducted Indoor Units |  | 11.3 | 16.5 | 11 |  |  |  | FALSE | FALSE | FALSE | 48000 | 35000 | 3.74 | 43000 | 4.6
204444987 |  | Live | Mitsubishi Electric Trane | TRANE / MITSUBISHI ELECTRIC | Singlezone Ducted, Centrally Ducted | 204444987 |  | HRCU-A-CB | TRUZH0421KA00NA | Mini-Splits | TPVA0A0421AA70A | 9.8 | 15.3 | 11 |  |  |  | FALSE | FALSE | FALSE | 42000 | 42000 | 2.47 | 48000 | 2.1
204813295 |  | Live | Mitsubishi Electric Trane | AMERICAN STANDARD / MITSUBISHI ELECTRIC | Singlezone Non-Ducted, Ceiling Placement | 204813295 |  | HRCU-A-CB-O | ASUZA0121KA70N* | Mini-Splits | APLA0A0121EA70A | 16.4 | 27 | 12.8 |  |  |  | FALSE | FALSE | FALSE | 12000 | 10100 | 2.53 | 12200 | 2.98
204813293 |  | Live | Mitsubishi Electric Trane | AMERICAN STANDARD / MITSUBISHI ELECTRIC | Singlezone Non-Ducted, Ceiling Placement | 204813293 |  | HRCU-A-CB-O | ASUZA0121KA70B* | Mini-Splits | APLA0A0121EA70A | 16.4 | 27 | 12.8 |  |  |  | FALSE | FALSE | FALSE | 12000 | 10100 | 2.53 | 12200 | 2.98
204813299 |  | Live | Mitsubishi Electric Trane | AMERICAN STANDARD / MITSUBISHI ELECTRIC | Singlezone Non-Ducted, Ceiling Placement | 204813299 |  | HRCU-A-CB-O | ASUZA0181KA70N* | Mini-Splits | APLA0A0181EA70A | 14.4 | 24.6 | 11 |  |  |  | FALSE | FALSE | FALSE | 18000 | 11000 | 2.48 | 13500 | 2.85
204813297 |  | Live | Mitsubishi Electric Trane | AMERICAN STANDARD / MITSUBISHI ELECTRIC | Singlezone Non-Ducted, Ceiling Placement | 204813297 |  | HRCU-A-CB-O | ASUZA0181KA70B* | Mini-Splits | APLA0A0181EA70A | 14.4 | 24.6 | 11 |  |  |  | FALSE | FALSE | FALSE | 18000 | 11000 | 2.48 | 13500 | 2.85
204276539 |  | Live | Mitsubishi Electric Trane | AMERICAN STANDARD / MITSUBISHI ELECTRIC | Singlezone Non-Ducted, Ceiling Placement | 204276539 |  | HRCU-A-CB-O | ASUZH0241HA00NA | Mini-Splits | APLA0A0241EA70A | 14 | 21.5 | 12 |  |  |  | FALSE | FALSE | FALSE | 24000 | 17300 | 3.09 | 26000 | 2.54
204813308 |  | Live | Mitsubishi Electric Trane | AMERICAN STANDARD / MITSUBISHI ELECTRIC | Singlezone Ducted, Centrally Ducted | 204813308 |  | HRCU-A-CB | ASUZA0121KA70B* | Mini-Splits | APVA0A0121AA70A | 13.4 | 21.4 | 10.3 |  |  |  | FALSE | FALSE | FALSE | 12000 | 9900 | 2.07 | 12000 | 2.44
204813306 |  | Live | Mitsubishi Electric Trane | AMERICAN STANDARD / MITSUBISHI ELECTRIC | Singlezone Non-Ducted, Ceiling Placement | 204813306 |  | HRCU-A-CB-O | ASUZA0361KA70N* | Mini-Splits | APLA0A0361EA70A | 12.9 | 21.8 | 10.4 |  |  |  | FALSE | FALSE | FALSE | 36000 | 22000 | 2.59 | 24000 | 2.34
204813304 |  | Live | Mitsubishi Electric Trane | AMERICAN STANDARD / MITSUBISHI ELECTRIC | Singlezone Non-Ducted, Ceiling Placement | 204813304 |  | HRCU-A-CB-O | ASUZA0361KA70B* | Mini-Splits | APLA0A0361EA70A | 12.9 | 21.8 | 10.4 |  |  |  | FALSE | FALSE | FALSE | 36000 | 22000 | 2.59 | 24000 | 2.34
204276764 |  | Live | Mitsubishi Electric Trane | AMERICAN STANDARD / MITSUBISHI ELECTRIC | Singlezone Non-Ducted, Wall Placement | 204276764 |  | HRCU-A-CB-O | ASUZH0241HA00NA | Mini-Splits | APKA0A0241KA70A | 12.6 | 19.5 | 11.2 |  |  |  | FALSE | FALSE | FALSE | 24000 | 17200 | 2.75 | 26000 | 2.14
204874294 |  | Live | Mitsubishi Electric Trane | AMERICAN STANDARD / MITSUBISHI ELECTRIC | Singlezone Ducted, Centrally Ducted | 204874294 |  | HRCU-A-CB-O | ASUZH0361HA50NA | Mini-Splits | APVA0A0361AA70A | 12.5 | 17.8 | 11 |  |  |  | FALSE | FALSE | FALSE | 33000 | 29000 | 2.55 | 38000 | 2.06
204813310 |  | Live | Mitsubishi Electric Trane | AMERICAN STANDARD / MITSUBISHI ELECTRIC | Singlezone Ducted, Centrally Ducted | 204813310 |  | HRCU-A-CB | ASUZA0121KA70N* | Mini-Splits | APVA0A0121AA70A | 13.4 | 21.4 | 10.3 |  |  |  | FALSE | FALSE | FALSE | 12000 | 9900 | 2.07 | 12000 | 2.44
204795655 |  | Live | Mitsubishi Electric Trane | AMERICAN STANDARD / MITSUBISHI ELECTRIC | Singlezone Ducted, Centrally Ducted | 204795655 |  | HRCU-A-CB | ASUZA0241HA70N* | Mini-Splits | APVA0A0241AA70A | 12.2 | 20.5 | 9.3 |  |  |  | FALSE | FALSE | FALSE | 24000 | 15000 | 2.5 | 17500 | 2.8
204795654 |  | Live | Mitsubishi Electric Trane | AMERICAN STANDARD / MITSUBISHI ELECTRIC | Singlezone Ducted, Centrally Ducted | 204795654 |  | HRCU-A-CB | ASUZA0241HA70B* | Mini-Splits | APVA0A0241AA70A | 12.2 | 20.5 | 9.3 |  |  |  | FALSE | FALSE | FALSE | 24000 | 15000 | 2.5 | 17500 | 2.8
204795643 |  | Live | Mitsubishi Electric Trane | AMERICAN STANDARD / MITSUBISHI ELECTRIC | Singlezone Non-Ducted, Wall Placement | 204795643 |  | HRCU-A-CB-O | ASUZA0241HA70N* | Mini-Splits | APKA0A0241KA70A | 12.2 | 21.4 | 11 |  |  |  | FALSE | FALSE | FALSE | 24000 | 15700 | 2.63 | 18300 | 2.95
204795642 |  | Live | Mitsubishi Electric Trane | AMERICAN STANDARD / MITSUBISHI ELECTRIC | Singlezone Non-Ducted, Wall Placement | 204795642 |  | HRCU-A-CB-O | ASUZA0241HA70B* | Mini-Splits | APKA0A0241KA70A | 12.2 | 21.4 | 11 |  |  |  | FALSE | FALSE | FALSE | 24000 | 15700 | 2.63 | 18300 | 2.95
204795621 |  | Live | Mitsubishi Electric Trane | AMERICAN STANDARD / MITSUBISHI ELECTRIC | Singlezone Non-Ducted, Ceiling Placement | 204795621 |  | HRCU-A-CB-O | ASUZA0241HA70N* | Mini-Splits | APCA0A0241KA70A | 12.2 | 21.2 | 10.8 |  |  |  | FALSE | FALSE | FALSE | 24000 | 15400 | 2.65 | 17900 | 2.96
204795620 |  | Live | Mitsubishi Electric Trane | AMERICAN STANDARD / MITSUBISHI ELECTRIC | Singlezone Non-Ducted, Ceiling Placement | 204795620 |  | HRCU-A-CB-O | ASUZA0241HA70B* | Mini-Splits | APCA0A0241KA70A | 12.2 | 21.2 | 10.8 |  |  |  | FALSE | FALSE | FALSE | 24000 | 15400 | 2.65 | 17900 | 2.96
204795639 |  | Live | Mitsubishi Electric Trane | AMERICAN STANDARD / MITSUBISHI ELECTRIC | Singlezone Non-Ducted, Wall Placement | 204795639 |  | HRCU-A-CB-O | ASUZA0121KA70N* | Mini-Splits | APKA0A0121HA70A | 12 | 20.8 | 10.2 |  |  |  | FALSE | FALSE | FALSE | 12000 | 9200 | 2.64 | 11100 | 3.1
204795638 |  | Live | Mitsubishi Electric Trane | AMERICAN STANDARD / MITSUBISHI ELECTRIC | Singlezone Non-Ducted, Wall Placement | 204795638 |  | HRCU-A-CB-O | ASUZA0121KA70B* | Mini-Splits | APKA0A0121HA70A | 12 | 20.8 | 10.2 |  |  |  | FALSE | FALSE | FALSE | 12000 | 9200 | 2.64 | 11100 | 3.1
204795649 |  | Live | Mitsubishi Electric Trane | AMERICAN STANDARD / MITSUBISHI ELECTRIC | Singlezone Non-Ducted, Ceiling Placement | 204795649 |  | HRCU-A-CB-O | ASUZA0301HA70N* | Mini-Splits | APLA0A0301EA70A | 11.8 | 22.8 | 11.6 |  |  |  | FALSE | FALSE | FALSE | 30000 | 18100 | 2.82 | 20800 | 3.06
204795648 |  | Live | Mitsubishi Electric Trane | AMERICAN STANDARD / MITSUBISHI ELECTRIC | Singlezone Non-Ducted, Ceiling Placement | 204795648 |  | HRCU-A-CB-O | ASUZA0301HA70B* | Mini-Splits | APLA0A0301EA70A | 11.8 | 22.8 | 11.6 |  |  |  | FALSE | FALSE | FALSE | 30000 | 18100 | 2.82 | 20800 | 3.06
204281761 |  | Live | Mitsubishi Electric Trane | AMERICAN STANDARD / MITSUBISHI ELECTRIC | Singlezone Ducted, Centrally Ducted | 204281761 |  | HRCU-A-CB | ASUZH0241HA00NA | Mini-Splits | APVA0A0241AA70A | 11.45 | 19 | 11 |  |  |  | FALSE | FALSE | FALSE | 24000 | 17500 | 2.63 | 26000 | 2.15
204795653 |  | Live | Mitsubishi Electric Trane | AMERICAN STANDARD / MITSUBISHI ELECTRIC | Singlezone Ducted, Centrally Ducted | 204795653 |  | HRCU-A-CB | ASUZA0181KA70N* | Mini-Splits | APVA0A0181AA70A | 11.4 | 20.2 | 10.4 |  |  |  | FALSE | FALSE | FALSE | 18000 | 12000 | 2.31 | 14700 | 2.66
204795625 |  | Live | Mitsubishi Electric Trane | AMERICAN STANDARD / MITSUBISHI ELECTRIC | Singlezone Non-Ducted, Ceiling Placement | 204795625 |  | HRCU-A-CB-O | ASUZA0361KA70N* | Mini-Splits | APCA0A0361KA70A | 11 | 19.1 | 10.2 |  |  |  | FALSE | FALSE | FALSE | 36000 | 21000 | 2.53 | 24400 | 2.87
204795624 |  | Live | Mitsubishi Electric Trane | AMERICAN STANDARD / MITSUBISHI ELECTRIC | Singlezone Non-Ducted, Ceiling Placement | 204795624 |  | HRCU-A-CB-O | ASUZA0361KA70B* | Mini-Splits | APCA0A0361KA70A | 11 | 19.1 | 10.2 |  |  |  | FALSE | FALSE | FALSE | 36000 | 21000 | 2.53 | 24400 | 2.87
204795652 |  | Live | Mitsubishi Electric Trane | AMERICAN STANDARD / MITSUBISHI ELECTRIC | Singlezone Ducted, Centrally Ducted | 204795652 |  | HRCU-A-CB | ASUZA0181KA70B* | Mini-Splits | APVA0A0181AA70A | 11.4 | 20.2 | 10.4 |  |  |  | FALSE | FALSE | FALSE | 18000 | 12000 | 2.31 | 14700 | 2.66
204795627 |  | Live | Mitsubishi Electric Trane | AMERICAN STANDARD / MITSUBISHI ELECTRIC | Singlezone Non-Ducted, Ceiling Placement | 204795627 |  | HRCU-A-CB-O | ASUZA0421KA70N* | Mini-Splits | APCA0A0421KA70A | 10.2 | 17.6 | 10.2 |  |  |  | FALSE | FALSE | FALSE | 42000 | 31800 | 2.95 | 35000 | 3.21
204795626 |  | Live | Mitsubishi Electric Trane | AMERICAN STANDARD / MITSUBISHI ELECTRIC | Singlezone Non-Ducted, Ceiling Placement | 204795626 |  | HRCU-A-CB-O | ASUZA0421KA70B* | Mini-Splits | APCA0A0421KA70A | 10.2 | 17.6 | 10.2 |  |  |  | FALSE | FALSE | FALSE | 42000 | 31800 | 2.95 | 35000 | 3.21
204795660 |  | Live | Mitsubishi Electric Trane | AMERICAN STANDARD / MITSUBISHI ELECTRIC | Singlezone Ducted, Centrally Ducted | 204795660 |  | HRCU-A-CB | ASUZA0421KA70B* | Mini-Splits | APVA0A0421AA70A | 10.1 | 18 | 9.3 |  |  |  | FALSE | FALSE | FALSE | 42000 | 28400 | 2.42 | 31400 | 2.64
204795661 |  | Live | Mitsubishi Electric Trane | AMERICAN STANDARD / MITSUBISHI ELECTRIC | Singlezone Ducted, Centrally Ducted | 204795661 |  | HRCU-A-CB | ASUZA0421KA70N* | Mini-Splits | APVA0A0421AA70A | 10.1 | 18 | 9.3 |  |  |  | FALSE | FALSE | FALSE | 42000 | 28400 | 2.42 | 31400 | 2.64
204795657 |  | Live | Mitsubishi Electric Trane | AMERICAN STANDARD / MITSUBISHI ELECTRIC | Singlezone Ducted, Centrally Ducted | 204795657 |  | HRCU-A-CB | ASUZA0301HA70N* | Mini-Splits | APVA0A0301AA70A | 10 | 19 | 10 |  |  |  | FALSE | FALSE | FALSE | 30000 | 18000 | 2.5 | 20700 | 2.72
204795656 |  | Live | Mitsubishi Electric Trane | AMERICAN STANDARD / MITSUBISHI ELECTRIC | Singlezone Ducted, Centrally Ducted | 204795656 |  | HRCU-A-CB | ASUZA0301HA70B* | Mini-Splits | APVA0A0301AA70A | 10 | 19 | 10 |  |  |  | FALSE | FALSE | FALSE | 30000 | 18000 | 2.5 | 20700 | 2.72
204795641 |  | Live | Mitsubishi Electric Trane | AMERICAN STANDARD / MITSUBISHI ELECTRIC | Singlezone Non-Ducted, Wall Placement | 204795641 |  | HRCU-A-CB-O | ASUZA0181KA70N* | Mini-Splits | APKA0A0181HA70A | 9.9 | 18.5 | 10.2 |  |  |  | FALSE | FALSE | FALSE | 18000 | 11300 | 2.47 | 13900 | 2.85
204795640 |  | Live | Mitsubishi Electric Trane | AMERICAN STANDARD / MITSUBISHI ELECTRIC | Singlezone Non-Ducted, Wall Placement | 204795640 |  | HRCU-A-CB-O | ASUZA0181KA70B* | Mini-Splits | APKA0A0181HA70A | 9.9 | 18.5 | 10.2 |  |  |  | FALSE | FALSE | FALSE | 18000 | 11300 | 2.47 | 13900 | 2.85
204795659 |  | Live | Mitsubishi Electric Trane | AMERICAN STANDARD / MITSUBISHI ELECTRIC | Singlezone Ducted, Centrally Ducted | 204795659 |  | HRCU-A-CB | ASUZA0361KA70N* | Mini-Splits | APVA0A0361AA70A | 9.8 | 19.3 | 9.5 |  |  |  | FALSE | FALSE | FALSE | 36000 | 24000 | 2.35 | 27800 | 2.66
204795658 |  | Live | Mitsubishi Electric Trane | AMERICAN STANDARD / MITSUBISHI ELECTRIC | Singlezone Ducted, Centrally Ducted | 204795658 |  | HRCU-A-CB | ASUZA0361KA70B* | Mini-Splits | APVA0A0361AA70A | 9.8 | 19.3 | 9.5 |  |  |  | FALSE | FALSE | FALSE | 36000 | 24000 | 2.35 | 27800 | 2.66
204444986 |  | Live | Mitsubishi Electric Trane | AMERICAN STANDARD / MITSUBISHI ELECTRIC | Singlezone Ducted, Centrally Ducted | 204444986 |  | HRCU-A-CB | ASUZH0421KA00NA | Mini-Splits | APVA0A0421AA70A | 9.8 | 15.3 | 11 |  |  |  | FALSE | FALSE | FALSE | 42000 | 42000 | 2.47 | 48000 | 2.1
202732310 |  | Live | Mitsubishi Electric Trane | TRANE / MITSUBISHI ELECTRIC | Multizone All Non-Ducted | 202732310 |  | HMSV-A-CB | NTXMPH20A122AA |  | NTXWPH09A112AANTXWPH09A112AA | 14.3 | 17.15 | 10.1 |  |  |  | FALSE | FALSE | FALSE | 18000 | 13000 | 2.63 | 22000 | 2.1
202732311 |  | Live | Mitsubishi Electric Trane | AMERICAN STANDARD / MITSUBISHI ELECTRIC | Multizone All Non-Ducted | 202732311 |  | HMSV-A-CB | NAXMPH20A122AA |  | NAXWPH09A112AANAXWPH09A112AA | 14.3 | 17.15 | 10.1 |  |  |  | FALSE | FALSE | FALSE | 18000 | 13000 | 2.63 | 22000 | 2.1
205663345 |  | Live | Daikin North America, LLC | DAIKIN | Singlezone Ducted, Compact Ducted | 205663345 |  | HRCU-A-CB | RXL24UMVJU* | Mini-Splits | FDMQ24RVJU | 12.5 | 18.6 | 10 |  |  |  | FALSE | FALSE | FALSE | 21200 | 16000 | 2.99 | 24200 | 1.99
205663343 |  | Live | Daikin North America, LLC | DAIKIN | Singlezone Ducted, Compact Ducted | 205663343 |  | HRCU-A-CB | RXL18UMVJU* | Mini-Splits | FDMQ18RVJU | 12.7 | 19.4 | 10.3 |  |  |  | FALSE | FALSE | FALSE | 17600 | 14600 | 2.99 | 22400 | 2.17
205663362 |  | Live | Daikin North America, LLC | DAIKIN | Singlezone Non-Ducted, Ceiling Placement | 205663362 |  | HRCU-A-CB-O | RX18RMVJU9* | Mini-Splits | FFQ18Q2VJU | 12.5 | 19.3 | 10.1 |  |  |  | FALSE | FALSE | FALSE | 17400 | 14200 | 2.67 | 14220 | 2.48
205776151 |  | Live | Daikin North America, LLC | DAIKIN | Singlezone Ducted, Compact Ducted | 205776151 |  | HRCU-A-CB | RX24RMVJU* | Mini-Splits | FDMQ24RVJU | 12.5 | 18.6 | 10 |  |  |  | FALSE | FALSE | FALSE | 21800 | 15000 | 2.78 | 17250 | 2.69
205776150 |  | Live | Daikin North America, LLC | DAIKIN | Singlezone Ducted, Compact Ducted | 205776150 |  | HRCU-A-CB | RX18RMVJU9* | Mini-Splits | FDMQ18RVJU | 12.5 | 18.5 | 10.3 |  |  |  | FALSE | FALSE | FALSE | 17600 | 13600 | 2.69 | 15740 | 2.58
205663351 |  | Live | Daikin North America, LLC | DAIKIN | Multizone All Non-Ducted | 205663351 |  | HMSR-A-CB-O | 2MXS18NMVJU* | Non-Ducted Indoor Units |  | 12.5 | 18.9 | 10.7 |  |  |  | FALSE | FALSE | FALSE | 18000 | 12000 | 3.17 | 16910 | 3.33
205663360 |  | Live | Daikin North America, LLC | DAIKIN | Multizone All Non-Ducted | 205663360 |  | HMSR-A-CB-O | 4MXS36RMVJU* | Non-Ducted Indoor Units |  | 9.2 | 17.7 | 12.2 |  |  |  | FALSE | FALSE | FALSE | 36000 | 22000 | 2.39 | 26840 | 2.1
205663358 |  | Live | Daikin North America, LLC | DAIKIN | Multizone All Non-Ducted | 205663358 |  | HMSR-A-CB-O | 3MXL24RMVJU* | Non-Ducted Indoor Units |  | 12.7 | 18 | 12.5 |  |  |  | FALSE | FALSE | FALSE | 24000 | 15500 | 2.61 | 26780 | 2.55
205776148 |  | Live | Daikin North America, LLC | DAIKIN | Singlezone Ducted, Compact Ducted | 205776148 |  | HRCU-A-CB | RX15RMVJU* | Mini-Splits | FDMQ15RVJU | 12.7 | 20.2 | 10.3 |  |  |  | FALSE | FALSE | FALSE | 14400 | 11500 | 2.88 | 11820 | 2.84
205663356 |  | Live | Daikin North America, LLC | DAIKIN | Multizone All Non-Ducted | 205663356 |  | HMSR-A-CB-O | 3MXS24RMVJU* | Non-Ducted Indoor Units |  | 12.7 | 18 | 12.5 |  |  |  | FALSE | FALSE | FALSE | 24000 | 15500 | 2.61 | 24350 | 2.72
205767358 |  | Live | Carrier | MIDEA | Singlezone Ducted, Centrally Ducted | 205767358 |  | HRCU-A-CB | DLCLRBH36AAK | Mini-Splits | DLFLAAH36XAK | 8.5 | 16.5 | 10.4 |  |  |  | FALSE | FALSE | FALSE | 36000 | 25000 | 2.45 | 28840 | 2.7
205767359 |  | Live | Carrier | MIDEA | Singlezone Ducted, Centrally Ducted | 205767359 |  | HRCU-A-CB | DLCLRBH48AAK | Mini-Splits | DLFLAAH48XAK | 8.2 | 16 | 9.5 |  |  |  | FALSE | FALSE | FALSE | 48000 | 36000 | 2.3 | 40540 | 2.51
205921378 |  | Live | Carrier | MIDEA | Singlezone Ducted, Centrally Ducted | 205921378 |  | HRCU-A-CB | DLCSRAH24AAK | Mini-Splits | DLFSAAH24XAK | 12.5 | 20 | 10 |  |  |  | FALSE | FALSE | FALSE | 20800 | 17500 | 2.56 | 29700 | 2.06
205767355 |  | Live | Carrier | KENMORE | Singlezone Ducted, Centrally Ducted | 205767355 |  | HRCU-A-CB | DLCLRBH36AAK | Mini-Splits | DLFLAAH36XAK | 8.5 | 16.5 | 10.4 |  |  |  | FALSE | FALSE | FALSE | 36000 | 25000 | 2.45 | 28840 | 2.7
205921379 |  | Live | Carrier | TEMPSTAR | Singlezone Ducted, Centrally Ducted | 205921379 |  | HRCU-A-CB | DLCSRAH24AAK | Mini-Splits | DLFSAAH24XAK | 12.5 | 20 | 10 |  |  |  | FALSE | FALSE | FALSE | 20800 | 17500 | 2.56 | 29700 | 2.06
205767362 |  | Live | Carrier | TEMPSTAR | Singlezone Ducted, Centrally Ducted | 205767362 |  | HRCU-A-CB | DLCLRBH48AAK | Mini-Splits | DLFLAAH48XAK | 8.2 | 16 | 9.5 |  |  |  | FALSE | FALSE | FALSE | 48000 | 36000 | 2.3 | 40540 | 2.51
205921377 |  | Live | Carrier | KENMORE | Singlezone Ducted, Centrally Ducted | 205921377 |  | HRCU-A-CB | DLCSRAH24AAK | Mini-Splits | DLFSAAH24XAK | 12.5 | 20 | 10 |  |  |  | FALSE | FALSE | FALSE | 20800 | 17500 | 2.56 | 29700 | 2.06
205767361 |  | Live | Carrier | TEMPSTAR | Singlezone Ducted, Centrally Ducted | 205767361 |  | HRCU-A-CB | DLCLRBH36AAK | Mini-Splits | DLFLAAH36XAK | 8.5 | 16.5 | 10.4 |  |  |  | FALSE | FALSE | FALSE | 36000 | 25000 | 2.45 | 28840 | 2.7
205767356 |  | Live | Carrier | KENMORE | Singlezone Ducted, Centrally Ducted | 205767356 |  | HRCU-A-CB | DLCLRBH48AAK | Mini-Splits | DLFLAAH48XAK | 8.2 | 16 | 9.5 |  |  |  | FALSE | FALSE | FALSE | 48000 | 36000 | 2.3 | 40540 | 2.51
205921376 |  | Live | Carrier | KEEPRITE | Singlezone Ducted, Centrally Ducted | 205921376 |  | HRCU-A-CB | DLCSRAH24AAK | Mini-Splits | DLFSAAH24XAK | 12.5 | 20 | 10 |  |  |  | FALSE | FALSE | FALSE | 20800 | 17500 | 2.56 | 29700 | 2.06
205767350 |  | Live | Carrier | HEIL | Singlezone Ducted, Centrally Ducted | 205767350 |  | HRCU-A-CB | DLCLRBH48AAK | Mini-Splits | DLFLAAH48XAK | 8.2 | 16 | 9.5 |  |  |  | FALSE | FALSE | FALSE | 48000 | 36000 | 2.3 | 40540 | 2.51
205767349 |  | Live | Carrier | HEIL | Singlezone Ducted, Centrally Ducted | 205767349 |  | HRCU-A-CB | DLCLRBH36AAK | Mini-Splits | DLFLAAH36XAK | 8.5 | 16.5 | 10.4 |  |  |  | FALSE | FALSE | FALSE | 36000 | 25000 | 2.45 | 28840 | 2.7
205921375 |  | Live | Carrier | HEIL | Singlezone Ducted, Centrally Ducted | 205921375 |  | HRCU-A-CB | DLCSRAH24AAK | Mini-Splits | DLFSAAH24XAK | 12.5 | 20 | 10 |  |  |  | FALSE | FALSE | FALSE | 20800 | 17500 | 2.56 | 29700 | 2.06
205767353 |  | Live | Carrier | KEEPRITE | Singlezone Ducted, Centrally Ducted | 205767353 |  | HRCU-A-CB | DLCLRBH48AAK | Mini-Splits | DLFLAAH48XAK | 8.2 | 16 | 9.5 |  |  |  | FALSE | FALSE | FALSE | 48000 | 36000 | 2.3 | 40540 | 2.51
205767352 |  | Live | Carrier | KEEPRITE | Singlezone Ducted, Centrally Ducted | 205767352 |  | HRCU-A-CB | DLCLRBH36AAK | Mini-Splits | DLFLAAH36XAK | 8.5 | 16.5 | 10.4 |  |  |  | FALSE | FALSE | FALSE | 36000 | 25000 | 2.45 | 28840 | 2.7
205767347 |  | Live | Carrier | DAY & NIGHT | Singlezone Ducted, Centrally Ducted | 205767347 |  | HRCU-A-CB | DLCLRBH48AAK | Mini-Splits | DLFLAAH48XAK | 8.2 | 16 | 9.5 |  |  |  | FALSE | FALSE | FALSE | 48000 | 36000 | 2.3 | 40540 | 2.51
205767346 |  | Live | Carrier | DAY & NIGHT | Singlezone Ducted, Centrally Ducted | 205767346 |  | HRCU-A-CB | DLCLRBH36AAK | Mini-Splits | DLFLAAH36XAK | 8.5 | 16.5 | 10.4 |  |  |  | FALSE | FALSE | FALSE | 36000 | 25000 | 2.45 | 28840 | 2.7
205767343 |  | Live | Carrier | COMFORTMAKER | Singlezone Ducted, Centrally Ducted | 205767343 |  | HRCU-A-CB | DLCLRBH36AAK | Mini-Splits | DLFLAAH36XAK | 8.5 | 16.5 | 10.4 |  |  |  | FALSE | FALSE | FALSE | 36000 | 25000 | 2.45 | 28840 | 2.7
205767344 |  | Live | Carrier | COMFORTMAKER | Singlezone Ducted, Centrally Ducted | 205767344 |  | HRCU-A-CB | DLCLRBH48AAK | Mini-Splits | DLFLAAH48XAK | 8.2 | 16 | 9.5 |  |  |  | FALSE | FALSE | FALSE | 48000 | 36000 | 2.3 | 40540 | 2.51
205921374 |  | Live | Carrier | DAY & NIGHT | Singlezone Ducted, Centrally Ducted | 205921374 |  | HRCU-A-CB | DLCSRAH24AAK | Mini-Splits | DLFSAAH24XAK | 12.5 | 20 | 10 |  |  |  | FALSE | FALSE | FALSE | 20800 | 17500 | 2.56 | 29700 | 2.06
205767341 |  | Live | Carrier | ARCOAIRE | Singlezone Ducted, Centrally Ducted | 205767341 |  | HRCU-A-CB | DLCLRBH48AAK | Mini-Splits | DLFLAAH48XAK | 8.2 | 16 | 9.5 |  |  |  | FALSE | FALSE | FALSE | 48000 | 36000 | 2.3 | 40540 | 2.51
205767368 |  | Live | Carrier | AIRQUEST | Singlezone Ducted, Centrally Ducted | 205767368 |  | HRCU-A-CB | DLCLRBH48AAK | Mini-Splits | DLFLAAH48XAK | 8.2 | 16 | 9.5 |  |  |  | FALSE | FALSE | FALSE | 48000 | 36000 | 2.3 | 40540 | 2.51
205767367 |  | Live | Carrier | AIRQUEST | Singlezone Ducted, Centrally Ducted | 205767367 |  | HRCU-A-CB | DLCLRBH36AAK | Mini-Splits | DLFLAAH36XAK | 8.5 | 16.5 | 10.4 |  |  |  | FALSE | FALSE | FALSE | 36000 | 25000 | 2.45 | 28840 | 2.7
205921372 |  | Live | Carrier | ARCOAIRE | Singlezone Ducted, Centrally Ducted | 205921372 |  | HRCU-A-CB | DLCSRAH24AAK | Mini-Splits | DLFSAAH24XAK | 12.5 | 20 | 10 |  |  |  | FALSE | FALSE | FALSE | 20800 | 17500 | 2.56 | 29700 | 2.06
205767340 |  | Live | Carrier | ARCOAIRE | Singlezone Ducted, Centrally Ducted | 205767340 |  | HRCU-A-CB | DLCLRBH36AAK | Mini-Splits | DLFLAAH36XAK | 8.5 | 16.5 | 10.4 |  |  |  | FALSE | FALSE | FALSE | 36000 | 25000 | 2.45 | 28840 | 2.7
205921373 |  | Live | Carrier | COMFORTMAKER | Singlezone Ducted, Centrally Ducted | 205921373 |  | HRCU-A-CB | DLCSRAH24AAK | Mini-Splits | DLFSAAH24XAK | 12.5 | 20 | 10 |  |  |  | FALSE | FALSE | FALSE | 20800 | 17500 | 2.56 | 29700 | 2.06
205921381 |  | Live | Carrier | AIRQUEST | Singlezone Ducted, Centrally Ducted | 205921381 |  | HRCU-A-CB | DLCSRAH24AAK | Mini-Splits | DLFSAAH24XAK | 12.5 | 20 | 10 |  |  |  | FALSE | FALSE | FALSE | 20800 | 17500 | 2.56 | 29700 | 2.06
205962795 |  | Live | Carrier | MIDEA | Singlezone Ducted, Centrally Ducted | 205962795 |  | HRCU-A-CB | 38MAQB24R--3 | Mini-Splits | 40MBAAQ24XA3 | 12.5 | 20 | 10 |  |  |  | FALSE | FALSE | FALSE | 20800 | 17500 | 2.56 | 29700 | 2.06
205921386 |  | Live | Carrier | PAYNE | Singlezone Ducted, Centrally Ducted | 205921386 |  | HRCU-A-CB | 38MAQB24R--3 | Mini-Splits | 40MBAAQ24XA3 | 12.5 | 20 | 10 |  |  |  | FALSE | FALSE | FALSE | 20800 | 17500 | 2.56 | 29700 | 2.06
205921388 |  | Live | Carrier | BRYANT | Singlezone Ducted, Centrally Ducted | 205921388 |  | HRCU-A-CB | 38MAQB24R--3 | Mini-Splits | 40MBAAQ24XA3 | 12.5 | 20 | 10 |  |  |  | FALSE | FALSE | FALSE | 20800 | 17500 | 2.56 | 29700 | 2.06
205921382 |  | Live | Carrier | WEATHERMAKER | Singlezone Ducted, Centrally Ducted | 205921382 |  | HRCU-A-CB | 38MAQB24R--3 | Mini-Splits | 40MBAAQ24XA3 | 12.5 | 20 | 10 |  |  |  | FALSE | FALSE | FALSE | 20800 | 17500 | 2.56 | 29700 | 2.06
205788766 |  | Live | LG | LG | Singlezone Ducted, Compact Ducted | 205788766 |  | HRCU-A-CB | LUU180HHV | Mini-Splits | LDN187HV4 | 12.5 | 18.8 | 10 |  |  |  | FALSE | FALSE | FALSE | 18000 | 12200 | 2.52 | 22500 | 2.17
7940753 |  | Live | Fujitsu General America, Inc. | FUJITSU | Singlezone Non-Ducted, Wall Placement | 7940753 |  | HRCU-A-CB-O | AOU24RLB | Mini-Splits | ASU24RLB | 10 | 18 | 10.6 |  |  |  | FALSE | FALSE | FALSE | 24000 | 15300 | 2.8 | 22553 | 2.55
205663354 |  | Live | Daikin North America, LLC | DAIKIN | Multizone All Non-Ducted | 205663354 |  | HMSR-A-CB-O | 2MXL18QMVJU* | Non-Ducted Indoor Units |  | 12.7 | 17 | 10.3 |  |  |  | FALSE | FALSE | FALSE | 18000 | 11400 | 2.91 | 23480 | 2.48
204717600 |  | Live | Daikin North America, LLC | DAIKIN | Singlezone Non-Ducted, Wall Placement | 204717600 |  | HRCU-A-CB-O | RXL12QMVJU9 | Mini-Splits | FTX12NMVJU | 12.5 | 20 | 12 |  |  |  | FALSE | FALSE | FALSE | 10600 | 8800 | 2.87 | 15388 | 2.52
10611533 |  | Live | Gree | TOSOT | Singlezone Non-Ducted, Wall Placement | 10611533 |  | HRCU-A-CB-O | TW09HQ2C2AO(WIFI) | Mini-Splits | TW09HQ2C2AI(WIFI) | 13 | 23 | 10.5 |  |  |  | FALSE | FALSE | FALSE | 9000 | 6100 | 2.48 | 10215 | 2.36
10277684 |  | Live | Tradewinds Climate Systems, LLC | BOREAL | Singlezone Non-Ducted, Wall Placement | 10277684 |  | HRCU-A-CB-O | EQX09HPJ1OB | Mini-Splits | EQX09HPJ1IB | 14 | 23 | 10.5 |  |  |  | FALSE | FALSE | FALSE | 9000 | 6800 | 2.49 | 10948 | 2.38
10277685 |  | Live | Tradewinds Climate Systems, LLC | BOREAL | Singlezone Non-Ducted, Wall Placement | 10277685 |  | HRCU-A-CB-O | EQX12HPJ1OB | Mini-Splits | EQX12HPJ1IB | 12.5 | 22 | 11 |  |  |  | FALSE | FALSE | FALSE | 12000 | 7100 | 2.6 | 11268 | 2.41
10277687 |  | Live | Tradewinds Climate Systems, LLC | BOREAL | Singlezone Non-Ducted, Wall Placement | 10277687 |  | HRCU-A-CB-O | EQX24HPJ1OB | Mini-Splits | EQX24HPJ1IB | 12.5 | 20 | 10 |  |  |  | FALSE | FALSE | FALSE | 22000 | 14600 | 2.71 | 23450 | 1.9
10277686 |  | Live | Tradewinds Climate Systems, LLC | BOREAL | Singlezone Non-Ducted, Wall Placement | 10277686 |  | HRCU-A-CB-O | EQX18HPJ1OB | Mini-Splits | EQX18HPJ1IB | 12.5 | 20 | 10.5 |  |  |  | FALSE | FALSE | FALSE | 18000 | 12400 | 2.63 | 18600 | 2.08
205663368 |  | Live | Daikin North America, LLC | DAIKIN | Multizone Mix of Ducted and Non-Ducted | 205663368 |  | HMSV-A-CB | 4MXS36RMVJU* | Mixed Ducted and Non-Ducted Indoor Units |  | 8.55 | 15.85 | 10.2 |  |  |  | FALSE | FALSE | FALSE | 35200 | 20600 | 2.03 | 27930 | 3.29
205663353 |  | Live | Daikin North America, LLC | DAIKIN | Multizone Mix of Ducted and Non-Ducted | 205663353 |  | HMSV-A-CB | 2MXS18NMVJU* | Mixed Ducted and Non-Ducted Indoor Units |  | 11 | 16.45 | 9.45 |  |  |  | FALSE | FALSE | FALSE | 18000 | 12000 | 2.91 | 16910 | 2.93
202522140 |  | Live | Daikin North America, LLC | DAIKIN | Multizone Mix of Ducted and Non-Ducted | 202522140 |  | HMSV-A-CB | 4MXL36TVJU | Mixed Ducted and Non-Ducted Indoor Units |  | 11.75 | 19.3 | 10.15 |  |  |  | FALSE | FALSE | FALSE | 34400 | 22200 | 2.68 | 40730 | 2.2
202650862 |  | Live | Daikin North America, LLC | DAIKIN | Multizone Mix of Ducted and Non-Ducted | 202650862 |  | HMSV-A-CB | 5MXS48TVJU | Mixed Ducted and Non-Ducted Indoor Units |  | 9.55 | 17.75 | 9.85 |  |  |  | FALSE | FALSE | FALSE | 46500 | 30600 | 2.66 | 43760 | 2.46
205663365 |  | Live | Daikin North America, LLC | DAIKIN | Multizone Mix of Ducted and Non-Ducted | 205663365 |  | HMSV-A-CB | 2MXL18QMVJU* | Mixed Ducted and Non-Ducted Indoor Units |  | 11.4 | 15.5 | 9.25 |  |  |  | FALSE | FALSE | FALSE | 18000 | 11700 | 2.86 | 20630 | 2.41
205663367 |  | Live | Daikin North America, LLC | DAIKIN | Multizone Mix of Ducted and Non-Ducted | 205663367 |  | HMSV-A-CB | 3MXL24RMVJU* | Mixed Ducted and Non-Ducted Indoor Units |  | 11.3 | 16 | 10.35 |  |  |  | FALSE | FALSE | FALSE | 24000 | 15200 | 2.25 | 26400 | 2.43
205663366 |  | Live | Daikin North America, LLC | DAIKIN | Multizone Mix of Ducted and Non-Ducted | 205663366 |  | HMSV-A-CB | 3MXS24RMVJU* | Mixed Ducted and Non-Ducted Indoor Units |  | 11.2 | 16 | 10.35 |  |  |  | FALSE | FALSE | FALSE | 24000 | 15200 | 2.8 | 23200 | 2.73
206335348 |  | Live | Gree | GREE | Multizone All Non-Ducted | 206335348 |  | HRCU-A-CB-O | MULTIE24HP230V1AO | Non-Ducted Indoor Units |  | 12.5 | 23 | 10 |  |  |  | FALSE | FALSE | FALSE | 24000 | 13200 | 2.58 | 17900 | 2.49
10544537 |  | Live | Gree | TOSOT | Singlezone Ducted, Compact Ducted | 10544537 |  | HRCU-A-CB | TU18H3O | Mini-Splits | TU18HFI | 11 | 16 | 9.5 |  |  |  | FALSE | FALSE | FALSE | 17100 | 10900 | 2.56 | 16400 | 2.91
10609450 |  | Live | Gree | TOSOT | Singlezone Ducted, Compact Ducted | 10609450 |  | HRCU-A-CB | TU24H3O | Mini-Splits | TU24HFI | 10.65 | 16 | 10 |  |  |  | FALSE | FALSE | FALSE | 23800 | 16700 | 2.65 | 22000 | 2.69
10616184 |  | Live | Gree | TOSOT | Singlezone Ducted, Compact Ducted | 10616184 |  | HRCU-A-CB | TU36H3O | Mini-Splits | TU36HFI | 10.35 | 16 | 9 |  |  |  | FALSE | FALSE | FALSE | 34000 | 24600 | 2.72 | 35000 | 2.85
205416005 |  | Live | Gree | TOSOT | Singlezone Ducted, Compact Ducted | 205416005 |  | HRCU-A-CB | TUHD24ND3F1O | Mini-Splits | TFH24D3F3I | 10.35 | 16 | 9 |  |  |  | FALSE | FALSE | FALSE | 23800 | 16500 | 2.61 | 22000 | 2.69
205416004 |  | Live | Gree | TOSOT | Singlezone Ducted, Compact Ducted | 205416004 |  | HRCU-A-CB | TUHD18ND3F1O | Mini-Splits | TFH18D3F3I | 10 | 16 | 9 |  |  |  | FALSE | FALSE | FALSE | 17100 | 12500 | 3.05 | 16400 | 2.91
205417846 |  | Live | TTI Climatisation | AZUR | Singlezone Non-Ducted, Wall Placement | 205417846 |  | HRCU-A-CB-O | AZ-18CA17EXT | Mini-Splits | AZ-18CA17INT | 10.9 | 17.6 | 10.1 |  |  |  | FALSE | FALSE | FALSE | 18000 | 11600 | 2.28 | 14968 | 2.55
205417843 |  | Live | TTI Climatisation | AZUR | Singlezone Non-Ducted, Wall Placement | 205417843 |  | HRCU-A-CB-O | AZ-09DA17EXT | Mini-Splits | AZ-09DA17INT | 11 | 19.3 | 10.5 |  |  |  | FALSE | FALSE | FALSE | 9000 | 5000 | 2.15 | 8007 | 2.17
10277947 |  | Live | TTI Climatisation | ZEPHYR | Singlezone Non-Ducted, Wall Placement | 10277947 |  | HRCU-A-CB-O | ZE-18CA17EXT | Mini-Splits | ZE-18CA17INT | 10.9 | 17.6 | 10.1 |  |  |  | FALSE | FALSE | FALSE | 18000 | 11600 | 2.28 | 14968 | 2.55
205131573 |  | Live | TTI Climatisation | ZEPHYR | Singlezone Non-Ducted, Wall Placement | 205131573 |  | HRCU-A-CB-O | ZE-09DA17EXT | Mini-Splits | ZE-09DA17INT | 11 | 19.3 | 10.5 |  |  |  | FALSE | FALSE | FALSE | 9000 | 5000 | 2.15 | 8007 | 2.17
9680948 |  | Live | Midea Electric Trading | DIRECT AIR | Singlezone Non-Ducted, Wall Placement | 9680948 |  | HRCU-A-CB-O | MOB30-12HFN1-MT0W | Mini-Splits | CS11M-12HRFN1-MU5W | 13.7 | 22.7 | 11 |  |  |  | TRUE | TRUE | FALSE | 12000 | 7700 | 2.75 | 9930 | 2.16
206221550 |  | Live | LG | LG | Multizone Mix of Ducted and Non-Ducted | 206221550 |  | HMSV-A-CB | LMU180HV | Mixed Ducted and Non-Ducted Indoor Units |  | 13 | 20.5 | 10.3 |  |  |  | FALSE | FALSE | FALSE | 17600 | 13700 | 2.56 | 19850 | 2.53
206221552 |  | Live | LG | LG | Multizone Mix of Ducted and Non-Ducted | 206221552 |  | HMSV-A-CB | LMU240HV | Mixed Ducted and Non-Ducted Indoor Units |  | 13 | 20.5 | 10.4 |  |  |  | FALSE | FALSE | FALSE | 22800 | 14800 | 2.75 | 21200 | 2.68
205306853 |  | Live | RBL A/C INC. | HAXXAIR | Singlezone Ducted, Centrally Ducted | 205306853 |  | HRCU-A-CB | HVHD-24E2D |  | HAHD-24E2D | 10.9 | 18 | 10 |  |  |  | FALSE | FALSE | FALSE | 24000 | 15300 | 2.48 | 20000 | 1.8
205726755 |  | Live | RBL A/C INC. | HAXXAIR | Singlezone Ducted, Centrally Ducted | 205726755 |  | HRCU-A-CB | HVHD-36E2D | Mini-Splits | HAHD-36E2D | 9.55 | 18 | 11 |  |  |  | FALSE | FALSE | FALSE | 36000 | 25000 | 2.59 | 34520 | 2.38
205921369 |  | Live | RBL A/C INC. | HAXXAIR | Singlezone Ducted, Centrally Ducted | 205921369 |  | HRCU-A-CB | HVHD-60E2D | Mini-Splits | HAHD-60E2D | 8.5 | 17.5 | 10 |  |  |  | FALSE | FALSE | FALSE | 56000 | 32400 | 2.2 | 42000 | 2.1
206143050 |  | Live | Midea Electric Trading | MDV | Singlezone Ducted, Compact Ducted | 206143050 |  | HRCU-A-CB | MOE30U-48HFN1-MP0 | Mini-Splits | MTI-48HWFN1-M | 9.2 | 17.4 | 10.3 |  |  |  | FALSE | FALSE | FALSE | 48000 | 29000 | 2.54 | 41070 | 2.32
206143048 |  | Live | Midea Electric Trading | MDV | Singlezone Non-Ducted, Floor Placement | 206143048 |  | HRCU-A-CB-O | MOE30U-48HFN1-MP0 | Mini-Splits | MUE-48HRFN1-M(C) | 9.3 | 18 | 11 |  |  |  | FALSE | FALSE | FALSE | 48000 | 29000 | 2.5 | 36007 | 2.26
206143047 |  | Live | Midea Electric Trading | MDV | Singlezone Ducted, Compact Ducted | 206143047 |  | HRCU-A-CB | MOD30U-36HFN1-MP0 | Mini-Splits | MTI-36HWFN1-M | 9 | 16.7 | 11.5 |  |  |  | FALSE | FALSE | FALSE | 36000 | 27000 | 2.63 | 27019 | 2.31
206143046 |  | Live | Midea Electric Trading | MDV | Singlezone Non-Ducted, Ceiling Placement | 206143046 |  | HRCU-A-CB-O | MOD30U-36HFN1-MP0 | Mini-Splits | MCD-36HRFN1-M(C) | 9 | 17.6 | 10.6 |  |  |  | FALSE | FALSE | FALSE | 36000 | 22000 | 2.47 | 25337 | 2.37
206143049 |  | Live | Midea Electric Trading | MDV | Singlezone Non-Ducted, Ceiling Placement | 206143049 |  | HRCU-A-CB-O | MOE30U-48HFN1-MP0 | Mini-Splits | MCD-48HRFN1-M(D) | 9.5 | 17 | 11 |  |  |  | FALSE | FALSE | FALSE | 48000 | 29000 | 2.48 | 37903 | 2.22
8654208 |  | Live | Gree | GREE | Multizone All Non-Ducted | 8654208 |  | HMSV-A-CB | GMV-36WL/B-T(U) | Non-Ducted Indoor Units |  | 13 | 20.5 | 11.7 |  |  |  | FALSE | FALSE | FALSE | 36000 | 29400 | 2.46 | 45000 | 2.5
205662517 |  | Live | TTI Climatisation | AZUR | Singlezone Ducted, Centrally Ducted | 205662517 |  | HRCU-A-CB | AZ-36HPA | Mini-Splits | AH-36 | 9.55 | 18 | 11 |  |  |  | FALSE | FALSE | FALSE | 36000 | 25000 | 2.59 | 34520 | 2.38
205663369 |  | Live | TTI Climatisation | AZUR | Singlezone Ducted, Centrally Ducted | 205663369 |  | HRCU-A-CB | AZ-60HPA | Mini-Splits | AH-60 | 8.5 | 17.5 | 10 |  |  |  | FALSE | FALSE | FALSE | 56000 | 32400 | 2.2 | 42000 | 2.1
205662516 |  | Live | TTI Climatisation | AZUR | Singlezone Ducted, Centrally Ducted | 205662516 |  | HRCU-A-CB | AZ-24HPA | Mini-Splits | AH-24 | 10.9 | 18 | 10 |  |  |  | FALSE | FALSE | FALSE | 24000 | 15300 | 2.48 | 20000 | 1.8
206346140 |  | Live | TTI Climatisation | AZUR | Multizone All Non-Ducted | 206346140 |  | HMSR-A-CB-O | AZ-42M522SCO | Non-Ducted Indoor Units |  | 10.5 | 20 | 10 |  |  |  | FALSE | FALSE | FALSE | 42000 | 24000 | 2.45 | 40000 | 2.02
206347268 |  | Live | TTI Climatisation | AZUR | Multizone All Non-Ducted | 206347268 |  | HRCU-A-CB-O | AZ-36M422SCO | Non-Ducted Indoor Units |  | 12.5 | 21 | 11 |  |  |  | TRUE | TRUE | FALSE | 32000 | 23200 | 2.62 | 40000 | 1.89
206346136 |  | Live | TTI Climatisation | AZUR | Multizone All Non-Ducted | 206346136 |  | HRCU-A-CB-O | AZ-24M322SCO | Non-Ducted Indoor Units |  | 12.5 | 22 | 11 |  |  |  | TRUE | TRUE | FALSE | 24000 | 15400 | 2.59 | 26000 | 1.9
205306852 |  | Live | TTI Climatisation | ZEPHYR | Singlezone Ducted, Centrally Ducted | 205306852 |  | HRCU-A-CB | ZE-36HPA | Mini-Splits | AH-36 | 9.55 | 18 | 11 |  |  |  | FALSE | FALSE | FALSE | 36000 | 25000 | 2.59 | 34520 | 2.38
206031034 |  | Live | TTI Climatisation | ZEPHYR | Singlezone Ducted, Centrally Ducted | 206031034 |  | HRCU-A-CB | ZE-60HPA | Mini-Splits | AH-60 | 8.5 | 17.5 | 10 |  |  |  | FALSE | FALSE | FALSE | 56000 | 32400 | 2.2 | 42000 | 2.1
205306851 |  | Live | TTI Climatisation | ZEPHYR | Singlezone Ducted, Centrally Ducted | 205306851 |  | HRCU-A-CB | ZE-24HPA | Mini-Splits | AH-24 | 10.9 | 18 | 10 |  |  |  | FALSE | FALSE | FALSE | 24000 | 15300 | 2.48 | 20000 | 1.8
204629371 |  | Live | Mitsubishi Electric Trane | MITSUBISHI ELECTRIC | Singlezone Non-Ducted, Ceiling Placement | 204629371 |  | HRCU-A-CB-O | NAXSKS12A112A* | Mini-Splits | MLZ-KP12NA | 12.5 | 19.8 | 12.1 |  |  |  | FALSE | FALSE | FALSE | 12000 | 9900 | 2.84 | 9900 | 2.84
204629362 |  | Live | Mitsubishi Electric Trane | MITSUBISHI ELECTRIC | Singlezone Non-Ducted, Wall Placement | 204629362 |  | HRCU-A-CB-O | NAXSMT15A112A* | Mini-Splits | MSZ-HM15NA*** | 12 | 18 | 10 |  |  |  | FALSE | FALSE | FALSE | 14000 | 11500 | 2.55 | 14000 | 2.25
204629370 |  | Live | Mitsubishi Electric Trane | MITSUBISHI ELECTRIC | Singlezone Non-Ducted, Ceiling Placement | 204629370 |  | HRCU-A-CB-O | NAXSKS09A112A* | Mini-Splits | MLZ-KP09NA | 12.6 | 19.5 | 13.3 |  |  |  | FALSE | FALSE | FALSE | 9000 | 7700 | 3.22 | 7700 | 3.22
204629372 |  | Live | Mitsubishi Electric Trane | MITSUBISHI ELECTRIC | Singlezone Non-Ducted, Ceiling Placement | 204629372 |  | HRCU-A-CB-O | NAXSKS18A112A* | Mini-Splits | MLZ-KP18NA | 12.5 | 22.3 | 12.4 |  |  |  | FALSE | FALSE | FALSE | 18000 | 13100 | 2.63 | 13100 | 2.63
204629552 |  | Live | Mitsubishi Electric Trane | MITSUBISHI ELECTRIC | Singlezone Non-Ducted, Wall Placement | 204629552 |  | HRCU-A-CB-O | MUZ-HM24NA*** | Mini-Splits | NTXWMT24A112A* | 8.6 | 18 | 10 |  |  |  | FALSE | FALSE | FALSE | 22500 | 18500 | 2.36 | 18500 | 2.42
204629228 |  | Live | Mitsubishi Electric Trane | MITSUBISHI ELECTRIC | Singlezone Non-Ducted, Wall Placement | 204629228 |  | HRCU-A-CB-O | MUZ-HM15NA*** | Mini-Splits | NAXWMT15A112A* | 12 | 18 | 10 |  |  |  | FALSE | FALSE | FALSE | 14000 | 11500 | 2.55 | 14000 | 2.25
204629553 |  | Live | Mitsubishi Electric Trane | MITSUBISHI ELECTRIC | Singlezone Non-Ducted, Wall Placement | 204629553 |  | HRCU-A-CB-O | MUZ-HM24NA*** | Mini-Splits | NAXWMT24A112A* | 8.6 | 18 | 10 |  |  |  | FALSE | FALSE | FALSE | 22500 | 18500 | 2.36 | 18500 | 2.42
204629229 |  | Live | Mitsubishi Electric Trane | MITSUBISHI ELECTRIC | Singlezone Non-Ducted, Wall Placement | 204629229 |  | HRCU-A-CB-O | MUZ-HM18NA*** | Mini-Splits | NAXWMT18A112A* | 10.5 | 18 | 10 |  |  |  | FALSE | FALSE | FALSE | 17200 | 11500 | 2.59 | 15000 | 2.3
204629189 |  | Live | Mitsubishi Electric Trane | MITSUBISHI ELECTRIC | Singlezone Non-Ducted, Wall Placement | 204629189 |  | HRCU-A-CB-O | MUZ-HM18NA*** | Mini-Splits | NTXWMT18A112A* | 10.5 | 18 | 10 |  |  |  | FALSE | FALSE | FALSE | 17200 | 11500 | 2.59 | 15000 | 2.3
204629188 |  | Live | Mitsubishi Electric Trane | MITSUBISHI ELECTRIC | Singlezone Non-Ducted, Wall Placement | 204629188 |  | HRCU-A-CB-O | MUZ-HM15NA*** | Mini-Splits | NTXWMT15A112A* | 12 | 18 | 10 |  |  |  | FALSE | FALSE | FALSE | 14000 | 11500 | 2.55 | 14000 | 2.25
206401424 |  | Live | Mitsubishi Electric Trane | AMERICAN STANDARD / MITSUBISHI ELECTRIC | Singlezone Non-Ducted, Wall Placement | 206401424 |  | HRCU-A-CB-O | NAXSPB18A112A* | Mini-Splits | NAXWPH18B112AA | 12.5 | 21 | 11 |  |  |  | FALSE | FALSE | FALSE | 17200 | 13700 | 3.21 | 24300 | 2.1
206401407 |  | Live | Mitsubishi Electric Trane | AMERICAN STANDARD / MITSUBISHI ELECTRIC | Singlezone Non-Ducted, Wall Placement | 206401407 |  | HRCU-A-CB-O | NAXSPB15A112A* | Mini-Splits | NAXWPH15B112AA | 12.5 | 22 | 11 |  |  |  | FALSE | FALSE | FALSE | 15000 | 11000 | 3.39 | 20200 | 1.76
206401406 |  | Live | Mitsubishi Electric Trane | AMERICAN STANDARD / MITSUBISHI ELECTRIC | Singlezone Non-Ducted, Wall Placement | 206401406 |  | HRCU-A-CB-O | NAXSPB12A112A* | Mini-Splits | NAXWPH12B112AA | 13.8 | 26.1 | 11.5 |  |  |  | FALSE | FALSE | FALSE | 12000 | 8100 | 2.83 | 13600 | 2.03
206401421 |  | Live | Mitsubishi Electric Trane | AMERICAN STANDARD / MITSUBISHI ELECTRIC | Singlezone Non-Ducted, Wall Placement | 206401421 |  | HRCU-A-CB-O | NAXSPH12A112A* | Mini-Splits | NAXWPH12B112AA | 13.8 | 26.1 | 12.5 |  |  |  | FALSE | FALSE | FALSE | 12000 | 8100 | 3.3 | 13600 | 2.1
206401422 |  | Live | Mitsubishi Electric Trane | AMERICAN STANDARD / MITSUBISHI ELECTRIC | Singlezone Non-Ducted, Wall Placement | 206401422 |  | HRCU-A-CB-O | NAXSPH15A112A* | Mini-Splits | NAXWPH15B112AA | 12.5 | 22 | 12 |  |  |  | FALSE | FALSE | FALSE | 15000 | 11000 | 3.16 | 18000 | 2.13
206401420 |  | Live | Mitsubishi Electric Trane | AMERICAN STANDARD / MITSUBISHI ELECTRIC | Singlezone Non-Ducted, Wall Placement | 206401420 |  | HRCU-A-CB-O | NAXSPH09A112A* | Mini-Splits | NAXWPH09B112AA | 16.1 | 30.5 | 13.5 |  |  |  | FALSE | FALSE | FALSE | 9000 | 6700 | 3.27 | 12200 | 2.48
206401405 |  | Live | Mitsubishi Electric Trane | AMERICAN STANDARD / MITSUBISHI ELECTRIC | Singlezone Non-Ducted, Wall Placement | 206401405 |  | HRCU-A-CB-O | NAXSPB09A112A* | Mini-Splits | NAXWPH09B112AA | 16.1 | 30.5 | 12.5 |  |  |  | FALSE | FALSE | FALSE | 9000 | 6700 | 2.73 | 12200 | 2.84
206401419 |  | Live | Mitsubishi Electric Trane | AMERICAN STANDARD / MITSUBISHI ELECTRIC | Singlezone Non-Ducted, Wall Placement | 206401419 |  | HRCU-A-CB-O | NAXSPB06A112A* | Mini-Splits | NAXWPH06B112AA | 19 | 33.1 | 12.5 |  |  |  | FALSE | FALSE | FALSE | 6000 | 5900 | 2.74 | 10700 | 2.78
206401418 |  | Live | Mitsubishi Electric Trane | AMERICAN STANDARD / MITSUBISHI ELECTRIC | Singlezone Non-Ducted, Wall Placement | 206401418 |  | HRCU-A-CB-O | NAXSPH06A112A* | Mini-Splits | NAXWPH06B112AA | 19 | 33.1 | 13.5 |  |  |  | FALSE | FALSE | FALSE | 6000 | 5900 | 3.46 | 10700 | 3.14
204834287 |  | Live | Mitsubishi Electric Trane | TRANE / MITSUBISHI ELECTRIC | Multizone All Non-Ducted | 204834287 |  | HMSR-A-CB-O | NTXMMX60A182B* | Non-Ducted Indoor Units |  | 12.5 | 19.5 | 10.7 |  |  |  | FALSE | FALSE | FALSE | 60000 | 41500 | 2.5 | 65000 | 2.35
206425187 |  | Live | Mitsubishi Electric Trane | AMERICAN STANDARD / MITSUBISHI ELECTRIC | Singlezone Non-Ducted, Wall Placement | 206425187 |  | HRCU-A-CB-O | NAXSPB06B112A* | Mini-Splits | NAXWPH06A112AA | 19 | 33.1 | 12.5 |  |  |  | FALSE | FALSE | FALSE | 6000 | 5900 | 2.74 | 10700 | 2.78
206425202 |  | Live | Mitsubishi Electric Trane | AMERICAN STANDARD / MITSUBISHI ELECTRIC | Singlezone Non-Ducted, Wall Placement | 206425202 |  | HRCU-A-CB-O | NAXSPB12B112A* | Mini-Splits | NAXWPH12A112AA | 13.8 | 26.1 | 11.5 |  |  |  | FALSE | FALSE | FALSE | 12000 | 8100 | 2.83 | 13600 | 2.03
206425193 |  | Live | Mitsubishi Electric Trane | AMERICAN STANDARD / MITSUBISHI ELECTRIC | Singlezone Non-Ducted, Wall Placement | 206425193 |  | HRCU-A-CB-O | NAXSPH18B112A* | Mini-Splits | NAXWPH18A112AA | 12.5 | 21 | 12 |  |  |  | FALSE | FALSE | FALSE | 17200 | 13700 | 3.04 | 20300 | 2.12
206425201 |  | Live | Mitsubishi Electric Trane | AMERICAN STANDARD / MITSUBISHI ELECTRIC | Singlezone Non-Ducted, Wall Placement | 206425201 |  | HRCU-A-CB-O | NAXSPB09B112A* | Mini-Splits | NAXWPH09A112AA | 16.1 | 30.5 | 12.5 |  |  |  | FALSE | FALSE | FALSE | 9000 | 6700 | 2.73 | 12200 | 2.84
206425191 |  | Live | Mitsubishi Electric Trane | AMERICAN STANDARD / MITSUBISHI ELECTRIC | Singlezone Non-Ducted, Wall Placement | 206425191 |  | HRCU-A-CB-O | NAXSPH12B112A* | Mini-Splits | NAXWPH12A112AA | 13.8 | 26.1 | 12.5 |  |  |  | FALSE | FALSE | FALSE | 12000 | 8100 | 3.3 | 13600 | 2.1
206425189 |  | Live | Mitsubishi Electric Trane | AMERICAN STANDARD / MITSUBISHI ELECTRIC | Singlezone Non-Ducted, Wall Placement | 206425189 |  | HRCU-A-CB-O | NAXSPH06B112A* | Mini-Splits | NAXWPH06A112AA | 19 | 33.1 | 13.5 |  |  |  | FALSE | FALSE | FALSE | 6000 | 5900 | 3.46 | 10700 | 3.14
206425192 |  | Live | Mitsubishi Electric Trane | AMERICAN STANDARD / MITSUBISHI ELECTRIC | Singlezone Non-Ducted, Wall Placement | 206425192 |  | HRCU-A-CB-O | NAXSPH15B112A* | Mini-Splits | NAXWPH15A112AA | 12.5 | 22 | 12 |  |  |  | FALSE | FALSE | FALSE | 15000 | 11000 | 3.16 | 18000 | 2.13
206425188 |  | Live | Mitsubishi Electric Trane | AMERICAN STANDARD / MITSUBISHI ELECTRIC | Singlezone Non-Ducted, Wall Placement | 206425188 |  | HRCU-A-CB-O | NAXSPB18B112A* | Mini-Splits | NAXWPH18A112AA | 12.5 | 21 | 11 |  |  |  | FALSE | FALSE | FALSE | 17200 | 13700 | 3.21 | 24300 | 2.1
206425190 |  | Live | Mitsubishi Electric Trane | AMERICAN STANDARD / MITSUBISHI ELECTRIC | Singlezone Non-Ducted, Wall Placement | 206425190 |  | HRCU-A-CB-O | NAXSPH09B112A* | Mini-Splits | NAXWPH09A112AA | 16.1 | 30.5 | 13.5 |  |  |  | FALSE | FALSE | FALSE | 9000 | 6700 | 3.27 | 12200 | 2.48
206425203 |  | Live | Mitsubishi Electric Trane | AMERICAN STANDARD / MITSUBISHI ELECTRIC | Singlezone Non-Ducted, Wall Placement | 206425203 |  | HRCU-A-CB-O | NAXSPB15B112A* | Mini-Splits | NAXWPH15A112AA | 12.5 | 22 | 11 |  |  |  | FALSE | FALSE | FALSE | 15000 | 11000 | 3.39 | 20200 | 1.76
204629246 |  | Live | Mitsubishi Electric Trane | MITSUBISHI ELECTRIC | Singlezone Ducted, Compact Ducted | 204629246 |  | HRCU-A-CB | SUZ-KA18NA2 | Mini-Splits | NAXDKS18A112A* | 13.7 | 22 | 13.1 |  |  |  | FALSE | FALSE | FALSE | 18000 | 13900 | 2.87 | 13900 | 2.87
204629242 |  | Live | Mitsubishi Electric Trane | MITSUBISHI ELECTRIC | Singlezone Non-Ducted, Ceiling Placement | 204629242 |  | HRCU-A-CB-O | SUZ-KA18NA2 | Mini-Splits | NAXCKS18A112A* | 12.5 | 20.7 | 11.6 |  |  |  | FALSE | FALSE | FALSE | 17700 | 12900 | 2.68 | 12900 | 2.68
206328093 |  | Live | Mitsubishi Electric Trane | MITSUBISHI ELECTRIC | Singlezone Ducted, Compact Ducted | 206328093 |  | HRCU-A-CB | SUZ-KA18NAHZ | Mini-Splits | NTXDKS18A112AA | 13.1 | 19.1 | 10.9 |  |  |  | FALSE | FALSE | FALSE | 18000 | 14200 | 2.52 | 21600 | 2.52
204629238 |  | Live | Mitsubishi Electric Trane | MITSUBISHI ELECTRIC | Singlezone Non-Ducted, Ceiling Placement | 204629238 |  | HRCU-A-CB-O | SUZ-KA18NA2 | Mini-Splits | NAXUKS18A112A* | 12.5 | 22.3 | 12.4 |  |  |  | FALSE | FALSE | FALSE | 18000 | 13100 | 2.63 | 13100 | 2.63
204629198 |  | Live | Mitsubishi Electric Trane | MITSUBISHI ELECTRIC | Singlezone Non-Ducted, Ceiling Placement | 204629198 |  | HRCU-A-CB-O | SUZ-KA18NA2 | Mini-Splits | NTXUKS18A112A* | 12.5 | 22.3 | 12.4 |  |  |  | FALSE | FALSE | FALSE | 18000 | 13100 | 2.63 | 13100 | 2.63
206328112 |  | Live | Mitsubishi Electric Trane | MITSUBISHI ELECTRIC | Singlezone Ducted, Compact Ducted | 206328112 |  | HRCU-A-CB | SUZ-KA15NAHZ | Mini-Splits | NAXDKS15A112AA | 12.5 | 17.3 | 9.5 |  |  |  | FALSE | FALSE | FALSE | 15000 | 12200 | 2.15 | 18000 | 2.15
206374539 |  | Live | Mitsubishi Electric Trane | MITSUBISHI ELECTRIC | Singlezone Ducted, Compact Ducted | 206374539 |  | HRCU-A-CB | SUZ-KA15NAHZ | Mini-Splits | TPEADA0151AA70A | 12.6 | 18.3 | 9.9 |  |  |  | FALSE | FALSE | FALSE | 15000 | 11700 | 2.29 | 18000 | 2.28
206328113 |  | Live | Mitsubishi Electric Trane | MITSUBISHI ELECTRIC | Singlezone Ducted, Compact Ducted | 206328113 |  | HRCU-A-CB | SUZ-KA18NAHZ | Mini-Splits | NAXDKS18A112AA | 13.1 | 19.1 | 10.9 |  |  |  | FALSE | FALSE | FALSE | 18000 | 14200 | 2.52 | 21600 | 2.52
204629206 |  | Live | Mitsubishi Electric Trane | MITSUBISHI ELECTRIC | Singlezone Ducted, Compact Ducted | 204629206 |  | HRCU-A-CB | SUZ-KA18NA2 | Mini-Splits | NTXDKS18A112A* | 13.7 | 22 | 13.1 |  |  |  | FALSE | FALSE | FALSE | 18000 | 13900 | 2.87 | 13900 | 2.87
204629241 |  | Live | Mitsubishi Electric Trane | MITSUBISHI ELECTRIC | Singlezone Non-Ducted, Ceiling Placement | 204629241 |  | HRCU-A-CB-O | SUZ-KA15NA2 | Mini-Splits | NAXCKS15A112A* | 12.2 | 19.8 | 11.2 |  |  |  | FALSE | FALSE | FALSE | 14100 | 11900 | 2.7 | 11900 | 2.7
206328091 |  | Live | Mitsubishi Electric Trane | MITSUBISHI ELECTRIC | Singlezone Ducted, Compact Ducted | 206328091 |  | HRCU-A-CB | SUZ-KA15NAHZ | Mini-Splits | NTXDKS15A112AA | 12.5 | 17.3 | 9.5 |  |  |  | FALSE | FALSE | FALSE | 15000 | 12200 | 2.15 | 18000 | 2.15
204629245 |  | Live | Mitsubishi Electric Trane | MITSUBISHI ELECTRIC | Singlezone Ducted, Compact Ducted | 204629245 |  | HRCU-A-CB | SUZ-KA15NA2 | Mini-Splits | NAXDKS15A112A* | 13 | 19 | 11.4 |  |  |  | FALSE | FALSE | FALSE | 15000 | 11700 | 2.68 | 11700 | 2.68
206328116 |  | Live | Mitsubishi Electric Trane | MITSUBISHI ELECTRIC | Singlezone Non-Ducted, Ceiling Placement | 206328116 |  | HRCU-A-CB-O | SUZ-KA12NAHZ | Mini-Splits | NAXCKS12A112AA | 12.7 | 20.3 | 10 |  |  |  | FALSE | FALSE | FALSE | 12000 | 8300 | 2.38 | 13800 | 2.38
204629205 |  | Live | Mitsubishi Electric Trane | MITSUBISHI ELECTRIC | Singlezone Ducted, Compact Ducted | 204629205 |  | HRCU-A-CB | SUZ-KA15NA2 | Mini-Splits | NTXDKS15A112A* | 13 | 19 | 11.4 |  |  |  | FALSE | FALSE | FALSE | 15000 | 11700 | 2.68 | 11700 | 2.68
206328110 |  | Live | Mitsubishi Electric Trane | MITSUBISHI ELECTRIC | Singlezone Ducted, Compact Ducted | 206328110 |  | HRCU-A-CB | SUZ-KA12NAHZ | Mini-Splits | NAXDKS12A112AA | 13 | 19 | 10.2 |  |  |  | FALSE | FALSE | FALSE | 12000 | 9000 | 2.56 | 15000 | 2.56
206374537 |  | Live | Mitsubishi Electric Trane | MITSUBISHI ELECTRIC | Singlezone Ducted, Compact Ducted | 206374537 |  | HRCU-A-CB | SUZ-KA12NAHZ | Mini-Splits | TPEADA0121AA70A | 14.1 | 19.3 | 11 |  |  |  | FALSE | FALSE | FALSE | 12000 | 9000 | 2.72 | 15000 | 2.71
206328090 |  | Live | Mitsubishi Electric Trane | MITSUBISHI ELECTRIC | Singlezone Ducted, Compact Ducted | 206328090 |  | HRCU-A-CB | SUZ-KA12NAHZ | Mini-Splits | NTXDKS12A112AA | 13 | 19 | 10.2 |  |  |  | FALSE | FALSE | FALSE | 12000 | 9000 | 2.56 | 15000 | 2.56
204629240 |  | Live | Mitsubishi Electric Trane | MITSUBISHI ELECTRIC | Singlezone Non-Ducted, Ceiling Placement | 204629240 |  | HRCU-A-CB-O | SUZ-KA12NA2 | Mini-Splits | NAXCKS12A112A* | 13.3 | 22 | 11.4 |  |  |  | FALSE | FALSE | FALSE | 12000 | 8900 | 2.31 | 8900 | 2.31
204629237 |  | Live | Mitsubishi Electric Trane | MITSUBISHI ELECTRIC | Singlezone Non-Ducted, Ceiling Placement | 204629237 |  | HRCU-A-CB-O | SUZ-KA12NA2 | Mini-Splits | NAXUKS12A112A* | 12.5 | 19.8 | 12.1 |  |  |  | FALSE | FALSE | FALSE | 12000 | 9900 | 2.84 | 9900 | 2.84
204629244 |  | Live | Mitsubishi Electric Trane | MITSUBISHI ELECTRIC | Singlezone Ducted, Compact Ducted | 204629244 |  | HRCU-A-CB | SUZ-KA12NA2 | Mini-Splits | NAXDKS12A112A* | 12.9 | 20.5 | 12.4 |  |  |  | FALSE | FALSE | FALSE | 12000 | 10000 | 2.48 | 10000 | 2.48
204629204 |  | Live | Mitsubishi Electric Trane | MITSUBISHI ELECTRIC | Singlezone Ducted, Compact Ducted | 204629204 |  | HRCU-A-CB | SUZ-KA12NA2 | Mini-Splits | NTXDKS12A112A* | 12.9 | 20.5 | 12.4 |  |  |  | FALSE | FALSE | FALSE | 12000 | 10000 | 2.48 | 10000 | 2.48
204629197 |  | Live | Mitsubishi Electric Trane | MITSUBISHI ELECTRIC | Singlezone Non-Ducted, Ceiling Placement | 204629197 |  | HRCU-A-CB-O | SUZ-KA12NA2 | Mini-Splits | NTXUKS12A112A* | 12.5 | 19.8 | 12.1 |  |  |  | FALSE | FALSE | FALSE | 12000 | 9900 | 2.84 | 9900 | 2.84
204629243 |  | Live | Mitsubishi Electric Trane | MITSUBISHI ELECTRIC | Singlezone Ducted, Compact Ducted | 204629243 |  | HRCU-A-CB | SUZ-KA09NA2 | Mini-Splits | NAXDKS09A112A* | 12.8 | 18.8 | 11 |  |  |  | FALSE | FALSE | FALSE | 9000 | 7600 | 2.53 | 7600 | 2.53
204629203 |  | Live | Mitsubishi Electric Trane | MITSUBISHI ELECTRIC | Singlezone Ducted, Compact Ducted | 204629203 |  | HRCU-A-CB | SUZ-KA09NA2 | Mini-Splits | NTXDKS09A112A* | 12.8 | 18.8 | 11 |  |  |  | FALSE | FALSE | FALSE | 9000 | 7600 | 2.53 | 7600 | 2.53
204629239 |  | Live | Mitsubishi Electric Trane | MITSUBISHI ELECTRIC | Singlezone Non-Ducted, Ceiling Placement | 204629239 |  | HRCU-A-CB-O | SUZ-KA09NA2 | Mini-Splits | NAXCKS09A112A* | 13.4 | 22.4 | 12.2 |  |  |  | FALSE | FALSE | FALSE | 9000 | 6900 | 2.5 | 6900 | 2.5
204629196 |  | Live | Mitsubishi Electric Trane | MITSUBISHI ELECTRIC | Singlezone Non-Ducted, Ceiling Placement | 204629196 |  | HRCU-A-CB-O | SUZ-KA09NA2 | Mini-Splits | NTXUKS09A112A* | 12.6 | 19.5 | 13.3 |  |  |  | FALSE | FALSE | FALSE | 9000 | 7700 | 3.22 | 7700 | 3.22
204629236 |  | Live | Mitsubishi Electric Trane | MITSUBISHI ELECTRIC | Singlezone Non-Ducted, Ceiling Placement | 204629236 |  | HRCU-A-CB-O | SUZ-KA09NA2 | Mini-Splits | NAXUKS09A112A* | 12.6 | 19.5 | 13.3 |  |  |  | FALSE | FALSE | FALSE | 9000 | 7700 | 3.22 | 7700 | 3.22
206223048 |  | Live | Mitsubishi Electric Trane | MITSUBISHI ELECTRIC | Singlezone Ducted, Centrally Ducted | 206223048 |  | HRCU-A-CB | PUZ-HA30NKA | Mini-Splits | PVA-A30AA7 | 13 | 18 | 9.8 |  |  |  | FALSE | FALSE | FALSE | 30000 | 21000 | 2.44 | 32000 | 2.27
204629284 |  | Live | Mitsubishi Electric Trane | MITSUBISHI ELECTRIC | Singlezone Non-Ducted, Ceiling Placement | 204629284 |  | HRCU-A-CB-O | NTXSKS12A112A* | Mini-Splits | MLZ-KP12NA | 12.5 | 19.8 | 12.1 |  |  |  | FALSE | FALSE | FALSE | 12000 | 9900 | 2.84 | 9900 | 2.84
204629285 |  | Live | Mitsubishi Electric Trane | MITSUBISHI ELECTRIC | Singlezone Non-Ducted, Ceiling Placement | 204629285 |  | HRCU-A-CB-O | NTXSKS18A112A* | Mini-Splits | MLZ-KP18NA | 12.5 | 22.3 | 12.4 |  |  |  | FALSE | FALSE | FALSE | 18000 | 13100 | 2.63 | 13100 | 2.63
204629283 |  | Live | Mitsubishi Electric Trane | MITSUBISHI ELECTRIC | Singlezone Non-Ducted, Ceiling Placement | 204629283 |  | HRCU-A-CB-O | NTXSKS09A112A* | Mini-Splits | MLZ-KP09NA | 12.6 | 19.5 | 13.3 |  |  |  | FALSE | FALSE | FALSE | 9000 | 7700 | 3.22 | 7700 | 3.22
204629356 |  | Live | Mitsubishi Electric Trane | MITSUBISHI ELECTRIC | Singlezone Non-Ducted, Wall Placement | 204629356 |  | HRCU-A-CB-O | NAXSST18A112A* | Mini-Splits | MSZ-GL18NA*** | 13.4 | 20.5 | 11.2 |  |  |  | FALSE | FALSE | FALSE | 18000 | 13800 | 2.73 | 18200 | 2.48
204629353 |  | Live | Mitsubishi Electric Trane | MITSUBISHI ELECTRIC | Singlezone Non-Ducted, Wall Placement | 204629353 |  | HRCU-A-CB-O | NAXSST09A112A* | Mini-Splits | MSZ-GL09NA*** | 15.4 | 24.6 | 12.8 |  |  |  | FALSE | FALSE | FALSE | 9000 | 6700 | 3.12 | 10200 | 2.82
204629354 |  | Live | Mitsubishi Electric Trane | MITSUBISHI ELECTRIC | Singlezone Non-Ducted, Wall Placement | 204629354 |  | HRCU-A-CB-O | NAXSST12A112A* | Mini-Splits | MSZ-GL12NA*** | 13 | 23.1 | 12.5 |  |  |  | FALSE | FALSE | FALSE | 12000 | 9200 | 3.1 | 12000 | 2.84
204629355 |  | Live | Mitsubishi Electric Trane | MITSUBISHI ELECTRIC | Singlezone Non-Ducted, Wall Placement | 204629355 |  | HRCU-A-CB-O | NAXSST15A112A* | Mini-Splits | MSZ-GL15NA*** | 13 | 21.6 | 11.7 |  |  |  | FALSE | FALSE | FALSE | 14000 | 12100 | 2.22 | 16400 | 2.39
204629363 |  | Live | Mitsubishi Electric Trane | MITSUBISHI ELECTRIC | Singlezone Non-Ducted, Wall Placement | 204629363 |  | HRCU-A-CB-O | NAXSMT18A112A* | Mini-Splits | MSZ-HM18NA*** | 10.5 | 18 | 10 |  |  |  | FALSE | FALSE | FALSE | 17200 | 11500 | 2.59 | 15000 | 2.3
206401423 |  | Live | Mitsubishi Electric Trane | AMERICAN STANDARD / MITSUBISHI ELECTRIC | Singlezone Non-Ducted, Wall Placement | 206401423 |  | HRCU-A-CB-O | NAXSPH18A112A* | Mini-Splits | NAXWPH18B112AA | 12.5 | 21 | 12 |  |  |  | FALSE | FALSE | FALSE | 17200 | 13700 | 3.04 | 20300 | 2.12
206551253 |  | Live | GE Appliances, a Haier Company | HAIER | Singlezone Non-Ducted, Wall Placement | 206551253 |  | HRCU-A-CB-O | 1U09TE2VHA* | Mini-Splits | AW09TE2VHA* | 11 | 18 | 10 |  |  |  | FALSE | FALSE | FALSE | 9000 | 5000 | 2.82 | 7500 | 2.42
206551252 |  | Live | GE Appliances, a Haier Company | GE APPLIANCES | Singlezone Non-Ducted, Wall Placement | 206551252 |  | HRCU-A-CB-O | ASH112CRDWA* | Mini-Splits | ASYW12CRDWA* | 11 | 18 | 10 |  |  |  | FALSE | FALSE | FALSE | 12000 | 7500 | 2.97 | 10000 | 2.66
206551251 |  | Live | GE Appliances, a Haier Company | GE APPLIANCES | Singlezone Non-Ducted, Wall Placement | 206551251 |  | HRCU-A-CB-O | ASH109CRDWA* | Mini-Splits | ASYW09CRDWA* | 11 | 18 | 10 |  |  |  | FALSE | FALSE | FALSE | 9000 | 5000 | 2.82 | 7500 | 2.42
206608651 |  | Live | GE Appliances, a Haier Company | HAIER | Singlezone Ducted, Compact Ducted | 206608651 |  | HRCU-A-CB | 1U18EH2VHE* | Mini-Splits | USYM18UCDSA* | 11.5 | 19 | 10 |  |  |  | FALSE | FALSE | FALSE | 18000 | 15000 | 2.2 | 20250 | 2.28
206389354 |  | Live | GE Appliances, a Haier Company | HAIER | Singlezone Ducted, Compact Ducted | 206389354 |  | HRCU-A-CB | 1U12EH2VHE* | Mini-Splits | USYM12UCDSA* | 12.5 | 20 | 10.5 |  |  |  | FALSE | FALSE | FALSE | 12000 | 9300 | 2.39 | 13485 | 2.31
206608650 |  | Live | GE Appliances, a Haier Company | HAIER | Singlezone Ducted, Compact Ducted | 206608650 |  | HRCU-A-CB | 1U09EH2VHE* | Mini-Splits | USYM09UCDSA* | 12.5 | 21 | 11 |  |  |  | FALSE | FALSE | FALSE | 9000 | 6500 | 2.61 | 11050 | 2.53
205047855 |  | Live | Panasonic | PANASONIC | Singlezone Non-Ducted, Wall Placement | 205047855 |  | HRCU-A-CB-O | CU-XE24WKUA | Mini-Splits | CS-XE24WKUAW | 10.9 | 20 | 10.6 |  |  |  | FALSE | FALSE | TRUE | 24000 | 18500 | 2.64 | 26500 | 2.59
201754642 |  | Live | Mitsubishi Electric Trane | MITSUBISHI ELECTRIC | Multizone All Non-Ducted | 201754642 |  | HRCU-A-CB-O | MXZ-2C20NA2 | Non-Ducted Indoor Units |  | 12.7 | 20 | 10 |  |  |  | FALSE | FALSE | FALSE | 18000 | 13500 | 3.04 | 15500 | 2.6
201754302 |  | Live | Mitsubishi Electric Trane | MITSUBISHI ELECTRIC | Singlezone Non-Ducted, Wall Placement | 201754302 |  | HRCU-A-CB-O | MUZ-FH18NA2 | Mini-Splits | MSZ-FH18NA** | 12.5 | 21 | 12 |  |  |  | FALSE | FALSE | FALSE | 17200 | 13700 | 3.04 | 20300 | 2.12
202864314 |  | Live | Hisense | HISENSE | Multizone All Non-Ducted | 202864314 |  | HRCU-A-CB-O | AMW3-24U3SAA | Mini-Splits | AST-07UW3SVE**00AST-09UW3SVE**00AST-09UW3SVE**00 | 12.5 | 22 | 11 |  |  |  | TRUE | TRUE | FALSE | 24000 | 15400 | 2.59 | 26000 | 1.9
206787288 |  | Live | Johnson Controls Inc. (York International Norman) | CHAMPION HEATING AND COOLING | Singlezone Ducted, Centrally Ducted | 206787288 |  | HRCU-A-CB | HMH72B601 |  | AE60DX21+TXV | 8.5 | 17 | 10 |  |  |  | FALSE | FALSE | FALSE | 58500 | 36800 | 2.53 | 36800 | 2.53
206787296 |  | Live | Johnson Controls Inc. (York International Norman) | FRASER-JOHNSTON | Singlezone Ducted, Centrally Ducted | 206787296 |  | HRCU-A-CB | HMH72B601 |  | AE60DX21+TXV | 8.5 | 17 | 10 |  |  |  | FALSE | FALSE | FALSE | 58500 | 36800 | 2.53 | 36800 | 2.53
206787300 |  | Live | Johnson Controls Inc. (York International Norman) | LUXAIRE | Singlezone Ducted, Centrally Ducted | 206787300 |  | HRCU-A-CB | HMH72B601 |  | AE60DX21+TXV | 8.5 | 17 | 10 |  |  |  | FALSE | FALSE | FALSE | 58500 | 36800 | 2.53 | 36800 | 2.53
206787281 |  | Live | Johnson Controls Inc. (York International Norman) | YORK | Singlezone Ducted, Centrally Ducted | 206787281 |  | HRCU-A-CB | HMH72B601 |  | AE60DX21+TXV | 8.5 | 17 | 10 |  |  |  | FALSE | FALSE | FALSE | 58500 | 36800 | 2.53 | 36800 | 2.53
206787292 |  | Live | Johnson Controls Inc. (York International Norman) | COLEMAN | Singlezone Ducted, Centrally Ducted | 206787292 |  | HRCU-A-CB | HMH72B601 |  | AE60DX21+TXV | 8.5 | 17 | 10 |  |  |  | FALSE | FALSE | FALSE | 58500 | 36800 | 2.53 | 36800 | 2.53
206787287 |  | Live | Johnson Controls Inc. (York International Norman) | CHAMPION HEATING AND COOLING | Singlezone Ducted, Centrally Ducted | 206787287 |  | HRCU-A-CB | HMH72B481 |  | AE60DX21+TXV | 10.5 | 18 | 9.5 |  |  |  | FALSE | FALSE | FALSE | 48000 | 30200 | 2.51 | 30200 | 2.51
206787299 |  | Live | Johnson Controls Inc. (York International Norman) | LUXAIRE | Singlezone Ducted, Centrally Ducted | 206787299 |  | HRCU-A-CB | HMH72B481 |  | AE60DX21+TXV | 10.5 | 18 | 9.5 |  |  |  | FALSE | FALSE | FALSE | 48000 | 30200 | 2.51 | 30200 | 2.51
206787291 |  | Live | Johnson Controls Inc. (York International Norman) | COLEMAN | Singlezone Ducted, Centrally Ducted | 206787291 |  | HRCU-A-CB | HMH72B481 |  | AE60DX21+TXV | 10.5 | 18 | 9.5 |  |  |  | FALSE | FALSE | FALSE | 48000 | 30200 | 2.51 | 30200 | 2.51
206787283 |  | Live | Johnson Controls Inc. (York International Norman) | YORK | Singlezone Ducted, Centrally Ducted | 206787283 |  | HRCU-A-CB | HMH72B481 |  | AE60DX21+TXV | 10.5 | 18 | 9.5 |  |  |  | FALSE | FALSE | FALSE | 48000 | 30200 | 2.51 | 30200 | 2.51
206787295 |  | Live | Johnson Controls Inc. (York International Norman) | FRASER-JOHNSTON | Singlezone Ducted, Centrally Ducted | 206787295 |  | HRCU-A-CB | HMH72B481 |  | AE60DX21+TXV | 10.5 | 18 | 9.5 |  |  |  | FALSE | FALSE | FALSE | 48000 | 30200 | 2.51 | 30200 | 2.51
206787294 |  | Live | Johnson Controls Inc. (York International Norman) | FRASER-JOHNSTON | Singlezone Ducted, Centrally Ducted | 206787294 |  | HRCU-A-CB | HMH72B361 |  | AE36CX21+TXV | 10 | 18 | 10.5 |  |  |  | FALSE | FALSE | FALSE | 36000 | 24000 | 2.59 | 24000 | 2.59
206787290 |  | Live | Johnson Controls Inc. (York International Norman) | COLEMAN | Singlezone Ducted, Centrally Ducted | 206787290 |  | HRCU-A-CB | HMH72B361 |  | AE36CX21+TXV | 10 | 18 | 10.5 |  |  |  | FALSE | FALSE | FALSE | 36000 | 24000 | 2.59 | 24000 | 2.59
206787286 |  | Live | Johnson Controls Inc. (York International Norman) | CHAMPION HEATING AND COOLING | Singlezone Ducted, Centrally Ducted | 206787286 |  | HRCU-A-CB | HMH72B361 |  | AE36CX21+TXV | 10 | 18 | 10.5 |  |  |  | FALSE | FALSE | FALSE | 36000 | 24000 | 2.59 | 24000 | 2.59
206787298 |  | Live | Johnson Controls Inc. (York International Norman) | LUXAIRE | Singlezone Ducted, Centrally Ducted | 206787298 |  | HRCU-A-CB | HMH72B361 |  | AE36CX21+TXV | 10 | 18 | 10.5 |  |  |  | FALSE | FALSE | FALSE | 36000 | 24000 | 2.59 | 24000 | 2.59
206787282 |  | Live | Johnson Controls Inc. (York International Norman) | YORK | Singlezone Ducted, Centrally Ducted | 206787282 |  | HRCU-A-CB | HMH72B361 |  | AE36CX21+TXV | 10 | 18 | 10.5 |  |  |  | FALSE | FALSE | FALSE | 36000 | 24000 | 2.59 | 24000 | 2.59
206787293 |  | Live | Johnson Controls Inc. (York International Norman) | FRASER-JOHNSTON | Singlezone Ducted, Centrally Ducted | 206787293 |  | HRCU-A-CB | HMH72B241 |  | AE36CX21+TXV | 10 | 17.5 | 9 |  |  |  | FALSE | FALSE | FALSE | 22200 | 14000 | 2.43 | 14000 | 2.43
206787297 |  | Live | Johnson Controls Inc. (York International Norman) | LUXAIRE | Singlezone Ducted, Centrally Ducted | 206787297 |  | HRCU-A-CB | HMH72B241 |  | AE36CX21+TXV | 10 | 17.5 | 9 |  |  |  | FALSE | FALSE | FALSE | 22200 | 14000 | 2.43 | 14000 | 2.43
206787285 |  | Live | Johnson Controls Inc. (York International Norman) | CHAMPION HEATING AND COOLING | Singlezone Ducted, Centrally Ducted | 206787285 |  | HRCU-A-CB | HMH72B241 |  | AE36CX21+TXV | 10 | 17.5 | 9 |  |  |  | FALSE | FALSE | FALSE | 22200 | 14000 | 2.43 | 14000 | 2.43
206787284 |  | Live | Johnson Controls Inc. (York International Norman) | YORK | Singlezone Ducted, Centrally Ducted | 206787284 |  | HRCU-A-CB | HMH72B241 |  | AE36CX21+TXV | 10 | 17.5 | 9 |  |  |  | FALSE | FALSE | FALSE | 22200 | 14000 | 2.43 | 14000 | 2.43
206787289 |  | Live | Johnson Controls Inc. (York International Norman) | COLEMAN | Singlezone Ducted, Centrally Ducted | 206787289 |  | HRCU-A-CB | HMH72B241 |  | AE36CX21+TXV | 10 | 17.5 | 9 |  |  |  | FALSE | FALSE | FALSE | 22200 | 14000 | 2.43 | 14000 | 2.43
206720378 |  | Live | Sunrise Tradex Corp | FORESTAIR | Multizone All Non-Ducted | 206720378 |  | HMSR-A-CB-O | FGH-18ES/MZ | Non-Ducted Indoor Units |  | 12.5 | 22 | 11 |  |  |  | FALSE | FALSE | FALSE | 18000 | 12800 | 2.42 | 16400 | 2.42
206720373 |  | Live | Sunrise Tradex Corp | FORESTAIR | Singlezone Non-Ducted, Wall Placement | 206720373 |  | HRCU-A-CB-O | FGH-09ES/E23-O | Mini-Splits | FGH-09ES/E23-I | 14 | 23 | 10.5 |  |  |  | FALSE | FALSE | FALSE | 9000 | 7300 | 2.67 | 10948 | 2.38
206720375 |  | Live | Sunrise Tradex Corp | FORESTAIR | Singlezone Non-Ducted, Wall Placement | 206720375 |  | HRCU-A-CB-O | FGH-18ES/E23-O | Mini-Splits | FGH-18ES/E23-I | 12.5 | 20 | 10.5 |  |  |  | FALSE | FALSE | FALSE | 18000 | 12400 | 2.63 | 18600 | 2.08
206720374 |  | Live | Sunrise Tradex Corp | FORESTAIR | Singlezone Non-Ducted, Wall Placement | 206720374 |  | HRCU-A-CB-O | FGH-12ES/E23-O | Mini-Splits | FGH-12ES/E23-I | 12.5 | 22 | 11 |  |  |  | FALSE | FALSE | FALSE | 12000 | 7700 | 2.82 | 11268 | 2.41
206720376 |  | Live | Sunrise Tradex Corp | FORESTAIR | Singlezone Non-Ducted, Wall Placement | 206720376 |  | HRCU-A-CB-O | FGH-12ES/E-38-O | Mini-Splits | FGH-12ES/E-38-I | 15.3 | 30.5 | 14 |  |  |  | FALSE | FALSE | FALSE | 12000 | 8300 | 2.93 | 15000 | 2.38
206720377 |  | Live | Sunrise Tradex Corp | FORESTAIR | Singlezone Non-Ducted, Wall Placement | 206720377 |  | HRCU-A-CB-O | FGH-18ES/E-38-O | Mini-Splits | FGH-18ES/E-38-I | 13.5 | 24.5 | 12 |  |  |  | FALSE | FALSE | TRUE | 18000 | 14200 | 2.16 | 23000 | 3.12
206720381 |  | Live | Sunrise Tradex Corp | FORESTAIR | Multizone All Non-Ducted | 206720381 |  | HMSR-A-CB-O | FGH-24ES/MZ | Non-Ducted Indoor Units |  | 12.5 | 21 | 11 |  |  |  | FALSE | FALSE | FALSE | 24000 | 16600 | 2.46 | 23000 | 3.02
202196602 |  | Live | Daikin North America, LLC | GOODMAN | Singlezone Ducted, Compact Ducted | 202196602 |  | HRCU-A-CB | MSH243E21MCAA | Mini-Splits | MST243E21ADAA | 12.5 | 21.5 | 11 |  |  |  | TRUE | TRUE | TRUE | 24000 | 16000 | 2.69 | 18943 | 2.22
206853247 |  | Live | Midea Electric Trading | LBG PRODUCTS | Singlezone Non-Ducted, Wall Placement | 206853247 |  | HRCU-A-CB-O | LBH24DWO | Mini-Splits | LBH24DWI | 12.5 | 20 | 10 |  |  |  | FALSE | FALSE | FALSE | 22000 | 14600 | 2.61 | 16500 | 2.1
206726719 |  | Live | Midea Electric Trading | LBG PRODUCTS | Singlezone Ducted, Centrally Ducted | 206726719 |  | HRCU-A-CB | LCH24036DO |  | LCH36DGHNI | 10 | 18 | 10 |  |  |  | FALSE | FALSE | TRUE | 36000 | 24000 | 2.4 | 36000 | 1.94
10062552 |  | Live | Daikin North America, LLC | GOODMAN | Singlezone Non-Ducted, Wall Placement | 10062552 |  | HRCU-A-CB-O | MSH183E21MCAA | Mini-Splits | MSH183E21AXAA | 13 | 21 | 10 |  |  |  | TRUE | FALSE | FALSE | 18000 | 10400 | 2.72 | 13597 | 2.46
203991088 |  | Live | Daikin North America, LLC | GOODMAN | Singlezone Non-Ducted, Wall Placement | 203991088 |  | HRCU-A-CB-O | MSH183E19MCAA | Mini-Splits | MSH183E19AXAA | 11 | 19 | 10 |  |  |  | FALSE | FALSE | FALSE | 18000 | 11000 | 2.58 | 11041 | 2.2
10062564 |  | Live | Daikin North America, LLC | GOODMAN | Singlezone Non-Ducted, Ceiling Placement | 10062564 |  | HRCU-A-CB-O | MSH183E21MCAA | Mini-Splits | MST183E20ACAA | 12.5 | 20 | 10.3 |  |  |  | TRUE | FALSE | FALSE | 18000 | 12000 | 2.77 | 12000 | 2.23
202196601 |  | Live | Daikin North America, LLC | GOODMAN | Singlezone Ducted, Compact Ducted | 202196601 |  | HRCU-A-CB | MSH183E21MCAA | Mini-Splits | MST183E21ADAA | 12.5 | 19 | 10.5 |  |  |  | TRUE | FALSE | FALSE | 18000 | 12000 | 2.61 | 12504 | 2.4
10300063 |  | Live | Daikin North America, LLC | GOODMAN | Multizone All Non-Ducted | 10300063 |  | HMSV-A-CB | MST363E21MCAA | Non-Ducted Indoor Units |  | 10.9 | 22.5 | 10.3 |  |  |  | FALSE | FALSE | FALSE | 36000 | 25400 | 2.87 | 25750 | 2.18
206764075 |  | Live | Daikin North America, LLC | FRANKLIN | Multizone All Ducted | 206764075 |  | HMSV-A-CB | MST363E23MHAA | Ducted Indoor Units |  | 11.3 | 19 | 11 |  |  |  | TRUE | FALSE | FALSE | 36000 | 24600 | 2.7 | 39296 | 2.19
10300062 |  | Live | Daikin North America, LLC | GOODMAN | Multizone All Non-Ducted | 10300062 |  | HMSV-A-CB | MST183E21MCAA | Non-Ducted Indoor Units |  | 12.5 | 21.3 | 10 |  |  |  | TRUE | FALSE | FALSE | 17000 | 11800 | 2.74 | 13047 | 2.32
10062563 |  | Live | Daikin North America, LLC | GOODMAN | Singlezone Non-Ducted, Ceiling Placement | 10062563 |  | HRCU-A-CB-O | MSH123E21MCAA | Mini-Splits | MST123E20ACAA | 14 | 21.5 | 10.5 |  |  |  | FALSE | FALSE | FALSE | 12000 | 7500 | 2.68 | 9444 | 2.49
206188268 |  | Live | Carrier | WEATHERMAKER | Singlezone Non-Ducted, Floor Placement | 206188268 |  | HRCU-A-CB-O | 38MBRBQ36AA3 | Mini-Splits | 40MBFQ36---3 | 8 | 17 | 10 |  |  |  | FALSE | FALSE | FALSE | 36000 | 22000 | 2.3 | 32600 | 2.79
206188271 |  | Live | Carrier | WEATHERMAKER | Singlezone Non-Ducted, Floor Placement | 206188271 |  | HRCU-A-CB-O | 38MBRBQ48AA3 | Mini-Splits | 40MBFQ48---3 | 9.3 | 18 | 11 |  |  |  | FALSE | FALSE | FALSE | 48000 | 29000 | 2.3 | 49110 | 3.06
206188269 |  | Live | Carrier | WEATHERMAKER | Singlezone Non-Ducted, Ceiling Placement | 206188269 |  | HRCU-A-CB-O | 38MBRBQ36AA3 | Mini-Splits | 40MBCQ36---3 | 9 | 17.6 | 10.6 |  |  |  | FALSE | FALSE | FALSE | 36000 | 22000 | 2.49 | 35820 | 3.03
206188272 |  | Live | Carrier | WEATHERMAKER | Singlezone Non-Ducted, Ceiling Placement | 206188272 |  | HRCU-A-CB-O | 38MBRBQ48AA3 | Mini-Splits | 40MBCQ48---3 | 9.5 | 17 | 11 |  |  |  | FALSE | FALSE | FALSE | 48000 | 29000 | 2.5 | 43020 | 3.11
206396058 |  | Live | Carrier | WEATHERMAKER | Singlezone Non-Ducted, Wall Placement | 206396058 |  | HRCU-A-CB-O | 38MAQB09R--3 | Mini-Splits | DHMAHBQ09XA3 | 13 | 23 | 10 |  |  |  | FALSE | FALSE | FALSE | 9000 | 7000 | 2.77 | 13580 | 2.26
206188264 |  | Live | Carrier | PAYNE | Singlezone Non-Ducted, Floor Placement | 206188264 |  | HRCU-A-CB-O | 38MBRBQ48AA3 | Mini-Splits | 40MBFQ48---3 | 9.3 | 18 | 11 |  |  |  | FALSE | FALSE | FALSE | 48000 | 29000 | 2.3 | 49110 | 3.06
206188261 |  | Live | Carrier | PAYNE | Singlezone Non-Ducted, Floor Placement | 206188261 |  | HRCU-A-CB-O | 38MBRBQ36AA3 | Mini-Splits | 40MBFQ36---3 | 8 | 17 | 10 |  |  |  | FALSE | FALSE | FALSE | 36000 | 22000 | 2.3 | 32600 | 2.79
206188265 |  | Live | Carrier | PAYNE | Singlezone Non-Ducted, Ceiling Placement | 206188265 |  | HRCU-A-CB-O | 38MBRBQ48AA3 | Mini-Splits | 40MBCQ48---3 | 9.5 | 17 | 11 |  |  |  | FALSE | FALSE | FALSE | 48000 | 29000 | 2.5 | 43020 | 3.11
206188262 |  | Live | Carrier | PAYNE | Singlezone Non-Ducted, Ceiling Placement | 206188262 |  | HRCU-A-CB-O | 38MBRBQ36AA3 | Mini-Splits | 40MBCQ36---3 | 9 | 17.6 | 10.6 |  |  |  | FALSE | FALSE | FALSE | 36000 | 22000 | 2.49 | 35820 | 3.03
206396044 |  | Live | Carrier | PAYNE | Singlezone Non-Ducted, Wall Placement | 206396044 |  | HRCU-A-CB-O | 38MAQB09R--3 | Mini-Splits | DHMAHBQ09XA3 | 13 | 23 | 10 |  |  |  | FALSE | FALSE | FALSE | 9000 | 7000 | 2.77 | 13580 | 2.26
206188275 |  | Live | Carrier | MIDEA | Singlezone Non-Ducted, Floor Placement | 206188275 |  | HRCU-A-CB-O | 38MBRBQ36AA3 | Mini-Splits | 40MBFQ36---3 | 8 | 17 | 10 |  |  |  | FALSE | FALSE | FALSE | 36000 | 22000 | 2.3 | 32600 | 2.79
206188278 |  | Live | Carrier | MIDEA | Singlezone Non-Ducted, Floor Placement | 206188278 |  | HRCU-A-CB-O | 38MBRBQ48AA3 | Mini-Splits | 40MBFQ48---3 | 9.3 | 18 | 11 |  |  |  | FALSE | FALSE | FALSE | 48000 | 29000 | 2.3 | 49110 | 3.06
206188279 |  | Live | Carrier | MIDEA | Singlezone Non-Ducted, Ceiling Placement | 206188279 |  | HRCU-A-CB-O | 38MBRBQ48AA3 | Mini-Splits | 40MBCQ48---3 | 9.5 | 17 | 11 |  |  |  | FALSE | FALSE | FALSE | 48000 | 29000 | 2.5 | 43020 | 3.11
206188276 |  | Live | Carrier | MIDEA | Singlezone Non-Ducted, Ceiling Placement | 206188276 |  | HRCU-A-CB-O | 38MBRBQ36AA3 | Mini-Splits | 40MBCQ36---3 | 9 | 17.6 | 10.6 |  |  |  | FALSE | FALSE | FALSE | 36000 | 22000 | 2.49 | 35820 | 3.03
206396051 |  | Live | Carrier | MIDEA | Singlezone Non-Ducted, Wall Placement | 206396051 |  | HRCU-A-CB-O | 38MAQB09R--3 | Mini-Splits | DHMAHBQ09XA3 | 13 | 23 | 10 |  |  |  | FALSE | FALSE | FALSE | 9000 | 7000 | 2.77 | 13580 | 2.26
206188250 |  | Live | Carrier | CARRIER | Singlezone Non-Ducted, Floor Placement | 206188250 |  | HRCU-A-CB-O | 38MBRBQ48AA3 | Mini-Splits | 40MBFQ48---3 | 9.3 | 18 | 11 |  |  |  | FALSE | FALSE | FALSE | 48000 | 29000 | 2.3 | 49110 | 3.06
206188247 |  | Live | Carrier | CARRIER | Singlezone Non-Ducted, Floor Placement | 206188247 |  | HRCU-A-CB-O | 38MBRBQ36AA3 | Mini-Splits | 40MBFQ36---3 | 8 | 17 | 10 |  |  |  | FALSE | FALSE | FALSE | 36000 | 22000 | 2.3 | 32600 | 2.79
206188248 |  | Live | Carrier | CARRIER | Singlezone Non-Ducted, Ceiling Placement | 206188248 |  | HRCU-A-CB-O | 38MBRBQ36AA3 | Mini-Splits | 40MBCQ36---3 | 9 | 17.6 | 10.6 |  |  |  | FALSE | FALSE | FALSE | 36000 | 22000 | 2.49 | 35820 | 3.03
206188251 |  | Live | Carrier | CARRIER | Singlezone Non-Ducted, Ceiling Placement | 206188251 |  | HRCU-A-CB-O | 38MBRBQ48AA3 | Mini-Splits | 40MBCQ48---3 | 9.5 | 17 | 11 |  |  |  | FALSE | FALSE | FALSE | 48000 | 29000 | 2.5 | 43020 | 3.11
206396030 |  | Live | Carrier | CARRIER | Singlezone Non-Ducted, Wall Placement | 206396030 |  | HRCU-A-CB-O | 38MAQB09R--3 | Mini-Splits | 40MAHBQ09XA3 | 13 | 23 | 10 |  |  |  | FALSE | FALSE | FALSE | 9000 | 7000 | 2.77 | 13580 | 2.26
206188257 |  | Live | Carrier | BRYANT | Singlezone Non-Ducted, Floor Placement | 206188257 |  | HRCU-A-CB-O | 38MBRBQ48AA3 | Mini-Splits | 40MBFQ48---3 | 9.3 | 18 | 11 |  |  |  | FALSE | FALSE | FALSE | 48000 | 29000 | 2.3 | 49110 | 3.06
206188254 |  | Live | Carrier | BRYANT | Singlezone Non-Ducted, Floor Placement | 206188254 |  | HRCU-A-CB-O | 38MBRBQ36AA3 | Mini-Splits | 40MBFQ36---3 | 8 | 17 | 10 |  |  |  | FALSE | FALSE | FALSE | 36000 | 22000 | 2.3 | 32600 | 2.79
206188255 |  | Live | Carrier | BRYANT | Singlezone Non-Ducted, Ceiling Placement | 206188255 |  | HRCU-A-CB-O | 38MBRBQ36AA3 | Mini-Splits | 40MBCQ36---3 | 9 | 17.6 | 10.6 |  |  |  | FALSE | FALSE | FALSE | 36000 | 22000 | 2.49 | 35820 | 3.03
206188258 |  | Live | Carrier | BRYANT | Singlezone Non-Ducted, Ceiling Placement | 206188258 |  | HRCU-A-CB-O | 38MBRBQ48AA3 | Mini-Splits | 40MBCQ48---3 | 9.5 | 17 | 11 |  |  |  | FALSE | FALSE | FALSE | 48000 | 29000 | 2.5 | 43020 | 3.11
206396037 |  | Live | Carrier | BRYANT | Singlezone Non-Ducted, Wall Placement | 206396037 |  | HRCU-A-CB-O | 38MAQB09R--3 | Mini-Splits | 619AHBQ09XA3 | 13 | 23 | 10 |  |  |  | FALSE | FALSE | FALSE | 9000 | 7000 | 2.77 | 13580 | 2.26
206396061 |  | Live | Carrier | WEATHERMAKER | Singlezone Non-Ducted, Wall Placement | 206396061 |  | HRCU-A-CB-O | 38MAQB24R--3 | Mini-Splits | DHMAHBQ24XA3 | 12 | 19 | 10.5 |  |  |  | FALSE | FALSE | FALSE | 24000 | 18800 | 3.22 | 25710 | 1.95
206396059 |  | Live | Carrier | WEATHERMAKER | Singlezone Non-Ducted, Wall Placement | 206396059 |  | HRCU-A-CB-O | 38MAQB12R--3 | Mini-Splits | DHMAHBQ12XA3 | 12 | 21 | 10.5 |  |  |  | TRUE | FALSE | FALSE | 12000 | 7500 | 2.56 | 13580 | 2.26
206396060 |  | Live | Carrier | WEATHERMAKER | Singlezone Non-Ducted, Wall Placement | 206396060 |  | HRCU-A-CB-O | 38MAQB18R--3 | Mini-Splits | DHMAHBQ18XA3 | 12.5 | 21 | 10 |  |  |  | FALSE | FALSE | FALSE | 17000 | 11000 | 2.69 | 23000 | 2.24
206396143 |  | Live | Carrier | TEMPSTAR | Singlezone Non-Ducted, Wall Placement | 206396143 |  | HRCU-A-CB-O | DLCSRBH24AAK | Mini-Splits | DLFSHAH24XAK | 12.5 | 20 | 10 |  |  |  | FALSE | FALSE | FALSE | 23000 | 15000 | 2.31 | 28250 | 4.29
206396142 |  | Live | Carrier | TEMPSTAR | Singlezone Non-Ducted, Wall Placement | 206396142 |  | HRCU-A-CB-O | DLCSRAH24AAK | Mini-Splits | DLFSHBH24XAK | 12.5 | 20 | 10 |  |  |  | FALSE | FALSE | FALSE | 23000 | 15000 | 2.57 | 25710 | 1.95
206396139 |  | Live | Carrier | TEMPSTAR | Singlezone Non-Ducted, Wall Placement | 206396139 |  | HRCU-A-CB-O | DLCSRAH12AAK | Mini-Splits | DLFSHBH12XAK | 12 | 21 | 10 |  |  |  | FALSE | FALSE | FALSE | 12000 | 7500 | 1.57 | 22720 | 2.21
206396046 |  | Live | Carrier | PAYNE | Singlezone Non-Ducted, Wall Placement | 206396046 |  | HRCU-A-CB-O | 38MAQB18R--3 | Mini-Splits | DHMAHBQ18XA3 | 12.5 | 21 | 10 |  |  |  | FALSE | FALSE | FALSE | 17000 | 11000 | 2.69 | 23000 | 2.24
206396045 |  | Live | Carrier | PAYNE | Singlezone Non-Ducted, Wall Placement | 206396045 |  | HRCU-A-CB-O | 38MAQB12R--3 | Mini-Splits | DHMAHBQ12XA3 | 12 | 21 | 10.5 |  |  |  | TRUE | FALSE | FALSE | 12000 | 7500 | 2.56 | 13580 | 2.26
206396047 |  | Live | Carrier | PAYNE | Singlezone Non-Ducted, Wall Placement | 206396047 |  | HRCU-A-CB-O | 38MAQB24R--3 | Mini-Splits | DHMAHBQ24XA3 | 12 | 19 | 10.5 |  |  |  | FALSE | FALSE | FALSE | 24000 | 18800 | 3.22 | 25710 | 1.95
206396053 |  | Live | Carrier | MIDEA | Singlezone Non-Ducted, Wall Placement | 206396053 |  | HRCU-A-CB-O | 38MAQB18R--3 | Mini-Splits | DHMAHBQ18XA3 | 12.5 | 21 | 10 |  |  |  | FALSE | FALSE | FALSE | 17000 | 11000 | 2.69 | 23000 | 2.24
206396133 |  | Live | Carrier | MIDEA | Singlezone Non-Ducted, Wall Placement | 206396133 |  | HRCU-A-CB-O | DLCSRBH24AAK | Mini-Splits | DLFSHAH24XAK | 12.5 | 20 | 10 |  |  |  | FALSE | FALSE | FALSE | 23000 | 15000 | 2.31 | 28250 | 4.29
206396132 |  | Live | Carrier | MIDEA | Singlezone Non-Ducted, Wall Placement | 206396132 |  | HRCU-A-CB-O | DLCSRAH24AAK | Mini-Splits | DLFSHBH24XAK | 12.5 | 20 | 10 |  |  |  | FALSE | FALSE | FALSE | 23000 | 15000 | 2.57 | 25710 | 1.95
206396054 |  | Live | Carrier | MIDEA | Singlezone Non-Ducted, Wall Placement | 206396054 |  | HRCU-A-CB-O | 38MAQB24R--3 | Mini-Splits | DHMAHBQ24XA3 | 12 | 19 | 10.5 |  |  |  | FALSE | FALSE | FALSE | 24000 | 18800 | 3.22 | 25710 | 1.95
206396129 |  | Live | Carrier | MIDEA | Singlezone Non-Ducted, Wall Placement | 206396129 |  | HRCU-A-CB-O | DLCSRAH12AAK | Mini-Splits | DLFSHBH12XAK | 12 | 21 | 10 |  |  |  | FALSE | FALSE | FALSE | 12000 | 7500 | 1.57 | 22720 | 2.21
206396052 |  | Live | Carrier | MIDEA | Singlezone Non-Ducted, Wall Placement | 206396052 |  | HRCU-A-CB-O | 38MAQB12R--3 | Mini-Splits | DHMAHBQ12XA3 | 12 | 21 | 10.5 |  |  |  | TRUE | FALSE | FALSE | 12000 | 7500 | 2.56 | 13580 | 2.26
206396123 |  | Live | Carrier | KENMORE | Singlezone Non-Ducted, Wall Placement | 206396123 |  | HRCU-A-CB-O | DLCSRBH24AAK | Mini-Splits | DLFSHAH24XAK | 12.5 | 20 | 10 |  |  |  | FALSE | FALSE | FALSE | 23000 | 15000 | 2.31 | 28250 | 4.29
206396122 |  | Live | Carrier | KENMORE | Singlezone Non-Ducted, Wall Placement | 206396122 |  | HRCU-A-CB-O | DLCSRAH24AAK | Mini-Splits | DLFSHBH24XAK | 12.5 | 20 | 10 |  |  |  | FALSE | FALSE | FALSE | 23000 | 15000 | 2.57 | 25710 | 1.95
206396119 |  | Live | Carrier | KENMORE | Singlezone Non-Ducted, Wall Placement | 206396119 |  | HRCU-A-CB-O | DLCSRAH12AAK | Mini-Splits | DLFSHBH12XAK | 12 | 21 | 10 |  |  |  | FALSE | FALSE | FALSE | 12000 | 7500 | 1.57 | 22720 | 2.21
206396113 |  | Live | Carrier | KEEPRITE | Singlezone Non-Ducted, Wall Placement | 206396113 |  | HRCU-A-CB-O | DLCSRBH24AAK | Mini-Splits | DLFSHAH24XAK | 12.5 | 20 | 10 |  |  |  | FALSE | FALSE | FALSE | 23000 | 15000 | 2.31 | 28250 | 4.29
206396112 |  | Live | Carrier | KEEPRITE | Singlezone Non-Ducted, Wall Placement | 206396112 |  | HRCU-A-CB-O | DLCSRAH24AAK | Mini-Splits | DLFSHBH24XAK | 12.5 | 20 | 10 |  |  |  | FALSE | FALSE | FALSE | 23000 | 15000 | 2.57 | 25710 | 1.95
206396109 |  | Live | Carrier | KEEPRITE | Singlezone Non-Ducted, Wall Placement | 206396109 |  | HRCU-A-CB-O | DLCSRAH12AAK | Mini-Splits | DLFSHBH12XAK | 12 | 21 | 10 |  |  |  | FALSE | FALSE | FALSE | 12000 | 7500 | 1.57 | 22720 | 2.21
206396103 |  | Live | Carrier | HEIL | Singlezone Non-Ducted, Wall Placement | 206396103 |  | HRCU-A-CB-O | DLCSRBH24AAK | Mini-Splits | DLFSHAH24XAK | 12.5 | 20 | 10 |  |  |  | FALSE | FALSE | FALSE | 23000 | 15000 | 2.31 | 28250 | 4.29
206396102 |  | Live | Carrier | HEIL | Singlezone Non-Ducted, Wall Placement | 206396102 |  | HRCU-A-CB-O | DLCSRAH24AAK | Mini-Splits | DLFSHBH24XAK | 12.5 | 20 | 10 |  |  |  | FALSE | FALSE | FALSE | 23000 | 15000 | 2.57 | 25710 | 1.95
206396098 |  | Live | Carrier | HEIL | Singlezone Non-Ducted, Wall Placement | 206396098 |  | HRCU-A-CB-O | DLCSRBH12AAK | Mini-Splits | DLFSHAH12XAK | 12 | 21 | 10 |  |  |  | FALSE | FALSE | FALSE | 12000 | 7500 | 3.01 | 13960 | 4.7
206396099 |  | Live | Carrier | HEIL | Singlezone Non-Ducted, Wall Placement | 206396099 |  | HRCU-A-CB-O | DLCSRAH12AAK | Mini-Splits | DLFSHBH12XAK | 12 | 21 | 10 |  |  |  | FALSE | FALSE | FALSE | 12000 | 7500 | 1.57 | 22720 | 2.21
206396093 |  | Live | Carrier | DAY & NIGHT | Singlezone Non-Ducted, Wall Placement | 206396093 |  | HRCU-A-CB-O | DLCSRBH24AAK | Mini-Splits | DLFSHAH24XAK | 12.5 | 20 | 10 |  |  |  | FALSE | FALSE | FALSE | 23000 | 15000 | 2.31 | 28250 | 4.29
206396092 |  | Live | Carrier | DAY & NIGHT | Singlezone Non-Ducted, Wall Placement | 206396092 |  | HRCU-A-CB-O | DLCSRAH24AAK | Mini-Splits | DLFSHBH24XAK | 12.5 | 20 | 10 |  |  |  | FALSE | FALSE | FALSE | 23000 | 15000 | 2.57 | 25710 | 1.95
206396032 |  | Live | Carrier | CARRIER | Singlezone Non-Ducted, Wall Placement | 206396032 |  | HRCU-A-CB-O | 38MAQB18R--3 | Mini-Splits | 40MAHBQ18XA3 | 12.5 | 21 | 10 |  |  |  | FALSE | FALSE | FALSE | 17000 | 11000 | 2.69 | 23000 | 2.24
206396089 |  | Live | Carrier | DAY & NIGHT | Singlezone Non-Ducted, Wall Placement | 206396089 |  | HRCU-A-CB-O | DLCSRAH12AAK | Mini-Splits | DLFSHBH12XAK | 12 | 21 | 10 |  |  |  | FALSE | FALSE | FALSE | 12000 | 7500 | 1.57 | 22720 | 2.21
206396033 |  | Live | Carrier | CARRIER | Singlezone Non-Ducted, Wall Placement | 206396033 |  | HRCU-A-CB-O | 38MAQB24R--3 | Mini-Splits | 40MAHBQ24XA3 | 12 | 19 | 10.5 |  |  |  | FALSE | FALSE | FALSE | 24000 | 18800 | 3.22 | 25710 | 1.95
206396031 |  | Live | Carrier | CARRIER | Singlezone Non-Ducted, Wall Placement | 206396031 |  | HRCU-A-CB-O | 38MAQB12R--3 | Mini-Splits | 40MAHBQ12XA3 | 12 | 21 | 10.5 |  |  |  | TRUE | FALSE | FALSE | 12000 | 7500 | 2.56 | 13580 | 2.26
206396039 |  | Live | Carrier | BRYANT | Singlezone Non-Ducted, Wall Placement | 206396039 |  | HRCU-A-CB-O | 38MAQB18R--3 | Mini-Splits | 619AHBQ18XA3 | 12.5 | 21 | 10 |  |  |  | FALSE | FALSE | FALSE | 17000 | 11000 | 2.69 | 23000 | 2.24
206396038 |  | Live | Carrier | BRYANT | Singlezone Non-Ducted, Wall Placement | 206396038 |  | HRCU-A-CB-O | 38MAQB12R--3 | Mini-Splits | 619AHBQ12XA3 | 12 | 21 | 10.5 |  |  |  | TRUE | FALSE | FALSE | 12000 | 7500 | 2.56 | 13580 | 2.26
206396040 |  | Live | Carrier | BRYANT | Singlezone Non-Ducted, Wall Placement | 206396040 |  | HRCU-A-CB-O | 38MAQB24R--3 | Mini-Splits | 619AHBQ24XA3 | 12 | 19 | 10.5 |  |  |  | FALSE | FALSE | FALSE | 24000 | 18800 | 3.22 | 25710 | 1.95
206396073 |  | Live | Carrier | ARCOAIRE | Singlezone Non-Ducted, Wall Placement | 206396073 |  | HRCU-A-CB-O | DLCSRBH24AAK | Mini-Splits | DLFSHAH24XAK | 12.5 | 20 | 10 |  |  |  | FALSE | FALSE | FALSE | 23000 | 15000 | 2.31 | 28250 | 4.29
206396072 |  | Live | Carrier | ARCOAIRE | Singlezone Non-Ducted, Wall Placement | 206396072 |  | HRCU-A-CB-O | DLCSRAH24AAK | Mini-Splits | DLFSHBH24XAK | 12.5 | 20 | 10 |  |  |  | FALSE | FALSE | FALSE | 23000 | 15000 | 2.57 | 25710 | 1.95
206396069 |  | Live | Carrier | ARCOAIRE | Singlezone Non-Ducted, Wall Placement | 206396069 |  | HRCU-A-CB-O | DLCSRAH12AAK | Mini-Splits | DLFSHBH12XAK | 12 | 21 | 10 |  |  |  | FALSE | FALSE | FALSE | 12000 | 7500 | 1.57 | 22720 | 2.21
206396163 |  | Live | Carrier | AIRQUEST | Singlezone Non-Ducted, Wall Placement | 206396163 |  | HRCU-A-CB-O | DLCSRBH24AAK | Mini-Splits | DLFSHAH24XAK | 12.5 | 20 | 10 |  |  |  | FALSE | FALSE | FALSE | 23000 | 15000 | 2.31 | 28250 | 4.29
206396162 |  | Live | Carrier | AIRQUEST | Singlezone Non-Ducted, Wall Placement | 206396162 |  | HRCU-A-CB-O | DLCSRAH24AAK | Mini-Splits | DLFSHBH24XAK | 12.5 | 20 | 10 |  |  |  | FALSE | FALSE | FALSE | 23000 | 15000 | 2.57 | 25710 | 1.95
205788720 |  | Live | Carrier | WEATHERMAKER | Singlezone Ducted, Centrally Ducted | 205788720 |  | HRCU-A-CB | 38MBRBQ36AA3 | Mini-Splits | 40MBAAQ36XA3 | 8.5 | 16.5 | 10.4 |  |  |  | FALSE | FALSE | FALSE | 36000 | 25000 | 2.45 | 28840 | 2.67
206396159 |  | Live | Carrier | AIRQUEST | Singlezone Non-Ducted, Wall Placement | 206396159 |  | HRCU-A-CB-O | DLCSRAH12AAK | Mini-Splits | DLFSHBH12XAK | 12 | 21 | 10 |  |  |  | FALSE | FALSE | FALSE | 12000 | 7500 | 1.57 | 22720 | 2.21
205788721 |  | Live | Carrier | WEATHERMAKER | Singlezone Ducted, Centrally Ducted | 205788721 |  | HRCU-A-CB | 38MBRBQ48AA3 | Mini-Splits | 40MBAAQ48XA3 | 8.2 | 16 | 9.5 |  |  |  | FALSE | FALSE | FALSE | 48000 | 36000 | 2.08 | 40540 | 2.27
206188273 |  | Live | Carrier | WEATHERMAKER | Singlezone Ducted, Compact Ducted | 206188273 |  | HRCU-A-CB | 38MBRBQ48AA3 | Mini-Splits | 40MBDQ48---3 | 9.2 | 17.4 | 10.3 |  |  |  | FALSE | FALSE | FALSE | 48000 | 29000 | 2.5 | 45950 | 3.11
206188270 |  | Live | Carrier | WEATHERMAKER | Singlezone Ducted, Compact Ducted | 206188270 |  | HRCU-A-CB | 38MBRBQ36AA3 | Mini-Splits | 40MBDQ36---3 | 9 | 16.7 | 11.5 |  |  |  | FALSE | FALSE | FALSE | 36000 | 27000 | 2.6 | 32420 | 2.71
205788724 |  | Live | Carrier | PAYNE | Singlezone Ducted, Centrally Ducted | 205788724 |  | HRCU-A-CB | 38MBRBQ36AA3 | Mini-Splits | 40MBAAQ36XA3 | 8.5 | 16.5 | 10.4 |  |  |  | FALSE | FALSE | FALSE | 36000 | 25000 | 2.45 | 28840 | 2.67
205788725 |  | Live | Carrier | PAYNE | Singlezone Ducted, Centrally Ducted | 205788725 |  | HRCU-A-CB | 38MBRBQ48AA3 | Mini-Splits | 40MBAAQ48XA3 | 8.2 | 16 | 9.5 |  |  |  | FALSE | FALSE | FALSE | 48000 | 36000 | 2.08 | 40540 | 2.27
206188266 |  | Live | Carrier | PAYNE | Singlezone Ducted, Compact Ducted | 206188266 |  | HRCU-A-CB | 38MBRBQ48AA3 | Mini-Splits | 40MBDQ48---3 | 9.2 | 17.4 | 10.3 |  |  |  | FALSE | FALSE | FALSE | 48000 | 29000 | 2.5 | 45950 | 3.11
206188263 |  | Live | Carrier | PAYNE | Singlezone Ducted, Compact Ducted | 206188263 |  | HRCU-A-CB | 38MBRBQ36AA3 | Mini-Splits | 40MBDQ36---3 | 9 | 16.7 | 11.5 |  |  |  | FALSE | FALSE | FALSE | 36000 | 27000 | 2.6 | 32420 | 2.71
205962796 |  | Live | Carrier | MIDEA | Singlezone Ducted, Centrally Ducted | 205962796 |  | HRCU-A-CB | 38MBRBQ36AA3 | Mini-Splits | 40MBAAQ36XA3 | 8.5 | 16.5 | 10.4 |  |  |  | FALSE | FALSE | FALSE | 36000 | 25000 | 2.45 | 28840 | 2.67
205962797 |  | Live | Carrier | MIDEA | Singlezone Ducted, Centrally Ducted | 205962797 |  | HRCU-A-CB | 38MBRBQ48AA3 | Mini-Splits | 40MBAAQ48XA3 | 8.2 | 16 | 9.5 |  |  |  | FALSE | FALSE | FALSE | 48000 | 36000 | 2.08 | 40540 | 2.27
206188280 |  | Live | Carrier | MIDEA | Singlezone Ducted, Compact Ducted | 206188280 |  | HRCU-A-CB | 38MBRBQ48AA3 | Mini-Splits | 40MBDQ48---3 | 9.2 | 17.4 | 10.3 |  |  |  | FALSE | FALSE | FALSE | 48000 | 29000 | 2.5 | 45950 | 3.11
206188277 |  | Live | Carrier | MIDEA | Singlezone Ducted, Compact Ducted | 206188277 |  | HRCU-A-CB | 38MBRBQ36AA3 | Mini-Splits | 40MBDQ36---3 | 9 | 16.7 | 11.5 |  |  |  | FALSE | FALSE | FALSE | 36000 | 27000 | 2.6 | 32420 | 2.71
205788723 |  | Live | Carrier | CARRIER | Singlezone Ducted, Centrally Ducted | 205788723 |  | HRCU-A-CB | 38MBRBQ48AA3 | Mini-Splits | 40MBAAQ48XA3 | 8.2 | 16 | 9.5 |  |  |  | FALSE | FALSE | FALSE | 48000 | 36000 | 2.08 | 40540 | 2.27
206188252 |  | Live | Carrier | CARRIER | Singlezone Ducted, Compact Ducted | 206188252 |  | HRCU-A-CB | 38MBRBQ48AA3 | Mini-Splits | 40MBDQ48---3 | 9.2 | 17.4 | 10.3 |  |  |  | FALSE | FALSE | FALSE | 48000 | 29000 | 2.5 | 45950 | 3.11
206188249 |  | Live | Carrier | CARRIER | Singlezone Ducted, Compact Ducted | 206188249 |  | HRCU-A-CB | 38MBRBQ36AA3 | Mini-Splits | 40MBDQ36---3 | 9 | 16.7 | 11.5 |  |  |  | FALSE | FALSE | FALSE | 36000 | 27000 | 2.6 | 32420 | 2.71
205788726 |  | Live | Carrier | BRYANT | Singlezone Ducted, Centrally Ducted | 205788726 |  | HRCU-A-CB | 38MBRBQ36AA3 | Mini-Splits | 40MBAAQ36XA3 | 8.5 | 16.5 | 10.4 |  |  |  | FALSE | FALSE | FALSE | 36000 | 25000 | 2.45 | 28840 | 2.67
205788722 |  | Live | Carrier | CARRIER | Singlezone Ducted, Centrally Ducted | 205788722 |  | HRCU-A-CB | 38MBRBQ36AA3 | Mini-Splits | 40MBAAQ36XA3 | 8.5 | 16.5 | 10.4 |  |  |  | FALSE | FALSE | FALSE | 36000 | 25000 | 2.45 | 28840 | 2.67
205788727 |  | Live | Carrier | BRYANT | Singlezone Ducted, Centrally Ducted | 205788727 |  | HRCU-A-CB | 38MBRBQ48AA3 | Mini-Splits | 40MBAAQ48XA3 | 8.2 | 16 | 9.5 |  |  |  | FALSE | FALSE | FALSE | 48000 | 36000 | 2.08 | 40540 | 2.27
206188256 |  | Live | Carrier | BRYANT | Singlezone Ducted, Compact Ducted | 206188256 |  | HRCU-A-CB | 38MBRBQ36AA3 | Mini-Splits | 40MBDQ36---3 | 9 | 16.7 | 11.5 |  |  |  | FALSE | FALSE | FALSE | 36000 | 27000 | 2.6 | 32420 | 2.71
206188259 |  | Live | Carrier | BRYANT | Singlezone Ducted, Compact Ducted | 206188259 |  | HRCU-A-CB | 38MBRBQ48AA3 | Mini-Splits | 40MBDQ48---3 | 9.2 | 17.4 | 10.3 |  |  |  | FALSE | FALSE | FALSE | 48000 | 29000 | 2.5 | 45950 | 3.11
206971739 |  | Live | Johnson Controls Inc. (York International Norman) | CHAMPION HEATING AND COOLING | Singlezone Ducted, Centrally Ducted | 206971739 |  | HRCU-A-CB | HMH72B481 |  | CM64DXA1+MVC14DN21+TXV | 10.25 | 18.25 | 9 |  |  |  | FALSE | FALSE | FALSE | 48000 | 29200 | 2.5 | 29200 | 2.5
206971738 |  | Live | Johnson Controls Inc. (York International Norman) | FRASER-JOHNSTON | Singlezone Ducted, Centrally Ducted | 206971738 |  | HRCU-A-CB | HMH72B481 |  | CM64DXA1+MVC14DN21+TXV | 10.25 | 18.25 | 9 |  |  |  | FALSE | FALSE | FALSE | 48000 | 29200 | 2.5 | 29200 | 2.5
206971736 |  | Live | Johnson Controls Inc. (York International Norman) | COLEMAN | Singlezone Ducted, Centrally Ducted | 206971736 |  | HRCU-A-CB | HMH72B481 |  | CM64DXA1+MVC14DN21+TXV | 10.25 | 18.25 | 9 |  |  |  | FALSE | FALSE | FALSE | 48000 | 29200 | 2.5 | 29200 | 2.5
206971181 |  | Live | Johnson Controls Inc. (York International Norman) | YORK | Singlezone Ducted, Centrally Ducted | 206971181 |  | HRCU-A-CB | HMH72B481 |  | CM64DXA1+MVC14DN21+TXV | 10.25 | 18.25 | 9 |  |  |  | FALSE | FALSE | FALSE | 48000 | 29200 | 2.5 | 29200 | 2.5
206971735 |  | Live | Johnson Controls Inc. (York International Norman) | CHAMPION HEATING AND COOLING | Singlezone Ducted, Centrally Ducted | 206971735 |  | HRCU-A-CB | HMH72B481 |  | CF64DXA1+MVC14DN21+TXV | 10.25 | 18.25 | 9 |  |  |  | FALSE | FALSE | FALSE | 48000 | 29200 | 2.5 | 29200 | 2.5
206971734 |  | Live | Johnson Controls Inc. (York International Norman) | FRASER-JOHNSTON | Singlezone Ducted, Centrally Ducted | 206971734 |  | HRCU-A-CB | HMH72B481 |  | CF64DXA1+MVC14DN21+TXV | 10.25 | 18.25 | 9 |  |  |  | FALSE | FALSE | FALSE | 48000 | 29200 | 2.5 | 29200 | 2.5
206971733 |  | Live | Johnson Controls Inc. (York International Norman) | LUXAIRE | Singlezone Ducted, Centrally Ducted | 206971733 |  | HRCU-A-CB | HMH72B481 |  | CF64DXA1+MVC14DN21+TXV | 10.25 | 18.25 | 9 |  |  |  | FALSE | FALSE | FALSE | 48000 | 29200 | 2.5 | 29200 | 2.5
206971732 |  | Live | Johnson Controls Inc. (York International Norman) | COLEMAN | Singlezone Ducted, Centrally Ducted | 206971732 |  | HRCU-A-CB | HMH72B481 |  | CF64DXA1+MVC14DN21+TXV | 10.25 | 18.25 | 9 |  |  |  | FALSE | FALSE | FALSE | 48000 | 29200 | 2.5 | 29200 | 2.5
206971180 |  | Live | Johnson Controls Inc. (York International Norman) | YORK | Singlezone Ducted, Centrally Ducted | 206971180 |  | HRCU-A-CB | HMH72B481 |  | CF64DXA1+MVC14DN21+TXV | 10.25 | 18.25 | 9 |  |  |  | FALSE | FALSE | FALSE | 48000 | 29200 | 2.5 | 29200 | 2.5
206971737 |  | Live | Johnson Controls Inc. (York International Norman) | LUXAIRE | Singlezone Ducted, Centrally Ducted | 206971737 |  | HRCU-A-CB | HMH72B481 |  | CM64DXA1+MVC14DN21+TXV | 10.25 | 18.25 | 9 |  |  |  | FALSE | FALSE | FALSE | 48000 | 29200 | 2.5 | 29200 | 2.5
206971477 |  | Live | Johnson Controls Inc. (York International Norman) | CHAMPION HEATING AND COOLING | Singlezone Ducted, Centrally Ducted | 206971477 |  | HRCU-A-CB | HMH72B601 |  | AVC60DX21+TXV | 8.25 | 16.25 | 9.5 |  |  |  | FALSE | FALSE | FALSE | 57500 | 39000 | 2.56 | 39000 | 2.56
206971476 |  | Live | Johnson Controls Inc. (York International Norman) | FRASER-JOHNSTON | Singlezone Ducted, Centrally Ducted | 206971476 |  | HRCU-A-CB | HMH72B601 |  | AVC60DX21+TXV | 8.25 | 16.25 | 9.5 |  |  |  | FALSE | FALSE | FALSE | 57500 | 39000 | 2.56 | 39000 | 2.56
206971474 |  | Live | Johnson Controls Inc. (York International Norman) | COLEMAN | Singlezone Ducted, Centrally Ducted | 206971474 |  | HRCU-A-CB | HMH72B601 |  | AVC60DX21+TXV | 8.25 | 16.25 | 9.5 |  |  |  | FALSE | FALSE | FALSE | 57500 | 39000 | 2.56 | 39000 | 2.56
206971475 |  | Live | Johnson Controls Inc. (York International Norman) | LUXAIRE | Singlezone Ducted, Centrally Ducted | 206971475 |  | HRCU-A-CB | HMH72B601 |  | AVC60DX21+TXV | 8.25 | 16.25 | 9.5 |  |  |  | FALSE | FALSE | FALSE | 57500 | 39000 | 2.56 | 39000 | 2.56
206971107 |  | Live | Johnson Controls Inc. (York International Norman) | YORK | Singlezone Ducted, Centrally Ducted | 206971107 |  | HRCU-A-CB | HMH72B601 |  | AVC60DX21+TXV | 8.25 | 16.25 | 9.5 |  |  |  | FALSE | FALSE | FALSE | 57500 | 39000 | 2.56 | 39000 | 2.56
206971473 |  | Live | Johnson Controls Inc. (York International Norman) | CHAMPION HEATING AND COOLING | Singlezone Ducted, Centrally Ducted | 206971473 |  | HRCU-A-CB | HMH72B601 |  | CM64DXA1+ME20DN21+TXV | 8.5 | 16.25 | 9.5 |  |  |  | FALSE | FALSE | FALSE | 59000 | 39000 | 2.62 | 39000 | 2.62
206971472 |  | Live | Johnson Controls Inc. (York International Norman) | FRASER-JOHNSTON | Singlezone Ducted, Centrally Ducted | 206971472 |  | HRCU-A-CB | HMH72B601 |  | CM64DXA1+ME20DN21+TXV | 8.5 | 16.25 | 9.5 |  |  |  | FALSE | FALSE | FALSE | 59000 | 39000 | 2.62 | 39000 | 2.62
206971469 |  | Live | Johnson Controls Inc. (York International Norman) | CHAMPION HEATING AND COOLING | Singlezone Ducted, Centrally Ducted | 206971469 |  | HRCU-A-CB | HMH72B601 |  | CF64DXA1+ME20DN21+TXV | 8.5 | 16.25 | 9.5 |  |  |  | FALSE | FALSE | FALSE | 59000 | 39000 | 2.62 | 39000 | 2.62
206971106 |  | Live | Johnson Controls Inc. (York International Norman) | YORK | Singlezone Ducted, Centrally Ducted | 206971106 |  | HRCU-A-CB | HMH72B601 |  | CM64DXA1+ME20DN21+TXV | 8.5 | 16.25 | 9.5 |  |  |  | FALSE | FALSE | FALSE | 59000 | 39000 | 2.62 | 39000 | 2.62
206971470 |  | Live | Johnson Controls Inc. (York International Norman) | COLEMAN | Singlezone Ducted, Centrally Ducted | 206971470 |  | HRCU-A-CB | HMH72B601 |  | CM64DXA1+ME20DN21+TXV | 8.5 | 16.25 | 9.5 |  |  |  | FALSE | FALSE | FALSE | 59000 | 39000 | 2.62 | 39000 | 2.62
206971468 |  | Live | Johnson Controls Inc. (York International Norman) | FRASER-JOHNSTON | Singlezone Ducted, Centrally Ducted | 206971468 |  | HRCU-A-CB | HMH72B601 |  | CF64DXA1+ME20DN21+TXV | 8.5 | 16.25 | 9.5 |  |  |  | FALSE | FALSE | FALSE | 59000 | 39000 | 2.62 | 39000 | 2.62
206971467 |  | Live | Johnson Controls Inc. (York International Norman) | LUXAIRE | Singlezone Ducted, Centrally Ducted | 206971467 |  | HRCU-A-CB | HMH72B601 |  | CF64DXA1+ME20DN21+TXV | 8.5 | 16.25 | 9.5 |  |  |  | FALSE | FALSE | FALSE | 59000 | 39000 | 2.62 | 39000 | 2.62
206971471 |  | Live | Johnson Controls Inc. (York International Norman) | LUXAIRE | Singlezone Ducted, Centrally Ducted | 206971471 |  | HRCU-A-CB | HMH72B601 |  | CM64DXA1+ME20DN21+TXV | 8.5 | 16.25 | 9.5 |  |  |  | FALSE | FALSE | FALSE | 59000 | 39000 | 2.62 | 39000 | 2.62
206971466 |  | Live | Johnson Controls Inc. (York International Norman) | COLEMAN | Singlezone Ducted, Centrally Ducted | 206971466 |  | HRCU-A-CB | HMH72B601 |  | CF64DXA1+ME20DN21+TXV | 8.5 | 16.25 | 9.5 |  |  |  | FALSE | FALSE | FALSE | 59000 | 39000 | 2.62 | 39000 | 2.62
206971465 |  | Live | Johnson Controls Inc. (York International Norman) | CHAMPION HEATING AND COOLING | Singlezone Ducted, Centrally Ducted | 206971465 |  | HRCU-A-CB | HMH72B601 |  | CM64DXA1+MVC20DN21+TXV | 8.5 | 16.75 | 9.5 |  |  |  | FALSE | FALSE | FALSE | 59000 | 39000 | 2.62 | 39000 | 2.62
206971464 |  | Live | Johnson Controls Inc. (York International Norman) | FRASER-JOHNSTON | Singlezone Ducted, Centrally Ducted | 206971464 |  | HRCU-A-CB | HMH72B601 |  | CM64DXA1+MVC20DN21+TXV | 8.5 | 16.75 | 9.5 |  |  |  | FALSE | FALSE | FALSE | 59000 | 39000 | 2.62 | 39000 | 2.62
206971463 |  | Live | Johnson Controls Inc. (York International Norman) | LUXAIRE | Singlezone Ducted, Centrally Ducted | 206971463 |  | HRCU-A-CB | HMH72B601 |  | CM64DXA1+MVC20DN21+TXV | 8.5 | 16.75 | 9.5 |  |  |  | FALSE | FALSE | FALSE | 59000 | 39000 | 2.62 | 39000 | 2.62
206971462 |  | Live | Johnson Controls Inc. (York International Norman) | COLEMAN | Singlezone Ducted, Centrally Ducted | 206971462 |  | HRCU-A-CB | HMH72B601 |  | CM64DXA1+MVC20DN21+TXV | 8.5 | 16.75 | 9.5 |  |  |  | FALSE | FALSE | FALSE | 59000 | 39000 | 2.62 | 39000 | 2.62
206971104 |  | Live | Johnson Controls Inc. (York International Norman) | YORK | Singlezone Ducted, Centrally Ducted | 206971104 |  | HRCU-A-CB | HMH72B601 |  | CM64DXA1+MVC20DN21+TXV | 8.5 | 16.75 | 9.5 |  |  |  | FALSE | FALSE | FALSE | 59000 | 39000 | 2.62 | 39000 | 2.62
206971461 |  | Live | Johnson Controls Inc. (York International Norman) | CHAMPION HEATING AND COOLING | Singlezone Ducted, Centrally Ducted | 206971461 |  | HRCU-A-CB | HMH72B601 |  | CF64DXA1+MVC20DN21+TXV | 8.5 | 16.75 | 9.5 |  |  |  | FALSE | FALSE | FALSE | 59000 | 39000 | 2.62 | 39000 | 2.62
206971458 |  | Live | Johnson Controls Inc. (York International Norman) | COLEMAN | Singlezone Ducted, Centrally Ducted | 206971458 |  | HRCU-A-CB | HMH72B601 |  | CF64DXA1+MVC20DN21+TXV | 8.5 | 16.75 | 9.5 |  |  |  | FALSE | FALSE | FALSE | 59000 | 39000 | 2.62 | 39000 | 2.62
206971459 |  | Live | Johnson Controls Inc. (York International Norman) | LUXAIRE | Singlezone Ducted, Centrally Ducted | 206971459 |  | HRCU-A-CB | HMH72B601 |  | CF64DXA1+MVC20DN21+TXV | 8.5 | 16.75 | 9.5 |  |  |  | FALSE | FALSE | FALSE | 59000 | 39000 | 2.62 | 39000 | 2.62
206971460 |  | Live | Johnson Controls Inc. (York International Norman) | FRASER-JOHNSTON | Singlezone Ducted, Centrally Ducted | 206971460 |  | HRCU-A-CB | HMH72B601 |  | CF64DXA1+MVC20DN21+TXV | 8.5 | 16.75 | 9.5 |  |  |  | FALSE | FALSE | FALSE | 59000 | 39000 | 2.62 | 39000 | 2.62
206971103 |  | Live | Johnson Controls Inc. (York International Norman) | YORK | Singlezone Ducted, Centrally Ducted | 206971103 |  | HRCU-A-CB | HMH72B601 |  | CF64DXA1+MVC20DN21+TXV | 8.5 | 16.75 | 9.5 |  |  |  | FALSE | FALSE | FALSE | 59000 | 39000 | 2.62 | 39000 | 2.62
206971105 |  | Live | Johnson Controls Inc. (York International Norman) | YORK | Singlezone Ducted, Centrally Ducted | 206971105 |  | HRCU-A-CB | HMH72B601 |  | CF64DXA1+ME20DN21+TXV | 8.5 | 16.25 | 9.5 |  |  |  | FALSE | FALSE | FALSE | 59000 | 39000 | 2.62 | 39000 | 2.62
206971730 |  | Live | Johnson Controls Inc. (York International Norman) | FRASER-JOHNSTON | Singlezone Ducted, Centrally Ducted | 206971730 |  | HRCU-A-CB | HMH72B481 |  | CM64DXA1+MVC20DN21+TXV | 10.25 | 18.25 | 9.5 |  |  |  | FALSE | FALSE | FALSE | 48000 | 30200 | 2.54 | 30200 | 2.54
206971729 |  | Live | Johnson Controls Inc. (York International Norman) | LUXAIRE | Singlezone Ducted, Centrally Ducted | 206971729 |  | HRCU-A-CB | HMH72B481 |  | CM64DXA1+MVC20DN21+TXV | 10.25 | 18.25 | 9.5 |  |  |  | FALSE | FALSE | FALSE | 48000 | 30200 | 2.54 | 30200 | 2.54
206971179 |  | Live | Johnson Controls Inc. (York International Norman) | YORK | Singlezone Ducted, Centrally Ducted | 206971179 |  | HRCU-A-CB | HMH72B481 |  | CM64DXA1+MVC20DN21+TXV | 10.25 | 18.25 | 9.5 |  |  |  | FALSE | FALSE | FALSE | 48000 | 30200 | 2.54 | 30200 | 2.54
206971727 |  | Live | Johnson Controls Inc. (York International Norman) | CHAMPION HEATING AND COOLING | Singlezone Ducted, Centrally Ducted | 206971727 |  | HRCU-A-CB | HMH72B481 |  | CF64DXA1+MVC20DN21+TXV | 10.25 | 18.25 | 9.5 |  |  |  | FALSE | FALSE | FALSE | 48000 | 30200 | 2.54 | 30200 | 2.54
206971726 |  | Live | Johnson Controls Inc. (York International Norman) | FRASER-JOHNSTON | Singlezone Ducted, Centrally Ducted | 206971726 |  | HRCU-A-CB | HMH72B481 |  | CF64DXA1+MVC20DN21+TXV | 10.25 | 18.25 | 9.5 |  |  |  | FALSE | FALSE | FALSE | 48000 | 30200 | 2.54 | 30200 | 2.54
206971728 |  | Live | Johnson Controls Inc. (York International Norman) | COLEMAN | Singlezone Ducted, Centrally Ducted | 206971728 |  | HRCU-A-CB | HMH72B481 |  | CM64DXA1+MVC20DN21+TXV | 10.25 | 18.25 | 9.5 |  |  |  | FALSE | FALSE | FALSE | 48000 | 30200 | 2.54 | 30200 | 2.54
206971731 |  | Live | Johnson Controls Inc. (York International Norman) | CHAMPION HEATING AND COOLING | Singlezone Ducted, Centrally Ducted | 206971731 |  | HRCU-A-CB | HMH72B481 |  | CM64DXA1+MVC20DN21+TXV | 10.25 | 18.25 | 9.5 |  |  |  | FALSE | FALSE | FALSE | 48000 | 30200 | 2.54 | 30200 | 2.54
206971725 |  | Live | Johnson Controls Inc. (York International Norman) | LUXAIRE | Singlezone Ducted, Centrally Ducted | 206971725 |  | HRCU-A-CB | HMH72B481 |  | CF64DXA1+MVC20DN21+TXV | 10.25 | 18.25 | 9.5 |  |  |  | FALSE | FALSE | FALSE | 48000 | 30200 | 2.54 | 30200 | 2.54
206971178 |  | Live | Johnson Controls Inc. (York International Norman) | YORK | Singlezone Ducted, Centrally Ducted | 206971178 |  | HRCU-A-CB | HMH72B481 |  | CF64DXA1+MVC20DN21+TXV | 10.25 | 18.25 | 9.5 |  |  |  | FALSE | FALSE | FALSE | 48000 | 30200 | 2.54 | 30200 | 2.54
206971724 |  | Live | Johnson Controls Inc. (York International Norman) | COLEMAN | Singlezone Ducted, Centrally Ducted | 206971724 |  | HRCU-A-CB | HMH72B481 |  | CF64DXA1+MVC20DN21+TXV | 10.25 | 18.25 | 9.5 |  |  |  | FALSE | FALSE | FALSE | 48000 | 30200 | 2.54 | 30200 | 2.54
206922146 |  | Live | Johnson Controls Inc. (York International Norman) | CHAMPION HEATING AND COOLING | Singlezone Ducted, Centrally Ducted | 206922146 |  | HRCU-A-CB | HMH72B241 |  | CM36BBAA1+ME08BN21 | 10.25 | 17.5 | 9.5 |  |  |  | FALSE | FALSE | FALSE | 22000 | 14100 | 2.37 | 14100 | 2.37
206922145 |  | Live | Johnson Controls Inc. (York International Norman) | FRASER-JOHNSTON | Singlezone Ducted, Centrally Ducted | 206922145 |  | HRCU-A-CB | HMH72B241 |  | CM36BBAA1+ME08BN21 | 10.25 | 17.5 | 9.5 |  |  |  | FALSE | FALSE | FALSE | 22000 | 14100 | 2.37 | 14100 | 2.37
206922144 |  | Live | Johnson Controls Inc. (York International Norman) | LUXAIRE | Singlezone Ducted, Centrally Ducted | 206922144 |  | HRCU-A-CB | HMH72B241 |  | CM36BBAA1+ME08BN21 | 10.25 | 17.5 | 9.5 |  |  |  | FALSE | FALSE | FALSE | 22000 | 14100 | 2.37 | 14100 | 2.37
206922143 |  | Live | Johnson Controls Inc. (York International Norman) | COLEMAN | Singlezone Ducted, Centrally Ducted | 206922143 |  | HRCU-A-CB | HMH72B241 |  | CM36BBAA1+ME08BN21 | 10.25 | 17.5 | 9.5 |  |  |  | FALSE | FALSE | FALSE | 22000 | 14100 | 2.37 | 14100 | 2.37
206922141 |  | Live | Johnson Controls Inc. (York International Norman) | FRASER-JOHNSTON | Singlezone Ducted, Centrally Ducted | 206922141 |  | HRCU-A-CB | HMH72B241 |  | CM36BXA1+ME08BN21+TXV | 10.25 | 17.5 | 9.5 |  |  |  | FALSE | FALSE | FALSE | 22000 | 14100 | 2.37 | 14100 | 2.37
206922142 |  | Live | Johnson Controls Inc. (York International Norman) | CHAMPION HEATING AND COOLING | Singlezone Ducted, Centrally Ducted | 206922142 |  | HRCU-A-CB | HMH72B241 |  | CM36BXA1+ME08BN21+TXV | 10.25 | 17.5 | 9.5 |  |  |  | FALSE | FALSE | FALSE | 22000 | 14100 | 2.37 | 14100 | 2.37
206922140 |  | Live | Johnson Controls Inc. (York International Norman) | LUXAIRE | Singlezone Ducted, Centrally Ducted | 206922140 |  | HRCU-A-CB | HMH72B241 |  | CM36BXA1+ME08BN21+TXV | 10.25 | 17.5 | 9.5 |  |  |  | FALSE | FALSE | FALSE | 22000 | 14100 | 2.37 | 14100 | 2.37
206921150 |  | Live | Johnson Controls Inc. (York International Norman) | YORK | Singlezone Ducted, Centrally Ducted | 206921150 |  | HRCU-A-CB | HMH72B241 |  | CM36BBAA1+ME08BN21 | 10.25 | 17.5 | 9.5 |  |  |  | FALSE | FALSE | FALSE | 22000 | 14100 | 2.37 | 14100 | 2.37
206922139 |  | Live | Johnson Controls Inc. (York International Norman) | COLEMAN | Singlezone Ducted, Centrally Ducted | 206922139 |  | HRCU-A-CB | HMH72B241 |  | CM36BXA1+ME08BN21+TXV | 10.25 | 17.5 | 9.5 |  |  |  | FALSE | FALSE | FALSE | 22000 | 14100 | 2.37 | 14100 | 2.37
206921149 |  | Live | Johnson Controls Inc. (York International Norman) | YORK | Singlezone Ducted, Centrally Ducted | 206921149 |  | HRCU-A-CB | HMH72B241 |  | CM36BXA1+ME08BN21+TXV | 10.25 | 17.5 | 9.5 |  |  |  | FALSE | FALSE | FALSE | 22000 | 14100 | 2.37 | 14100 | 2.37
206922137 |  | Live | Johnson Controls Inc. (York International Norman) | FRASER-JOHNSTON | Singlezone Ducted, Centrally Ducted | 206922137 |  | HRCU-A-CB | HMH72B241 |  | CF36BBAA1+ME08BN21 | 10.25 | 17.5 | 9.5 |  |  |  | FALSE | FALSE | FALSE | 22000 | 14100 | 2.37 | 14100 | 2.37
206922138 |  | Live | Johnson Controls Inc. (York International Norman) | CHAMPION HEATING AND COOLING | Singlezone Ducted, Centrally Ducted | 206922138 |  | HRCU-A-CB | HMH72B241 |  | CF36BBAA1+ME08BN21 | 10.25 | 17.5 | 9.5 |  |  |  | FALSE | FALSE | FALSE | 22000 | 14100 | 2.37 | 14100 | 2.37
206922136 |  | Live | Johnson Controls Inc. (York International Norman) | LUXAIRE | Singlezone Ducted, Centrally Ducted | 206922136 |  | HRCU-A-CB | HMH72B241 |  | CF36BBAA1+ME08BN21 | 10.25 | 17.5 | 9.5 |  |  |  | FALSE | FALSE | FALSE | 22000 | 14100 | 2.37 | 14100 | 2.37
206922134 |  | Live | Johnson Controls Inc. (York International Norman) | CHAMPION HEATING AND COOLING | Singlezone Ducted, Centrally Ducted | 206922134 |  | HRCU-A-CB | HMH72B241 |  | CF36BXA1+ME08BN21+TXV | 10.25 | 17.5 | 9.5 |  |  |  | FALSE | FALSE | FALSE | 22000 | 14100 | 2.37 | 14100 | 2.37
206922133 |  | Live | Johnson Controls Inc. (York International Norman) | FRASER-JOHNSTON | Singlezone Ducted, Centrally Ducted | 206922133 |  | HRCU-A-CB | HMH72B241 |  | CF36BXA1+ME08BN21+TXV | 10.25 | 17.5 | 9.5 |  |  |  | FALSE | FALSE | FALSE | 22000 | 14100 | 2.37 | 14100 | 2.37
206922135 |  | Live | Johnson Controls Inc. (York International Norman) | COLEMAN | Singlezone Ducted, Centrally Ducted | 206922135 |  | HRCU-A-CB | HMH72B241 |  | CF36BBAA1+ME08BN21 | 10.25 | 17.5 | 9.5 |  |  |  | FALSE | FALSE | FALSE | 22000 | 14100 | 2.37 | 14100 | 2.37
206922132 |  | Live | Johnson Controls Inc. (York International Norman) | LUXAIRE | Singlezone Ducted, Centrally Ducted | 206922132 |  | HRCU-A-CB | HMH72B241 |  | CF36BXA1+ME08BN21+TXV | 10.25 | 17.5 | 9.5 |  |  |  | FALSE | FALSE | FALSE | 22000 | 14100 | 2.37 | 14100 | 2.37
206921148 |  | Live | Johnson Controls Inc. (York International Norman) | YORK | Singlezone Ducted, Centrally Ducted | 206921148 |  | HRCU-A-CB | HMH72B241 |  | CF36BBAA1+ME08BN21 | 10.25 | 17.5 | 9.5 |  |  |  | FALSE | FALSE | FALSE | 22000 | 14100 | 2.37 | 14100 | 2.37
206922131 |  | Live | Johnson Controls Inc. (York International Norman) | COLEMAN | Singlezone Ducted, Centrally Ducted | 206922131 |  | HRCU-A-CB | HMH72B241 |  | CF36BXA1+ME08BN21+TXV | 10.25 | 17.5 | 9.5 |  |  |  | FALSE | FALSE | FALSE | 22000 | 14100 | 2.37 | 14100 | 2.37
206922103 |  | Live | Johnson Controls Inc. (York International Norman) | COLEMAN | Singlezone Ducted, Centrally Ducted | 206922103 |  | HRCU-A-CB | HMH72B241 |  | CM36BBAA1+MVC12BN21 | 10.25 | 17.75 | 9.5 |  |  |  | FALSE | FALSE | FALSE | 22200 | 14300 | 2.42 | 14300 | 2.42
206922106 |  | Live | Johnson Controls Inc. (York International Norman) | CHAMPION HEATING AND COOLING | Singlezone Ducted, Centrally Ducted | 206922106 |  | HRCU-A-CB | HMH72B241 |  | CM36BBAA1+MVC12BN21 | 10.25 | 17.75 | 9.5 |  |  |  | FALSE | FALSE | FALSE | 22200 | 14300 | 2.42 | 14300 | 2.42
206921147 |  | Live | Johnson Controls Inc. (York International Norman) | YORK | Singlezone Ducted, Centrally Ducted | 206921147 |  | HRCU-A-CB | HMH72B241 |  | CF36BXA1+ME08BN21+TXV | 10.25 | 17.5 | 9.5 |  |  |  | FALSE | FALSE | FALSE | 22000 | 14100 | 2.37 | 14100 | 2.37
206922104 |  | Live | Johnson Controls Inc. (York International Norman) | LUXAIRE | Singlezone Ducted, Centrally Ducted | 206922104 |  | HRCU-A-CB | HMH72B241 |  | CM36BBAA1+MVC12BN21 | 10.25 | 17.75 | 9.5 |  |  |  | FALSE | FALSE | FALSE | 22200 | 14300 | 2.42 | 14300 | 2.42
206921140 |  | Live | Johnson Controls Inc. (York International Norman) | YORK | Singlezone Ducted, Centrally Ducted | 206921140 |  | HRCU-A-CB | HMH72B241 |  | CM36BBAA1+MVC12BN21 | 10.25 | 17.75 | 9.5 |  |  |  | FALSE | FALSE | FALSE | 22200 | 14300 | 2.42 | 14300 | 2.42
206922102 |  | Live | Johnson Controls Inc. (York International Norman) | CHAMPION HEATING AND COOLING | Singlezone Ducted, Centrally Ducted | 206922102 |  | HRCU-A-CB | HMH72B241 |  | CM36BXA1+MVC12BN21+TXV | 10.25 | 17.75 | 9.5 |  |  |  | FALSE | FALSE | FALSE | 22200 | 14300 | 2.42 | 14300 | 2.42
206922100 |  | Live | Johnson Controls Inc. (York International Norman) | LUXAIRE | Singlezone Ducted, Centrally Ducted | 206922100 |  | HRCU-A-CB | HMH72B241 |  | CM36BXA1+MVC12BN21+TXV | 10.25 | 17.75 | 9.5 |  |  |  | FALSE | FALSE | FALSE | 22200 | 14300 | 2.42 | 14300 | 2.42
206922099 |  | Live | Johnson Controls Inc. (York International Norman) | COLEMAN | Singlezone Ducted, Centrally Ducted | 206922099 |  | HRCU-A-CB | HMH72B241 |  | CM36BXA1+MVC12BN21+TXV | 10.25 | 17.75 | 9.5 |  |  |  | FALSE | FALSE | FALSE | 22200 | 14300 | 2.42 | 14300 | 2.42
206921139 |  | Live | Johnson Controls Inc. (York International Norman) | YORK | Singlezone Ducted, Centrally Ducted | 206921139 |  | HRCU-A-CB | HMH72B241 |  | CM36BXA1+MVC12BN21+TXV | 10.25 | 17.75 | 9.5 |  |  |  | FALSE | FALSE | FALSE | 22200 | 14300 | 2.42 | 14300 | 2.42
206922096 |  | Live | Johnson Controls Inc. (York International Norman) | LUXAIRE | Singlezone Ducted, Centrally Ducted | 206922096 |  | HRCU-A-CB | HMH72B241 |  | CF36BBAA1+MVC12BN21 | 10.25 | 17.75 | 9.5 |  |  |  | FALSE | FALSE | FALSE | 22200 | 14300 | 2.42 | 14300 | 2.42
206922097 |  | Live | Johnson Controls Inc. (York International Norman) | FRASER-JOHNSTON | Singlezone Ducted, Centrally Ducted | 206922097 |  | HRCU-A-CB | HMH72B241 |  | CF36BBAA1+MVC12BN21 | 10.25 | 17.75 | 9.5 |  |  |  | FALSE | FALSE | FALSE | 22200 | 14300 | 2.42 | 14300 | 2.42
206922098 |  | Live | Johnson Controls Inc. (York International Norman) | CHAMPION HEATING AND COOLING | Singlezone Ducted, Centrally Ducted | 206922098 |  | HRCU-A-CB | HMH72B241 |  | CF36BBAA1+MVC12BN21 | 10.25 | 17.75 | 9.5 |  |  |  | FALSE | FALSE | FALSE | 22200 | 14300 | 2.42 | 14300 | 2.42
206922095 |  | Live | Johnson Controls Inc. (York International Norman) | COLEMAN | Singlezone Ducted, Centrally Ducted | 206922095 |  | HRCU-A-CB | HMH72B241 |  | CF36BBAA1+MVC12BN21 | 10.25 | 17.75 | 9.5 |  |  |  | FALSE | FALSE | FALSE | 22200 | 14300 | 2.42 | 14300 | 2.42
206921138 |  | Live | Johnson Controls Inc. (York International Norman) | YORK | Singlezone Ducted, Centrally Ducted | 206921138 |  | HRCU-A-CB | HMH72B241 |  | CF36BBAA1+MVC12BN21 | 10.25 | 17.75 | 9.5 |  |  |  | FALSE | FALSE | FALSE | 22200 | 14300 | 2.42 | 14300 | 2.42
206922094 |  | Live | Johnson Controls Inc. (York International Norman) | CHAMPION HEATING AND COOLING | Singlezone Ducted, Centrally Ducted | 206922094 |  | HRCU-A-CB | HMH72B241 |  | CF36BXA1+MVC12BN21+TXV | 10.25 | 17.75 | 9.5 |  |  |  | FALSE | FALSE | FALSE | 22200 | 14300 | 2.42 | 14300 | 2.42
206922093 |  | Live | Johnson Controls Inc. (York International Norman) | FRASER-JOHNSTON | Singlezone Ducted, Centrally Ducted | 206922093 |  | HRCU-A-CB | HMH72B241 |  | CF36BXA1+MVC12BN21+TXV | 10.25 | 17.75 | 9.5 |  |  |  | FALSE | FALSE | FALSE | 22200 | 14300 | 2.42 | 14300 | 2.42
206922105 |  | Live | Johnson Controls Inc. (York International Norman) | FRASER-JOHNSTON | Singlezone Ducted, Centrally Ducted | 206922105 |  | HRCU-A-CB | HMH72B241 |  | CM36BBAA1+MVC12BN21 | 10.25 | 17.75 | 9.5 |  |  |  | FALSE | FALSE | FALSE | 22200 | 14300 | 2.42 | 14300 | 2.42
206922092 |  | Live | Johnson Controls Inc. (York International Norman) | LUXAIRE | Singlezone Ducted, Centrally Ducted | 206922092 |  | HRCU-A-CB | HMH72B241 |  | CF36BXA1+MVC12BN21+TXV | 10.25 | 17.75 | 9.5 |  |  |  | FALSE | FALSE | FALSE | 22200 | 14300 | 2.42 | 14300 | 2.42
206922101 |  | Live | Johnson Controls Inc. (York International Norman) | FRASER-JOHNSTON | Singlezone Ducted, Centrally Ducted | 206922101 |  | HRCU-A-CB | HMH72B241 |  | CM36BXA1+MVC12BN21+TXV | 10.25 | 17.75 | 9.5 |  |  |  | FALSE | FALSE | FALSE | 22200 | 14300 | 2.42 | 14300 | 2.42
206922091 |  | Live | Johnson Controls Inc. (York International Norman) | COLEMAN | Singlezone Ducted, Centrally Ducted | 206922091 |  | HRCU-A-CB | HMH72B241 |  | CF36BXA1+MVC12BN21+TXV | 10.25 | 17.75 | 9.5 |  |  |  | FALSE | FALSE | FALSE | 22200 | 14300 | 2.42 | 14300 | 2.42
206921137 |  | Live | Johnson Controls Inc. (York International Norman) | YORK | Singlezone Ducted, Centrally Ducted | 206921137 |  | HRCU-A-CB | HMH72B241 |  | CF36BXA1+MVC12BN21+TXV | 10.25 | 17.75 | 9.5 |  |  |  | FALSE | FALSE | FALSE | 22200 | 14300 | 2.42 | 14300 | 2.42
206922090 |  | Live | Johnson Controls Inc. (York International Norman) | CHAMPION HEATING AND COOLING | Singlezone Ducted, Centrally Ducted | 206922090 |  | HRCU-A-CB | HMH72B241 |  | CM36CXA1+MVC12CN21+TXV | 10.25 | 17.75 | 9.5 |  |  |  | FALSE | FALSE | FALSE | 22200 | 14200 | 2.43 | 14200 | 2.43
206922088 |  | Live | Johnson Controls Inc. (York International Norman) | LUXAIRE | Singlezone Ducted, Centrally Ducted | 206922088 |  | HRCU-A-CB | HMH72B241 |  | CM36CXA1+MVC12CN21+TXV | 10.25 | 17.75 | 9.5 |  |  |  | FALSE | FALSE | FALSE | 22200 | 14200 | 2.43 | 14200 | 2.43
206922089 |  | Live | Johnson Controls Inc. (York International Norman) | FRASER-JOHNSTON | Singlezone Ducted, Centrally Ducted | 206922089 |  | HRCU-A-CB | HMH72B241 |  | CM36CXA1+MVC12CN21+TXV | 10.25 | 17.75 | 9.5 |  |  |  | FALSE | FALSE | FALSE | 22200 | 14200 | 2.43 | 14200 | 2.43
206922087 |  | Live | Johnson Controls Inc. (York International Norman) | COLEMAN | Singlezone Ducted, Centrally Ducted | 206922087 |  | HRCU-A-CB | HMH72B241 |  | CM36CXA1+MVC12CN21+TXV | 10.25 | 17.75 | 9.5 |  |  |  | FALSE | FALSE | FALSE | 22200 | 14200 | 2.43 | 14200 | 2.43
206922086 |  | Live | Johnson Controls Inc. (York International Norman) | CHAMPION HEATING AND COOLING | Singlezone Ducted, Centrally Ducted | 206922086 |  | HRCU-A-CB | HMH72B241 |  | CF36CXA1+MVC12CN21+TXV | 10.25 | 17.75 | 9.5 |  |  |  | FALSE | FALSE | FALSE | 22200 | 14200 | 2.43 | 14200 | 2.43
206921136 |  | Live | Johnson Controls Inc. (York International Norman) | YORK | Singlezone Ducted, Centrally Ducted | 206921136 |  | HRCU-A-CB | HMH72B241 |  | CM36CXA1+MVC12CN21+TXV | 10.25 | 17.75 | 9.5 |  |  |  | FALSE | FALSE | FALSE | 22200 | 14200 | 2.43 | 14200 | 2.43
206922085 |  | Live | Johnson Controls Inc. (York International Norman) | FRASER-JOHNSTON | Singlezone Ducted, Centrally Ducted | 206922085 |  | HRCU-A-CB | HMH72B241 |  | CF36CXA1+MVC12CN21+TXV | 10.25 | 17.75 | 9.5 |  |  |  | FALSE | FALSE | FALSE | 22200 | 14200 | 2.43 | 14200 | 2.43
206923472 |  | Live | Johnson Controls Inc. (York International Norman) | FRASER-JOHNSTON | Singlezone Ducted, Centrally Ducted | 206923472 |  | HRCU-A-CB | HMH72B361 |  | CM36CBCA1+ME12CN21 | 9.25 | 17.5 | 9.5 |  |  |  | FALSE | FALSE | FALSE | 36000 | 24200 | 2.58 | 24200 | 2.58
206923471 |  | Live | Johnson Controls Inc. (York International Norman) | LUXAIRE | Singlezone Ducted, Centrally Ducted | 206923471 |  | HRCU-A-CB | HMH72B361 |  | CM36CBCA1+ME12CN21 | 9.25 | 17.5 | 9.5 |  |  |  | FALSE | FALSE | FALSE | 36000 | 24200 | 2.58 | 24200 | 2.58
206922083 |  | Live | Johnson Controls Inc. (York International Norman) | COLEMAN | Singlezone Ducted, Centrally Ducted | 206922083 |  | HRCU-A-CB | HMH72B241 |  | CF36CXA1+MVC12CN21+TXV | 10.25 | 17.75 | 9.5 |  |  |  | FALSE | FALSE | FALSE | 22200 | 14200 | 2.43 | 14200 | 2.43
206922084 |  | Live | Johnson Controls Inc. (York International Norman) | LUXAIRE | Singlezone Ducted, Centrally Ducted | 206922084 |  | HRCU-A-CB | HMH72B241 |  | CF36CXA1+MVC12CN21+TXV | 10.25 | 17.75 | 9.5 |  |  |  | FALSE | FALSE | FALSE | 22200 | 14200 | 2.43 | 14200 | 2.43
206923473 |  | Live | Johnson Controls Inc. (York International Norman) | CHAMPION HEATING AND COOLING | Singlezone Ducted, Centrally Ducted | 206923473 |  | HRCU-A-CB | HMH72B361 |  | CM36CBCA1+ME12CN21 | 9.25 | 17.5 | 9.5 |  |  |  | FALSE | FALSE | FALSE | 36000 | 24200 | 2.58 | 24200 | 2.58
206921135 |  | Live | Johnson Controls Inc. (York International Norman) | YORK | Singlezone Ducted, Centrally Ducted | 206921135 |  | HRCU-A-CB | HMH72B241 |  | CF36CXA1+MVC12CN21+TXV | 10.25 | 17.75 | 9.5 |  |  |  | FALSE | FALSE | FALSE | 22200 | 14200 | 2.43 | 14200 | 2.43
206923470 |  | Live | Johnson Controls Inc. (York International Norman) | COLEMAN | Singlezone Ducted, Centrally Ducted | 206923470 |  | HRCU-A-CB | HMH72B361 |  | CM36CBCA1+ME12CN21 | 9.25 | 17.5 | 9.5 |  |  |  | FALSE | FALSE | FALSE | 36000 | 24200 | 2.58 | 24200 | 2.58
206923468 |  | Live | Johnson Controls Inc. (York International Norman) | FRASER-JOHNSTON | Singlezone Ducted, Centrally Ducted | 206923468 |  | HRCU-A-CB | HMH72B361 |  | CM36CXA1+ME12CN21+TXV | 9.25 | 17.5 | 9.5 |  |  |  | FALSE | FALSE | FALSE | 36000 | 24200 | 2.58 | 24200 | 2.58
206921519 |  | Live | Johnson Controls Inc. (York International Norman) | YORK | Singlezone Ducted, Centrally Ducted | 206921519 |  | HRCU-A-CB | HMH72B361 |  | CM36CBCA1+ME12CN21 | 9.25 | 17.5 | 9.5 |  |  |  | FALSE | FALSE | FALSE | 36000 | 24200 | 2.58 | 24200 | 2.58
206923466 |  | Live | Johnson Controls Inc. (York International Norman) | COLEMAN | Singlezone Ducted, Centrally Ducted | 206923466 |  | HRCU-A-CB | HMH72B361 |  | CM36CXA1+ME12CN21+TXV | 9.25 | 17.5 | 9.5 |  |  |  | FALSE | FALSE | FALSE | 36000 | 24200 | 2.58 | 24200 | 2.58
206923469 |  | Live | Johnson Controls Inc. (York International Norman) | CHAMPION HEATING AND COOLING | Singlezone Ducted, Centrally Ducted | 206923469 |  | HRCU-A-CB | HMH72B361 |  | CM36CXA1+ME12CN21+TXV | 9.25 | 17.5 | 9.5 |  |  |  | FALSE | FALSE | FALSE | 36000 | 24200 | 2.58 | 24200 | 2.58
206923463 |  | Live | Johnson Controls Inc. (York International Norman) | LUXAIRE | Singlezone Ducted, Centrally Ducted | 206923463 |  | HRCU-A-CB | HMH72B361 |  | CF36CXA1+ME12CN21+TXV | 9.25 | 17.5 | 9.5 |  |  |  | FALSE | FALSE | FALSE | 36000 | 24200 | 2.58 | 24200 | 2.58
206923465 |  | Live | Johnson Controls Inc. (York International Norman) | CHAMPION HEATING AND COOLING | Singlezone Ducted, Centrally Ducted | 206923465 |  | HRCU-A-CB | HMH72B361 |  | CF36CXA1+ME12CN21+TXV | 9.25 | 17.5 | 9.5 |  |  |  | FALSE | FALSE | FALSE | 36000 | 24200 | 2.58 | 24200 | 2.58
206923464 |  | Live | Johnson Controls Inc. (York International Norman) | FRASER-JOHNSTON | Singlezone Ducted, Centrally Ducted | 206923464 |  | HRCU-A-CB | HMH72B361 |  | CF36CXA1+ME12CN21+TXV | 9.25 | 17.5 | 9.5 |  |  |  | FALSE | FALSE | FALSE | 36000 | 24200 | 2.58 | 24200 | 2.58
206923461 |  | Live | Johnson Controls Inc. (York International Norman) | CHAMPION HEATING AND COOLING | Singlezone Ducted, Centrally Ducted | 206923461 |  | HRCU-A-CB | HMH72B361 |  | CM36CBCA1+ME16CN21 | 9.25 | 17.25 | 9.5 |  |  |  | FALSE | FALSE | FALSE | 35600 | 23800 | 2.56 | 23800 | 2.56
206923460 |  | Live | Johnson Controls Inc. (York International Norman) | FRASER-JOHNSTON | Singlezone Ducted, Centrally Ducted | 206923460 |  | HRCU-A-CB | HMH72B361 |  | CM36CBCA1+ME16CN21 | 9.25 | 17.25 | 9.5 |  |  |  | FALSE | FALSE | FALSE | 35600 | 23800 | 2.56 | 23800 | 2.56
206923467 |  | Live | Johnson Controls Inc. (York International Norman) | LUXAIRE | Singlezone Ducted, Centrally Ducted | 206923467 |  | HRCU-A-CB | HMH72B361 |  | CM36CXA1+ME12CN21+TXV | 9.25 | 17.5 | 9.5 |  |  |  | FALSE | FALSE | FALSE | 36000 | 24200 | 2.58 | 24200 | 2.58
206921516 |  | Live | Johnson Controls Inc. (York International Norman) | YORK | Singlezone Ducted, Centrally Ducted | 206921516 |  | HRCU-A-CB | HMH72B361 |  | CM36CBCA1+ME16CN21 | 9.25 | 17.25 | 9.5 |  |  |  | FALSE | FALSE | FALSE | 35600 | 23800 | 2.56 | 23800 | 2.56
206923459 |  | Live | Johnson Controls Inc. (York International Norman) | LUXAIRE | Singlezone Ducted, Centrally Ducted | 206923459 |  | HRCU-A-CB | HMH72B361 |  | CM36CBCA1+ME16CN21 | 9.25 | 17.25 | 9.5 |  |  |  | FALSE | FALSE | FALSE | 35600 | 23800 | 2.56 | 23800 | 2.56
206923458 |  | Live | Johnson Controls Inc. (York International Norman) | COLEMAN | Singlezone Ducted, Centrally Ducted | 206923458 |  | HRCU-A-CB | HMH72B361 |  | CM36CBCA1+ME16CN21 | 9.25 | 17.25 | 9.5 |  |  |  | FALSE | FALSE | FALSE | 35600 | 23800 | 2.56 | 23800 | 2.56
206921518 |  | Live | Johnson Controls Inc. (York International Norman) | YORK | Singlezone Ducted, Centrally Ducted | 206921518 |  | HRCU-A-CB | HMH72B361 |  | CM36CXA1+ME12CN21+TXV | 9.25 | 17.5 | 9.5 |  |  |  | FALSE | FALSE | FALSE | 36000 | 24200 | 2.58 | 24200 | 2.58
206923457 |  | Live | Johnson Controls Inc. (York International Norman) | CHAMPION HEATING AND COOLING | Singlezone Ducted, Centrally Ducted | 206923457 |  | HRCU-A-CB | HMH72B361 |  | CM36CXA1+ME16CN21+TXV | 9.25 | 17.25 | 9.5 |  |  |  | FALSE | FALSE | FALSE | 35600 | 23800 | 2.56 | 23800 | 2.56
206923462 |  | Live | Johnson Controls Inc. (York International Norman) | COLEMAN | Singlezone Ducted, Centrally Ducted | 206923462 |  | HRCU-A-CB | HMH72B361 |  | CF36CXA1+ME12CN21+TXV | 9.25 | 17.5 | 9.5 |  |  |  | FALSE | FALSE | FALSE | 36000 | 24200 | 2.58 | 24200 | 2.58
206923456 |  | Live | Johnson Controls Inc. (York International Norman) | FRASER-JOHNSTON | Singlezone Ducted, Centrally Ducted | 206923456 |  | HRCU-A-CB | HMH72B361 |  | CM36CXA1+ME16CN21+TXV | 9.25 | 17.25 | 9.5 |  |  |  | FALSE | FALSE | FALSE | 35600 | 23800 | 2.56 | 23800 | 2.56
206923455 |  | Live | Johnson Controls Inc. (York International Norman) | LUXAIRE | Singlezone Ducted, Centrally Ducted | 206923455 |  | HRCU-A-CB | HMH72B361 |  | CM36CXA1+ME16CN21+TXV | 9.25 | 17.25 | 9.5 |  |  |  | FALSE | FALSE | FALSE | 35600 | 23800 | 2.56 | 23800 | 2.56
206921517 |  | Live | Johnson Controls Inc. (York International Norman) | YORK | Singlezone Ducted, Centrally Ducted | 206921517 |  | HRCU-A-CB | HMH72B361 |  | CF36CXA1+ME12CN21+TXV | 9.25 | 17.5 | 9.5 |  |  |  | FALSE | FALSE | FALSE | 36000 | 24200 | 2.58 | 24200 | 2.58
206923454 |  | Live | Johnson Controls Inc. (York International Norman) | COLEMAN | Singlezone Ducted, Centrally Ducted | 206923454 |  | HRCU-A-CB | HMH72B361 |  | CM36CXA1+ME16CN21+TXV | 9.25 | 17.25 | 9.5 |  |  |  | FALSE | FALSE | FALSE | 35600 | 23800 | 2.56 | 23800 | 2.56
206921515 |  | Live | Johnson Controls Inc. (York International Norman) | YORK | Singlezone Ducted, Centrally Ducted | 206921515 |  | HRCU-A-CB | HMH72B361 |  | CM36CXA1+ME16CN21+TXV | 9.25 | 17.25 | 9.5 |  |  |  | FALSE | FALSE | FALSE | 35600 | 23800 | 2.56 | 23800 | 2.56
206923453 |  | Live | Johnson Controls Inc. (York International Norman) | CHAMPION HEATING AND COOLING | Singlezone Ducted, Centrally Ducted | 206923453 |  | HRCU-A-CB | HMH72B361 |  | CF36CXA1+ME16CN21+TXV | 9.25 | 17.25 | 9.5 |  |  |  | FALSE | FALSE | FALSE | 35600 | 23800 | 2.56 | 23800 | 2.56
206923452 |  | Live | Johnson Controls Inc. (York International Norman) | FRASER-JOHNSTON | Singlezone Ducted, Centrally Ducted | 206923452 |  | HRCU-A-CB | HMH72B361 |  | CF36CXA1+ME16CN21+TXV | 9.25 | 17.25 | 9.5 |  |  |  | FALSE | FALSE | FALSE | 35600 | 23800 | 2.56 | 23800 | 2.56
206923451 |  | Live | Johnson Controls Inc. (York International Norman) | LUXAIRE | Singlezone Ducted, Centrally Ducted | 206923451 |  | HRCU-A-CB | HMH72B361 |  | CF36CXA1+ME16CN21+TXV | 9.25 | 17.25 | 9.5 |  |  |  | FALSE | FALSE | FALSE | 35600 | 23800 | 2.56 | 23800 | 2.56
206923450 |  | Live | Johnson Controls Inc. (York International Norman) | COLEMAN | Singlezone Ducted, Centrally Ducted | 206923450 |  | HRCU-A-CB | HMH72B361 |  | CF36CXA1+ME16CN21+TXV | 9.25 | 17.25 | 9.5 |  |  |  | FALSE | FALSE | FALSE | 35600 | 23800 | 2.56 | 23800 | 2.56
206921514 |  | Live | Johnson Controls Inc. (York International Norman) | YORK | Singlezone Ducted, Centrally Ducted | 206921514 |  | HRCU-A-CB | HMH72B361 |  | CF36CXA1+ME16CN21+TXV | 9.25 | 17.25 | 9.5 |  |  |  | FALSE | FALSE | FALSE | 35600 | 23800 | 2.56 | 23800 | 2.56
206922125 |  | Live | Johnson Controls Inc. (York International Norman) | FRASER-JOHNSTON | Singlezone Ducted, Centrally Ducted | 206922125 |  | HRCU-A-CB | HMH72B241 |  | AVC36CX21+TXV | 10.25 | 17.75 | 9.5 |  |  |  | FALSE | FALSE | FALSE | 22200 | 14200 | 2.43 | 14200 | 2.43
206922126 |  | Live | Johnson Controls Inc. (York International Norman) | CHAMPION HEATING AND COOLING | Singlezone Ducted, Centrally Ducted | 206922126 |  | HRCU-A-CB | HMH72B241 |  | AVC36CX21+TXV | 10.25 | 17.75 | 9.5 |  |  |  | FALSE | FALSE | FALSE | 22200 | 14200 | 2.43 | 14200 | 2.43
206922124 |  | Live | Johnson Controls Inc. (York International Norman) | LUXAIRE | Singlezone Ducted, Centrally Ducted | 206922124 |  | HRCU-A-CB | HMH72B241 |  | AVC36CX21+TXV | 10.25 | 17.75 | 9.5 |  |  |  | FALSE | FALSE | FALSE | 22200 | 14200 | 2.43 | 14200 | 2.43
206922123 |  | Live | Johnson Controls Inc. (York International Norman) | COLEMAN | Singlezone Ducted, Centrally Ducted | 206922123 |  | HRCU-A-CB | HMH72B241 |  | AVC36CX21+TXV | 10.25 | 17.75 | 9.5 |  |  |  | FALSE | FALSE | FALSE | 22200 | 14200 | 2.43 | 14200 | 2.43
206921145 |  | Live | Johnson Controls Inc. (York International Norman) | YORK | Singlezone Ducted, Centrally Ducted | 206921145 |  | HRCU-A-CB | HMH72B241 |  | AVC36CX21+TXV | 10.25 | 17.75 | 9.5 |  |  |  | FALSE | FALSE | FALSE | 22200 | 14200 | 2.43 | 14200 | 2.43
206923447 |  | Live | Johnson Controls Inc. (York International Norman) | LUXAIRE | Singlezone Ducted, Centrally Ducted | 206923447 |  | HRCU-A-CB | HMH72B361 |  | CM36BBCA1+MVC12BN21 | 9 | 17.25 | 9.5 |  |  |  | FALSE | FALSE | FALSE | 35800 | 24400 | 2.54 | 24400 | 2.54
206921513 |  | Live | Johnson Controls Inc. (York International Norman) | YORK | Singlezone Ducted, Centrally Ducted | 206921513 |  | HRCU-A-CB | HMH72B361 |  | CM36BBCA1+MVC12BN21 | 9 | 17.25 | 9.5 |  |  |  | FALSE | FALSE | FALSE | 35800 | 24400 | 2.54 | 24400 | 2.54
206923449 |  | Live | Johnson Controls Inc. (York International Norman) | CHAMPION HEATING AND COOLING | Singlezone Ducted, Centrally Ducted | 206923449 |  | HRCU-A-CB | HMH72B361 |  | CM36BBCA1+MVC12BN21 | 9 | 17.25 | 9.5 |  |  |  | FALSE | FALSE | FALSE | 35800 | 24400 | 2.54 | 24400 | 2.54
206923448 |  | Live | Johnson Controls Inc. (York International Norman) | FRASER-JOHNSTON | Singlezone Ducted, Centrally Ducted | 206923448 |  | HRCU-A-CB | HMH72B361 |  | CM36BBCA1+MVC12BN21 | 9 | 17.25 | 9.5 |  |  |  | FALSE | FALSE | FALSE | 35800 | 24400 | 2.54 | 24400 | 2.54
206923446 |  | Live | Johnson Controls Inc. (York International Norman) | COLEMAN | Singlezone Ducted, Centrally Ducted | 206923446 |  | HRCU-A-CB | HMH72B361 |  | CM36BBCA1+MVC12BN21 | 9 | 17.25 | 9.5 |  |  |  | FALSE | FALSE | FALSE | 35800 | 24400 | 2.54 | 24400 | 2.54
206923445 |  | Live | Johnson Controls Inc. (York International Norman) | CHAMPION HEATING AND COOLING | Singlezone Ducted, Centrally Ducted | 206923445 |  | HRCU-A-CB | HMH72B361 |  | CM36BXA1+MVC12BN21+TXV | 9 | 17.25 | 9.5 |  |  |  | FALSE | FALSE | FALSE | 35800 | 24400 | 2.54 | 24400 | 2.54
206923442 |  | Live | Johnson Controls Inc. (York International Norman) | COLEMAN | Singlezone Ducted, Centrally Ducted | 206923442 |  | HRCU-A-CB | HMH72B361 |  | CM36BXA1+MVC12BN21+TXV | 9 | 17.25 | 9.5 |  |  |  | FALSE | FALSE | FALSE | 35800 | 24400 | 2.54 | 24400 | 2.54
206923443 |  | Live | Johnson Controls Inc. (York International Norman) | LUXAIRE | Singlezone Ducted, Centrally Ducted | 206923443 |  | HRCU-A-CB | HMH72B361 |  | CM36BXA1+MVC12BN21+TXV | 9 | 17.25 | 9.5 |  |  |  | FALSE | FALSE | FALSE | 35800 | 24400 | 2.54 | 24400 | 2.54
206921512 |  | Live | Johnson Controls Inc. (York International Norman) | YORK | Singlezone Ducted, Centrally Ducted | 206921512 |  | HRCU-A-CB | HMH72B361 |  | CM36BXA1+MVC12BN21+TXV | 9 | 17.25 | 9.5 |  |  |  | FALSE | FALSE | FALSE | 35800 | 24400 | 2.54 | 24400 | 2.54
206923441 |  | Live | Johnson Controls Inc. (York International Norman) | CHAMPION HEATING AND COOLING | Singlezone Ducted, Centrally Ducted | 206923441 |  | HRCU-A-CB | HMH72B361 |  | CF36BBCA1+MVC12BN21 | 9 | 17.25 | 9.5 |  |  |  | FALSE | FALSE | FALSE | 35800 | 24400 | 2.54 | 24400 | 2.54
206923440 |  | Live | Johnson Controls Inc. (York International Norman) | FRASER-JOHNSTON | Singlezone Ducted, Centrally Ducted | 206923440 |  | HRCU-A-CB | HMH72B361 |  | CF36BBCA1+MVC12BN21 | 9 | 17.25 | 9.5 |  |  |  | FALSE | FALSE | FALSE | 35800 | 24400 | 2.54 | 24400 | 2.54
206923439 |  | Live | Johnson Controls Inc. (York International Norman) | LUXAIRE | Singlezone Ducted, Centrally Ducted | 206923439 |  | HRCU-A-CB | HMH72B361 |  | CF36BBCA1+MVC12BN21 | 9 | 17.25 | 9.5 |  |  |  | FALSE | FALSE | FALSE | 35800 | 24400 | 2.54 | 24400 | 2.54
206923437 |  | Live | Johnson Controls Inc. (York International Norman) | CHAMPION HEATING AND COOLING | Singlezone Ducted, Centrally Ducted | 206923437 |  | HRCU-A-CB | HMH72B361 |  | CF36BXA1+MVC12BN21+TXV | 9 | 17.25 | 9.5 |  |  |  | FALSE | FALSE | FALSE | 35800 | 24400 | 2.54 | 24400 | 2.54
206921511 |  | Live | Johnson Controls Inc. (York International Norman) | YORK | Singlezone Ducted, Centrally Ducted | 206921511 |  | HRCU-A-CB | HMH72B361 |  | CF36BBCA1+MVC12BN21 | 9 | 17.25 | 9.5 |  |  |  | FALSE | FALSE | FALSE | 35800 | 24400 | 2.54 | 24400 | 2.54
206923438 |  | Live | Johnson Controls Inc. (York International Norman) | COLEMAN | Singlezone Ducted, Centrally Ducted | 206923438 |  | HRCU-A-CB | HMH72B361 |  | CF36BBCA1+MVC12BN21 | 9 | 17.25 | 9.5 |  |  |  | FALSE | FALSE | FALSE | 35800 | 24400 | 2.54 | 24400 | 2.54
206923436 |  | Live | Johnson Controls Inc. (York International Norman) | FRASER-JOHNSTON | Singlezone Ducted, Centrally Ducted | 206923436 |  | HRCU-A-CB | HMH72B361 |  | CF36BXA1+MVC12BN21+TXV | 9 | 17.25 | 9.5 |  |  |  | FALSE | FALSE | FALSE | 35800 | 24400 | 2.54 | 24400 | 2.54
206923435 |  | Live | Johnson Controls Inc. (York International Norman) | LUXAIRE | Singlezone Ducted, Centrally Ducted | 206923435 |  | HRCU-A-CB | HMH72B361 |  | CF36BXA1+MVC12BN21+TXV | 9 | 17.25 | 9.5 |  |  |  | FALSE | FALSE | FALSE | 35800 | 24400 | 2.54 | 24400 | 2.54
206921510 |  | Live | Johnson Controls Inc. (York International Norman) | YORK | Singlezone Ducted, Centrally Ducted | 206921510 |  | HRCU-A-CB | HMH72B361 |  | CF36BXA1+MVC12BN21+TXV | 9 | 17.25 | 9.5 |  |  |  | FALSE | FALSE | FALSE | 35800 | 24400 | 2.54 | 24400 | 2.54
206923434 |  | Live | Johnson Controls Inc. (York International Norman) | COLEMAN | Singlezone Ducted, Centrally Ducted | 206923434 |  | HRCU-A-CB | HMH72B361 |  | CF36BXA1+MVC12BN21+TXV | 9 | 17.25 | 9.5 |  |  |  | FALSE | FALSE | FALSE | 35800 | 24400 | 2.54 | 24400 | 2.54
206923444 |  | Live | Johnson Controls Inc. (York International Norman) | FRASER-JOHNSTON | Singlezone Ducted, Centrally Ducted | 206923444 |  | HRCU-A-CB | HMH72B361 |  | CM36BXA1+MVC12BN21+TXV | 9 | 17.25 | 9.5 |  |  |  | FALSE | FALSE | FALSE | 35800 | 24400 | 2.54 | 24400 | 2.54
206922114 |  | Live | Johnson Controls Inc. (York International Norman) | CHAMPION HEATING AND COOLING | Singlezone Ducted, Centrally Ducted | 206922114 |  | HRCU-A-CB | HMH72B241 |  | CM36CXA1+ME12CN21+TXV | 10.25 | 17.75 | 9.5 |  |  |  | FALSE | FALSE | FALSE | 22200 | 14200 | 2.42 | 14200 | 2.42
206922113 |  | Live | Johnson Controls Inc. (York International Norman) | FRASER-JOHNSTON | Singlezone Ducted, Centrally Ducted | 206922113 |  | HRCU-A-CB | HMH72B241 |  | CM36CXA1+ME12CN21+TXV | 10.25 | 17.75 | 9.5 |  |  |  | FALSE | FALSE | FALSE | 22200 | 14200 | 2.42 | 14200 | 2.42
206921142 |  | Live | Johnson Controls Inc. (York International Norman) | YORK | Singlezone Ducted, Centrally Ducted | 206921142 |  | HRCU-A-CB | HMH72B241 |  | CM36CXA1+ME12CN21+TXV | 10.25 | 17.75 | 9.5 |  |  |  | FALSE | FALSE | FALSE | 22200 | 14200 | 2.42 | 14200 | 2.42
206922112 |  | Live | Johnson Controls Inc. (York International Norman) | LUXAIRE | Singlezone Ducted, Centrally Ducted | 206922112 |  | HRCU-A-CB | HMH72B241 |  | CM36CXA1+ME12CN21+TXV | 10.25 | 17.75 | 9.5 |  |  |  | FALSE | FALSE | FALSE | 22200 | 14200 | 2.42 | 14200 | 2.42
206922110 |  | Live | Johnson Controls Inc. (York International Norman) | CHAMPION HEATING AND COOLING | Singlezone Ducted, Centrally Ducted | 206922110 |  | HRCU-A-CB | HMH72B241 |  | CF36CXA1+ME12CN21+TXV | 10.25 | 17.75 | 9.5 |  |  |  | FALSE | FALSE | FALSE | 22200 | 14200 | 2.42 | 14200 | 2.42
206922108 |  | Live | Johnson Controls Inc. (York International Norman) | LUXAIRE | Singlezone Ducted, Centrally Ducted | 206922108 |  | HRCU-A-CB | HMH72B241 |  | CF36CXA1+ME12CN21+TXV | 10.25 | 17.75 | 9.5 |  |  |  | FALSE | FALSE | FALSE | 22200 | 14200 | 2.42 | 14200 | 2.42
206922107 |  | Live | Johnson Controls Inc. (York International Norman) | COLEMAN | Singlezone Ducted, Centrally Ducted | 206922107 |  | HRCU-A-CB | HMH72B241 |  | CF36CXA1+ME12CN21+TXV | 10.25 | 17.75 | 9.5 |  |  |  | FALSE | FALSE | FALSE | 22200 | 14200 | 2.42 | 14200 | 2.42
206921141 |  | Live | Johnson Controls Inc. (York International Norman) | YORK | Singlezone Ducted, Centrally Ducted | 206921141 |  | HRCU-A-CB | HMH72B241 |  | CF36CXA1+ME12CN21+TXV | 10.25 | 17.75 | 9.5 |  |  |  | FALSE | FALSE | FALSE | 22200 | 14200 | 2.42 | 14200 | 2.42
206922111 |  | Live | Johnson Controls Inc. (York International Norman) | COLEMAN | Singlezone Ducted, Centrally Ducted | 206922111 |  | HRCU-A-CB | HMH72B241 |  | CM36CXA1+ME12CN21+TXV | 10.25 | 17.75 | 9.5 |  |  |  | FALSE | FALSE | FALSE | 22200 | 14200 | 2.42 | 14200 | 2.42
206922109 |  | Live | Johnson Controls Inc. (York International Norman) | FRASER-JOHNSTON | Singlezone Ducted, Centrally Ducted | 206922109 |  | HRCU-A-CB | HMH72B241 |  | CF36CXA1+ME12CN21+TXV | 10.25 | 17.75 | 9.5 |  |  |  | FALSE | FALSE | FALSE | 22200 | 14200 | 2.42 | 14200 | 2.42
206923505 |  | Live | Johnson Controls Inc. (York International Norman) | CHAMPION HEATING AND COOLING | Singlezone Ducted, Centrally Ducted | 206923505 |  | HRCU-A-CB | HMH72B361 |  | AVC36BX21+TXV | 9 | 17 | 9.5 |  |  |  | FALSE | FALSE | FALSE | 35800 | 24600 | 2.54 | 24600 | 2.54
206923503 |  | Live | Johnson Controls Inc. (York International Norman) | LUXAIRE | Singlezone Ducted, Centrally Ducted | 206923503 |  | HRCU-A-CB | HMH72B361 |  | AVC36BX21+TXV | 9 | 17 | 9.5 |  |  |  | FALSE | FALSE | FALSE | 35800 | 24600 | 2.54 | 24600 | 2.54
206923502 |  | Live | Johnson Controls Inc. (York International Norman) | COLEMAN | Singlezone Ducted, Centrally Ducted | 206923502 |  | HRCU-A-CB | HMH72B361 |  | AVC36BX21+TXV | 9 | 17 | 9.5 |  |  |  | FALSE | FALSE | FALSE | 35800 | 24600 | 2.54 | 24600 | 2.54
206921527 |  | Live | Johnson Controls Inc. (York International Norman) | YORK | Singlezone Ducted, Centrally Ducted | 206921527 |  | HRCU-A-CB | HMH72B361 |  | AVC36BX21+TXV | 9 | 17 | 9.5 |  |  |  | FALSE | FALSE | FALSE | 35800 | 24600 | 2.54 | 24600 | 2.54
206923501 |  | Live | Johnson Controls Inc. (York International Norman) | CHAMPION HEATING AND COOLING | Singlezone Ducted, Centrally Ducted | 206923501 |  | HRCU-A-CB | HMH72B361 |  | AVC36CX21+TXV | 9.25 | 18 | 9.5 |  |  |  | FALSE | FALSE | FALSE | 36000 | 24200 | 2.58 | 24200 | 2.58
206923500 |  | Live | Johnson Controls Inc. (York International Norman) | FRASER-JOHNSTON | Singlezone Ducted, Centrally Ducted | 206923500 |  | HRCU-A-CB | HMH72B361 |  | AVC36CX21+TXV | 9.25 | 18 | 9.5 |  |  |  | FALSE | FALSE | FALSE | 36000 | 24200 | 2.58 | 24200 | 2.58
206923499 |  | Live | Johnson Controls Inc. (York International Norman) | LUXAIRE | Singlezone Ducted, Centrally Ducted | 206923499 |  | HRCU-A-CB | HMH72B361 |  | AVC36CX21+TXV | 9.25 | 18 | 9.5 |  |  |  | FALSE | FALSE | FALSE | 36000 | 24200 | 2.58 | 24200 | 2.58
206924370 |  | Live | Johnson Controls Inc. (York International Norman) | FRASER-JOHNSTON | Singlezone Ducted, Centrally Ducted | 206924370 |  | HRCU-A-CB | HMH72B361 |  | CM36BBCA1+ME08BN21 | 9.25 | 17 | 9.5 |  |  |  | FALSE | FALSE | FALSE | 34800 | 23600 | 2.5 | 23600 | 2.5
206924359 |  | Live | Johnson Controls Inc. (York International Norman) | LUXAIRE | Singlezone Ducted, Centrally Ducted | 206924359 |  | HRCU-A-CB | HMH72B361 |  | CM36BBCA1+ME08BN21 | 9.25 | 17 | 9.5 |  |  |  | FALSE | FALSE | FALSE | 34800 | 23600 | 2.5 | 23600 | 2.5
206923498 |  | Live | Johnson Controls Inc. (York International Norman) | COLEMAN | Singlezone Ducted, Centrally Ducted | 206923498 |  | HRCU-A-CB | HMH72B361 |  | AVC36CX21+TXV | 9.25 | 18 | 9.5 |  |  |  | FALSE | FALSE | FALSE | 36000 | 24200 | 2.58 | 24200 | 2.58
206924361 |  | Live | Johnson Controls Inc. (York International Norman) | CHAMPION HEATING AND COOLING | Singlezone Ducted, Centrally Ducted | 206924361 |  | HRCU-A-CB | HMH72B361 |  | CM36BBCA1+ME08BN21 | 9.25 | 17 | 9.5 |  |  |  | FALSE | FALSE | FALSE | 34800 | 23600 | 2.5 | 23600 | 2.5
206921526 |  | Live | Johnson Controls Inc. (York International Norman) | YORK | Singlezone Ducted, Centrally Ducted | 206921526 |  | HRCU-A-CB | HMH72B361 |  | AVC36CX21+TXV | 9.25 | 18 | 9.5 |  |  |  | FALSE | FALSE | FALSE | 36000 | 24200 | 2.58 | 24200 | 2.58
206923504 |  | Live | Johnson Controls Inc. (York International Norman) | FRASER-JOHNSTON | Singlezone Ducted, Centrally Ducted | 206923504 |  | HRCU-A-CB | HMH72B361 |  | AVC36BX21+TXV | 9 | 17 | 9.5 |  |  |  | FALSE | FALSE | FALSE | 35800 | 24600 | 2.54 | 24600 | 2.54
206924126 |  | Live | Johnson Controls Inc. (York International Norman) | YORK | Singlezone Ducted, Centrally Ducted | 206924126 |  | HRCU-A-CB | HMH72B361 |  | CM36BBCA1+ME08BN21 | 9.25 | 17 | 9.5 |  |  |  | FALSE | FALSE | FALSE | 34800 | 23600 | 2.5 | 23600 | 2.5
206924367 |  | Live | Johnson Controls Inc. (York International Norman) | COLEMAN | Singlezone Ducted, Centrally Ducted | 206924367 |  | HRCU-A-CB | HMH72B361 |  | CM36BBCA1+ME08BN21 | 9.25 | 17 | 9.5 |  |  |  | FALSE | FALSE | FALSE | 34800 | 23600 | 2.5 | 23600 | 2.5
206923496 |  | Live | Johnson Controls Inc. (York International Norman) | FRASER-JOHNSTON | Singlezone Ducted, Centrally Ducted | 206923496 |  | HRCU-A-CB | HMH72B361 |  | CM36BXA1+ME08BN21+TXV | 9.25 | 17 | 9.5 |  |  |  | FALSE | FALSE | FALSE | 34800 | 23600 | 2.5 | 23600 | 2.5
206923497 |  | Live | Johnson Controls Inc. (York International Norman) | CHAMPION HEATING AND COOLING | Singlezone Ducted, Centrally Ducted | 206923497 |  | HRCU-A-CB | HMH72B361 |  | CM36BXA1+ME08BN21+TXV | 9.25 | 17 | 9.5 |  |  |  | FALSE | FALSE | FALSE | 34800 | 23600 | 2.5 | 23600 | 2.5
206923495 |  | Live | Johnson Controls Inc. (York International Norman) | LUXAIRE | Singlezone Ducted, Centrally Ducted | 206923495 |  | HRCU-A-CB | HMH72B361 |  | CM36BXA1+ME08BN21+TXV | 9.25 | 17 | 9.5 |  |  |  | FALSE | FALSE | FALSE | 34800 | 23600 | 2.5 | 23600 | 2.5
206921525 |  | Live | Johnson Controls Inc. (York International Norman) | YORK | Singlezone Ducted, Centrally Ducted | 206921525 |  | HRCU-A-CB | HMH72B361 |  | CM36BXA1+ME08BN21+TXV | 9.25 | 17 | 9.5 |  |  |  | FALSE | FALSE | FALSE | 34800 | 23600 | 2.5 | 23600 | 2.5
206924365 |  | Live | Johnson Controls Inc. (York International Norman) | FRASER-JOHNSTON | Singlezone Ducted, Centrally Ducted | 206924365 |  | HRCU-A-CB | HMH72B361 |  | CF36BBCA1+ME08BN21 | 9.25 | 17 | 9.5 |  |  |  | FALSE | FALSE | FALSE | 34800 | 23600 | 2.5 | 23600 | 2.5
206924355 |  | Live | Johnson Controls Inc. (York International Norman) | LUXAIRE | Singlezone Ducted, Centrally Ducted | 206924355 |  | HRCU-A-CB | HMH72B361 |  | CF36BBCA1+ME08BN21 | 9.25 | 17 | 9.5 |  |  |  | FALSE | FALSE | FALSE | 34800 | 23600 | 2.5 | 23600 | 2.5
206924357 |  | Live | Johnson Controls Inc. (York International Norman) | CHAMPION HEATING AND COOLING | Singlezone Ducted, Centrally Ducted | 206924357 |  | HRCU-A-CB | HMH72B361 |  | CF36BBCA1+ME08BN21 | 9.25 | 17 | 9.5 |  |  |  | FALSE | FALSE | FALSE | 34800 | 23600 | 2.5 | 23600 | 2.5
206924125 |  | Live | Johnson Controls Inc. (York International Norman) | YORK | Singlezone Ducted, Centrally Ducted | 206924125 |  | HRCU-A-CB | HMH72B361 |  | CF36BBCA1+ME08BN21 | 9.25 | 17 | 9.5 |  |  |  | FALSE | FALSE | FALSE | 34800 | 23600 | 2.5 | 23600 | 2.5
206924363 |  | Live | Johnson Controls Inc. (York International Norman) | COLEMAN | Singlezone Ducted, Centrally Ducted | 206924363 |  | HRCU-A-CB | HMH72B361 |  | CF36BBCA1+ME08BN21 | 9.25 | 17 | 9.5 |  |  |  | FALSE | FALSE | FALSE | 34800 | 23600 | 2.5 | 23600 | 2.5
206923491 |  | Live | Johnson Controls Inc. (York International Norman) | LUXAIRE | Singlezone Ducted, Centrally Ducted | 206923491 |  | HRCU-A-CB | HMH72B361 |  | CF36BXA1+ME08BN21+TXV | 9.25 | 17 | 9.5 |  |  |  | FALSE | FALSE | FALSE | 34800 | 23600 | 2.5 | 23600 | 2.5
206923492 |  | Live | Johnson Controls Inc. (York International Norman) | FRASER-JOHNSTON | Singlezone Ducted, Centrally Ducted | 206923492 |  | HRCU-A-CB | HMH72B361 |  | CF36BXA1+ME08BN21+TXV | 9.25 | 17 | 9.5 |  |  |  | FALSE | FALSE | FALSE | 34800 | 23600 | 2.5 | 23600 | 2.5
206923494 |  | Live | Johnson Controls Inc. (York International Norman) | COLEMAN | Singlezone Ducted, Centrally Ducted | 206923494 |  | HRCU-A-CB | HMH72B361 |  | CM36BXA1+ME08BN21+TXV | 9.25 | 17 | 9.5 |  |  |  | FALSE | FALSE | FALSE | 34800 | 23600 | 2.5 | 23600 | 2.5
206923493 |  | Live | Johnson Controls Inc. (York International Norman) | CHAMPION HEATING AND COOLING | Singlezone Ducted, Centrally Ducted | 206923493 |  | HRCU-A-CB | HMH72B361 |  | CF36BXA1+ME08BN21+TXV | 9.25 | 17 | 9.5 |  |  |  | FALSE | FALSE | FALSE | 34800 | 23600 | 2.5 | 23600 | 2.5
206923490 |  | Live | Johnson Controls Inc. (York International Norman) | COLEMAN | Singlezone Ducted, Centrally Ducted | 206923490 |  | HRCU-A-CB | HMH72B361 |  | CF36BXA1+ME08BN21+TXV | 9.25 | 17 | 9.5 |  |  |  | FALSE | FALSE | FALSE | 34800 | 23600 | 2.5 | 23600 | 2.5
206923489 |  | Live | Johnson Controls Inc. (York International Norman) | CHAMPION HEATING AND COOLING | Singlezone Ducted, Centrally Ducted | 206923489 |  | HRCU-A-CB | HMH72B361 |  | CM36BBCA1+ME12BN21 | 9 | 17 | 9.5 |  |  |  | FALSE | FALSE | FALSE | 35800 | 24400 | 2.54 | 24400 | 2.54
206923486 |  | Live | Johnson Controls Inc. (York International Norman) | COLEMAN | Singlezone Ducted, Centrally Ducted | 206923486 |  | HRCU-A-CB | HMH72B361 |  | CM36BBCA1+ME12BN21 | 9 | 17 | 9.5 |  |  |  | FALSE | FALSE | FALSE | 35800 | 24400 | 2.54 | 24400 | 2.54
206921524 |  | Live | Johnson Controls Inc. (York International Norman) | YORK | Singlezone Ducted, Centrally Ducted | 206921524 |  | HRCU-A-CB | HMH72B361 |  | CF36BXA1+ME08BN21+TXV | 9.25 | 17 | 9.5 |  |  |  | FALSE | FALSE | FALSE | 34800 | 23600 | 2.5 | 23600 | 2.5
206923488 |  | Live | Johnson Controls Inc. (York International Norman) | FRASER-JOHNSTON | Singlezone Ducted, Centrally Ducted | 206923488 |  | HRCU-A-CB | HMH72B361 |  | CM36BBCA1+ME12BN21 | 9 | 17 | 9.5 |  |  |  | FALSE | FALSE | FALSE | 35800 | 24400 | 2.54 | 24400 | 2.54
206923487 |  | Live | Johnson Controls Inc. (York International Norman) | LUXAIRE | Singlezone Ducted, Centrally Ducted | 206923487 |  | HRCU-A-CB | HMH72B361 |  | CM36BBCA1+ME12BN21 | 9 | 17 | 9.5 |  |  |  | FALSE | FALSE | FALSE | 35800 | 24400 | 2.54 | 24400 | 2.54
206921523 |  | Live | Johnson Controls Inc. (York International Norman) | YORK | Singlezone Ducted, Centrally Ducted | 206921523 |  | HRCU-A-CB | HMH72B361 |  | CM36BBCA1+ME12BN21 | 9 | 17 | 9.5 |  |  |  | FALSE | FALSE | FALSE | 35800 | 24400 | 2.54 | 24400 | 2.54
206923485 |  | Live | Johnson Controls Inc. (York International Norman) | CHAMPION HEATING AND COOLING | Singlezone Ducted, Centrally Ducted | 206923485 |  | HRCU-A-CB | HMH72B361 |  | CM36BXA1+ME12BN21+TXV | 9 | 17 | 9.5 |  |  |  | FALSE | FALSE | FALSE | 35800 | 24400 | 2.54 | 24400 | 2.54
206923483 |  | Live | Johnson Controls Inc. (York International Norman) | LUXAIRE | Singlezone Ducted, Centrally Ducted | 206923483 |  | HRCU-A-CB | HMH72B361 |  | CM36BXA1+ME12BN21+TXV | 9 | 17 | 9.5 |  |  |  | FALSE | FALSE | FALSE | 35800 | 24400 | 2.54 | 24400 | 2.54
206923482 |  | Live | Johnson Controls Inc. (York International Norman) | COLEMAN | Singlezone Ducted, Centrally Ducted | 206923482 |  | HRCU-A-CB | HMH72B361 |  | CM36BXA1+ME12BN21+TXV | 9 | 17 | 9.5 |  |  |  | FALSE | FALSE | FALSE | 35800 | 24400 | 2.54 | 24400 | 2.54
206923484 |  | Live | Johnson Controls Inc. (York International Norman) | FRASER-JOHNSTON | Singlezone Ducted, Centrally Ducted | 206923484 |  | HRCU-A-CB | HMH72B361 |  | CM36BXA1+ME12BN21+TXV | 9 | 17 | 9.5 |  |  |  | FALSE | FALSE | FALSE | 35800 | 24400 | 2.54 | 24400 | 2.54
206921522 |  | Live | Johnson Controls Inc. (York International Norman) | YORK | Singlezone Ducted, Centrally Ducted | 206921522 |  | HRCU-A-CB | HMH72B361 |  | CM36BXA1+ME12BN21+TXV | 9 | 17 | 9.5 |  |  |  | FALSE | FALSE | FALSE | 35800 | 24400 | 2.54 | 24400 | 2.54
206923481 |  | Live | Johnson Controls Inc. (York International Norman) | CHAMPION HEATING AND COOLING | Singlezone Ducted, Centrally Ducted | 206923481 |  | HRCU-A-CB | HMH72B361 |  | CF36BBCA1+ME12BN21 | 9 | 17 | 9.5 |  |  |  | FALSE | FALSE | FALSE | 35800 | 24400 | 2.54 | 24400 | 2.54
206923480 |  | Live | Johnson Controls Inc. (York International Norman) | FRASER-JOHNSTON | Singlezone Ducted, Centrally Ducted | 206923480 |  | HRCU-A-CB | HMH72B361 |  | CF36BBCA1+ME12BN21 | 9 | 17 | 9.5 |  |  |  | FALSE | FALSE | FALSE | 35800 | 24400 | 2.54 | 24400 | 2.54
206921521 |  | Live | Johnson Controls Inc. (York International Norman) | YORK | Singlezone Ducted, Centrally Ducted | 206921521 |  | HRCU-A-CB | HMH72B361 |  | CF36BBCA1+ME12BN21 | 9 | 17 | 9.5 |  |  |  | FALSE | FALSE | FALSE | 35800 | 24400 | 2.54 | 24400 | 2.54
206923476 |  | Live | Johnson Controls Inc. (York International Norman) | FRASER-JOHNSTON | Singlezone Ducted, Centrally Ducted | 206923476 |  | HRCU-A-CB | HMH72B361 |  | CF36BXA1+ME12BN21+TXV | 9 | 17 | 9.5 |  |  |  | FALSE | FALSE | FALSE | 35800 | 24400 | 2.54 | 24400 | 2.54
206923479 |  | Live | Johnson Controls Inc. (York International Norman) | LUXAIRE | Singlezone Ducted, Centrally Ducted | 206923479 |  | HRCU-A-CB | HMH72B361 |  | CF36BBCA1+ME12BN21 | 9 | 17 | 9.5 |  |  |  | FALSE | FALSE | FALSE | 35800 | 24400 | 2.54 | 24400 | 2.54
206923478 |  | Live | Johnson Controls Inc. (York International Norman) | COLEMAN | Singlezone Ducted, Centrally Ducted | 206923478 |  | HRCU-A-CB | HMH72B361 |  | CF36BBCA1+ME12BN21 | 9 | 17 | 9.5 |  |  |  | FALSE | FALSE | FALSE | 35800 | 24400 | 2.54 | 24400 | 2.54
206923475 |  | Live | Johnson Controls Inc. (York International Norman) | LUXAIRE | Singlezone Ducted, Centrally Ducted | 206923475 |  | HRCU-A-CB | HMH72B361 |  | CF36BXA1+ME12BN21+TXV | 9 | 17 | 9.5 |  |  |  | FALSE | FALSE | FALSE | 35800 | 24400 | 2.54 | 24400 | 2.54
206923477 |  | Live | Johnson Controls Inc. (York International Norman) | CHAMPION HEATING AND COOLING | Singlezone Ducted, Centrally Ducted | 206923477 |  | HRCU-A-CB | HMH72B361 |  | CF36BXA1+ME12BN21+TXV | 9 | 17 | 9.5 |  |  |  | FALSE | FALSE | FALSE | 35800 | 24400 | 2.54 | 24400 | 2.54
206923474 |  | Live | Johnson Controls Inc. (York International Norman) | COLEMAN | Singlezone Ducted, Centrally Ducted | 206923474 |  | HRCU-A-CB | HMH72B361 |  | CF36BXA1+ME12BN21+TXV | 9 | 17 | 9.5 |  |  |  | FALSE | FALSE | FALSE | 35800 | 24400 | 2.54 | 24400 | 2.54
206921520 |  | Live | Johnson Controls Inc. (York International Norman) | YORK | Singlezone Ducted, Centrally Ducted | 206921520 |  | HRCU-A-CB | HMH72B361 |  | CF36BXA1+ME12BN21+TXV | 9 | 17 | 9.5 |  |  |  | FALSE | FALSE | FALSE | 35800 | 24400 | 2.54 | 24400 | 2.54
206922130 |  | Live | Johnson Controls Inc. (York International Norman) | CHAMPION HEATING AND COOLING | Singlezone Ducted, Centrally Ducted | 206922130 |  | HRCU-A-CB | HMH72B241 |  | AVC36BX21+TXV | 10 | 17.5 | 9.5 |  |  |  | FALSE | FALSE | FALSE | 22000 | 14300 | 2.39 | 14300 | 2.39
206922128 |  | Live | Johnson Controls Inc. (York International Norman) | LUXAIRE | Singlezone Ducted, Centrally Ducted | 206922128 |  | HRCU-A-CB | HMH72B241 |  | AVC36BX21+TXV | 10 | 17.5 | 9.5 |  |  |  | FALSE | FALSE | FALSE | 22000 | 14300 | 2.39 | 14300 | 2.39
206922127 |  | Live | Johnson Controls Inc. (York International Norman) | COLEMAN | Singlezone Ducted, Centrally Ducted | 206922127 |  | HRCU-A-CB | HMH72B241 |  | AVC36BX21+TXV | 10 | 17.5 | 9.5 |  |  |  | FALSE | FALSE | FALSE | 22000 | 14300 | 2.39 | 14300 | 2.39
206922129 |  | Live | Johnson Controls Inc. (York International Norman) | FRASER-JOHNSTON | Singlezone Ducted, Centrally Ducted | 206922129 |  | HRCU-A-CB | HMH72B241 |  | AVC36BX21+TXV | 10 | 17.5 | 9.5 |  |  |  | FALSE | FALSE | FALSE | 22000 | 14300 | 2.39 | 14300 | 2.39
206921146 |  | Live | Johnson Controls Inc. (York International Norman) | YORK | Singlezone Ducted, Centrally Ducted | 206921146 |  | HRCU-A-CB | HMH72B241 |  | AVC36BX21+TXV | 10 | 17.5 | 9.5 |  |  |  | FALSE | FALSE | FALSE | 22000 | 14300 | 2.39 | 14300 | 2.39
206923433 |  | Live | Johnson Controls Inc. (York International Norman) | CHAMPION HEATING AND COOLING | Singlezone Ducted, Centrally Ducted | 206923433 |  | HRCU-A-CB | HMH72B361 |  | CM36CBCA1+MVC12CN21 | 9.25 | 18 | 9.5 |  |  |  | FALSE | FALSE | FALSE | 36000 | 24000 | 2.58 | 24000 | 2.58
206923432 |  | Live | Johnson Controls Inc. (York International Norman) | FRASER-JOHNSTON | Singlezone Ducted, Centrally Ducted | 206923432 |  | HRCU-A-CB | HMH72B361 |  | CM36CBCA1+MVC12CN21 | 9.25 | 18 | 9.5 |  |  |  | FALSE | FALSE | FALSE | 36000 | 24000 | 2.58 | 24000 | 2.58
206923431 |  | Live | Johnson Controls Inc. (York International Norman) | LUXAIRE | Singlezone Ducted, Centrally Ducted | 206923431 |  | HRCU-A-CB | HMH72B361 |  | CM36CBCA1+MVC12CN21 | 9.25 | 18 | 9.5 |  |  |  | FALSE | FALSE | FALSE | 36000 | 24000 | 2.58 | 24000 | 2.58
206923430 |  | Live | Johnson Controls Inc. (York International Norman) | COLEMAN | Singlezone Ducted, Centrally Ducted | 206923430 |  | HRCU-A-CB | HMH72B361 |  | CM36CBCA1+MVC12CN21 | 9.25 | 18 | 9.5 |  |  |  | FALSE | FALSE | FALSE | 36000 | 24000 | 2.58 | 24000 | 2.58
206921509 |  | Live | Johnson Controls Inc. (York International Norman) | YORK | Singlezone Ducted, Centrally Ducted | 206921509 |  | HRCU-A-CB | HMH72B361 |  | CM36CBCA1+MVC12CN21 | 9.25 | 18 | 9.5 |  |  |  | FALSE | FALSE | FALSE | 36000 | 24000 | 2.58 | 24000 | 2.58
206923429 |  | Live | Johnson Controls Inc. (York International Norman) | CHAMPION HEATING AND COOLING | Singlezone Ducted, Centrally Ducted | 206923429 |  | HRCU-A-CB | HMH72B361 |  | CM36CXA1+MVC12CN21+TXV | 9.25 | 18 | 9.5 |  |  |  | FALSE | FALSE | FALSE | 36000 | 24000 | 2.58 | 24000 | 2.58
206923427 |  | Live | Johnson Controls Inc. (York International Norman) | LUXAIRE | Singlezone Ducted, Centrally Ducted | 206923427 |  | HRCU-A-CB | HMH72B361 |  | CM36CXA1+MVC12CN21+TXV | 9.25 | 18 | 9.5 |  |  |  | FALSE | FALSE | FALSE | 36000 | 24000 | 2.58 | 24000 | 2.58
206923428 |  | Live | Johnson Controls Inc. (York International Norman) | FRASER-JOHNSTON | Singlezone Ducted, Centrally Ducted | 206923428 |  | HRCU-A-CB | HMH72B361 |  | CM36CXA1+MVC12CN21+TXV | 9.25 | 18 | 9.5 |  |  |  | FALSE | FALSE | FALSE | 36000 | 24000 | 2.58 | 24000 | 2.58
206923425 |  | Live | Johnson Controls Inc. (York International Norman) | CHAMPION HEATING AND COOLING | Singlezone Ducted, Centrally Ducted | 206923425 |  | HRCU-A-CB | HMH72B361 |  | CF36CXA1+MVC12CN21+TXV | 9.25 | 18 | 9.5 |  |  |  | FALSE | FALSE | FALSE | 36000 | 24000 | 2.58 | 24000 | 2.58
206923426 |  | Live | Johnson Controls Inc. (York International Norman) | COLEMAN | Singlezone Ducted, Centrally Ducted | 206923426 |  | HRCU-A-CB | HMH72B361 |  | CM36CXA1+MVC12CN21+TXV | 9.25 | 18 | 9.5 |  |  |  | FALSE | FALSE | FALSE | 36000 | 24000 | 2.58 | 24000 | 2.58
206921508 |  | Live | Johnson Controls Inc. (York International Norman) | YORK | Singlezone Ducted, Centrally Ducted | 206921508 |  | HRCU-A-CB | HMH72B361 |  | CM36CXA1+MVC12CN21+TXV | 9.25 | 18 | 9.5 |  |  |  | FALSE | FALSE | FALSE | 36000 | 24000 | 2.58 | 24000 | 2.58
206923424 |  | Live | Johnson Controls Inc. (York International Norman) | FRASER-JOHNSTON | Singlezone Ducted, Centrally Ducted | 206923424 |  | HRCU-A-CB | HMH72B361 |  | CF36CXA1+MVC12CN21+TXV | 9.25 | 18 | 9.5 |  |  |  | FALSE | FALSE | FALSE | 36000 | 24000 | 2.58 | 24000 | 2.58
206923423 |  | Live | Johnson Controls Inc. (York International Norman) | LUXAIRE | Singlezone Ducted, Centrally Ducted | 206923423 |  | HRCU-A-CB | HMH72B361 |  | CF36CXA1+MVC12CN21+TXV | 9.25 | 18 | 9.5 |  |  |  | FALSE | FALSE | FALSE | 36000 | 24000 | 2.58 | 24000 | 2.58
206921507 |  | Live | Johnson Controls Inc. (York International Norman) | YORK | Singlezone Ducted, Centrally Ducted | 206921507 |  | HRCU-A-CB | HMH72B361 |  | CF36CXA1+MVC12CN21+TXV | 9.25 | 18 | 9.5 |  |  |  | FALSE | FALSE | FALSE | 36000 | 24000 | 2.58 | 24000 | 2.58
206923422 |  | Live | Johnson Controls Inc. (York International Norman) | COLEMAN | Singlezone Ducted, Centrally Ducted | 206923422 |  | HRCU-A-CB | HMH72B361 |  | CF36CXA1+MVC12CN21+TXV | 9.25 | 18 | 9.5 |  |  |  | FALSE | FALSE | FALSE | 36000 | 24000 | 2.58 | 24000 | 2.58
206923421 |  | Live | Johnson Controls Inc. (York International Norman) | CHAMPION HEATING AND COOLING | Singlezone Ducted, Centrally Ducted | 206923421 |  | HRCU-A-CB | HMH72B361 |  | CM36CBCA1+MVC16CN21 | 9.25 | 17.75 | 9.5 |  |  |  | FALSE | FALSE | FALSE | 36000 | 24200 | 2.6 | 24200 | 2.6
206923420 |  | Live | Johnson Controls Inc. (York International Norman) | FRASER-JOHNSTON | Singlezone Ducted, Centrally Ducted | 206923420 |  | HRCU-A-CB | HMH72B361 |  | CM36CBCA1+MVC16CN21 | 9.25 | 17.75 | 9.5 |  |  |  | FALSE | FALSE | FALSE | 36000 | 24200 | 2.6 | 24200 | 2.6
206923419 |  | Live | Johnson Controls Inc. (York International Norman) | LUXAIRE | Singlezone Ducted, Centrally Ducted | 206923419 |  | HRCU-A-CB | HMH72B361 |  | CM36CBCA1+MVC16CN21 | 9.25 | 17.75 | 9.5 |  |  |  | FALSE | FALSE | FALSE | 36000 | 24200 | 2.6 | 24200 | 2.6
206923418 |  | Live | Johnson Controls Inc. (York International Norman) | COLEMAN | Singlezone Ducted, Centrally Ducted | 206923418 |  | HRCU-A-CB | HMH72B361 |  | CM36CBCA1+MVC16CN21 | 9.25 | 17.75 | 9.5 |  |  |  | FALSE | FALSE | FALSE | 36000 | 24200 | 2.6 | 24200 | 2.6
206921506 |  | Live | Johnson Controls Inc. (York International Norman) | YORK | Singlezone Ducted, Centrally Ducted | 206921506 |  | HRCU-A-CB | HMH72B361 |  | CM36CBCA1+MVC16CN21 | 9.25 | 17.75 | 9.5 |  |  |  | FALSE | FALSE | FALSE | 36000 | 24200 | 2.6 | 24200 | 2.6
206923417 |  | Live | Johnson Controls Inc. (York International Norman) | CHAMPION HEATING AND COOLING | Singlezone Ducted, Centrally Ducted | 206923417 |  | HRCU-A-CB | HMH72B361 |  | CM36CXA1+MVC16CN21+TXV | 9.25 | 17.75 | 9.5 |  |  |  | FALSE | FALSE | FALSE | 36000 | 24200 | 2.6 | 24200 | 2.6
206923416 |  | Live | Johnson Controls Inc. (York International Norman) | FRASER-JOHNSTON | Singlezone Ducted, Centrally Ducted | 206923416 |  | HRCU-A-CB | HMH72B361 |  | CM36CXA1+MVC16CN21+TXV | 9.25 | 17.75 | 9.5 |  |  |  | FALSE | FALSE | FALSE | 36000 | 24200 | 2.6 | 24200 | 2.6
206921505 |  | Live | Johnson Controls Inc. (York International Norman) | YORK | Singlezone Ducted, Centrally Ducted | 206921505 |  | HRCU-A-CB | HMH72B361 |  | CM36CXA1+MVC16CN21+TXV | 9.25 | 17.75 | 9.5 |  |  |  | FALSE | FALSE | FALSE | 36000 | 24200 | 2.6 | 24200 | 2.6
206923414 |  | Live | Johnson Controls Inc. (York International Norman) | COLEMAN | Singlezone Ducted, Centrally Ducted | 206923414 |  | HRCU-A-CB | HMH72B361 |  | CM36CXA1+MVC16CN21+TXV | 9.25 | 17.75 | 9.5 |  |  |  | FALSE | FALSE | FALSE | 36000 | 24200 | 2.6 | 24200 | 2.6
206923415 |  | Live | Johnson Controls Inc. (York International Norman) | LUXAIRE | Singlezone Ducted, Centrally Ducted | 206923415 |  | HRCU-A-CB | HMH72B361 |  | CM36CXA1+MVC16CN21+TXV | 9.25 | 17.75 | 9.5 |  |  |  | FALSE | FALSE | FALSE | 36000 | 24200 | 2.6 | 24200 | 2.6
206923413 |  | Live | Johnson Controls Inc. (York International Norman) | CHAMPION HEATING AND COOLING | Singlezone Ducted, Centrally Ducted | 206923413 |  | HRCU-A-CB | HMH72B361 |  | CF36CXA1+MVC16CN21+TXV | 9.25 | 17.75 | 9.5 |  |  |  | FALSE | FALSE | FALSE | 36000 | 24200 | 2.6 | 24200 | 2.6
206923411 |  | Live | Johnson Controls Inc. (York International Norman) | LUXAIRE | Singlezone Ducted, Centrally Ducted | 206923411 |  | HRCU-A-CB | HMH72B361 |  | CF36CXA1+MVC16CN21+TXV | 9.25 | 17.75 | 9.5 |  |  |  | FALSE | FALSE | FALSE | 36000 | 24200 | 2.6 | 24200 | 2.6
206923412 |  | Live | Johnson Controls Inc. (York International Norman) | FRASER-JOHNSTON | Singlezone Ducted, Centrally Ducted | 206923412 |  | HRCU-A-CB | HMH72B361 |  | CF36CXA1+MVC16CN21+TXV | 9.25 | 17.75 | 9.5 |  |  |  | FALSE | FALSE | FALSE | 36000 | 24200 | 2.6 | 24200 | 2.6
206923410 |  | Live | Johnson Controls Inc. (York International Norman) | COLEMAN | Singlezone Ducted, Centrally Ducted | 206923410 |  | HRCU-A-CB | HMH72B361 |  | CF36CXA1+MVC16CN21+TXV | 9.25 | 17.75 | 9.5 |  |  |  | FALSE | FALSE | FALSE | 36000 | 24200 | 2.6 | 24200 | 2.6
206921504 |  | Live | Johnson Controls Inc. (York International Norman) | YORK | Singlezone Ducted, Centrally Ducted | 206921504 |  | HRCU-A-CB | HMH72B361 |  | CF36CXA1+MVC16CN21+TXV | 9.25 | 17.75 | 9.5 |  |  |  | FALSE | FALSE | FALSE | 36000 | 24200 | 2.6 | 24200 | 2.6
206396083 |  | Live | Carrier | COMFORTMAKER | Singlezone Non-Ducted, Wall Placement | 206396083 |  | HRCU-A-CB-O | DLCSRBH24AAK | Mini-Splits | DLFSHAH24XAK | 12.5 | 20 | 10 |  |  |  | FALSE | FALSE | FALSE | 23000 | 15000 | 2.31 | 28250 | 4.29
206396082 |  | Live | Carrier | COMFORTMAKER | Singlezone Non-Ducted, Wall Placement | 206396082 |  | HRCU-A-CB-O | DLCSRAH24AAK | Mini-Splits | DLFSHBH24XAK | 12.5 | 20 | 10 |  |  |  | FALSE | FALSE | FALSE | 23000 | 15000 | 2.57 | 25710 | 1.95
206396079 |  | Live | Carrier | COMFORTMAKER | Singlezone Non-Ducted, Wall Placement | 206396079 |  | HRCU-A-CB-O | DLCSRAH12AAK | Mini-Splits | DLFSHBH12XAK | 12 | 21 | 10 |  |  |  | FALSE | FALSE | FALSE | 12000 | 7500 | 1.57 | 22720 | 2.21
206396078 |  | Live | Carrier | COMFORTMAKER | Singlezone Non-Ducted, Wall Placement | 206396078 |  | HRCU-A-CB-O | DLCSRBH12AAK | Mini-Splits | DLFSHAH12XAK | 12 | 21 | 10 |  |  |  | FALSE | FALSE | FALSE | 12000 | 7500 | 3.01 | 13960 | 4.7
10333036 |  | Live | Gree | KINGHOME | Singlezone Non-Ducted, Wall Placement | 10333036 |  | HRCU-A-CB-O | KW09HQ2B8DO | Mini-Splits | KW09HQ2B8DI | 14 | 23 | 10.5 |  |  |  | FALSE | FALSE | FALSE | 9000 | 7300 | 2.49 | 14610 | 2.41
205747589 |  | Live | Lennox Industries | LENNOX | Multizone All Ducted | 205747589 |  | HMSV-A-CB | MLB048S4M-1P | Ducted Indoor Units |  | 11.9 | 20.2 | 10.5 |  |  |  | FALSE | FALSE | FALSE | 48000 | 28000 | 2.41 | 49000 | 2.24
205782163 |  | Live | Lennox Industries | LENNOX | Singlezone Non-Ducted, Wall Placement | 205782163 |  | HRCU-A-CB-O | MLB048S4S-1P | Mini-Splits | MCFA048S4-2P | 8.2 | 17 | 10.8 |  |  |  | FALSE | FALSE | FALSE | 48000 | 35000 | 2.34 | 52010 | 2.12
8578437 |  | Live | Johnson Controls Inc. (York International Norman) | YORK BY JOHNSON CONTROLS | Singlezone Non-Ducted, Ceiling Placement | 8578437 |  | HRCU-A-CB-O | DHR24CSB21S | Mini-Splits | DHR24NKB21S | 10.65 | 18 | 10 |  |  |  | FALSE | FALSE | FALSE | 23800 | 15700 | 2.49 | 22000 | 2.69
8578585 |  | Live | Johnson Controls Inc. (York International Norman) | YORK BY JOHNSON CONTROLS | Singlezone Non-Ducted, Wall Placement | 8578585 |  | HRCU-A-CB-O | DHZ09CSB21S | Mini-Splits | DHZ09NWB21S | 15.7 | 30.5 | 10.5 |  |  |  | FALSE | FALSE | FALSE | 9000 | 5500 | 2.83 | 13240 | 2.59
8578441 |  | Live | Johnson Controls Inc. (York International Norman) | YORK BY JOHNSON CONTROLS | Singlezone Non-Ducted, Floor Placement | 8578441 |  | HRCU-A-CB-O | DHR24CSB21S | Mini-Splits | DHR24NCB21S | 10.65 | 16 | 10 |  |  |  | FALSE | FALSE | FALSE | 23800 | 15700 | 2.49 | 21000 | 2.56
8578581 |  | Live | Johnson Controls Inc. (York International Norman) | YORK BY JOHNSON CONTROLS | Singlezone Non-Ducted, Wall Placement | 8578581 |  | HRCU-A-CB-O | DHX24CSB21S | Mini-Splits | DHX24NWB21S | 12.5 | 20 | 10 |  |  |  | FALSE | FALSE | FALSE | 22000 | 14600 | 2.71 | 23450 | 1.9
8578589 |  | Live | Johnson Controls Inc. (York International Norman) | YORK BY JOHNSON CONTROLS | Singlezone Non-Ducted, Wall Placement | 8578589 |  | HRCU-A-CB-O | DHZ12CSB21S | Mini-Splits | DHZ12NWB21S | 12.7 | 23 | 10.5 |  |  |  | FALSE | FALSE | FALSE | 12000 | 8500 | 2.54 | 13500 | 2.83
8578457 |  | Live | Johnson Controls Inc. (York International Norman) | YORK BY JOHNSON CONTROLS | Singlezone Ducted, Compact Ducted | 8578457 |  | HRCU-A-CB | DHR36CSB21S | Mini-Splits | DHR36NDB21S | 10.35 | 16 | 9 |  |  |  | FALSE | FALSE | FALSE | 34000 | 24600 | 2.72 | 35000 | 2.85
8578573 |  | Live | Johnson Controls Inc. (York International Norman) | YORK BY JOHNSON CONTROLS | Singlezone Non-Ducted, Wall Placement | 8578573 |  | HRCU-A-CB-O | DHX12CSB21S | Mini-Splits | DHX12NWB21S | 12.5 | 22 | 11 |  |  |  | FALSE | FALSE | FALSE | 12000 | 7700 | 2.82 | 10348 | 2.25
8578577 |  | Live | Johnson Controls Inc. (York International Norman) | YORK BY JOHNSON CONTROLS | Singlezone Non-Ducted, Wall Placement | 8578577 |  | HRCU-A-CB-O | DHX18CSB21S | Mini-Splits | DHX18NWB21S | 12.5 | 20 | 10.5 |  |  |  | FALSE | FALSE | FALSE | 18000 | 12400 | 2.63 | 18600 | 2.08
8578481 |  | Live | Johnson Controls Inc. (York International Norman) | YORK BY JOHNSON CONTROLS | Singlezone Ducted, Compact Ducted | 8578481 |  | HRCU-A-CB | DHR48CSB21S | Mini-Splits | DHR48NDB48S | 9.05 | 16 | 9 |  |  |  | FALSE | FALSE | FALSE | 48000 | 30600 | 1.93 | 48000 | 2.93
8578421 |  | Live | Johnson Controls Inc. (York International Norman) | YORK BY JOHNSON CONTROLS | Singlezone Ducted, Compact Ducted | 8578421 |  | HRCU-A-CB | DHR18CSB21S | Mini-Splits | DHR18NDB21S | 11 | 16 | 9.5 |  |  |  | FALSE | FALSE | FALSE | 17100 | 10900 | 2.56 | 16400 | 2.91
8578445 |  | Live | Johnson Controls Inc. (York International Norman) | YORK BY JOHNSON CONTROLS | Singlezone Ducted, Compact Ducted | 8578445 |  | HRCU-A-CB | DHR30CSB21S | Mini-Splits | DHR30NDB21S | 8.55 | 16 | 9 |  |  |  | FALSE | FALSE | FALSE | 28200 | 16700 | 1.85 | 25000 | 2.62
8578433 |  | Live | Johnson Controls Inc. (York International Norman) | YORK BY JOHNSON CONTROLS | Singlezone Ducted, Compact Ducted | 8578433 |  | HRCU-A-CB | DHR24CSB21S | Mini-Splits | DHR24NDB21S | 10.65 | 16 | 10 |  |  |  | FALSE | FALSE | FALSE | 23800 | 16700 | 2.65 | 22000 | 2.69
8578593 |  | Live | Johnson Controls Inc. (York International Norman) | YORK BY JOHNSON CONTROLS | Singlezone Non-Ducted, Wall Placement | 8578593 |  | HRCU-A-CB-O | DHZ18CSB21S | Mini-Splits | DHZ18NWB21S | 12.5 | 21 | 10.5 |  |  |  | FALSE | FALSE | FALSE | 18000 | 12700 | 2.5 | 24566 | 2.88
8578569 |  | Live | Johnson Controls Inc. (York International Norman) | YORK BY JOHNSON CONTROLS | Singlezone Non-Ducted, Wall Placement | 8578569 |  | HRCU-A-CB-O | DHX09CSB21S | Mini-Splits | DHX09NWB21S | 14 | 23 | 10.5 |  |  |  | FALSE | FALSE | FALSE | 9000 | 7300 | 2.97 | 10215 | 2.36
10591691 |  | Live | Daikin North America, LLC | DAIKIN | Multizone Mix of Ducted and Non-Ducted | 10591691 |  | HMSV-A-CB | RXSQ60T*VJU | Mixed Ducted and Non-Ducted Indoor Units |  | 9.5 | 17 | 10.5 |  |  |  | FALSE | FALSE | FALSE | 57500 | 35500 | 2.94 | 35500 | 2.94
10591688 |  | Live | Daikin North America, LLC | DAIKIN | Multizone Mix of Ducted and Non-Ducted | 10591688 |  | HMSV-A-CB | RXSQ36T*VJU |  |  | 11 | 17 | 9.65 |  |  |  | FALSE | FALSE | FALSE | 34200 | 22800 | 2.74 | 22800 | 2.74
10591681 |  | Live | Daikin North America, LLC | DAIKIN | Multizone All Ducted | 10591681 |  | HMSV-A-CB | RXSQ24T*VJU | Ducted Indoor Units |  | 11 | 15.7 | 9 |  |  |  | FALSE | FALSE | FALSE | 23000 | 15000 | 2.5 | 15000 | 2.5
10591687 |  | Live | Daikin North America, LLC | DAIKIN | Multizone Mix of Ducted and Non-Ducted | 10591687 |  | HMSV-A-CB | RXSQ24T*VJU | Mixed Ducted and Non-Ducted Indoor Units |  | 12.65 | 16.85 | 9.7 |  |  |  | FALSE | FALSE | FALSE | 23000 | 14500 | 2.64 | 14500 | 2.64
10591684 |  | Live | Daikin North America, LLC | DAIKIN | Multizone All Ducted | 10591684 |  | HMSV-A-CB | RXSQ36T*VJU | Ducted Indoor Units |  | 10 | 16 | 9 |  |  |  | FALSE | FALSE | FALSE | 34200 | 22000 | 2.5 | 22000 | 2.5
205881789 |  | Live | Daikin North America, LLC | DAIKIN | Multizone Mix of Ducted and Non-Ducted | 205881789 |  | HMSV-A-CB | RXTQ48TAVJU* | Mixed Ducted and Non-Ducted Indoor Units |  | 9.85 | 17 | 9.5 |  |  |  | FALSE | FALSE | FALSE | 45500 | 32000 | 2.83 | 32100 | 2.84
205881790 |  | Live | Daikin North America, LLC | DAIKIN | Multizone Mix of Ducted and Non-Ducted | 205881790 |  | HMSV-A-CB | RXTQ60TAVJU* | Mixed Ducted and Non-Ducted Indoor Units |  | 9.5 | 17 | 10.5 |  |  |  | FALSE | FALSE | FALSE | 57500 | 35400 | 2.93 | 35500 | 2.94
205881785 |  | Live | Daikin North America, LLC | DAIKIN | Multizone Mix of Ducted and Non-Ducted | 205881785 |  | HMSV-A-CB | RXS60T*VJU* | Mixed Ducted and Non-Ducted Indoor Units |  | 9.5 | 17 | 10.5 |  |  |  | FALSE | FALSE | FALSE | 57500 | 35400 | 2.93 | 35500 | 2.94
205724757 |  | Live | Daikin North America, LLC | DAIKIN | Multizone Mix of Ducted and Non-Ducted | 205724757 |  | HMSV-A-CB | RXSQ24T*VJU* | Mixed Ducted and Non-Ducted Indoor Units |  | 12.65 | 16.85 | 9.7 |  |  |  | FALSE | FALSE | FALSE | 23000 | 14500 | 2.64 | 14500 | 2.64
205708982 |  | Live | Daikin North America, LLC | DAIKIN | Multizone Mix of Ducted and Non-Ducted | 205708982 |  | HMSV-A-CB | RXTQ36TAVJ9* | Mixed Ducted and Non-Ducted Indoor Units |  | 11 | 17 | 9.65 |  |  |  | FALSE | FALSE | FALSE | 34200 | 22800 | 2.74 | 22800 | 2.74
205881783 |  | Live | Daikin North America, LLC | DAIKIN | Multizone Mix of Ducted and Non-Ducted | 205881783 |  | HMSV-A-CB | RXSQ48T*VJU* | Mixed Ducted and Non-Ducted Indoor Units |  | 9.85 | 17 | 9.5 |  |  |  | FALSE | FALSE | FALSE | 45500 | 32000 | 2.83 | 32100 | 2.84
205724758 |  | Live | Daikin North America, LLC | DAIKIN | Multizone Mix of Ducted and Non-Ducted | 205724758 |  | HMSV-A-CB | RXSQ36T*VJU* | Mixed Ducted and Non-Ducted Indoor Units |  | 11 | 17 | 9.65 |  |  |  | FALSE | FALSE | FALSE | 34200 | 22800 | 2.74 | 22800 | 2.74
205708869 |  | Live | Daikin North America, LLC | DAIKIN | Multizone All Non-Ducted | 205708869 |  | HMSR-A-CB-O | RXTQ60TAVJU* | Non-Ducted Indoor Units | FXFQ07TVJU FXFQ07TVJU FXFQ24TVJU FXFQ24TVJU | 9.8 | 18 | 10.5 |  |  |  | FALSE | FALSE | FALSE | 57500 | 37000 | 3.2 | 37000 | 3.2
205708868 |  | Live | Daikin North America, LLC | DAIKIN | Multizone All Non-Ducted | 205708868 |  | HMSR-A-CB-O | RXTQ48TAVJU* | Non-Ducted Indoor Units | FXFQ07TVJU FXFQ07TVJU FXFQ15TVJU FXFQ18TVJU | 10.3 | 18 | 10 |  |  |  | FALSE | FALSE | FALSE | 45500 | 32200 | 3 | 32200 | 3
205724756 |  | Live | Daikin North America, LLC | DAIKIN | Multizone All Non-Ducted | 205724756 |  | HMSR-A-CB-O | RXSQ60T*VJU* | Non-Ducted Indoor Units | FXFQ07TVJU FXFQ07TVJU FXFQ24TVJU FXFQ24TVJU | 9.8 | 18 | 10.5 |  |  |  | FALSE | FALSE | FALSE | 57500 | 37000 | 3.2 | 37000 | 3.2
205724754 |  | Live | Daikin North America, LLC | DAIKIN | Multizone All Non-Ducted | 205724754 |  | HMSR-A-CB-O | RXSQ36T*VJU* | Non-Ducted Indoor Units | FXFQ07TVJU FXFQ07TVJU FXFQ07TVJU FXFQ15TVJU | 12 | 18 | 10.3 |  |  |  | FALSE | FALSE | FALSE | 34200 | 23600 | 2.99 | 23600 | 2.99
205724755 |  | Live | Daikin North America, LLC | DAIKIN | Multizone All Non-Ducted | 205724755 |  | HMSR-A-CB-O | RXSQ48T*VJU* | Non-Ducted Indoor Units | FXFQ07TVJU FXFQ07TVJU FXFQ15TVJU FXFQ18TVJU | 10.3 | 18 | 10 |  |  |  | FALSE | FALSE | FALSE | 45500 | 32200 | 3 | 32200 | 3
205708867 |  | Live | Daikin North America, LLC | DAIKIN | Multizone All Non-Ducted | 205708867 |  | HMSR-A-CB-O | RXTQ36TAVJ9* | Non-Ducted Indoor Units | FXFQ07TVJU FXFQ07TVJU FXFQ07TVJU FXFQ15TVJU | 12 | 18 | 10.3 |  |  |  | FALSE | FALSE | FALSE | 34200 | 23600 | 2.99 | 23600 | 2.99
205881788 |  | Live | Daikin North America, LLC | DAIKIN | Multizone All Ducted | 205881788 |  | HMSV-A-CB | RXTQ60TAVJU* | Ducted Indoor Units | FXMQ15PBVJU FXMQ15PBVJU FXMQ15PBVJU FXMQ18PBVJU | 9.2 | 16 | 10.5 |  |  |  | FALSE | FALSE | FALSE | 57500 | 34000 | 2.7 | 34000 | 2.7
205708866 |  | Live | Daikin North America, LLC | DAIKIN | Multizone All Ducted | 205708866 |  | HMSV-A-CB | RXTQ36TAVJ9* | Ducted Indoor Units | FXMQ07PBVJU FXMQ07PBVJU FXMQ07PBVJU FXMQ15PBVJU | 10 | 16 | 9 |  |  |  | FALSE | FALSE | FALSE | 34200 | 22000 | 2.5 | 22000 | 2.5
205881781 |  | Live | Daikin North America, LLC | DAIKIN | Multizone All Ducted | 205881781 |  | HMSV-A-CB | RXSQ48T*VJU* | Ducted Indoor Units | FXMQ09PBVJU FXMQ09PBVJU FXMQ15PBVJU FXMQ15PBVJU | 9.4 | 16 | 9 |  |  |  | FALSE | FALSE | FALSE | 45500 | 32000 | 2.7 | 32000 | 2.7
205881782 |  | Live | Daikin North America, LLC | DAIKIN | Multizone All Ducted | 205881782 |  | HMSV-A-CB | RXSQ60T*VJU* | Ducted Indoor Units | FXMQ15PBVJU FXMQ15PBVJU FXMQ15PBVJU FXMQ18PBVJU | 9.2 | 16 | 10.5 |  |  |  | FALSE | FALSE | FALSE | 57500 | 34000 | 2.7 | 34000 | 2.7
205881786 |  | Live | Daikin North America, LLC | DAIKIN | Multizone All Ducted | 205881786 |  | HMSV-A-CB | RXTQ48TAVJU* | Ducted Indoor Units | FXMQ09PBVJU FXMQ09PBVJU FXMQ15PBVJU FXMQ15PBVJU | 9.4 | 16 | 9 |  |  |  | FALSE | FALSE | FALSE | 45500 | 32000 | 2.7 | 32000 | 2.7
205724752 |  | Live | Daikin North America, LLC | DAIKIN | Multizone All Ducted | 205724752 |  | HMSV-A-CB | RXSQ36T*VJU* | Ducted Indoor Units | FXMQ07PBVJU FXMQ07PBVJU FXMQ07PBVJU FXMQ15PBVJU | 10 | 16 | 9 |  |  |  | FALSE | FALSE | FALSE | 34200 | 22000 | 2.5 | 22000 | 2.5
205724751 |  | Live | Daikin North America, LLC | DAIKIN | Multizone All Ducted | 205724751 |  | HMSV-A-CB | RXSQ24T*VJU* | Ducted Indoor Units | FXMQ07PBVJU FXMQ07PBVJU FXMQ09PBVJU | 11 | 15.7 | 9 |  |  |  | FALSE | FALSE | FALSE | 23000 | 15000 | 2.5 | 15000 | 2.5
205732190 |  | Live | Daikin North America, LLC | DAIKIN | Singlezone Ducted, Centrally Ducted | 205732190 |  | HRCU-A-CB | RXSQ60T*VJU* | Ducted Indoor Units | FXTQ60TAVJUA* | 8.2 | 16 | 10 |  |  |  | FALSE | FALSE | FALSE | 57500 | 37000 | 2.5 | 37000 | 2.5
205724753 |  | Live | Daikin North America, LLC | DAIKIN | Multizone All Non-Ducted | 205724753 |  | HMSR-A-CB-O | RXSQ24T*VJU* | Non-Ducted Indoor Units | FXFQ07TVJU FXFQ07TVJU FXFQ09TVJU | 14.3 | 18 | 10.4 |  |  |  | FALSE | FALSE | FALSE | 23000 | 14000 | 2.79 | 14000 | 2.79
205732188 |  | Live | Daikin North America, LLC | DAIKIN | Singlezone Ducted, Centrally Ducted | 205732188 |  | HRCU-A-CB | RXSQ36T*VJU* | Ducted Indoor Units | FXTQ36TAVJUA* | 9.5 | 16 | 9 |  |  |  | FALSE | FALSE | FALSE | 34200 | 23600 | 2.3 | 23600 | 2.3
205732187 |  | Live | Daikin North America, LLC | DAIKIN | Singlezone Ducted, Centrally Ducted | 205732187 |  | HRCU-A-CB | RXSQ24T*VJU* | Ducted Indoor Units | FXTQ24TAVJUA* | 11 | 16 | 10 |  |  |  | FALSE | FALSE | FALSE | 23000 | 15400 | 2.59 | 15400 | 2.59
206579740 |  | Live | Fujitsu General America, Inc. | FUJITSU | Singlezone Ducted, Compact Ducted | 206579740 |  | HRCU-A-CB | AOUH09LUAS1 | Mini-Splits | ADUH09LUAS1 | 13.6 | 20 | 11.7 |  |  |  | FALSE | FALSE | FALSE | 9000 | 7400 | 2.78 | 10500 | 2.17
206579741 |  | Live | Fujitsu General America, Inc. | FUJITSU | Singlezone Ducted, Compact Ducted | 206579741 |  | HRCU-A-CB | AOUH12LUAS1 | Mini-Splits | ADUH12LUAS1 | 12.8 | 20.2 | 11.5 |  |  |  | FALSE | FALSE | FALSE | 12000 | 10500 | 2.88 | 17000 | 2.48
206579742 |  | Live | Fujitsu General America, Inc. | FUJITSU | Singlezone Ducted, Compact Ducted | 206579742 |  | HRCU-A-CB | AOUH18LUAS1 | Mini-Splits | ADUH18LUAS1 | 12.5 | 20.2 | 11.4 |  |  |  | FALSE | FALSE | FALSE | 17100 | 14400 | 2.83 | 19600 | 2.24
206396138 |  | Live | Carrier | TEMPSTAR | Singlezone Non-Ducted, Wall Placement | 206396138 |  | HRCU-A-CB | DLCSRBH12AAK | Mini-Splits | DLFSHAH12XAK | 12 | 21 | 10 |  |  |  | FALSE | FALSE | FALSE | 12000 | 7500 | 3.01 | 13960 | 4.7
206396118 |  | Live | Carrier | KENMORE | Singlezone Non-Ducted, Wall Placement | 206396118 |  | HRCU-A-CB | DLCSRBH12AAK | Mini-Splits | DLFSHAH12XAK | 12 | 21 | 10 |  |  |  | FALSE | FALSE | FALSE | 12000 | 7500 | 3.01 | 13960 | 4.7
206396128 |  | Live | Carrier | MIDEA | Singlezone Non-Ducted, Wall Placement | 206396128 |  | HRCU-A-CB | DLCSRBH12AAK | Mini-Splits | DLFSHAH12XAK | 12 | 21 | 10 |  |  |  | FALSE | FALSE | FALSE | 12000 | 7500 | 3.01 | 13960 | 4.7
206396068 |  | Live | Carrier | ARCOAIRE | Singlezone Non-Ducted, Wall Placement | 206396068 |  | HRCU-A-CB | DLCSRBH12AAK | Mini-Splits | DLFSHAH12XAK | 12 | 21 | 10 |  |  |  | FALSE | FALSE | FALSE | 12000 | 7500 | 3.01 | 13960 | 4.7
206396088 |  | Live | Carrier | DAY & NIGHT | Singlezone Non-Ducted, Wall Placement | 206396088 |  | HRCU-A-CB | DLCSRBH12AAK | Mini-Splits | DLFSHAH12XAK | 12 | 21 | 10 |  |  |  | FALSE | FALSE | FALSE | 12000 | 7500 | 3.01 | 13960 | 4.7
206396108 |  | Live | Carrier | KEEPRITE | Singlezone Non-Ducted, Wall Placement | 206396108 |  | HRCU-A-CB | DLCSRBH12AAK | Mini-Splits | DLFSHAH12XAK | 12 | 21 | 10 |  |  |  | FALSE | FALSE | FALSE | 12000 | 7500 | 3.01 | 13960 | 4.7
206396158 |  | Live | Carrier | AIRQUEST | Singlezone Non-Ducted, Wall Placement | 206396158 |  | HRCU-A-CB | DLCSRBH12AAK | Mini-Splits | DLFSHAH12XAK | 12 | 21 | 10 |  |  |  | FALSE | FALSE | FALSE | 12000 | 7500 | 3.01 | 13960 | 4.7
10333037 |  | Live | Gree | KINGHOME | Singlezone Non-Ducted, Wall Placement | 10333037 |  | HRCU-A-CB-O | KW12HQ2B8DO | Mini-Splits | KW12HQ2B8DI | 12.5 | 22 | 11 |  |  |  | FALSE | FALSE | FALSE | 12000 | 7700 | 2.59 | 11268 | 2.41
205921384 |  | Live | Carrier | CARRIER | Singlezone Ducted, Centrally Ducted | 205921384 |  | HRCU-A-CB | 38MAQB24R--3 | Mini-Splits | 40MBAAQ24XA3 | 12.5 | 20 | 10 |  |  |  | FALSE | FALSE | FALSE | 20800 | 17500 | 2.56 | 29700 | 2.06
206900145 |  | Live | Carrier | CARRIER | Singlezone Ducted, Centrally Ducted | 206900145 |  | HRCU-A-CB | 38MARBQ30AA3 |  | FMA4X30**AL* | 10 | 16.5 | 12 |  |  |  | FALSE | FALSE | FALSE | 29400 | 19400 | 2.8 | 22274 | 2.8
206905408 |  | Live | Carrier | CARRIER | Singlezone Ducted, Centrally Ducted | 206905408 |  | HRCU-A-CB | 38MARBQ30AA3 |  | FV4CN(B,F)003L | 10.65 | 16 | 11 |  |  |  | FALSE | FALSE | FALSE | 29000 | 19200 | 2.5 | 22044 | 2.5
207198838 |  | Live | Carrier | CARRIER | Singlezone Ducted, Centrally Ducted | 207198838 |  | HRCU-A-CB | 38MARBQ30AA3 |  | FM(C,U)4Z30**AL* | 10.5 | 17.5 | 12.5 |  |  |  | FALSE | FALSE | FALSE | 28600 | 19200 | 2.76 | 22044 | 2.76
206900144 |  | Live | Carrier | CARRIER | Singlezone Ducted, Centrally Ducted | 206900144 |  | HRCU-A-CB | 38MARBQ30AA3 |  | FB4CNF030L | 10 | 17.5 | 11.5 |  |  |  | FALSE | FALSE | FALSE | 28200 | 19100 | 2.58 | 21929 | 2.58
206900146 |  | Live | Carrier | CARRIER | Singlezone Ducted, Centrally Ducted | 206900146 |  | HRCU-A-CB | 38MARBQ30AA3 |  | FX4DNF031L | 10 | 17 | 11.5 |  |  |  | FALSE | FALSE | FALSE | 28000 | 18800 | 2.57 | 21585 | 2.58
207198837 |  | Live | Carrier | CARRIER | Singlezone Ducted, Centrally Ducted | 207198837 |  | HRCU-A-CB | 38MARBQ30AA3 |  | FB4CNP030L | 10 | 17.5 | 11.5 |  |  |  | FALSE | FALSE | FALSE | 28200 | 19100 | 2.58 | 21929 | 2.58
206900198 |  | Live | Carrier | BRYANT | Singlezone Ducted, Centrally Ducted | 206900198 |  | HRCU-A-CB | 38MARBQ30AA3 |  | FMA4X30**AL* | 10 | 16.5 | 12 |  |  |  | FALSE | FALSE | FALSE | 29400 | 19400 | 2.8 | 20635 | 2.8
207198865 |  | Live | Carrier | BRYANT | Singlezone Ducted, Centrally Ducted | 207198865 |  | HRCU-A-CB | 38MARBQ30AA3 |  | FB4CNP030L | 10 | 17.5 | 11.5 |  |  |  | FALSE | FALSE | FALSE | 28200 | 19100 | 2.58 | 20316 | 2.58
206900199 |  | Live | Carrier | BRYANT | Singlezone Ducted, Centrally Ducted | 206900199 |  | HRCU-A-CB | 38MARBQ30AA3 |  | FX4DNF031L | 10 | 17 | 11.5 |  |  |  | FALSE | FALSE | FALSE | 28000 | 18800 | 2.57 | 19996 | 2.58
207198866 |  | Live | Carrier | BRYANT | Singlezone Ducted, Centrally Ducted | 207198866 |  | HRCU-A-CB | 38MARBQ30AA3 |  | FM(C,U)4Z30**AL* | 10.5 | 17.5 | 12.5 |  |  |  | FALSE | FALSE | FALSE | 28600 | 19200 | 2.76 | 20422 | 2.76
206905406 |  | Live | Carrier | BRYANT | Singlezone Ducted, Centrally Ducted | 206905406 |  | HRCU-A-CB | 38MARBQ30AA3 |  | FV4CN(B,F)003L | 10.65 | 16 | 11 |  |  |  | FALSE | FALSE | FALSE | 29000 | 19200 | 2.5 | 20422 | 2.5
206900197 |  | Live | Carrier | BRYANT | Singlezone Ducted, Centrally Ducted | 206900197 |  | HRCU-A-CB | 38MARBQ30AA3 |  | FB4CNF030L | 10 | 17.5 | 11.5 |  |  |  | FALSE | FALSE | FALSE | 28200 | 19100 | 2.58 | 20316 | 2.58
206350368 |  | Live | Carrier | WEATHERMAKER | Singlezone Non-Ducted, Ceiling Placement | 206350368 |  | HRCU-A-CB-O | 38MARBQ24AA3 | Mini-Splits | 40MBCQ24--3 | 11 | 20 | 11.6 |  |  |  | FALSE | FALSE | FALSE | 24000 | 14500 | 2.71 | 26720 | 3.84
206350335 |  | Live | Carrier | CARRIER | Singlezone Non-Ducted, Ceiling Placement | 206350335 |  | HRCU-A-CB-O | 38MARBQ24AA3 | Mini-Splits | 40MBCQ24--3 | 11 | 20 | 11.6 |  |  |  | FALSE | FALSE | FALSE | 24000 | 14500 | 2.71 | 26720 | 3.84
206350346 |  | Live | Carrier | BRYANT | Singlezone Non-Ducted, Ceiling Placement | 206350346 |  | HRCU-A-CB-O | 38MARBQ24AA3 | Mini-Splits | 40MBCQ24--3 | 11 | 20 | 11.6 |  |  |  | FALSE | FALSE | FALSE | 24000 | 14500 | 2.71 | 26720 | 3.84
206350357 |  | Live | Carrier | PAYNE | Singlezone Non-Ducted, Ceiling Placement | 206350357 |  | HRCU-A-CB-O | 38MARBQ24AA3 | Mini-Splits | 40MBCQ24--3 | 11 | 20 | 11.6 |  |  |  | FALSE | FALSE | FALSE | 24000 | 14500 | 2.71 | 26720 | 3.84
206188274 |  | Live | Carrier | WEATHERMAKER | Singlezone Ducted, Centrally Ducted | 206188274 |  | HRCU-A-CB | 38MARBQ24AA3 | Mini-Splits | 40MBAAQ24XA3 | 12.5 | 20 | 11.6 |  |  |  | FALSE | FALSE | FALSE | 22000 | 16500 | 2.6 | 18944 | 2.61
206188267 |  | Live | Carrier | PAYNE | Singlezone Ducted, Centrally Ducted | 206188267 |  | HRCU-A-CB | 38MARBQ24AA3 | Mini-Splits | 40MBAAQ24XA3 | 12.5 | 20 | 11.6 |  |  |  | FALSE | FALSE | FALSE | 22000 | 16500 | 2.6 | 18944 | 2.61
206350379 |  | Live | Carrier | MIDEA | Singlezone Non-Ducted, Ceiling Placement | 206350379 |  | HRCU-A-CB-O | 38MARBQ24AA3 | Mini-Splits | 40MBCQ24--3 | 11 | 20 | 11.6 |  |  |  | FALSE | FALSE | FALSE | 24000 | 14500 | 2.71 | 26720 | 3.84
206188281 |  | Live | Carrier | MIDEA | Singlezone Ducted, Centrally Ducted | 206188281 |  | HRCU-A-CB | 38MARBQ24AA3 | Mini-Splits | 40MBAAQ24XA3 | 12.5 | 20 | 11.6 |  |  |  | FALSE | FALSE | FALSE | 22000 | 16500 | 2.6 | 18944 | 2.61
206188260 |  | Live | Carrier | BRYANT | Singlezone Ducted, Centrally Ducted | 206188260 |  | HRCU-A-CB | 38MARBQ24AA3 | Mini-Splits | 40MBAAQ24XA3 | 12.5 | 20 | 11.6 |  |  |  | FALSE | FALSE | FALSE | 22000 | 16500 | 2.6 | 18944 | 2.61
206188253 |  | Live | Carrier | CARRIER | Singlezone Ducted, Centrally Ducted | 206188253 |  | HRCU-A-CB | 38MARBQ24AA3 | Mini-Splits | 40MBAAQ24XA3 | 12.5 | 20 | 11.6 |  |  |  | FALSE | FALSE | FALSE | 22000 | 16500 | 2.6 | 18944 | 2.61
206188337 |  | Live | Carrier | TEMPSTAR | Singlezone Ducted, Centrally Ducted | 206188337 |  | HRCU-A-CB | DLCSRBH24AAK | Mini-Splits | DLFSAAH24XAK | 12.5 | 20 | 11.6 |  |  |  | FALSE | FALSE | FALSE | 22000 | 16500 | 2.6 | 18944 | 2.61
206350456 |  | Live | Carrier | MIDEA | Singlezone Non-Ducted, Ceiling Placement | 206350456 |  | HRCU-A-CB-O | DLCSRBH24AAK | Mini-Splits | DLFSCAH24XAK | 11 | 20 | 11.6 |  |  |  | FALSE | FALSE | FALSE | 24000 | 14500 | 2.71 | 26720 | 3.84
206188330 |  | Live | Carrier | MIDEA | Singlezone Ducted, Centrally Ducted | 206188330 |  | HRCU-A-CB | DLCSRBH24AAK | Mini-Splits | DLFSAAH24XAK | 12.5 | 20 | 11.6 |  |  |  | FALSE | FALSE | FALSE | 22000 | 16500 | 2.6 | 18944 | 2.61
206350445 |  | Live | Carrier | KENMORE | Singlezone Non-Ducted, Ceiling Placement | 206350445 |  | HRCU-A-CB-O | DLCSRBH24AAK | Mini-Splits | DLFSCAH24XAK | 11 | 20 | 11.6 |  |  |  | FALSE | FALSE | FALSE | 24000 | 14500 | 2.71 | 26720 | 3.84
206188316 |  | Live | Carrier | KEEPRITE | Singlezone Ducted, Centrally Ducted | 206188316 |  | HRCU-A-CB | DLCSRBH24AAK | Mini-Splits | DLFSAAH24XAK | 12.5 | 20 | 11.6 |  |  |  | FALSE | FALSE | FALSE | 22000 | 16500 | 2.6 | 18944 | 2.61
206188323 |  | Live | Carrier | KENMORE | Singlezone Ducted, Centrally Ducted | 206188323 |  | HRCU-A-CB | DLCSRBH24AAK | Mini-Splits | DLFSAAH24XAK | 12.5 | 20 | 11.6 |  |  |  | FALSE | FALSE | FALSE | 22000 | 16500 | 2.6 | 18944 | 2.61
206188309 |  | Live | Carrier | HEIL | Singlezone Ducted, Centrally Ducted | 206188309 |  | HRCU-A-CB | DLCSRBH24AAK | Mini-Splits | DLFSAAH24XAK | 12.5 | 20 | 11.6 |  |  |  | FALSE | FALSE | FALSE | 22000 | 16500 | 2.6 | 18944 | 2.61
206350423 |  | Live | Carrier | HEIL | Singlezone Non-Ducted, Ceiling Placement | 206350423 |  | HRCU-A-CB-O | DLCSRBH24AAK | Mini-Splits | DLFSCAH24XAK | 11 | 20 | 11.6 |  |  |  | FALSE | FALSE | FALSE | 24000 | 14500 | 2.71 | 26720 | 3.84
206350434 |  | Live | Carrier | KEEPRITE | Singlezone Non-Ducted, Ceiling Placement | 206350434 |  | HRCU-A-CB-O | DLCSRBH24AAK | Mini-Splits | DLFSCAH24XAK | 11 | 20 | 11.6 |  |  |  | FALSE | FALSE | FALSE | 24000 | 14500 | 2.71 | 26720 | 3.84
206188302 |  | Live | Carrier | DAY & NIGHT | Singlezone Ducted, Centrally Ducted | 206188302 |  | HRCU-A-CB | DLCSRBH24AAK | Mini-Splits | DLFSAAH24XAK | 12.5 | 20 | 11.6 |  |  |  | FALSE | FALSE | FALSE | 22000 | 16500 | 2.6 | 18944 | 2.61
206188295 |  | Live | Carrier | COMFORTMAKER | Singlezone Ducted, Centrally Ducted | 206188295 |  | HRCU-A-CB | DLCSRBH24AAK | Mini-Splits | DLFSAAH24XAK | 12.5 | 20 | 11.6 |  |  |  | FALSE | FALSE | FALSE | 22000 | 16500 | 2.6 | 18944 | 2.61
206350401 |  | Live | Carrier | COMFORTMAKER | Singlezone Non-Ducted, Ceiling Placement | 206350401 |  | HRCU-A-CB-O | DLCSRBH24AAK | Mini-Splits | DLFSCAH24XAK | 11 | 20 | 11.6 |  |  |  | FALSE | FALSE | FALSE | 24000 | 14500 | 2.71 | 26720 | 3.84
206188288 |  | Live | Carrier | ARCOAIRE | Singlezone Ducted, Centrally Ducted | 206188288 |  | HRCU-A-CB | DLCSRBH24AAK | Mini-Splits | DLFSAAH24XAK | 12.5 | 20 | 11.6 |  |  |  | FALSE | FALSE | FALSE | 22000 | 16500 | 2.6 | 18944 | 2.61
206350390 |  | Live | Carrier | ARCOAIRE | Singlezone Non-Ducted, Ceiling Placement | 206350390 |  | HRCU-A-CB-O | DLCSRBH24AAK | Mini-Splits | DLFSCAH24XAK | 11 | 20 | 11.6 |  |  |  | FALSE | FALSE | FALSE | 24000 | 14500 | 2.71 | 26720 | 3.84
206188344 |  | Live | Carrier | AIRQUEST | Singlezone Ducted, Centrally Ducted | 206188344 |  | HRCU-A-CB | DLCSRBH24AAK | Mini-Splits | DLFSAAH24XAK | 12.5 | 20 | 11.6 |  |  |  | FALSE | FALSE | FALSE | 22000 | 16500 | 2.6 | 18944 | 2.61
206350489 |  | Live | Carrier | AIRQUEST | Singlezone Non-Ducted, Ceiling Placement | 206350489 |  | HRCU-A-CB-O | DLCSRBH24AAK | Mini-Splits | DLFSCAH24XAK | 11 | 20 | 11.6 |  |  |  | FALSE | FALSE | FALSE | 24000 | 14500 | 2.71 | 26720 | 3.84
201922158 |  | Live | Trane U.S. Inc. | TRANE | Singlezone Ducted, Centrally Ducted | 201922158 |  | HRCU-A-CB | 4TWL9048A1 |  | TEM8A0C60V51+TDR | 12.5 | 19 | 11 |  |  |  | FALSE | FALSE | FALSE | 48500 | 31400 | 3.22 | 31800 | 2.87
206918557 |  | Live | Trane U.S. Inc. | TRANE | Singlezone Ducted, Centrally Ducted | 206918557 |  | HRCU-A-CB | 4TWL9048A1 |  | TEM6A0D48H41+TDR+RP | 12.3 | 18.9 | 9.6 |  |  |  | FALSE | FALSE | FALSE | 47500 | 30600 | 3.09 | 30600 | 2.9
206918558 |  | Live | Trane U.S. Inc. | TRANE | Singlezone Ducted, Centrally Ducted | 206918558 |  | HRCU-A-CB | 4TWL9048A1 |  | TEM6A0D60H51+TDR+RP | 12.3 | 18.4 | 9.6 |  |  |  | FALSE | FALSE | FALSE | 46000 | 30200 | 3.14 | 30600 | 2.81
206918559 |  | Live | Trane U.S. Inc. | TRANE | Singlezone Ducted, Centrally Ducted | 206918559 |  | HRCU-A-CB | 4TWL9060A1 |  | TEM6A0D48H41+TDR+RP | 10.8 | 18.25 | 9.6 |  |  |  | FALSE | FALSE | FALSE | 58000 | 36800 | 3.94 | 36900 | 2.73
201922267 |  | Live | Trane U.S. Inc. | TRANE | Singlezone Ducted, Centrally Ducted | 201922267 |  | HRCU-A-CB | 4TWL9060A1 |  | TEM8A0C60V51+TDR | 10.5 | 19 | 10 |  |  |  | FALSE | FALSE | FALSE | 60000 | 38500 | 4.18 | 38500 | 2.71
206918556 |  | Live | Trane U.S. Inc. | TRANE | Singlezone Ducted, Centrally Ducted | 206918556 |  | HRCU-A-CB | 4TWL9048A1 |  | TEM6A0C42H41+TDR+RP | 12.1 | 18.5 | 9.6 |  |  |  | FALSE | FALSE | FALSE | 46000 | 30400 | 3.35 | 30800 | 2.66
10153730 |  | Live | Trane U.S. Inc. | TRANE | Singlezone Ducted, Centrally Ducted | 10153730 |  | HRCU-A-CB | 4TWV8048A1 |  | TEM8A0D48V41+TDR | 12.5 | 18 | 10 |  |  |  | FALSE | FALSE | FALSE | 46500 | 36600 | 4.43 | 37000 | 2.43
10153732 |  | Live | Trane U.S. Inc. | TRANE | Singlezone Ducted, Centrally Ducted | 10153732 |  | HRCU-A-CB | 4TWV8048A1 |  | TEM8A0D60V51+TDR | 12.3 | 18 | 10 |  |  |  | FALSE | FALSE | FALSE | 46000 | 36400 | 4.48 | 36800 | 2.38
206918572 |  | Live | Trane U.S. Inc. | TRANE | Singlezone Ducted, Centrally Ducted | 206918572 |  | HRCU-A-CB | 4TWV8048A1 |  | TEM6A0D48H41+TDR+RP | 12.3 | 18 | 9.6 |  |  |  | FALSE | FALSE | FALSE | 45500 | 35800 | 4.37 | 36200 | 2.39
207526889 |  | Live | Trane U.S. Inc. | TRANE | Singlezone Ducted, Centrally Ducted | 207526889 |  | HRCU-A-CB | 4TWV8X48A1 |  | TEM6A0D48H41+TDR+RP | 12.3 | 18 | 9.6 |  |  |  | FALSE | FALSE | FALSE | 45500 | 35800 | 4.37 | 36200 | 2.39
10153737 |  | Live | Trane U.S. Inc. | TRANE | Singlezone Ducted, Centrally Ducted | 10153737 |  | HRCU-A-CB | 4TWV8049A1 |  | TEM8A0D48V41+TDR | 12.3 | 18 | 10 |  |  |  | FALSE | FALSE | FALSE | 46500 | 36200 | 4.42 | 36600 | 2.39
10153705 |  | Live | Trane U.S. Inc. | TRANE | Singlezone Ducted, Centrally Ducted | 10153705 |  | HRCU-A-CB | 4TWV0048A1 |  | TEM8A0D48V41+TDR | 12.25 | 18.25 | 10 |  |  |  | FALSE | FALSE | FALSE | 46500 | 36200 | 4.42 | 36600 | 2.39
10153729 |  | Live | Trane U.S. Inc. | TRANE | Singlezone Ducted, Centrally Ducted | 10153729 |  | HRCU-A-CB | 4TWV8048A1 |  | TEM8A0C60V51+TDR | 12.5 | 18 | 10 |  |  |  | FALSE | FALSE | FALSE | 47500 | 36800 | 4.49 | 37200 | 2.39
207526359 |  | Live | Trane U.S. Inc. | TRANE | Singlezone Ducted, Centrally Ducted | 207526359 |  | HRCU-A-CB | 4TWV8X48A1 |  | TEM8A0C60V51+TDR | 12.5 | 18 | 10 |  |  |  | FALSE | FALSE | TRUE | 47500 | 36800 | 4.49 | 37200 | 2.39
10153703 |  | Live | Trane U.S. Inc. | TRANE | Singlezone Ducted, Centrally Ducted | 10153703 |  | HRCU-A-CB | 4TWV0048A1 |  | TEM8A0C48V41+TDR | 12.5 | 18 | 10 |  |  |  | FALSE | FALSE | FALSE | 47500 | 35600 | 4.42 | 36000 | 2.36
10153734 |  | Live | Trane U.S. Inc. | TRANE | Singlezone Ducted, Centrally Ducted | 10153734 |  | HRCU-A-CB | 4TWV8049A1 |  | TEM8A0C48V41+TDR | 12.5 | 18 | 10 |  |  |  | FALSE | FALSE | FALSE | 47500 | 35600 | 4.42 | 36000 | 2.36
206918573 |  | Live | Trane U.S. Inc. | TRANE | Singlezone Ducted, Centrally Ducted | 206918573 |  | HRCU-A-CB | 4TWV8048A1 |  | TEM6A0D60H51+TDR+RP | 12.1 | 18 | 9.6 |  |  |  | FALSE | FALSE | FALSE | 45000 | 35400 | 4.4 | 35800 | 2.35
207526890 |  | Live | Trane U.S. Inc. | TRANE | Singlezone Ducted, Centrally Ducted | 207526890 |  | HRCU-A-CB | 4TWV8X48A1 |  | TEM6A0D60H51+TDR+RP | 12.1 | 18 | 9.6 |  |  |  | FALSE | FALSE | FALSE | 45000 | 35400 | 4.4 | 35800 | 2.35
10153707 |  | Live | Trane U.S. Inc. | TRANE | Singlezone Ducted, Centrally Ducted | 10153707 |  | HRCU-A-CB | 4TWV0048A1 |  | TEM8A0D60V51+TDR | 12.2 | 18.25 | 10 |  |  |  | FALSE | FALSE | FALSE | 46000 | 35800 | 4.48 | 36200 | 2.35
10153738 |  | Live | Trane U.S. Inc. | TRANE | Singlezone Ducted, Centrally Ducted | 10153738 |  | HRCU-A-CB | 4TWV8049A1 |  | TEM8A0D60V51+TDR | 12.1 | 18 | 10 |  |  |  | FALSE | FALSE | FALSE | 46000 | 35800 | 4.48 | 36200 | 2.35
10093512 |  | Live | Trane U.S. Inc. | TRANE | Singlezone Ducted, Centrally Ducted | 10093512 |  | HRCU-A-CB | 4TWV8048A1 |  | TAM9A0C60V51 | 12.5 | 18 | 10 |  |  |  | FALSE | FALSE | FALSE | 47000 | 36200 | 4.57 | 36600 | 2.31
206918575 |  | Live | Trane U.S. Inc. | TRANE | Singlezone Ducted, Centrally Ducted | 206918575 |  | HRCU-A-CB | 4TWV8049A1 |  | TEM6A0D48H41+TDR+RP | 12.1 | 18 | 9.6 |  |  |  | FALSE | FALSE | FALSE | 45500 | 35200 | 4.37 | 35600 | 2.36
207526883 |  | Live | Trane U.S. Inc. | TRANE | Singlezone Ducted, Centrally Ducted | 207526883 |  | HRCU-A-CB | 4TWV0X48A1 |  | TEM6A0D48H41+TDR+RP | 12.1 | 19 | 9.6 |  |  |  | FALSE | FALSE | FALSE | 45500 | 35200 | 4.37 | 35600 | 2.36
206918564 |  | Live | Trane U.S. Inc. | TRANE | Singlezone Ducted, Centrally Ducted | 206918564 |  | HRCU-A-CB | 4TWV0048A1 |  | TEM6A0D48H41+TDR+RP | 12.1 | 19 | 9.6 |  |  |  | FALSE | FALSE | FALSE | 45500 | 35200 | 4.37 | 35600 | 2.36
10153735 |  | Live | Trane U.S. Inc. | TRANE | Singlezone Ducted, Centrally Ducted | 10153735 |  | HRCU-A-CB | 4TWV8049A1 |  | TEM8A0C60V51+TDR | 12.5 | 18 | 10 |  |  |  | FALSE | FALSE | FALSE | 47000 | 36200 | 4.53 | 36600 | 2.35
10153704 |  | Live | Trane U.S. Inc. | TRANE | Singlezone Ducted, Centrally Ducted | 10153704 |  | HRCU-A-CB | 4TWV0048A1 |  | TEM8A0C60V51+TDR | 12.5 | 18 | 10 |  |  |  | FALSE | FALSE | FALSE | 47000 | 36200 | 4.53 | 36600 | 2.35
207526345 |  | Live | Trane U.S. Inc. | TRANE | Singlezone Ducted, Centrally Ducted | 207526345 |  | HRCU-A-CB | 4TWV0X48A1 |  | TEM8A0C60V51+TDR | 12.5 | 18 | 10 |  |  |  | FALSE | FALSE | TRUE | 47000 | 36200 | 4.53 | 36600 | 2.35
206223109 |  | Live | Trane U.S. Inc. | TRANE | Singlezone Ducted, Centrally Ducted | 206223109 |  | HRCU-A-CB | 4TWV8X48A1 |  | TAMXA0C60V5PA | 12.5 | 18 | 10 |  |  |  | FALSE | FALSE | FALSE | 47000 | 35200 | 4.56 | 35600 | 2.27
10093500 |  | Live | Trane U.S. Inc. | TRANE | Singlezone Ducted, Centrally Ducted | 10093500 |  | HRCU-A-CB | 4TWV0048A1 |  | TAM9A0C60V51 | 12.5 | 19.5 | 10 |  |  |  | TRUE | FALSE | TRUE | 46500 | 35600 | 4.62 | 36100 | 2.27
10093515 |  | Live | Trane U.S. Inc. | TRANE | Singlezone Ducted, Centrally Ducted | 10093515 |  | HRCU-A-CB | 4TWV8049A1 |  | TAM9A0C60V51 | 12.5 | 18 | 10 |  |  |  | FALSE | FALSE | FALSE | 47000 | 35600 | 4.62 | 36100 | 2.27
207526888 |  | Live | Trane U.S. Inc. | TRANE | Singlezone Ducted, Centrally Ducted | 207526888 |  | HRCU-A-CB | 4TWV8X48A1 |  | TEM6A0C42H41+TDR+RP | 11.8 | 18 | 9 |  |  |  | FALSE | FALSE | FALSE | 45000 | 35600 | 4.79 | 36100 | 2.19
206918571 |  | Live | Trane U.S. Inc. | TRANE | Singlezone Ducted, Centrally Ducted | 206918571 |  | HRCU-A-CB | 4TWV8048A1 |  | TEM6A0C42H41+TDR+RP | 11.8 | 18 | 9 |  |  |  | FALSE | FALSE | FALSE | 45000 | 35600 | 4.79 | 36100 | 2.19
207526333 |  | Live | Trane U.S. Inc. | TRANE | Singlezone Ducted, Centrally Ducted | 207526333 |  | HRCU-A-CB | 4TWV8X48A1 |  | TAM9A0C42V41 | 12.5 | 18 | 10 |  |  |  | TRUE | FALSE | FALSE | 46500 | 36200 | 4.96 | 36600 | 2.15
10093510 |  | Live | Trane U.S. Inc. | TRANE | Singlezone Ducted, Centrally Ducted | 10093510 |  | HRCU-A-CB | 4TWV8048A1 |  | TAM9A0C42V41 | 12.5 | 18 | 10 |  |  |  | FALSE | FALSE | FALSE | 46500 | 36200 | 4.96 | 36600 | 2.15
10153726 |  | Live | Trane U.S. Inc. | TRANE | Singlezone Ducted, Centrally Ducted | 10153726 |  | HRCU-A-CB | 4TWV8048A1 |  | TEM8A0C42V41+TDR | 12.2 | 18 | 10 |  |  |  | FALSE | FALSE | FALSE | 45000 | 36000 | 4.84 | 36900 | 2.18
10153728 |  | Live | Trane U.S. Inc. | TRANE | Singlezone Ducted, Centrally Ducted | 10153728 |  | HRCU-A-CB | 4TWV8048A1 |  | TEM8A0C48V41+TDR | 12.5 | 18 | 10 |  |  |  | FALSE | FALSE | FALSE | 46500 | 34200 | 4.47 | 35100 | 2.23
201922737 |  | Live | Trane U.S. Inc. | AMERICAN STANDARD | Singlezone Ducted, Centrally Ducted | 201922737 |  | HRCU-A-CB | 4A6L9048A1 |  | TEM8A0C60V51+TDR | 12.5 | 19 | 11 |  |  |  | FALSE | FALSE | FALSE | 48500 | 31400 | 3.22 | 31800 | 2.87
206918582 |  | Live | Trane U.S. Inc. | AMERICAN STANDARD | Singlezone Ducted, Centrally Ducted | 206918582 |  | HRCU-A-CB | 4A6L9048A1 |  | TEM6A0D48H41+TDR+RP | 12.3 | 18.9 | 9.6 |  |  |  | FALSE | FALSE | FALSE | 47500 | 30600 | 3.09 | 30600 | 2.9
206918583 |  | Live | Trane U.S. Inc. | AMERICAN STANDARD | Singlezone Ducted, Centrally Ducted | 206918583 |  | HRCU-A-CB | 4A6L9048A1 |  | TEM6A0D60H51+TDR+RP | 12.3 | 18.4 | 9.6 |  |  |  | FALSE | FALSE | FALSE | 46000 | 30200 | 3.14 | 30600 | 2.81
206918584 |  | Live | Trane U.S. Inc. | AMERICAN STANDARD | Singlezone Ducted, Centrally Ducted | 206918584 |  | HRCU-A-CB | 4A6L9060A1 |  | TEM6A0D48H41+TDR+RP | 10.8 | 18.25 | 9.6 |  |  |  | FALSE | FALSE | FALSE | 58000 | 36800 | 3.94 | 36900 | 2.73
201922846 |  | Live | Trane U.S. Inc. | AMERICAN STANDARD | Singlezone Ducted, Centrally Ducted | 201922846 |  | HRCU-A-CB | 4A6L9060A1 |  | TEM8A0C60V51+TDR | 10.5 | 19 | 10 |  |  |  | FALSE | FALSE | FALSE | 60000 | 38500 | 4.18 | 38500 | 2.71
206918581 |  | Live | Trane U.S. Inc. | AMERICAN STANDARD | Singlezone Ducted, Centrally Ducted | 206918581 |  | HRCU-A-CB | 4A6L9048A1 |  | TEM6A0C42H41+TDR+RP | 12.1 | 18.5 | 9.6 |  |  |  | FALSE | FALSE | FALSE | 46000 | 30400 | 3.35 | 30800 | 2.66
10153465 |  | Live | Trane U.S. Inc. | AMERICAN STANDARD | Singlezone Ducted, Centrally Ducted | 10153465 |  | HRCU-A-CB | 4A6V8048A1 |  | TEM8A0D48V41+TDR | 12.5 | 18 | 10 |  |  |  | FALSE | FALSE | FALSE | 46500 | 36600 | 4.43 | 37000 | 2.43
10153466 |  | Live | Trane U.S. Inc. | AMERICAN STANDARD | Singlezone Ducted, Centrally Ducted | 10153466 |  | HRCU-A-CB | 4A6V8048A1 |  | TEM8A0D60V51+TDR | 12.3 | 18 | 10 |  |  |  | FALSE | FALSE | FALSE | 46000 | 36400 | 4.48 | 36800 | 2.38
206918597 |  | Live | Trane U.S. Inc. | AMERICAN STANDARD | Singlezone Ducted, Centrally Ducted | 206918597 |  | HRCU-A-CB | 4A6V8048A1 |  | TEM6A0D48H41+TDR+RP | 12.3 | 18 | 9.6 |  |  |  | FALSE | FALSE | FALSE | 45500 | 35800 | 4.37 | 36200 | 2.39
207590603 |  | Live | Trane U.S. Inc. | AMERICAN STANDARD | Singlezone Ducted, Centrally Ducted | 207590603 |  | HRCU-A-CB | 4A6V8X48A1 |  | TEM6A0D48H41+TDR+RP | 12.3 | 18 | 9.6 |  |  |  | FALSE | FALSE | FALSE | 45500 | 35800 | 4.37 | 36200 | 2.39
10153470 |  | Live | Trane U.S. Inc. | AMERICAN STANDARD | Singlezone Ducted, Centrally Ducted | 10153470 |  | HRCU-A-CB | 4A6V8049A1 |  | TEM8A0D48V41+TDR | 12.3 | 18 | 10 |  |  |  | FALSE | FALSE | FALSE | 46500 | 36200 | 4.42 | 36600 | 2.39
10153446 |  | Live | Trane U.S. Inc. | AMERICAN STANDARD | Singlezone Ducted, Centrally Ducted | 10153446 |  | HRCU-A-CB | 4A6V0048A1 |  | TEM8A0D48V41+TDR | 12.25 | 18.25 | 10 |  |  |  | FALSE | FALSE | FALSE | 46500 | 36200 | 4.42 | 36600 | 2.39
207590073 |  | Live | Trane U.S. Inc. | AMERICAN STANDARD | Singlezone Ducted, Centrally Ducted | 207590073 |  | HRCU-A-CB | 4A6V8X48A1 |  | TEM8A0C60V51+TDR | 12.5 | 18 | 10 |  |  |  | FALSE | FALSE | TRUE | 47500 | 36800 | 4.49 | 37200 | 2.39
10153464 |  | Live | Trane U.S. Inc. | AMERICAN STANDARD | Singlezone Ducted, Centrally Ducted | 10153464 |  | HRCU-A-CB | 4A6V8048A1 |  | TEM8A0C60V51+TDR | 12.5 | 18 | 10 |  |  |  | FALSE | FALSE | FALSE | 47500 | 36800 | 4.49 | 37200 | 2.39
10153444 |  | Live | Trane U.S. Inc. | AMERICAN STANDARD | Singlezone Ducted, Centrally Ducted | 10153444 |  | HRCU-A-CB | 4A6V0048A1 |  | TEM8A0C48V41+TDR | 12.5 | 18 | 10 |  |  |  | FALSE | FALSE | FALSE | 47500 | 35600 | 4.42 | 36000 | 2.36
10153468 |  | Live | Trane U.S. Inc. | AMERICAN STANDARD | Singlezone Ducted, Centrally Ducted | 10153468 |  | HRCU-A-CB | 4A6V8049A1 |  | TEM8A0C48V41+TDR | 12.5 | 18 | 10 |  |  |  | FALSE | FALSE | FALSE | 47500 | 35600 | 4.42 | 36000 | 2.36
207590604 |  | Live | Trane U.S. Inc. | AMERICAN STANDARD | Singlezone Ducted, Centrally Ducted | 207590604 |  | HRCU-A-CB | 4A6V8X48A1 |  | TEM6A0D60H51+TDR+RP | 12.1 | 18 | 9.6 |  |  |  | FALSE | FALSE | FALSE | 45000 | 35400 | 4.4 | 35800 | 2.35
206918598 |  | Live | Trane U.S. Inc. | AMERICAN STANDARD | Singlezone Ducted, Centrally Ducted | 206918598 |  | HRCU-A-CB | 4A6V8048A1 |  | TEM6A0D60H51+TDR+RP | 12.1 | 18 | 9.6 |  |  |  | FALSE | FALSE | FALSE | 45000 | 35400 | 4.4 | 35800 | 2.35
10153471 |  | Live | Trane U.S. Inc. | AMERICAN STANDARD | Singlezone Ducted, Centrally Ducted | 10153471 |  | HRCU-A-CB | 4A6V8049A1 |  | TEM8A0D60V51+TDR | 12.1 | 18 | 10 |  |  |  | FALSE | FALSE | FALSE | 46000 | 35800 | 4.48 | 36200 | 2.35
10153447 |  | Live | Trane U.S. Inc. | AMERICAN STANDARD | Singlezone Ducted, Centrally Ducted | 10153447 |  | HRCU-A-CB | 4A6V0048A1 |  | TEM8A0D60V51+TDR | 12.2 | 18.25 | 10 |  |  |  | FALSE | FALSE | FALSE | 46000 | 35800 | 4.48 | 36200 | 2.35
10093464 |  | Live | Trane U.S. Inc. | AMERICAN STANDARD | Singlezone Ducted, Centrally Ducted | 10093464 |  | HRCU-A-CB | 4A6V8048A1 |  | TAM9A0C60V51 | 12.5 | 18 | 10 |  |  |  | FALSE | FALSE | FALSE | 47000 | 36200 | 4.57 | 36600 | 2.31
206918600 |  | Live | Trane U.S. Inc. | AMERICAN STANDARD | Singlezone Ducted, Centrally Ducted | 206918600 |  | HRCU-A-CB | 4A6V8049A1 |  | TEM6A0D48H41+TDR+RP | 12.1 | 18 | 9.6 |  |  |  | FALSE | FALSE | FALSE | 45500 | 35200 | 4.37 | 35600 | 2.36
207590597 |  | Live | Trane U.S. Inc. | AMERICAN STANDARD | Singlezone Ducted, Centrally Ducted | 207590597 |  | HRCU-A-CB | 4A6V0X48A1 |  | TEM6A0D48H41+TDR+RP | 12.1 | 19 | 9.6 |  |  |  | FALSE | FALSE | FALSE | 45500 | 35200 | 4.37 | 35600 | 2.36
206918589 |  | Live | Trane U.S. Inc. | AMERICAN STANDARD | Singlezone Ducted, Centrally Ducted | 206918589 |  | HRCU-A-CB | 4A6V0048A1 |  | TEM6A0D48H41+TDR+RP | 12.1 | 19 | 9.6 |  |  |  | FALSE | FALSE | FALSE | 45500 | 35200 | 4.37 | 35600 | 2.36
10153469 |  | Live | Trane U.S. Inc. | AMERICAN STANDARD | Singlezone Ducted, Centrally Ducted | 10153469 |  | HRCU-A-CB | 4A6V8049A1 |  | TEM8A0C60V51+TDR | 12.5 | 18 | 10 |  |  |  | FALSE | FALSE | FALSE | 47000 | 36200 | 4.53 | 36600 | 2.35
10153445 |  | Live | Trane U.S. Inc. | AMERICAN STANDARD | Singlezone Ducted, Centrally Ducted | 10153445 |  | HRCU-A-CB | 4A6V0048A1 |  | TEM8A0C60V51+TDR | 12.5 | 18 | 10 |  |  |  | FALSE | FALSE | FALSE | 47000 | 36200 | 4.53 | 36600 | 2.35
207590059 |  | Live | Trane U.S. Inc. | AMERICAN STANDARD | Singlezone Ducted, Centrally Ducted | 207590059 |  | HRCU-A-CB | 4A6V0X48A1 |  | TEM8A0C60V51+TDR | 12.5 | 18 | 10 |  |  |  | FALSE | FALSE | TRUE | 47000 | 36200 | 4.53 | 36600 | 2.35
207590724 |  | Live | Trane U.S. Inc. | AMERICAN STANDARD | Singlezone Ducted, Centrally Ducted | 207590724 |  | HRCU-A-CB | 4A6V8X48A1 |  | TAMXA0C60V5PA | 12.5 | 18 | 10 |  |  |  | FALSE | FALSE | FALSE | 47000 | 35200 | 4.56 | 35600 | 2.27
10093467 |  | Live | Trane U.S. Inc. | AMERICAN STANDARD | Singlezone Ducted, Centrally Ducted | 10093467 |  | HRCU-A-CB | 4A6V8049A1 |  | TAM9A0C60V51 | 12.5 | 18 | 10 |  |  |  | FALSE | FALSE | FALSE | 47000 | 35600 | 4.62 | 36100 | 2.27
10093452 |  | Live | Trane U.S. Inc. | AMERICAN STANDARD | Singlezone Ducted, Centrally Ducted | 10093452 |  | HRCU-A-CB | 4A6V0048A1 |  | TAM9A0C60V51 | 12.5 | 19.5 | 10 |  |  |  | TRUE | FALSE | TRUE | 46500 | 35600 | 4.62 | 36100 | 2.27
206918596 |  | Live | Trane U.S. Inc. | AMERICAN STANDARD | Singlezone Ducted, Centrally Ducted | 206918596 |  | HRCU-A-CB | 4A6V8048A1 |  | TEM6A0C42H41+TDR+RP | 11.8 | 18 | 9 |  |  |  | FALSE | FALSE | FALSE | 45000 | 35600 | 4.79 | 36100 | 2.19
207590602 |  | Live | Trane U.S. Inc. | AMERICAN STANDARD | Singlezone Ducted, Centrally Ducted | 207590602 |  | HRCU-A-CB | 4A6V8X48A1 |  | TEM6A0C42H41+TDR+RP | 11.8 | 18 | 9 |  |  |  | FALSE | FALSE | FALSE | 45000 | 35600 | 4.79 | 36100 | 2.19
207590835 |  | Live | Trane U.S. Inc. | AMERICAN STANDARD | Singlezone Ducted, Centrally Ducted | 207590835 |  | HRCU-A-CB | 4A6V8X48A1 |  | TAM9A0C42V41 | 12.5 | 18 | 10 |  |  |  | TRUE | FALSE | FALSE | 46500 | 36200 | 4.96 | 36600 | 2.15
10093462 |  | Live | Trane U.S. Inc. | AMERICAN STANDARD | Singlezone Ducted, Centrally Ducted | 10093462 |  | HRCU-A-CB | 4A6V8048A1 |  | TAM9A0C42V41 | 12.5 | 18 | 10 |  |  |  | FALSE | FALSE | FALSE | 46500 | 36200 | 4.96 | 36600 | 2.15
10153463 |  | Live | Trane U.S. Inc. | AMERICAN STANDARD | Singlezone Ducted, Centrally Ducted | 10153463 |  | HRCU-A-CB | 4A6V8048A1 |  | TEM8A0C48V41+TDR | 12.5 | 18 | 10 |  |  |  | FALSE | FALSE | FALSE | 46500 | 34200 | 4.47 | 35100 | 2.23
10153462 |  | Live | Trane U.S. Inc. | AMERICAN STANDARD | Singlezone Ducted, Centrally Ducted | 10153462 |  | HRCU-A-CB | 4A6V8048A1 |  | TEM8A0C42V41+TDR | 12.2 | 18 | 10 |  |  |  | FALSE | FALSE | FALSE | 45000 | 36000 | 4.84 | 36900 | 2.18
201903165 |  | Live | Bathica | WABBAN | Singlezone Non-Ducted, Wall Placement | 201903165 |  | HRCU-A-CB-O | BB12HQ2A3DO | Mini-Splits | BB12HQ2A3DI | 12.5 | 22 | 11 |  |  |  | FALSE | FALSE | FALSE | 12000 | 7700 | 2.59 | 11268 | 2.41
201903173 |  | Live | Bathica | WABBAN | Singlezone Non-Ducted, Wall Placement | 201903173 |  | HRCU-A-CB-O | BB12HQ3D6DO | Mini-Splits | BB12HQ3D6DI | 15.3 | 30.5 | 14 |  |  |  | FALSE | FALSE | FALSE | 12000 | 8300 | 2.93 | 15000 | 2.38
10595450 |  | Live | Rheem | RHEEM | Multizone Mix of Ducted and Non-Ducted | 10595450 |  | HMSV-A-CB | ROMH45AFXZJ | Mixed Ducted and Non-Ducted Indoor Units |  | 10.15 | 18.7 | 9.8 |  |  |  | FALSE | FALSE | FALSE | 45000 | 28000 | 2.56 | 36407 | 2.01
10595446 |  | Live | Rheem | RHEEM | Multizone Mix of Ducted and Non-Ducted | 10595446 |  | HMSV-A-CB | ROMH36AFXZJ | Mixed Ducted and Non-Ducted Indoor Units |  | 9.5 | 17 | 9.05 |  |  |  | FALSE | FALSE | FALSE | 35200 | 21400 | 3.99 | 32517 | 2.45
10595422 |  | Live | Rheem | RHEEM | Multizone Mix of Ducted and Non-Ducted | 10595422 |  | HMSV-A-CB | ROMH18FXZHJ | Mixed Ducted and Non-Ducted Indoor Units |  | 12.95 | 20.25 | 9.65 |  |  |  | FALSE | FALSE | FALSE | 18000 | 14200 | 2.07 | 23611 | 2.16
10595434 |  | Live | Rheem | RHEEM | Multizone Mix of Ducted and Non-Ducted | 10595434 |  | HMSV-A-CB | ROMH36FXZHJ | Mixed Ducted and Non-Ducted Indoor Units |  | 12.5 | 19 | 9.8 |  |  |  | FALSE | FALSE | FALSE | 35200 | 21400 | 2.01 | 39341 | 2.23
202244046 |  | Live | Rheem | RHEEM | Singlezone Non-Ducted, Ceiling Placement | 202244046 |  | HRCU-A-CB-O | ROSH18VGSN | Mini-Splits | RICH18AXCJ | 13.4 | 21.4 | 10.9 |  |  |  | FALSE | FALSE | TRUE | 18000 | 12300 | 2.4 | 19800 | 2.51
202244731 |  | Live | Rheem | RHEEM | Singlezone Non-Ducted, Ceiling Placement | 202244731 |  | HRCU-A-CB-O | ROSH24VGSN | Mini-Splits | RICH24AXCJ | 12.8 | 20 | 10.8 |  |  |  | FALSE | FALSE | TRUE | 24000 | 16400 | 1.87 | 25400 | 2.17
10595428 |  | Live | Rheem | RHEEM | Multizone Mix of Ducted and Non-Ducted | 10595428 |  | HMSV-A-CB | ROMH24FXZHJ | Mixed Ducted and Non-Ducted Indoor Units |  | 12.7 | 19 | 9.65 |  |  |  | FALSE | FALSE | FALSE | 22000 | 15400 | 2.14 | 26238 | 2.13
202245032 |  | Live | Rheem | RHEEM | Singlezone Non-Ducted, Ceiling Placement | 202245032 |  | HRCU-A-CB-O | ROSH30VGSN | Mini-Splits | RICH30AXCJ | 11.7 | 18.6 | 11.5 |  |  |  | FALSE | FALSE | TRUE | 30000 | 20200 | 2.45 | 30300 | 2.67
207131760 |  | Live | Rheem | RHEEM | Singlezone Non-Ducted, Wall Placement | 207131760 |  | HRCU-A-CB-O | ROSH09BFWJ | Mini-Splits | RIWH09BVFJ | 14.3 | 26.5 | 13 |  |  |  | FALSE | FALSE | FALSE | 9000 | 7400 | 3.19 | 10100 | 2.21
207131762 |  | Live | Rheem | RHEEM | Singlezone Non-Ducted, Wall Placement | 207131762 |  | HRCU-A-CB-O | ROSH12BFWJ | Mini-Splits | RIWH12BVFJ | 12.5 | 23 | 12.5 |  |  |  | FALSE | FALSE | FALSE | 12000 | 10300 | 2.9 | 12700 | 2.68
10061699 |  | Live | Rheem | RHEEM | Singlezone Non-Ducted, Wall Placement | 10061699 |  | HRCU-A-CB-O | ROSH09AFWJ | Mini-Splits | RIWH09AVFJ | 13.8 | 23 | 11 |  |  |  | FALSE | FALSE | FALSE | 9000 | 7600 | 3.14 | 9500 | 2.19
202245794 |  | Live | Rheem | RHEEM | Singlezone Non-Ducted, Ceiling Placement | 202245794 |  | HRCU-A-CB-O | ROSH36VGSN | Mini-Splits | RICH36AXCJ | 10 | 17.5 | 11.2 |  |  |  | FALSE | FALSE | FALSE | 36000 | 23200 | 2.09 | 37700 | 2.21
10061702 |  | Live | Rheem | RHEEM | Singlezone Non-Ducted, Wall Placement | 10061702 |  | HRCU-A-CB-O | ROSH12AFWJ | Mini-Splits | RIWH12AVFJ | 12.5 | 22 | 11 |  |  |  | FALSE | FALSE | FALSE | 12000 | 9400 | 2.87 | 11200 | 2.2
10061704 |  | Live | Rheem | RHEEM | Singlezone Non-Ducted, Wall Placement | 10061704 |  | HRCU-A-CB-O | ROSH18ASJ | Mini-Splits | RIWH18ASJ | 12.5 | 19 | 10.6 |  |  |  | FALSE | FALSE | FALSE | 18000 | 11500 | 2.93 | 16700 | 2.33
10061706 |  | Live | Rheem | RHEEM | Singlezone Non-Ducted, Wall Placement | 10061706 |  | HRCU-A-CB-O | ROSH24ASJ | Mini-Splits | RIWH24ASJ | 10 | 18 | 10.6 |  |  |  | FALSE | FALSE | FALSE | 24000 | 15300 | 2.8 | 22553 | 2.55
206309261 |  | Live | Rheem | RHEEM | Singlezone Non-Ducted, Ceiling Placement | 206309261 |  | HRCU-A-CB-O | ROSH48VGSN | Mini-Splits | RICH48AXCJ | 10 | 17.8 | 10.6 |  |  |  | FALSE | FALSE | FALSE | 48000 | 31400 | 2.05 | 42500 | 2.67
10595403 |  | Live | Rheem | RHEEM | Singlezone Ducted, Compact Ducted | 10595403 |  | HRCU-A-CB | ROSH18AFCJ | Mini-Splits | RIDH18AVFJ | 12 | 19.7 | 11.3 |  |  |  | FALSE | FALSE | FALSE | 18000 | 13600 | 3.11 | 21428 | 2.64
10061722 |  | Live | Rheem | RHEEM | Singlezone Non-Ducted, Wall Placement | 10061722 |  | HRCU-A-CB-O | ROSH24AXFWJ | Mini-Splits | RIWH24AVFJ | 12.5 | 19.5 | 10.6 |  |  |  | FALSE | FALSE | FALSE | 22000 | 18000 | 2.69 | 27700 | 2.36
10595396 |  | Live | Rheem | RHEEM | Singlezone Non-Ducted, Floor Placement | 10595396 |  | HRCU-A-CB-O | ROSH15AFFJ | Mini-Splits | RIFH15AVFJ | 12.5 | 20.3 | 11.2 |  |  |  | FALSE | FALSE | TRUE | 14200 | 11600 | 2.62 | 19000 | 1.93
10595394 |  | Live | Rheem | RHEEM | Singlezone Non-Ducted, Floor Placement | 10595394 |  | HRCU-A-CB-O | ROSH12AFFJ | Mini-Splits | RIFH12AVFJ | 13.1 | 22.7 | 11.6 |  |  |  | FALSE | FALSE | TRUE | 12000 | 10600 | 2.61 | 15000 | 2.03
10061720 |  | Live | Rheem | RHEEM | Singlezone Non-Ducted, Wall Placement | 10061720 |  | HRCU-A-CB-O | ROSH18AXFWJ | Mini-Splits | RIWH18AVFJ | 13.3 | 20 | 10.5 |  |  |  | FALSE | FALSE | FALSE | 18000 | 14600 | 3.08 | 22759 | 2.34
10595392 |  | Live | Rheem | RHEEM | Singlezone Non-Ducted, Floor Placement | 10595392 |  | HRCU-A-CB-O | ROSH09AFFJ | Mini-Splits | RIFH09AVFJ | 16 | 26 | 12.6 |  |  |  | FALSE | FALSE | TRUE | 9000 | 7500 | 2.82 | 14000 | 2.25
10595407 |  | Live | Rheem | RHEEM | Singlezone Non-Ducted, Wall Placement | 10595407 |  | HRCU-A-CB-O | ROSH12AFCJ | Mini-Splits | RICH12AVFJ | 12.8 | 21.9 | 12.2 |  |  |  | FALSE | FALSE | FALSE | 12000 | 10200 | 2.58 | 17600 | 2.4
10595405 |  | Live | Rheem | RHEEM | Singlezone Non-Ducted, Wall Placement | 10595405 |  | HRCU-A-CB-O | ROSH09AFCJ | Mini-Splits | RICH09AVFJ | 14.5 | 24 | 13 |  |  |  | FALSE | FALSE | FALSE | 9000 | 7100 | 2.17 | 16100 | 2.65
10595409 |  | Live | Rheem | RHEEM | Singlezone Non-Ducted, Ceiling Placement | 10595409 |  | HRCU-A-CB-O | ROSH18AFCJ | Mini-Splits | RICH18AVFJ | 11.2 | 20.1 | 11.5 |  |  |  | FALSE | FALSE | FALSE | 18000 | 13600 | 3.11 | 21427 | 2.64
10061716 |  | Live | Rheem | RHEEM | Singlezone Non-Ducted, Wall Placement | 10061716 |  | HRCU-A-CB-O | ROSH09AHWJ | Mini-Splits | RIWH09AHWJ | 18 | 33 | 14.2 |  |  |  | FALSE | FALSE | FALSE | 9000 | 7000 | 3.48 | 16000 | 2.28
206137899 |  | Live | Rheem | RHEEM | Singlezone Ducted, Centrally Ducted | 206137899 |  | HRCU-A-CB | RP1748HJVXA | Mini-Splits | RHMV4821SNAC | 8.2 | 17 | 10.2 |  |  |  | FALSE | FALSE | FALSE | 45500 | 39500 | 2.55 | 40200 | 2.25
10061714 |  | Live | Rheem | RHEEM | Singlezone Non-Ducted, Wall Placement | 10061714 |  | HRCU-A-CB-O | ROSH15AHWJ | Mini-Splits | RIWH15AHWJ | 13.9 | 25.3 | 13.4 |  |  |  | FALSE | FALSE | FALSE | 14500 | 11200 | 3.16 | 21500 | 2.43
10061712 |  | Live | Rheem | RHEEM | Singlezone Non-Ducted, Wall Placement | 10061712 |  | HRCU-A-CB-O | ROSH12AHWJ | Mini-Splits | RIWH12AHWJ | 15.2 | 29.3 | 14 |  |  |  | FALSE | FALSE | FALSE | 12000 | 9600 | 3.31 | 17500 | 2.49
206137896 |  | Live | Rheem | RHEEM | Singlezone Ducted, Centrally Ducted | 206137896 |  | HRCU-A-CB | RP1724HJVXA | Mini-Splits | RHMV2421MNAC | 12 | 19 | 10.7 |  |  |  | FALSE | FALSE | FALSE | 24000 | 18700 | 2.84 | 22400 | 2
10595401 |  | Live | Rheem | RHEEM | Singlezone Ducted, Compact Ducted | 10595401 |  | HRCU-A-CB | ROSH12AFCJ | Mini-Splits | RIDH12AVFJ | 12.8 | 20 | 11.5 |  |  |  | FALSE | FALSE | FALSE | 12000 | 9500 | 2.4 | 17600 | 2.4
206137897 |  | Live | Rheem | RHEEM | Singlezone Ducted, Centrally Ducted | 206137897 |  | HRCU-A-CB | RP1730HJVXA | Mini-Splits | RHMV3021SNAC | 10.1 | 18.5 | 10.3 |  |  |  | FALSE | FALSE | FALSE | 30000 | 22600 | 2.73 | 27500 | 2.41
10595383 |  | Live | Rheem | RHEEM | Singlezone Non-Ducted, Floor Placement | 10595383 |  | HRCU-A-CB-O | ROSH09AFFHJ | Mini-Splits | RIFH09AVFJ | 16 | 26 | 12.4 |  |  |  | FALSE | FALSE | TRUE | 9000 | 7500 | 2.82 | 14000 | 2.08
10595381 |  | Live | Rheem | RHEEM | Singlezone Non-Ducted, Wall Placement | 10595381 |  | HRCU-A-CB-O | ROSH30AHXHJ | Mini-Splits | RIWH30AVFJ | 12.5 | 18.7 | 11.8 |  |  |  | FALSE | FALSE | TRUE | 30000 | 18900 | 2.2 | 35200 | 2.29
10595399 |  | Live | Rheem | RHEEM | Singlezone Ducted, Compact Ducted | 10595399 |  | HRCU-A-CB | ROSH09AFCJ | Mini-Splits | RIDH09AVFJ | 14.5 | 21.5 | 12.2 |  |  |  | FALSE | FALSE | FALSE | 9000 | 7300 | 2.23 | 16100 | 2.65
206137898 |  | Live | Rheem | RHEEM | Singlezone Ducted, Centrally Ducted | 206137898 |  | HRCU-A-CB | RP1736HJVXA | Mini-Splits | RHMV3621MNAC | 11.3 | 18 | 10.2 |  |  |  | FALSE | FALSE | FALSE | 36000 | 30400 | 2.76 | 38000 | 2.14
10595379 |  | Live | Rheem | RHEEM | Singlezone Non-Ducted, Wall Placement | 10595379 |  | HRCU-A-CB-O | ROSH24AHXHJ | Mini-Splits | RIWH24AVFJ | 12.5 | 19.5 | 10.5 |  |  |  | FALSE | FALSE | TRUE | 22000 | 18000 | 2.5 | 27700 | 2.26
10595377 |  | Live | Rheem | RHEEM | Singlezone Non-Ducted, Wall Placement | 10595377 |  | HRCU-A-CB-O | ROSH18AHXHJ | Mini-Splits | RIWH18AVFJ | 13.3 | 20 | 10.4 |  |  |  | FALSE | FALSE | TRUE | 18000 | 14600 | 3.01 | 22759 | 2.22
10595389 |  | Live | Rheem | RHEEM | Singlezone Non-Ducted, Floor Placement | 10595389 |  | HRCU-A-CB-O | ROSH15AFFHJ | Mini-Splits | RIFH15AVFJ | 12.5 | 20.3 | 11 |  |  |  | FALSE | FALSE | TRUE | 14200 | 11600 | 2.62 | 19000 | 1.83
10595432 |  | Live | Rheem | RHEEM | Multizone All Ducted | 10595432 |  | HMSV-A-CB | ROMH36FXZHJ | Ducted Indoor Units |  | 12 | 18 | 9.3 |  |  |  | FALSE | FALSE | FALSE | 35200 | 21400 | 2 | 39341 | 2.22
10595426 |  | Live | Rheem | RHEEM | Multizone All Ducted | 10595426 |  | HMSV-A-CB | ROMH24FXZHJ | Ducted Indoor Units |  | 12.1 | 18 | 9 |  |  |  | FALSE | FALSE | TRUE | 22000 | 15400 | 2.12 | 26238 | 2.11
10595448 |  | Live | Rheem | RHEEM | Multizone All Ducted | 10595448 |  | HMSV-A-CB | ROMH45AFXZJ | Ducted Indoor Units |  | 9.8 | 17.7 | 9.3 |  |  |  | FALSE | FALSE | FALSE | 45000 | 27800 | 2.52 | 36407 | 2
10595420 |  | Live | Rheem | RHEEM | Multizone All Ducted | 10595420 |  | HMSV-A-CB | ROMH18FXZHJ | Ducted Indoor Units |  | 12.4 | 19 | 9 |  |  |  | FALSE | FALSE | TRUE | 18000 | 14200 | 2.05 | 23611 | 2.14
8849535 |  | Live | Daikin North America, LLC | DAIKIN | Multizone All Non-Ducted | 8849535 |  | HMSV-A-CB | 2MXL18QMVJU | Non-Ducted Indoor Units |  | 12.7 | 17 | 10.3 |  |  |  | FALSE | FALSE | FALSE | 18000 | 12000 | 3.06 | 23480 | 2.48
204462626 |  | Live | Gree | KINGHOME | Multizone All Non-Ducted | 204462626 |  | HRCU-A-CB-O | KM48UH5O | Non-Ducted Indoor Units |  | 8.85 | 18 | 10 |  |  |  | FALSE | FALSE | FALSE | 48000 | 38000 | 2.62 | 54000 | 2.47
10064017 |  | Live | Gree | TOSOT | Multizone All Non-Ducted | 10064017 |  | HRCU-A-CB-O | TM18H4O | Non-Ducted Indoor Units |  | 12.5 | 22 | 11 |  |  |  | FALSE | FALSE | FALSE | 18000 | 12800 | 2.42 | 16400 | 2.42
206143961 |  | Live | Rheem | RUUD | Singlezone Ducted, Centrally Ducted | 206143961 |  | HRCU-A-CB | RP1730HJVXA |  | RHMV3021SNAC | 10.1 | 18.5 | 10.3 |  |  |  | FALSE | FALSE | FALSE | 30000 | 22600 | 2.73 | 27500 | 2.41
206143963 |  | Live | Rheem | RUUD | Singlezone Ducted, Centrally Ducted | 206143963 |  | HRCU-A-CB | RP1748HJVXA |  | RHMV4821SNAC | 8.2 | 17 | 10.2 |  |  |  | FALSE | FALSE | FALSE | 45500 | 39500 | 2.55 | 40200 | 2.25
206143960 |  | Live | Rheem | RUUD | Singlezone Ducted, Centrally Ducted | 206143960 |  | HRCU-A-CB | RP1724HJVXA |  | RHMV2421MNAC | 12 | 19 | 10.7 |  |  |  | FALSE | FALSE | FALSE | 24000 | 18700 | 2.84 | 22400 | 2
206143962 |  | Live | Rheem | RUUD | Singlezone Ducted, Centrally Ducted | 206143962 |  | HRCU-A-CB | RP1736HJVXA |  | RHMV3621MNAC | 11.3 | 18 | 10.2 |  |  |  | FALSE | FALSE | FALSE | 36000 | 30400 | 2.76 | 38000 | 2.14
206597267 |  | Live | Midea Electric Trading | C&H | Singlezone Ducted, Centrally Ducted | 206597267 |  | HRCU-A-CB | CH-NH36LCUO | Mini-Splits | CH-36AHU | 8.5 | 16.5 | 10.4 |  |  |  | FALSE | FALSE | FALSE | 36000 | 25000 | 2.45 | 27360 | 2.37
206597268 |  | Live | Midea Electric Trading | C&H | Singlezone Ducted, Centrally Ducted | 206597268 |  | HRCU-A-CB | CH-NH48LCUO | Mini-Splits | CH-48AHU | 8.2 | 16 | 9.5 |  |  |  | FALSE | FALSE | FALSE | 48000 | 36000 | 2.3 | 35597 | 2.24
205282615 |  | Live | Midea Electric Trading | C&H | Singlezone Non-Ducted, Floor Placement | 205282615 |  | HRCU-A-CB-O | CH-HYP48LCUO | Mini-Splits | CH-48LCFCI | 8.2 | 17 | 10.8 |  |  |  | FALSE | FALSE | FALSE | 48000 | 35000 | 2.34 | 52012 | 2.12
205263865 |  | Live | Midea Electric Trading | C&H | Singlezone Non-Ducted, Floor Placement | 205263865 |  | HRCU-A-CB-O | CH-HYP48LCUO | Mini-Splits | CH-48LCFC/I | 8.2 | 17 | 10.8 |  |  |  | FALSE | FALSE | FALSE | 48000 | 35000 | 2.34 | 52012 | 2.12
10444103 |  | Live | LG | LG | Multizone Mix of Ducted and Non-Ducted | 10444103 |  | HMSV-A-CB | LMU420HHV | Mixed Ducted and Non-Ducted Indoor Units |  | 13.5 | 19.75 | 10.75 |  |  |  | FALSE | FALSE | FALSE | 42000 | 29000 | 2.75 | 49950 | 2.55
201846961 |  | Live | Carrier | CARRIER | Singlezone Ducted, Compact Ducted | 201846961 |  | HRCU-A-CB | 38MAQB12R--3 |  | 40MBDQ12---3 | 12.5 | 20.5 | 11 |  |  |  | TRUE | TRUE | TRUE | 12000 | 8500 | 2.57 | 13660 | 2.18
201846964 |  | Live | Carrier | BRYANT | Singlezone Ducted, Compact Ducted | 201846964 |  | HRCU-A-CB | 38MAQB12R--3 |  | 40MBDQ12---3 | 12.5 | 20.5 | 11 |  |  |  | TRUE | TRUE | TRUE | 12000 | 8500 | 2.57 | 13660 | 2.18
201846976 |  | Live | Carrier | PAYNE | Singlezone Ducted, Compact Ducted | 201846976 |  | HRCU-A-CB | 38MAQB12R--3 |  | 40MBDQ12---3 | 12.5 | 20.5 | 11 |  |  |  | TRUE | TRUE | TRUE | 12000 | 8500 | 2.57 | 13660 | 2.18
201846996 |  | Live | Carrier | MIDEA | Singlezone Ducted, Compact Ducted | 201846996 |  | HRCU-A-CB | 38MAQB12R--3 | Mini-Splits | 40MBDQ12---3 | 12.5 | 20.5 | 11 |  |  |  | TRUE | TRUE | TRUE | 12000 | 8500 | 2.57 | 13660 | 2.18
207691817 |  | Live | Midea Electric Trading | KERR | Singlezone Ducted, Centrally Ducted | 207691817 |  | HRCU-A-CB | A-KCD48SA-1 | Mini-Splits | B-KCD48SA-1 | 8.5 | 16 | 10 |  |  |  | FALSE | FALSE | FALSE | 47000 | 32000 | 2.34 | 46000 | 2.01
207691815 |  | Live | Midea Electric Trading | KERR | Singlezone Ducted, Centrally Ducted | 207691815 |  | HRCU-A-CB | A-KCD30SA-1 | Mini-Splits | B-KCD30SA-1 | 11 | 18 | 10.5 |  |  |  | FALSE | FALSE | FALSE | 30000 | 19400 | 2.6 | 30000 | 2.2
206221536 |  | Live | Fujitsu General America, Inc. | RUUD | Multizone Mix of Ducted and Non-Ducted | 206221536 |  | HMSV-A-CB | ROMH45AFXZJ | Mixed Ducted and Non-Ducted Indoor Units |  | 10.2 | 18.7 | 9.8 |  |  |  | FALSE | FALSE | FALSE | 45000 | 28000 | 2.56 | 36407 | 2.01
206221534 |  | Live | Fujitsu General America, Inc. | RUUD | Multizone Mix of Ducted and Non-Ducted | 206221534 |  | HMSV-A-CB | ROMH36AFXZJ | Mixed Ducted and Non-Ducted Indoor Units |  | 9.5 | 17 | 9.05 |  |  |  | FALSE | FALSE | FALSE | 35200 | 21400 | 3.99 | 32517 | 2.45
206221528 |  | Live | Fujitsu General America, Inc. | RUUD | Multizone Mix of Ducted and Non-Ducted | 206221528 |  | HMSV-A-CB | ROMH36FXZHJ | Mixed Ducted and Non-Ducted Indoor Units |  | 12.5 | 19 | 9.8 |  |  |  | FALSE | FALSE | FALSE | 35200 | 21400 | 2.01 | 39341 | 2.23
206221538 |  | Live | Fujitsu General America, Inc. | RUUD | Singlezone Non-Ducted, Ceiling Placement | 206221538 |  | HRCU-A-CB-O | ROSH18VGSN | Mini-Splits | RICH18AXCJ | 13.4 | 21.4 | 10.9 |  |  |  | FALSE | FALSE | TRUE | 18000 | 12300 | 2.4 | 19800 | 2.51
206221540 |  | Live | Fujitsu General America, Inc. | RUUD | Singlezone Non-Ducted, Ceiling Placement | 206221540 |  | HRCU-A-CB-O | ROSH30VGSN | Mini-Splits | RICH30AXCJ | 11.7 | 18.6 | 11.5 |  |  |  | FALSE | FALSE | TRUE | 30000 | 20200 | 2.45 | 30300 | 2.67
207141968 |  | Live | Fujitsu General America, Inc. | RUUD | Singlezone Non-Ducted, Wall Placement | 207141968 |  | HRCU-A-CB-O | ROSH09BFWJ | Mini-Splits | UIWH09BVFJ | 14.3 | 26.5 | 13 |  |  |  | FALSE | FALSE | FALSE | 9000 | 7400 | 3.19 | 10100 | 2.21
206221541 |  | Live | Fujitsu General America, Inc. | RUUD | Singlezone Non-Ducted, Ceiling Placement | 206221541 |  | HRCU-A-CB-O | ROSH36VGSN | Mini-Splits | RICH36AXCJ | 10 | 17.5 | 11.2 |  |  |  | FALSE | FALSE | FALSE | 36000 | 23200 | 2.09 | 37700 | 2.21
206221491 |  | Live | Fujitsu General America, Inc. | RUUD | Singlezone Non-Ducted, Wall Placement | 206221491 |  | HRCU-A-CB-O | ROSH18ASJ | Mini-Splits | UIWH18ASJ | 12.5 | 19 | 10.6 |  |  |  | FALSE | FALSE | FALSE | 18000 | 11500 | 2.93 | 16700 | 2.33
206221516 |  | Live | Fujitsu General America, Inc. | RUUD | Singlezone Ducted, Compact Ducted | 206221516 |  | HRCU-A-CB | ROSH18AFCJ | Mini-Splits | RIDH18AVFJ | 12 | 19.7 | 11.3 |  |  |  | FALSE | FALSE | FALSE | 18000 | 13600 | 3.11 | 21428 | 2.64
206309260 |  | Live | Fujitsu General America, Inc. | RUUD | Singlezone Non-Ducted, Ceiling Placement | 206309260 |  | HRCU-A-CB-O | ROSH48VGSN | Mini-Splits | RICH48AXCJ | 10 | 17.8 | 10.6 |  |  |  | FALSE | FALSE | FALSE | 48000 | 31400 | 2.05 | 42500 | 2.67
206221492 |  | Live | Fujitsu General America, Inc. | RUUD | Singlezone Non-Ducted, Wall Placement | 206221492 |  | HRCU-A-CB-O | ROSH24ASJ | Mini-Splits | UIWH24ASJ | 10 | 18 | 10.6 |  |  |  | FALSE | FALSE | FALSE | 24000 | 15300 | 2.8 | 22553 | 2.55
206221500 |  | Live | Fujitsu General America, Inc. | RUUD | Singlezone Non-Ducted, Wall Placement | 206221500 |  | HRCU-A-CB-O | ROSH24AXFWJ | Mini-Splits | UIWH24AVFJ | 12.5 | 19.5 | 10.6 |  |  |  | FALSE | FALSE | FALSE | 22000 | 18000 | 2.69 | 27700 | 2.36
206221499 |  | Live | Fujitsu General America, Inc. | RUUD | Singlezone Non-Ducted, Wall Placement | 206221499 |  | HRCU-A-CB-O | ROSH18AXFWJ | Mini-Splits | UIWH18AVFJ | 13.3 | 20 | 10.5 |  |  |  | FALSE | FALSE | FALSE | 18000 | 14600 | 3.08 | 22759 | 2.34
206221512 |  | Live | Fujitsu General America, Inc. | RUUD | Singlezone Non-Ducted, Floor Placement | 206221512 |  | HRCU-A-CB-O | ROSH12AFFJ | Mini-Splits | RIFH12AVFJ | 13.1 | 22.7 | 11.6 |  |  |  | FALSE | FALSE | TRUE | 12000 | 10600 | 2.61 | 15000 | 2.03
206221506 |  | Live | Fujitsu General America, Inc. | RUUD | Singlezone Non-Ducted, Wall Placement | 206221506 |  | HRCU-A-CB-O | ROSH24AHXHJ | Mini-Splits | UIWH24AVFJ | 12.5 | 19.5 | 10.5 |  |  |  | FALSE | FALSE | TRUE | 22000 | 18000 | 2.5 | 27700 | 2.26
206221505 |  | Live | Fujitsu General America, Inc. | RUUD | Singlezone Non-Ducted, Wall Placement | 206221505 |  | HRCU-A-CB-O | ROSH18AHXHJ | Mini-Splits | UIWH18AVFJ | 13.3 | 20 | 10.4 |  |  |  | FALSE | FALSE | TRUE | 18000 | 14600 | 3.01 | 22759 | 2.22
206221535 |  | Live | Fujitsu General America, Inc. | RUUD | Multizone All Ducted | 206221535 |  | HMSV-A-CB | ROMH45AFXZJ | Ducted Indoor Units |  | 9.8 | 17.7 | 9.3 |  |  |  | FALSE | FALSE | FALSE | 45000 | 27800 | 2.52 | 36407 | 2
206221527 |  | Live | Fujitsu General America, Inc. | RUUD | Multizone All Ducted | 206221527 |  | HMSV-A-CB | ROMH36FXZHJ | Ducted Indoor Units |  | 12 | 18 | 9.3 |  |  |  | FALSE | FALSE | FALSE | 35200 | 21400 | 2 | 39341 | 2.22
207690463 |  | Live | Midea Electric Trading | MDV | Singlezone Ducted, Centrally Ducted | 207690463 |  | HRCU-A-CB | MOD30U-30HFN1-MR0(X) | Mini-Splits | MVC-30HWFN1-M | 11 | 18 | 10.5 |  |  |  | FALSE | FALSE | FALSE | 30000 | 19400 | 2.6 | 30000 | 2.2
207690465 |  | Live | Midea Electric Trading | MDV | Singlezone Ducted, Centrally Ducted | 207690465 |  | HRCU-A-CB | MOE30U-48HFN1-M-[X1] | Mini-Splits | MVC-48HWFN1-M | 8.5 | 16 | 10 |  |  |  | FALSE | FALSE | FALSE | 47000 | 32000 | 2.34 | 46000 | 2.01
204834269 |  | Live | Mitsubishi Electric Trane | MITSUBISHI ELECTRIC | Multizone All Ducted | 204834269 |  | HMSV-A-CB | MXZ-8C60NA2 | Ducted Indoor Units |  | 10 | 17 | 10.7 |  |  |  | FALSE | FALSE | FALSE | 60000 | 40500 | 2.44 | 65000 | 2.35
207743763 |  | Live | Midea Electric Trading | DIRECT AIR | Singlezone Ducted, Compact Ducted | 207743763 |  | HRCU-A-CB | DIRM-60LCDA25-1Z | Mini-Splits | DIRM-60HP-DU | 10 | 18 | 10 |  |  |  | FALSE | FALSE | FALSE | 57000 | 37000 | 2.64 | 39719 | 2.18
207743736 |  | Live | Midea Electric Trading | DIRECT AIR | Singlezone Non-Ducted, Floor Placement | 207743736 |  | HRCU-A-CB-O | DIRM-60LCDA25-1Z | Mini-Splits | DIRM-60HP-CF | 9.8 | 18 | 10.5 |  |  |  | FALSE | FALSE | FALSE | 54000 | 35000 | 2.49 | 34946 | 2.04
207742451 |  | Live | Midea Electric Trading | ELIOS | Singlezone Ducted, Compact Ducted | 207742451 |  | HRCU-A-CB | DEA60HOS18230S5 | Mini-Splits | DUA60HIDU230X5 | 10 | 18 | 10 |  |  |  | FALSE | FALSE | FALSE | 57000 | 37000 | 2.64 | 39719 | 2.18
207742520 |  | Live | Midea Electric Trading | MOOVAIR | Singlezone Ducted, Compact Ducted | 207742520 |  | HRCU-A-CB | DMA60HOS18230S5 | Mini-Splits | DUA60HIDU230X5 | 10 | 18 | 10 |  |  |  | FALSE | FALSE | FALSE | 57000 | 37000 | 2.64 | 39719 | 2.18
207690476 |  | Live | Midea Electric Trading | CANAIR | Singlezone Ducted, Centrally Ducted | 207690476 |  | HRCU-A-CB | CDH2048C21 | Mini-Splits | CDH2048F21 | 8.5 | 16 | 10 |  |  |  | FALSE | FALSE | FALSE | 47000 | 32000 | 2.34 | 46000 | 2.01
207690474 |  | Live | Midea Electric Trading | CANAIR | Singlezone Ducted, Centrally Ducted | 207690474 |  | HRCU-A-CB | CDH2030C21 | Mini-Splits | CDH2030F21 | 11 | 18 | 10.5 |  |  |  | FALSE | FALSE | FALSE | 30000 | 19400 | 2.6 | 30000 | 2.2
205706994 |  | Live | Daikin North America, LLC | DAIKIN | Singlezone Ducted, Compact Ducted | 205706994 |  | HRCU-A-CB | RZQ36TAVJU* | Mini-Splits | FBQ36PVJU | 11.1 | 17.5 | 9.1 |  |  |  | FALSE | FALSE | FALSE | 36000 | 27400 | 2.97 | 48200 | 2.21
205707006 |  | Live | Daikin North America, LLC | DAIKIN | Singlezone Ducted, Compact Ducted | 205707006 |  | HRCU-A-CB | RZQ30TAVJU* | Mini-Splits | FBQ30PVJU | 10.5 | 16 | 9.2 |  |  |  | FALSE | FALSE | FALSE | 30000 | 23400 | 2.74 | 42000 | 2.02
205801306 |  | Live | Daikin North America, LLC | DAIKIN | Singlezone Ducted, Compact Ducted | 205801306 |  | HRCU-A-CB | RZQ18TAVJU* | Mini-Splits | FBQ18PVJU | 13 | 16.7 | 9.5 |  |  |  | FALSE | FALSE | FALSE | 18000 | 13200 | 2.58 | 27400 | 2.17
205707005 |  | Live | Daikin North America, LLC | DAIKIN | Singlezone Ducted, Compact Ducted | 205707005 |  | HRCU-A-CB | RZQ24TAVJU* | Mini-Splits | FBQ24PVJU | 12 | 16.5 | 9.7 |  |  |  | FALSE | FALSE | FALSE | 24000 | 18800 | 2.5 | 32600 | 2.12
205707009 |  | Live | Daikin North America, LLC | DAIKIN | Singlezone Non-Ducted, Ceiling Placement | 205707009 |  | HRCU-A-CB-O | RZQ30TAVJU* | Mini-Splits | FCQ30TAVJU | 9.3 | 17.2 | 10.2 |  |  |  | FALSE | FALSE | FALSE | 30000 | 22800 | 3.34 | 53800 | 2.54
205801310 |  | Live | Daikin North America, LLC | DAIKIN | Singlezone Non-Ducted, Ceiling Placement | 205801310 |  | HRCU-A-CB-O | RZQ18TAVJU* | Mini-Splits | FCQ18TAVJU | 13 | 18.6 | 10.1 |  |  |  | FALSE | FALSE | FALSE | 18000 | 12300 | 2.77 | 29600 | 2.63
205707004 |  | Live | Daikin North America, LLC | DAIKIN | Singlezone Ducted, Centrally Ducted | 205707004 |  | HRCU-A-CB | RZQ42TAVJU* | Mini-Splits | FTQ42TAVJU*A* | 11 | 16 | 9 |  |  |  | FALSE | FALSE | FALSE | 42000 | 34000 | 2.93 | 50700 | 2.48
205707008 |  | Live | Daikin North America, LLC | DAIKIN | Singlezone Non-Ducted, Ceiling Placement | 205707008 |  | HRCU-A-CB-O | RZQ24TAVJU* | Mini-Splits | FCQ24TAVJU | 12 | 18.5 | 10.2 |  |  |  | FALSE | FALSE | FALSE | 24000 | 18000 | 2.78 | 35400 | 2.53
205754949 |  | Live | Daikin North America, LLC | DAIKIN | Singlezone Ducted, Centrally Ducted | 205754949 |  | HRCU-A-CB | RZQ30TAVJU* | Mini-Splits | FTQ30TAVJU*A* | 12.5 | 16 | 10.4 |  |  |  | FALSE | FALSE | FALSE | 30000 | 24000 | 2.93 | 48000 | 2.2
205707002 |  | Live | Daikin North America, LLC | DAIKIN | Singlezone Ducted, Centrally Ducted | 205707002 |  | HRCU-A-CB | RZQ24TAVJU* | Mini-Splits | FTQ24TAVJU*A* | 10.3 | 15.2 | 9.4 |  |  |  | FALSE | FALSE | FALSE | 24000 | 19400 | 2.58 | 28600 | 2.27
205707003 |  | Live | Daikin North America, LLC | DAIKIN | Singlezone Ducted, Centrally Ducted | 205707003 |  | HRCU-A-CB | RZQ36TAVJU* | Mini-Splits | FTQ36TAVJU*A* | 11.3 | 15.3 | 9.5 |  |  |  | FALSE | FALSE | FALSE | 36000 | 29000 | 2.83 | 50000 | 2.19
207200483 |  | Live | Johnson Controls Inc. (York International Norman) | HITACHI | Singlezone Non-Ducted, Wall Placement | 207200483 |  | HRCU-A-CB-O | RAC-PH24WHLAE | Non-Ducted Indoor Units | RAS-PH24PHLAE | 13.2 | 20.5 | 12.2 |  |  |  | TRUE | FALSE | TRUE | 22000 | 15300 | 3.01 | 25800 | 2.91
207200484 |  | Live | Johnson Controls Inc. (York International Norman) | HITACHI | Singlezone Non-Ducted, Wall Placement | 207200484 |  | HRCU-A-CB-O | RAC-PH18WHLAE | Non-Ducted Indoor Units | RAS-PH18PHLAE | 13.5 | 20.5 | 12.5 |  |  |  | TRUE | FALSE | TRUE | 18000 | 13300 | 3.39 | 25000 | 2.15
207200482 |  | Live | Johnson Controls Inc. (York International Norman) | HITACHI | Singlezone Non-Ducted, Wall Placement | 207200482 |  | HRCU-A-CB-O | RAC-PH12WHLAE | Non-Ducted Indoor Units | RAS-PH12PHLAE | 13 | 20.5 | 12.2 |  |  |  | TRUE | FALSE | TRUE | 12000 | 9500 | 3.2 | 17600 | 2.15
207200481 |  | Live | Johnson Controls Inc. (York International Norman) | HITACHI | Singlezone Non-Ducted, Wall Placement | 207200481 |  | HRCU-A-CB-O | RAC-PH09WHLAE | Non-Ducted Indoor Units | RAS-PH09PHLAE | 13.2 | 20.5 | 12.5 |  |  |  | TRUE | FALSE | TRUE | 9000 | 8000 | 3.4 | 17600 | 2.15
206143041 |  | Live | Johnson Controls Inc. (York International Norman) | HITACHI | Singlezone Non-Ducted, Wall Placement | 206143041 |  | HRCU-A-CB-O | RAC-SH18WHLAE | Non-Ducted Indoor Units | RAS-SH18RHLAE | 12.5 | 22 | 11 |  |  |  | TRUE | FALSE | FALSE | 18000 | 12200 | 2.88 | 18300 | 2.39
206143042 |  | Live | Johnson Controls Inc. (York International Norman) | HITACHI | Singlezone Non-Ducted, Wall Placement | 206143042 |  | HRCU-A-CB-O | RAC-SH24WHLAE | Non-Ducted Indoor Units | RAS-SH24RHLAE | 12.5 | 20 | 11 |  |  |  | TRUE | FALSE | TRUE | 22000 | 15100 | 2.97 | 21250 | 2.4
206907172 |  | Live | Johnson Controls Inc. (York International Norman) | HITACHI | Singlezone Non-Ducted, Wall Placement | 206907172 |  | HRCU-A-CB-O | RAC-SH09WHLAE | Non-Ducted Indoor Units | RAS-SH09RHLAE | 14 | 20 | 11.5 |  |  |  | TRUE | FALSE | TRUE | 9000 | 7200 | 2.81 | 9650 | 2.5
206186281 |  | Live | Johnson Controls Inc. (York International Norman) | HITACHI | Multizone All Ducted | 206186281 |  | HRCU-A-CB-O | RAM-S36U4HLAE | Ducted Indoor Units | RAD-SH09QHLAE , RAD-SH09QHLAE ,RAD-SH09QHLAE ,RAD-SH09QHLAE | 9 | 18 | 9.5 |  |  |  | FALSE | FALSE | FALSE | 36000 | 25000 | 2.19 | 31050 | 2.53
206907173 |  | Live | Johnson Controls Inc. (York International Norman) | HITACHI | Singlezone Non-Ducted, Wall Placement | 206907173 |  | HRCU-A-CB-O | RAC-SH12WHLAE | Non-Ducted Indoor Units | RAS-SH12RHLAE | 12.5 | 20 | 11 |  |  |  | TRUE | FALSE | TRUE | 12000 | 9400 | 2.99 | 12300 | 2.5
206186282 |  | Live | Johnson Controls Inc. (York International Norman) | HITACHI | Multizone All Ducted | 206186282 |  | HRCU-A-CB-O | RAM-S42U5HLAE | Ducted Indoor Units | RAD-SH09QHLAE , RAD-SH09QHLAE , RAD-SH12QHLAE , RAD-SH12QHLAE | 9 | 18.5 | 10.5 |  |  |  | FALSE | FALSE | FALSE | 42000 | 33000 | 2.15 | 39462 | 2.49
206186280 |  | Live | Johnson Controls Inc. (York International Norman) | HITACHI | Multizone All Ducted | 206186280 |  | HRCU-A-CB-O | RAM-S24U3HLAE | Ducted Indoor Units | RAD-SH09QHLAE , RAD-SH09QHLAE , RAD-SH07QHLAE | 10 | 18 | 10.2 |  |  |  | FALSE | FALSE | FALSE | 24000 | 16900 | 2.45 | 19400 | 2.5
206186279 |  | Live | Johnson Controls Inc. (York International Norman) | HITACHI | Multizone All Ducted | 206186279 |  | HRCU-A-CB-O | RAM-S18U2HLAE | Ducted Indoor Units | RAD-SH09QHLAE , RAD-SH09QHLAE | 12 | 19 | 10.3 |  |  |  | FALSE | FALSE | FALSE | 18000 | 15300 | 2.72 | 16190 | 2.61
206186277 |  | Live | Johnson Controls Inc. (York International Norman) | HITACHI | Multizone All Non-Ducted | 206186277 |  | HRCU-A-CB-O | RAM-S42U5HLAE | Non-Ducted Indoor Units | RAS-SH09RHLAE , RAS-SH12RHLAE , RAS-SH07RHLAE , RAS-SH07RHLAE , RAS-SH07RHLAE | 12.5 | 23 | 10.8 |  |  |  | TRUE | FALSE | FALSE | 42000 | 32000 | 2.29 | 38128 | 2.45
206186276 |  | Live | Johnson Controls Inc. (York International Norman) | HITACHI | Multizone All Non-Ducted | 206186276 |  | HRCU-A-CB-O | RAM-S36U4HLAE | Non-Ducted Indoor Units | RAS-SH09RHLAE ,RAS-SH09RHLAE , RAS-SH09RHLAE , RAS-SH09RHLAE | 12.5 | 20 | 10.5 |  |  |  | TRUE | FALSE | TRUE | 36000 | 25000 | 2.58 | 29500 | 2.4
206186278 |  | Live | Johnson Controls Inc. (York International Norman) | HITACHI | Multizone All Non-Ducted | 206186278 |  | HRCU-A-CB-O | RAM-S24U3HLAE | Non-Ducted Indoor Units | RAS-SH09RHLAE , RAS-SH09RHLAE ' RAS-SH07RHLAE | 12.5 | 20 | 10.5 |  |  |  | TRUE | FALSE | FALSE | 24000 | 16000 | 2.32 | 19400 | 2.5
206186275 |  | Live | Johnson Controls Inc. (York International Norman) | HITACHI | Multizone All Non-Ducted | 206186275 |  | HRCU-A-CB-O | RAM-S18U2HLAE | Non-Ducted Indoor Units | RAS-SH09RHLAE , RAS-SH09RHLAE | 12.5 | 22 | 10.3 |  |  |  | TRUE | FALSE | FALSE | 18000 | 14900 | 2.76 | 15860 | 2.6
207776290 |  | Live | Daikin North America, LLC | DAIKIN | Singlezone Ducted, Compact Ducted | 207776290 |  | HRCU-A-CB | RX12RMVJU9* | Mini-Splits | FDMQ12RVJU | 11.6 | 19.4 | 10.6 |  |  |  | FALSE | FALSE | FALSE | 10800 | 8500 | 2.9 | 9130 | 2.68
207776287 |  | Live | Daikin North America, LLC | DAIKIN | Singlezone Ducted, Compact Ducted | 207776287 |  | HRCU-A-CB | RX09RMVJU9* | Mini-Splits | FDMQ09RVJU | 11.1 | 17.8 | 10.3 |  |  |  | FALSE | FALSE | FALSE | 9000 | 6800 | 3.11 | 8860 | 2.7
207776282 |  | Live | Daikin North America, LLC | DAIKIN | Singlezone Ducted, Compact Ducted | 207776282 |  | HRCU-A-CB | RXL12QMVJU9* | Mini-Splits | FDMQ12RVJU | 11.7 | 18 | 10.8 |  |  |  | FALSE | FALSE | FALSE | 10800 | 8600 | 2.9 | 14400 | 1.94
204834295 |  | Live | Mitsubishi Electric Trane | MITSUBISHI ELECTRIC | Multizone All Non-Ducted | 204834295 |  | HMSR-A-CB-O | MXZ-8C60NA2 | Non-Ducted Indoor Units |  | 12.5 | 19.5 | 10.7 |  |  |  | FALSE | FALSE | FALSE | 60000 | 41500 | 2.5 | 65000 | 2.35
206750859 |  | Live | Johnson Controls Inc. (York International Norman) | HITACHI | Singlezone Non-Ducted, Wall Placement | 206750859 |  | HRCU-A-CB-O | RAS-4.0PNNBDH1 | Non-Ducted Indoor Units | RCI-4.0PNN1DH | 10.6 | 19.5 | 10.5 |  |  |  | FALSE | FALSE | TRUE | 36000 | 27200 | 2.55 | 33971 | 2.37
206750857 |  | Live | Johnson Controls Inc. (York International Norman) | HITACHI | Singlezone Non-Ducted, Wall Placement | 206750857 |  | HRCU-A-CB-O | RAS-3.0PNNBDH1 | Non-Ducted Indoor Units | RCI-3.0PNN1DH | 12.5 | 19 | 10 |  |  |  | TRUE | TRUE | TRUE | 24000 | 19600 | 2.84 | 23500 | 2.2
206750855 |  | Live | Johnson Controls Inc. (York International Norman) | HITACHI | Singlezone Non-Ducted, Wall Placement | 206750855 |  | HRCU-A-CB-O | RAS-2.0PNNBDH1 | Non-Ducted Indoor Units | RCI-2.0PNN1DH | 12.65 | 22 | 11 |  |  |  | TRUE | TRUE | TRUE | 18000 | 11000 | 2.9 | 18000 | 2.6
206750853 |  | Live | Johnson Controls Inc. (York International Norman) | HITACHI | Singlezone Non-Ducted, Wall Placement | 206750853 |  | HRCU-A-CB-O | RAS-1.5PNNBDH1 | Non-Ducted Indoor Units | RCIM-1.5PNN1DH | 12.5 | 23 | 11.5 |  |  |  | TRUE | TRUE | TRUE | 12000 | 7000 | 2.89 | 9423 | 2.42
206750851 |  | Live | Johnson Controls Inc. (York International Norman) | HITACHI | Singlezone Non-Ducted, Wall Placement | 206750851 |  | HRCU-A-CB-O | RAS-1.0PNNBDH1 | Non-Ducted Indoor Units | RCIM-1.0PNN1DH | 12.85 | 22 | 10 |  |  |  | TRUE | TRUE | TRUE | 9000 | 6000 | 2.98 | 8640 | 2.81
206750860 |  | Live | Johnson Controls Inc. (York International Norman) | HITACHI | Singlezone Ducted, Compact Ducted | 206750860 |  | HRCU-A-CB | RAS-4.0PNNBDH1 | Ducted Indoor Units | RPIM-4.0PNN1DH | 10.9 | 18 | 9.5 |  |  |  | FALSE | FALSE | FALSE | 36000 | 26000 | 2.7 | 33871 | 2.31
206750858 |  | Live | Johnson Controls Inc. (York International Norman) | HITACHI | Singlezone Ducted, Compact Ducted | 206750858 |  | HRCU-A-CB | RAS-3.0PNNBDH1 | Ducted Indoor Units | RPIM-3.0PNN1DH | 10.5 | 18 | 11 |  |  |  | FALSE | FALSE | FALSE | 24000 | 19200 | 2.8 | 22325 | 2.18
206750856 |  | Live | Johnson Controls Inc. (York International Norman) | HITACHI | Singlezone Ducted, Compact Ducted | 206750856 |  | HRCU-A-CB | RAS-2.0PNNBDH1 | Ducted Indoor Units | RPIL-2.0PNN1DH | 11.8 | 19.5 | 10 |  |  |  | FALSE | FALSE | FALSE | 18000 | 12000 | 2.71 | 17900 | 2.3
206750852 |  | Live | Johnson Controls Inc. (York International Norman) | HITACHI | Singlezone Ducted, Compact Ducted | 206750852 |  | HRCU-A-CB | RAS-1.0PNNBDH1 | Ducted Indoor Units | RPIL-1.0PNN1DH | 12 | 20 | 10 |  |  |  | TRUE | TRUE | TRUE | 9000 | 6000 | 2.59 | 8150 | 2.46
206750854 |  | Live | Johnson Controls Inc. (York International Norman) | HITACHI | Singlezone Ducted, Compact Ducted | 206750854 |  | HRCU-A-CB | RAS-1.5PNNBDH1 | Ducted Indoor Units | RPIL-1.5PNN1DH | 11 | 19.5 | 10 |  |  |  | FALSE | FALSE | FALSE | 12000 | 6600 | 2.3 | 9082 | 2.1
207656962 |  | Live | Johnson Controls Inc. (York International Norman) | HITACHI | Singlezone Non-Ducted, Wall Placement | 207656962 |  | HRCU-A-CB-O | RAS-2.0PNNBDH1 | Non-Ducted Indoor Units | RPK-2.0PNN1DH | 13.1 | 23 | 11 |  |  |  | TRUE | TRUE | TRUE | 18000 | 11400 | 2.93 | 15100 | 2.67
207656961 |  | Live | Johnson Controls Inc. (York International Norman) | HITACHI | Singlezone Non-Ducted, Wall Placement | 207656961 |  | HRCU-A-CB-O | RAS-1.5PNNBDH1 | Non-Ducted Indoor Units | RPK-1.5PNN1DH | 13.1 | 23 | 11 |  |  |  | TRUE | TRUE | FALSE | 12000 | 7300 | 2.35 | 10086 | 2.31
207656963 |  | Live | Johnson Controls Inc. (York International Norman) | HITACHI | Singlezone Non-Ducted, Wall Placement | 207656963 |  | HRCU-A-CB-O | RAS-3.0PNNBDH1 | Non-Ducted Indoor Units | RPK-3.0PNN1DH | 12.45 | 21 | 10 |  |  |  | TRUE | TRUE | FALSE | 23400 | 15600 | 2.44 | 18405 | 2.17
207656960 |  | Live | Johnson Controls Inc. (York International Norman) | HITACHI | Singlezone Non-Ducted, Wall Placement | 207656960 |  | HRCU-A-CB-O | RAS-1.0PNNBDH1 | Non-Ducted Indoor Units | RPK-1.0PNN1DH | 14 | 23 | 11 |  |  |  | TRUE | TRUE | FALSE | 9000 | 5500 | 1.83 | 9187 | 2.45
207656964 |  | Live | Johnson Controls Inc. (York International Norman) | HITACHI | Singlezone Non-Ducted, Wall Placement | 207656964 |  | HRCU-A-CB-O | RAS-4.0PNNBDH1 | Non-Ducted Indoor Units | RPK-4.0PNN1DH | 10.5 | 18 | 10 |  |  |  | FALSE | FALSE | FALSE | 36000 | 26000 | 2.94 | 23186 | 2.4
207683516 |  | Live | Lennox Industries | LENNOX | Singlezone Non-Ducted, Ceiling Placement | 207683516 |  | HRCU-A-CB-O | MPC018S4S-1P | Mini-Splits | M22A018S4-2P | 12.5 | 20.5 | 11 |  |  |  | TRUE | FALSE | TRUE | 16000 | 12000 | 2.51 | 14200 | 2.17
207683534 |  | Live | Lennox Industries | LENNOX | Singlezone Non-Ducted, Wall Placement | 207683534 |  | HRCU-A-CB-O | MLB024S4S-1P | Mini-Splits | M33C024S4-1P | 11 | 20.2 | 11.6 |  |  |  | TRUE | TRUE | TRUE | 24000 | 15000 | 2.89 | 24000 | 2.17
207683508 |  | Live | Lennox Industries | LENNOX | Singlezone Ducted, Compact Ducted | 207683508 |  | HRCU-A-CB | MPC048S4S-1P | Mini-Splits | MMDB048S4-2P | 9.2 | 17.4 | 10.3 |  |  |  | FALSE | FALSE | FALSE | 48000 | 29000 | 2.5 | 41070 | 2.32
207683517 |  | Live | Lennox Industries | LENNOX | Singlezone Non-Ducted, Wall Placement | 207683517 |  | HRCU-A-CB-O | MPC024S4S-1P | Mini-Splits | M33C024S4-1P | 12.5 | 20.7 | 10 |  |  |  | TRUE | TRUE | TRUE | 24000 | 15600 | 2.86 | 18680 | 2.28
207683513 |  | Live | Lennox Industries | LENNOX | Singlezone Non-Ducted, Wall Placement | 207683513 |  | HRCU-A-CB-O | MPC048S4S-1P | Mini-Splits | MCFA048S4-2P | 9.3 | 18 | 11 |  |  |  | FALSE | TRUE | TRUE | 48000 | 29000 | 2.3 | 36008 | 2.26
207683507 |  | Live | Lennox Industries | LENNOX | Singlezone Ducted, Compact Ducted | 207683507 |  | HRCU-A-CB | MPC036S4S-1P | Mini-Splits | MMDB036S4-2P | 9 | 16.7 | 11.5 |  |  |  | FALSE | FALSE | FALSE | 36000 | 27000 | 2.6 | 27020 | 2.31
207683519 |  | Live | Lennox Industries | LENNOX | Singlezone Non-Ducted, Wall Placement | 207683519 |  | HRCU-A-CB-O | MPC048S4S-1P | Mini-Splits | M33C048S4-1P | 9.5 | 17.8 | 11 |  |  |  | FALSE | FALSE | TRUE | 48000 | 28000 | 1.8 | 37904 | 2.22
207683518 |  | Live | Lennox Industries | LENNOX | Singlezone Non-Ducted, Wall Placement | 207683518 |  | HRCU-A-CB-O | MPC036S4S-1P | Mini-Splits | M33C036S4-1P | 9 | 18.2 | 10.6 |  |  |  | FALSE | FALSE | FALSE | 36000 | 23000 | 1.9 | 25338 | 2.37
207683529 |  | Live | Lennox Industries | LENNOX | Singlezone Non-Ducted, Floor Placement | 207683529 |  | HRCU-A-CB-O | MLB018S4S-1P | Mini-Splits | MCFB018S4-2P | 12.5 | 20.2 | 10.5 |  |  |  | TRUE | TRUE | TRUE | 17000 | 12000 | 2.3 | 20500 | 1.84
207683526 |  | Live | Lennox Industries | LENNOX | Singlezone Ducted, Compact Ducted | 207683526 |  | HRCU-A-CB | MLB018S4S-1P | Mini-Splits | MMDB018S4-2P | 12.5 | 19.6 | 11 |  |  |  | TRUE | TRUE | TRUE | 16500 | 12700 | 2.58 | 21000 | 1.92
207683528 |  | Live | Lennox Industries | LENNOX | Singlezone Non-Ducted, Wall Placement | 207683528 |  | HRCU-A-CB-O | MLB012S4S-1P | Mini-Splits | MFMA012S4-1P | 13 | 23 | 11.5 |  |  |  | TRUE | TRUE | TRUE | 12000 | 8400 | 2.86 | 13600 | 2.23
207683506 |  | Live | Lennox Industries | LENNOX | Singlezone Ducted, Compact Ducted | 207683506 |  | HRCU-A-CB | MPC024S4S-1P | Mini-Splits | MMDB024S4-2P | 12.6 | 21.5 | 11.2 |  |  |  | TRUE | TRUE | TRUE | 24000 | 13500 | 2.59 | 22600 | 2.63
207641265 |  | Live | Hisense | HISENSE | Singlezone Non-Ducted, Wall Placement | 207641265 |  | HRCU-A-CB-O | AUW-36U3ST1 | Non-Ducted Indoor Units | AS-36UW3SDHTU00 | 10.5 | 18 | 10 |  |  |  | FALSE | FALSE | FALSE | 36000 | 26000 | 2.94 | 23186 | 2.4
207641266 |  | Live | Hisense | HISENSE | Singlezone Non-Ducted, Wall Placement | 207641266 |  | HRCU-A-CB-O | AUW-18U3SF | Non-Ducted Indoor Units | AST-18UW3SBBTV00 | 13.1 | 23 | 11 |  |  |  | TRUE | TRUE | TRUE | 18000 | 11400 | 2.93 | 15100 | 2.67
207641268 |  | Live | Hisense | HISENSE | Singlezone Non-Ducted, Wall Placement | 207641268 |  | HRCU-A-CB-O | AUW-09U3SS | Non-Ducted Indoor Units | AST-09UW3SVETV01 | 14 | 23 | 11 |  |  |  | TRUE | TRUE | FALSE | 9000 | 5500 | 1.83 | 9187 | 2.45
207641269 |  | Live | Hisense | HISENSE | Singlezone Non-Ducted, Wall Placement | 207641269 |  | HRCU-A-CB-O | AUW-12U3SS | Non-Ducted Indoor Units | AST-12UW3SXETV01 | 13.1 | 23 | 11 |  |  |  | TRUE | TRUE | FALSE | 12000 | 7300 | 2.35 | 10086 | 2.31
207641267 |  | Live | Hisense | HISENSE | Singlezone Non-Ducted, Wall Placement | 207641267 |  | HRCU-A-CB-O | AUW-24U3SA | Non-Ducted Indoor Units | AST-24UW3SDBTV01 | 12.45 | 21 | 10 |  |  |  | TRUE | TRUE | FALSE | 23400 | 15600 | 2.44 | 18405 | 2.17
205142788 |  | Live | Friedrich Air Conditioning | FRIEDRICH | Singlezone Non-Ducted, Wall Placement | 205142788 |  | HRCU-A-CB-O | FRHSR09A3A-A | Mini-Splits | FRHSW09A3B | 16.1 | 28 | 12.5 |  |  |  | FALSE | FALSE | TRUE | 9000 | 6500 | 3.12 | 11089 | 2.75
205142789 |  | Live | Friedrich Air Conditioning | FRIEDRICH | Singlezone Non-Ducted, Wall Placement | 205142789 |  | HRCU-A-CB-O | FRHSR12A3A-A | Mini-Splits | FRHSW12A3B | 15.4 | 25 | 12 |  |  |  | TRUE | TRUE | TRUE | 12000 | 8000 | 3.17 | 13160 | 2.41
201903178 |  | Live | Bathica | WABBAN | Multizone All Non-Ducted | 201903178 |  | HMSV-A-CB | BBM30H4O | Non-Ducted Indoor Units |  | 12.5 | 21 | 11.5 |  |  |  | FALSE | FALSE | FALSE | 28400 | 18000 | 2.6 | 24000 | 3.13
206720384 |  | Live | Sunrise Tradex Corp | FORESTAIR | Multizone All Non-Ducted | 206720384 |  | HMSR-A-CB-O | FGH-30ES/MZ | Non-Ducted Indoor Units |  | 12.5 | 21 | 11.5 |  |  |  | FALSE | FALSE | FALSE | 28400 | 18000 | 2.6 | 24000 | 3.13
207642947 |  | Live | Carrier | WEATHERMAKER | Multizone Mix of Ducted and Non-Ducted | 207642947 |  | HMSV-A-CB | 38MGHBQ30DA3 | Mixed Ducted and Non-Ducted Indoor Units |  | 12.05 | 22.4 | 10.65 |  |  |  | TRUE | FALSE | FALSE | 30000 | 18200 | 2.79 | 27250 | 2.79
207642958 |  | Live | Carrier | WEATHERMAKER | Multizone All Ducted | 207642958 |  | HMSV-A-CB | 38MGRBQ48EA3 | Ducted Indoor Units |  | 10.1 | 20.5 | 11.5 |  |  |  | FALSE | FALSE | FALSE | 49000 | 30400 | 2.62 | 36000 | 2.62
207642955 |  | Live | Carrier | WEATHERMAKER | Multizone All Ducted | 207642955 |  | HMSV-A-CB | 38MGHBQ36DA3 | Ducted Indoor Units |  | 11.3 | 19 | 11 |  |  |  | TRUE | FALSE | FALSE | 36000 | 23000 | 2.52 | 32800 | 2.52
207642946 |  | Live | Carrier | WEATHERMAKER | Multizone All Ducted | 207642946 |  | HMSV-A-CB | 38MGHBQ30DA3 | Ducted Indoor Units |  | 11.6 | 19.8 | 10 |  |  |  | TRUE | FALSE | FALSE | 30000 | 19000 | 2.76 | 27000 | 2.75
207642926 |  | Live | Carrier | PAYNE | Multizone Mix of Ducted and Non-Ducted | 207642926 |  | HMSV-A-CB | 38MGHBQ30DA3 | Mixed Ducted and Non-Ducted Indoor Units |  | 12.05 | 22.4 | 10.65 |  |  |  | TRUE | FALSE | FALSE | 30000 | 18200 | 2.79 | 27250 | 2.79
207642937 |  | Live | Carrier | PAYNE | Multizone All Ducted | 207642937 |  | HMSV-A-CB | 38MGRBQ48EA3 | Ducted Indoor Units |  | 10.1 | 20.5 | 11.5 |  |  |  | FALSE | FALSE | FALSE | 49000 | 30400 | 2.62 | 36000 | 2.62
207642925 |  | Live | Carrier | PAYNE | Multizone All Ducted | 207642925 |  | HMSV-A-CB | 38MGHBQ30DA3 | Ducted Indoor Units |  | 11.6 | 19.8 | 10 |  |  |  | TRUE | FALSE | FALSE | 30000 | 19000 | 2.76 | 27000 | 2.75
207642934 |  | Live | Carrier | PAYNE | Multizone All Ducted | 207642934 |  | HMSV-A-CB | 38MGHBQ36DA3 | Ducted Indoor Units |  | 11.3 | 19 | 11 |  |  |  | TRUE | FALSE | FALSE | 36000 | 23000 | 2.52 | 32800 | 2.52
207642979 |  | Live | Carrier | MIDEA | Multizone All Ducted | 207642979 |  | HMSV-A-CB | 38MGRBQ48EA3 | Ducted Indoor Units |  | 10.1 | 20.5 | 11.5 |  |  |  | FALSE | FALSE | FALSE | 49000 | 30400 | 2.62 | 36000 | 2.62
207642968 |  | Live | Carrier | MIDEA | Multizone Mix of Ducted and Non-Ducted | 207642968 |  | HMSV-A-CB | 38MGHBQ30DA3 | Mixed Ducted and Non-Ducted Indoor Units |  | 12.05 | 22.4 | 10.65 |  |  |  | TRUE | FALSE | FALSE | 30000 | 18200 | 2.79 | 27250 | 2.79
207642976 |  | Live | Carrier | MIDEA | Multizone All Ducted | 207642976 |  | HMSV-A-CB | 38MGHBQ36DA3 | Ducted Indoor Units |  | 11.3 | 19 | 11 |  |  |  | TRUE | FALSE | FALSE | 36000 | 23000 | 2.52 | 32800 | 2.52
207642967 |  | Live | Carrier | MIDEA | Multizone All Ducted | 207642967 |  | HMSV-A-CB | 38MGHBQ30DA3 | Ducted Indoor Units |  | 11.6 | 19.8 | 10 |  |  |  | TRUE | FALSE | FALSE | 30000 | 19000 | 2.76 | 27000 | 2.75
207642905 |  | Live | Carrier | BRYANT | Multizone Mix of Ducted and Non-Ducted | 207642905 |  | HMSV-A-CB | 38MGHBQ30DA3 | Mixed Ducted and Non-Ducted Indoor Units |  | 12.05 | 22.4 | 10.65 |  |  |  | TRUE | FALSE | FALSE | 30000 | 18200 | 2.79 | 27250 | 2.79
207642916 |  | Live | Carrier | BRYANT | Multizone All Ducted | 207642916 |  | HMSV-A-CB | 38MGRBQ48EA3 | Ducted Indoor Units |  | 10.1 | 20.5 | 11.5 |  |  |  | FALSE | FALSE | FALSE | 49000 | 30400 | 2.62 | 36000 | 2.62
207642913 |  | Live | Carrier | BRYANT | Multizone All Ducted | 207642913 |  | HMSV-A-CB | 38MGHBQ36DA3 | Ducted Indoor Units |  | 11.3 | 19 | 11 |  |  |  | TRUE | FALSE | FALSE | 36000 | 23000 | 2.52 | 32800 | 2.52
207642904 |  | Live | Carrier | BRYANT | Multizone All Ducted | 207642904 |  | HMSV-A-CB | 38MGHBQ30DA3 | Ducted Indoor Units |  | 11.6 | 19.8 | 10 |  |  |  | TRUE | FALSE | FALSE | 30000 | 19000 | 2.76 | 27000 | 2.75
207642884 |  | Live | Carrier | CARRIER | Multizone Mix of Ducted and Non-Ducted | 207642884 |  | HMSV-A-CB | 38MGHBQ30DA3 | Mixed Ducted and Non-Ducted Indoor Units |  | 12.05 | 22.4 | 10.65 |  |  |  | TRUE | FALSE | FALSE | 30000 | 18200 | 2.79 | 27250 | 2.79
207642895 |  | Live | Carrier | CARRIER | Multizone All Ducted | 207642895 |  | HMSV-A-CB | 38MGRBQ48EA3 | Ducted Indoor Units |  | 10.1 | 20.5 | 11.5 |  |  |  | FALSE | FALSE | FALSE | 49000 | 30400 | 2.62 | 36000 | 2.62
207642892 |  | Live | Carrier | CARRIER | Multizone All Ducted | 207642892 |  | HMSV-A-CB | 38MGHBQ36DA3 | Ducted Indoor Units |  | 11.3 | 19 | 11 |  |  |  | TRUE | FALSE | FALSE | 36000 | 23000 | 2.52 | 32800 | 2.52
207642883 |  | Live | Carrier | CARRIER | Multizone All Ducted | 207642883 |  | HMSV-A-CB | 38MGHBQ30DA3 | Ducted Indoor Units |  | 11.6 | 19.8 | 10 |  |  |  | TRUE | FALSE | FALSE | 30000 | 19000 | 2.76 | 27000 | 2.75
207643137 |  | Live | Carrier | TEMPSTAR | Multizone All Non-Ducted | 207643137 |  | HMSV-A-CB | DLCMHBH24CAK | Non-Ducted Indoor Units |  | 12.5 | 23 | 10.2 |  |  |  | TRUE | TRUE | TRUE | 24000 | 13300 | 2.48 | 19800 | 2.8
207643142 |  | Live | Carrier | TEMPSTAR | Multizone Mix of Ducted and Non-Ducted | 207643142 |  | HMSV-A-CB | DLCMHBH30DAK | Mixed Ducted and Non-Ducted Indoor Units |  | 11.55 | 21.4 | 10.4 |  |  |  | TRUE | FALSE | FALSE | 30000 | 18700 | 2.87 | 27250 | 2.79
207643139 |  | Live | Carrier | TEMPSTAR | Multizone Mix of Ducted and Non-Ducted | 207643139 |  | HMSV-A-CB | DLCMHBH24CAK | Mixed Ducted and Non-Ducted Indoor Units |  | 12.5 | 22.05 | 10.35 |  |  |  | TRUE | TRUE | FALSE | 24000 | 15900 | 2.71 | 19900 | 2.84
207643153 |  | Live | Carrier | TEMPSTAR | Multizone All Ducted | 207643153 |  | HMSV-A-CB | DLCMRBH48EAK | Ducted Indoor Units |  | 10.1 | 20.5 | 11.5 |  |  |  | FALSE | FALSE | FALSE | 49000 | 30400 | 2.62 | 36000 | 2.62
207643150 |  | Live | Carrier | TEMPSTAR | Multizone All Ducted | 207643150 |  | HMSV-A-CB | DLCMHBH36DAK | Ducted Indoor Units |  | 11.3 | 19 | 11 |  |  |  | TRUE | FALSE | FALSE | 36000 | 23000 | 2.52 | 32800 | 2.52
207643141 |  | Live | Carrier | TEMPSTAR | Multizone All Ducted | 207643141 |  | HMSV-A-CB | DLCMHBH30DAK | Ducted Indoor Units |  | 11.6 | 19.8 | 10 |  |  |  | TRUE | FALSE | TRUE | 30000 | 19000 | 2.76 | 27000 | 2.75
207643138 |  | Live | Carrier | TEMPSTAR | Multizone All Ducted | 207643138 |  | HMSV-A-CB | DLCMHBH24CAK | Ducted Indoor Units |  | 12.5 | 21.1 | 10.5 |  |  |  | TRUE | TRUE | TRUE | 24000 | 18500 | 2.85 | 20000 | 2.85
207643158 |  | Live | Carrier | SMART COMFORT | Multizone All Non-Ducted | 207643158 |  | HMSV-A-CB | DLCMHBH24CAK | Non-Ducted Indoor Units |  | 12.5 | 23 | 10.2 |  |  |  | TRUE | TRUE | TRUE | 24000 | 13300 | 2.48 | 19800 | 2.8
207643163 |  | Live | Carrier | SMART COMFORT | Multizone Mix of Ducted and Non-Ducted | 207643163 |  | HMSV-A-CB | DLCMHBH30DAK | Mixed Ducted and Non-Ducted Indoor Units |  | 11.55 | 21.4 | 10.4 |  |  |  | TRUE | FALSE | FALSE | 30000 | 18700 | 2.87 | 27250 | 2.79
207643174 |  | Live | Carrier | SMART COMFORT | Multizone All Ducted | 207643174 |  | HMSV-A-CB | DLCMRBH48EAK | Ducted Indoor Units |  | 10.1 | 20.5 | 11.5 |  |  |  | FALSE | FALSE | FALSE | 49000 | 30400 | 2.62 | 36000 | 2.62
207643160 |  | Live | Carrier | SMART COMFORT | Multizone Mix of Ducted and Non-Ducted | 207643160 |  | HMSV-A-CB | DLCMHBH24CAK | Mixed Ducted and Non-Ducted Indoor Units |  | 12.5 | 22.05 | 10.35 |  |  |  | TRUE | TRUE | FALSE | 24000 | 15900 | 2.71 | 19900 | 2.84
207643171 |  | Live | Carrier | SMART COMFORT | Multizone All Ducted | 207643171 |  | HMSV-A-CB | DLCMHBH36DAK | Ducted Indoor Units |  | 11.3 | 19 | 11 |  |  |  | TRUE | FALSE | FALSE | 36000 | 23000 | 2.52 | 32800 | 2.52
207643162 |  | Live | Carrier | SMART COMFORT | Multizone All Ducted | 207643162 |  | HMSV-A-CB | DLCMHBH30DAK | Ducted Indoor Units |  | 11.6 | 19.8 | 10 |  |  |  | TRUE | FALSE | TRUE | 30000 | 19000 | 2.76 | 27000 | 2.75
207643159 |  | Live | Carrier | SMART COMFORT | Multizone All Ducted | 207643159 |  | HMSV-A-CB | DLCMHBH24CAK | Ducted Indoor Units |  | 12.5 | 21.1 | 10.5 |  |  |  | TRUE | TRUE | TRUE | 24000 | 18500 | 2.85 | 20000 | 2.85
207643116 |  | Live | Carrier | MIDEA | Multizone All Non-Ducted | 207643116 |  | HMSV-A-CB | DLCMHBH24CAK | Non-Ducted Indoor Units |  | 12.5 | 23 | 10.2 |  |  |  | TRUE | TRUE | TRUE | 24000 | 13300 | 2.48 | 19800 | 2.8
207643121 |  | Live | Carrier | MIDEA | Multizone Mix of Ducted and Non-Ducted | 207643121 |  | HMSV-A-CB | DLCMHBH30DAK | Mixed Ducted and Non-Ducted Indoor Units |  | 11.55 | 21.4 | 10.4 |  |  |  | TRUE | FALSE | FALSE | 30000 | 18700 | 2.87 | 27250 | 2.79
207643118 |  | Live | Carrier | MIDEA | Multizone Mix of Ducted and Non-Ducted | 207643118 |  | HMSV-A-CB | DLCMHBH24CAK | Mixed Ducted and Non-Ducted Indoor Units |  | 12.5 | 22.05 | 10.35 |  |  |  | TRUE | TRUE | FALSE | 24000 | 15900 | 2.71 | 19900 | 2.84
207643132 |  | Live | Carrier | MIDEA | Multizone All Ducted | 207643132 |  | HMSV-A-CB | DLCMRBH48EAK | Ducted Indoor Units |  | 10.1 | 20.5 | 11.5 |  |  |  | FALSE | FALSE | FALSE | 49000 | 30400 | 2.62 | 36000 | 2.62
207643129 |  | Live | Carrier | MIDEA | Multizone All Ducted | 207643129 |  | HMSV-A-CB | DLCMHBH36DAK | Ducted Indoor Units |  | 11.3 | 19 | 11 |  |  |  | TRUE | FALSE | FALSE | 36000 | 23000 | 2.52 | 32800 | 2.52
207643117 |  | Live | Carrier | MIDEA | Multizone All Ducted | 207643117 |  | HMSV-A-CB | DLCMHBH24CAK | Ducted Indoor Units |  | 12.5 | 21.1 | 10.5 |  |  |  | TRUE | TRUE | TRUE | 24000 | 18500 | 2.85 | 20000 | 2.85
207643120 |  | Live | Carrier | MIDEA | Multizone All Ducted | 207643120 |  | HMSV-A-CB | DLCMHBH30DAK | Ducted Indoor Units |  | 11.6 | 19.8 | 10 |  |  |  | TRUE | FALSE | TRUE | 30000 | 19000 | 2.76 | 27000 | 2.75
207643095 |  | Live | Carrier | KENMORE | Multizone All Non-Ducted | 207643095 |  | HMSV-A-CB | DLCMHBH24CAK | Non-Ducted Indoor Units |  | 12.5 | 23 | 10.2 |  |  |  | TRUE | TRUE | TRUE | 24000 | 13300 | 2.48 | 19800 | 2.8
207643100 |  | Live | Carrier | KENMORE | Multizone Mix of Ducted and Non-Ducted | 207643100 |  | HMSV-A-CB | DLCMHBH30DAK | Mixed Ducted and Non-Ducted Indoor Units |  | 11.55 | 21.4 | 10.4 |  |  |  | TRUE | FALSE | FALSE | 30000 | 18700 | 2.87 | 27250 | 2.79
207643097 |  | Live | Carrier | KENMORE | Multizone Mix of Ducted and Non-Ducted | 207643097 |  | HMSV-A-CB | DLCMHBH24CAK | Mixed Ducted and Non-Ducted Indoor Units |  | 12.5 | 22.05 | 10.35 |  |  |  | TRUE | TRUE | FALSE | 24000 | 15900 | 2.71 | 19900 | 2.84
207643099 |  | Live | Carrier | KENMORE | Multizone All Ducted | 207643099 |  | HMSV-A-CB | DLCMHBH30DAK | Ducted Indoor Units |  | 11.6 | 19.8 | 10 |  |  |  | TRUE | FALSE | TRUE | 30000 | 19000 | 2.76 | 27000 | 2.75
207643108 |  | Live | Carrier | KENMORE | Multizone All Ducted | 207643108 |  | HMSV-A-CB | DLCMHBH36DAK | Ducted Indoor Units |  | 11.3 | 19 | 11 |  |  |  | TRUE | FALSE | FALSE | 36000 | 23000 | 2.52 | 32800 | 2.52
207643111 |  | Live | Carrier | KENMORE | Multizone All Ducted | 207643111 |  | HMSV-A-CB | DLCMRBH48EAK | Ducted Indoor Units |  | 10.1 | 20.5 | 11.5 |  |  |  | FALSE | FALSE | FALSE | 49000 | 30400 | 2.62 | 36000 | 2.62
207643096 |  | Live | Carrier | KENMORE | Multizone All Ducted | 207643096 |  | HMSV-A-CB | DLCMHBH24CAK | Ducted Indoor Units |  | 12.5 | 21.1 | 10.5 |  |  |  | TRUE | TRUE | TRUE | 24000 | 18500 | 2.85 | 20000 | 2.85
207643074 |  | Live | Carrier | KEEPRITE | Multizone All Non-Ducted | 207643074 |  | HMSV-A-CB | DLCMHBH24CAK | Non-Ducted Indoor Units |  | 12.5 | 23 | 10.2 |  |  |  | TRUE | TRUE | TRUE | 24000 | 13300 | 2.48 | 19800 | 2.8
207643079 |  | Live | Carrier | KEEPRITE | Multizone Mix of Ducted and Non-Ducted | 207643079 |  | HMSV-A-CB | DLCMHBH30DAK | Mixed Ducted and Non-Ducted Indoor Units |  | 11.55 | 21.4 | 10.4 |  |  |  | TRUE | FALSE | FALSE | 30000 | 18700 | 2.87 | 27250 | 2.79
207643076 |  | Live | Carrier | KEEPRITE | Multizone Mix of Ducted and Non-Ducted | 207643076 |  | HMSV-A-CB | DLCMHBH24CAK | Mixed Ducted and Non-Ducted Indoor Units |  | 12.5 | 22.05 | 10.35 |  |  |  | TRUE | TRUE | FALSE | 24000 | 15900 | 2.71 | 19900 | 2.84
207643090 |  | Live | Carrier | KEEPRITE | Multizone All Ducted | 207643090 |  | HMSV-A-CB | DLCMRBH48EAK | Ducted Indoor Units |  | 10.1 | 20.5 | 11.5 |  |  |  | FALSE | FALSE | FALSE | 49000 | 30400 | 2.62 | 36000 | 2.62
207643087 |  | Live | Carrier | KEEPRITE | Multizone All Ducted | 207643087 |  | HMSV-A-CB | DLCMHBH36DAK | Ducted Indoor Units |  | 11.3 | 19 | 11 |  |  |  | TRUE | FALSE | FALSE | 36000 | 23000 | 2.52 | 32800 | 2.52
207643075 |  | Live | Carrier | KEEPRITE | Multizone All Ducted | 207643075 |  | HMSV-A-CB | DLCMHBH24CAK | Ducted Indoor Units |  | 12.5 | 21.1 | 10.5 |  |  |  | TRUE | TRUE | TRUE | 24000 | 18500 | 2.85 | 20000 | 2.85
207643078 |  | Live | Carrier | KEEPRITE | Multizone All Ducted | 207643078 |  | HMSV-A-CB | DLCMHBH30DAK | Ducted Indoor Units |  | 11.6 | 19.8 | 10 |  |  |  | TRUE | FALSE | TRUE | 30000 | 19000 | 2.76 | 27000 | 2.75
207643053 |  | Live | Carrier | HEIL | Multizone All Non-Ducted | 207643053 |  | HMSV-A-CB | DLCMHBH24CAK | Non-Ducted Indoor Units |  | 12.5 | 23 | 10.2 |  |  |  | TRUE | TRUE | TRUE | 24000 | 13300 | 2.48 | 19800 | 2.8
207643058 |  | Live | Carrier | HEIL | Multizone Mix of Ducted and Non-Ducted | 207643058 |  | HMSV-A-CB | DLCMHBH30DAK | Mixed Ducted and Non-Ducted Indoor Units |  | 11.55 | 21.4 | 10.4 |  |  |  | TRUE | FALSE | FALSE | 30000 | 18700 | 2.87 | 27250 | 2.79
207643055 |  | Live | Carrier | HEIL | Multizone Mix of Ducted and Non-Ducted | 207643055 |  | HMSV-A-CB | DLCMHBH24CAK | Mixed Ducted and Non-Ducted Indoor Units |  | 12.5 | 22.05 | 10.35 |  |  |  | TRUE | TRUE | FALSE | 24000 | 15900 | 2.71 | 19900 | 2.84
207643069 |  | Live | Carrier | HEIL | Multizone All Ducted | 207643069 |  | HMSV-A-CB | DLCMRBH48EAK | Ducted Indoor Units |  | 10.1 | 20.5 | 11.5 |  |  |  | FALSE | FALSE | FALSE | 49000 | 30400 | 2.62 | 36000 | 2.62
207643057 |  | Live | Carrier | HEIL | Multizone All Ducted | 207643057 |  | HMSV-A-CB | DLCMHBH30DAK | Ducted Indoor Units |  | 11.6 | 19.8 | 10 |  |  |  | TRUE | FALSE | TRUE | 30000 | 19000 | 2.76 | 27000 | 2.75
207643066 |  | Live | Carrier | HEIL | Multizone All Ducted | 207643066 |  | HMSV-A-CB | DLCMHBH36DAK | Ducted Indoor Units |  | 11.3 | 19 | 11 |  |  |  | TRUE | FALSE | FALSE | 36000 | 23000 | 2.52 | 32800 | 2.52
207643054 |  | Live | Carrier | HEIL | Multizone All Ducted | 207643054 |  | HMSV-A-CB | DLCMHBH24CAK | Ducted Indoor Units |  | 12.5 | 21.1 | 10.5 |  |  |  | TRUE | TRUE | TRUE | 24000 | 18500 | 2.85 | 20000 | 2.85
207643037 |  | Live | Carrier | DAY & NIGHT | Multizone Mix of Ducted and Non-Ducted | 207643037 |  | HMSV-A-CB | DLCMHBH30DAK | Mixed Ducted and Non-Ducted Indoor Units |  | 11.55 | 21.4 | 10.4 |  |  |  | TRUE | FALSE | FALSE | 30000 | 18700 | 2.87 | 27250 | 2.79
207643032 |  | Live | Carrier | DAY & NIGHT | Multizone All Non-Ducted | 207643032 |  | HMSV-A-CB | DLCMHBH24CAK | Non-Ducted Indoor Units |  | 12.5 | 23 | 10.2 |  |  |  | TRUE | TRUE | TRUE | 24000 | 13300 | 2.48 | 19800 | 2.8
207643034 |  | Live | Carrier | DAY & NIGHT | Multizone Mix of Ducted and Non-Ducted | 207643034 |  | HMSV-A-CB | DLCMHBH24CAK | Mixed Ducted and Non-Ducted Indoor Units |  | 12.5 | 22.05 | 10.35 |  |  |  | TRUE | TRUE | FALSE | 24000 | 15900 | 2.71 | 19900 | 2.84
207643045 |  | Live | Carrier | DAY & NIGHT | Multizone All Ducted | 207643045 |  | HMSV-A-CB | DLCMHBH36DAK | Ducted Indoor Units |  | 11.3 | 19 | 11 |  |  |  | TRUE | FALSE | FALSE | 36000 | 23000 | 2.52 | 32800 | 2.52
207643033 |  | Live | Carrier | DAY & NIGHT | Multizone All Ducted | 207643033 |  | HMSV-A-CB | DLCMHBH24CAK | Ducted Indoor Units |  | 12.5 | 21.1 | 10.5 |  |  |  | TRUE | TRUE | TRUE | 24000 | 18500 | 2.85 | 20000 | 2.85
207643048 |  | Live | Carrier | DAY & NIGHT | Multizone All Ducted | 207643048 |  | HMSV-A-CB | DLCMRBH48EAK | Ducted Indoor Units |  | 10.1 | 20.5 | 11.5 |  |  |  | FALSE | FALSE | FALSE | 49000 | 30400 | 2.62 | 36000 | 2.62
207643036 |  | Live | Carrier | DAY & NIGHT | Multizone All Ducted | 207643036 |  | HMSV-A-CB | DLCMHBH30DAK | Ducted Indoor Units |  | 11.6 | 19.8 | 10 |  |  |  | TRUE | FALSE | TRUE | 30000 | 19000 | 2.76 | 27000 | 2.75
207643011 |  | Live | Carrier | COMFORTMAKER | Multizone All Non-Ducted | 207643011 |  | HMSV-A-CB | DLCMHBH24CAK | Non-Ducted Indoor Units |  | 12.5 | 23 | 10.2 |  |  |  | TRUE | TRUE | TRUE | 24000 | 13300 | 2.48 | 19800 | 2.8
207643016 |  | Live | Carrier | COMFORTMAKER | Multizone Mix of Ducted and Non-Ducted | 207643016 |  | HMSV-A-CB | DLCMHBH30DAK | Mixed Ducted and Non-Ducted Indoor Units |  | 11.55 | 21.4 | 10.4 |  |  |  | TRUE | FALSE | FALSE | 30000 | 18700 | 2.87 | 27250 | 2.79
207643013 |  | Live | Carrier | COMFORTMAKER | Multizone Mix of Ducted and Non-Ducted | 207643013 |  | HMSV-A-CB | DLCMHBH24CAK | Mixed Ducted and Non-Ducted Indoor Units |  | 12.5 | 22.05 | 10.35 |  |  |  | TRUE | TRUE | FALSE | 24000 | 15900 | 2.71 | 19900 | 2.84
207643027 |  | Live | Carrier | COMFORTMAKER | Multizone All Ducted | 207643027 |  | HMSV-A-CB | DLCMRBH48EAK | Ducted Indoor Units |  | 10.1 | 20.5 | 11.5 |  |  |  | FALSE | FALSE | FALSE | 49000 | 30400 | 2.62 | 36000 | 2.62
207643024 |  | Live | Carrier | COMFORTMAKER | Multizone All Ducted | 207643024 |  | HMSV-A-CB | DLCMHBH36DAK | Ducted Indoor Units |  | 11.3 | 19 | 11 |  |  |  | TRUE | FALSE | FALSE | 36000 | 23000 | 2.52 | 32800 | 2.52
207643015 |  | Live | Carrier | COMFORTMAKER | Multizone All Ducted | 207643015 |  | HMSV-A-CB | DLCMHBH30DAK | Ducted Indoor Units |  | 11.6 | 19.8 | 10 |  |  |  | TRUE | FALSE | TRUE | 30000 | 19000 | 2.76 | 27000 | 2.75
207643012 |  | Live | Carrier | COMFORTMAKER | Multizone All Ducted | 207643012 |  | HMSV-A-CB | DLCMHBH24CAK | Ducted Indoor Units |  | 12.5 | 21.1 | 10.5 |  |  |  | TRUE | TRUE | TRUE | 24000 | 18500 | 2.85 | 20000 | 2.85
207642990 |  | Live | Carrier | ARCOAIRE | Multizone All Non-Ducted | 207642990 |  | HMSV-A-CB | DLCMHBH24CAK | Non-Ducted Indoor Units |  | 12.5 | 23 | 10.2 |  |  |  | TRUE | TRUE | TRUE | 24000 | 13300 | 2.48 | 19800 | 2.8
207642992 |  | Live | Carrier | ARCOAIRE | Multizone Mix of Ducted and Non-Ducted | 207642992 |  | HMSV-A-CB | DLCMHBH24CAK | Mixed Ducted and Non-Ducted Indoor Units |  | 12.5 | 22.05 | 10.35 |  |  |  | TRUE | TRUE | FALSE | 24000 | 15900 | 2.71 | 19900 | 2.84
207643006 |  | Live | Carrier | ARCOAIRE | Multizone All Ducted | 207643006 |  | HMSV-A-CB | DLCMRBH48EAK | Ducted Indoor Units |  | 10.1 | 20.5 | 11.5 |  |  |  | FALSE | FALSE | FALSE | 49000 | 30400 | 2.62 | 36000 | 2.62
207642995 |  | Live | Carrier | ARCOAIRE | Multizone Mix of Ducted and Non-Ducted | 207642995 |  | HMSV-A-CB | DLCMHBH30DAK | Mixed Ducted and Non-Ducted Indoor Units |  | 11.55 | 21.4 | 10.4 |  |  |  | TRUE | FALSE | FALSE | 30000 | 18700 | 2.87 | 27250 | 2.79
207642994 |  | Live | Carrier | ARCOAIRE | Multizone All Ducted | 207642994 |  | HMSV-A-CB | DLCMHBH30DAK | Ducted Indoor Units |  | 11.6 | 19.8 | 10 |  |  |  | TRUE | FALSE | TRUE | 30000 | 19000 | 2.76 | 27000 | 2.75
207642991 |  | Live | Carrier | ARCOAIRE | Multizone All Ducted | 207642991 |  | HMSV-A-CB | DLCMHBH24CAK | Ducted Indoor Units |  | 12.5 | 21.1 | 10.5 |  |  |  | TRUE | TRUE | TRUE | 24000 | 18500 | 2.85 | 20000 | 2.85
207643003 |  | Live | Carrier | ARCOAIRE | Multizone All Ducted | 207643003 |  | HMSV-A-CB | DLCMHBH36DAK | Ducted Indoor Units |  | 11.3 | 19 | 11 |  |  |  | TRUE | FALSE | FALSE | 36000 | 23000 | 2.52 | 32800 | 2.52
207643179 |  | Live | Carrier | AIRQUEST | Multizone All Non-Ducted | 207643179 |  | HMSV-A-CB | DLCMHBH24CAK | Non-Ducted Indoor Units |  | 12.5 | 23 | 10.2 |  |  |  | TRUE | TRUE | TRUE | 24000 | 13300 | 2.48 | 19800 | 2.8
207643184 |  | Live | Carrier | AIRQUEST | Multizone Mix of Ducted and Non-Ducted | 207643184 |  | HMSV-A-CB | DLCMHBH30DAK | Mixed Ducted and Non-Ducted Indoor Units |  | 11.55 | 21.4 | 10.4 |  |  |  | TRUE | FALSE | FALSE | 30000 | 18700 | 2.87 | 27250 | 2.79
207643195 |  | Live | Carrier | AIRQUEST | Multizone All Ducted | 207643195 |  | HMSV-A-CB | DLCMRBH48EAK | Ducted Indoor Units |  | 10.1 | 20.5 | 11.5 |  |  |  | FALSE | FALSE | FALSE | 49000 | 30400 | 2.62 | 36000 | 2.62
207643192 |  | Live | Carrier | AIRQUEST | Multizone All Ducted | 207643192 |  | HMSV-A-CB | DLCMHBH36DAK | Ducted Indoor Units |  | 11.3 | 19 | 11 |  |  |  | TRUE | FALSE | FALSE | 36000 | 23000 | 2.52 | 32800 | 2.52
207643181 |  | Live | Carrier | AIRQUEST | Multizone Mix of Ducted and Non-Ducted | 207643181 |  | HMSV-A-CB | DLCMHBH24CAK | Mixed Ducted and Non-Ducted Indoor Units |  | 12.5 | 22.05 | 10.35 |  |  |  | TRUE | TRUE | FALSE | 24000 | 15900 | 2.71 | 19900 | 2.84
207643183 |  | Live | Carrier | AIRQUEST | Multizone All Ducted | 207643183 |  | HMSV-A-CB | DLCMHBH30DAK | Ducted Indoor Units |  | 11.6 | 19.8 | 10 |  |  |  | TRUE | FALSE | TRUE | 30000 | 19000 | 2.76 | 27000 | 2.75
207643180 |  | Live | Carrier | AIRQUEST | Multizone All Ducted | 207643180 |  | HMSV-A-CB | DLCMHBH24CAK | Ducted Indoor Units |  | 12.5 | 21.1 | 10.5 |  |  |  | TRUE | TRUE | TRUE | 24000 | 18500 | 2.85 | 20000 | 2.85
207348705 |  | Live | Mitsubishi Electric Trane | TRANE / MITSUBISHI ELECTRIC | Multizone Mix of Ducted and Non-Ducted | 207348705 |  | HMSV-A-CB | NTXMPH24A132** | Mixed Ducted and Non-Ducted Indoor Units |  | 11.75 | 17.25 | 9.5 |  |  |  | FALSE | FALSE | FALSE | 22800 | 14000 | 2.52 | 24800 | 1.98
207348704 |  | Live | Mitsubishi Electric Trane | TRANE / MITSUBISHI ELECTRIC | Multizone Mix of Ducted and Non-Ducted | 207348704 |  | HMSV-A-CB | NTXMPH20A122** | Mixed Ducted and Non-Ducted Indoor Units |  | 12.25 | 16 | 10 |  |  |  | FALSE | FALSE | FALSE | 19000 | 13700 | 2.64 | 22000 | 2.05
207342934 |  | Live | Mitsubishi Electric Trane | TRANE / MITSUBISHI ELECTRIC | Multizone All Ducted | 207342934 |  | HMSV-A-CB | NTXMMX36A142** | Ducted Indoor Units |  | 8.7 | 16 | 10 |  |  |  | FALSE | FALSE | FALSE | 34400 | 20200 | 2.24 | 26600 | 2.2
207348706 |  | Live | Mitsubishi Electric Trane | TRANE / MITSUBISHI ELECTRIC | Multizone Mix of Ducted and Non-Ducted | 207348706 |  | HMSV-A-CB | NTXMPH30A132** | Mixed Ducted and Non-Ducted Indoor Units |  | 11.4 | 17 | 10.5 |  |  |  | FALSE | FALSE | FALSE | 27800 | 17200 | 2.53 | 28100 | 1.95
207348702 |  | Live | Mitsubishi Electric Trane | TRANE / MITSUBISHI ELECTRIC | Multizone Mix of Ducted and Non-Ducted | 207348702 |  | HMSV-A-CB | NTXMMX36A142** | Mixed Ducted and Non-Ducted Indoor Units |  | 9.05 | 17.6 | 10.5 |  |  |  | FALSE | FALSE | FALSE | 34800 | 21200 | 2.52 | 26600 | 2.23
207348701 |  | Live | Mitsubishi Electric Trane | TRANE / MITSUBISHI ELECTRIC | Multizone Mix of Ducted and Non-Ducted | 207348701 |  | HMSV-A-CB | NTXMMX30A132** | Mixed Ducted and Non-Ducted Indoor Units |  | 10.3 | 17.6 | 10.5 |  |  |  | FALSE | FALSE | FALSE | 27800 | 15500 | 2.48 | 21000 | 2.21
207342930 |  | Live | Mitsubishi Electric Trane | TRANE / MITSUBISHI ELECTRIC | Multizone All Ducted | 207342930 |  | HMSV-A-CB | NTXMMX24A132** | Ducted Indoor Units |  | 11.2 | 16 | 9 |  |  |  | FALSE | FALSE | FALSE | 23600 | 14000 | 2.63 | 19600 | 2.35
207342933 |  | Live | Mitsubishi Electric Trane | TRANE / MITSUBISHI ELECTRIC | Multizone All Ducted | 207342933 |  | HMSV-A-CB | NTXMMX30A132** | Ducted Indoor Units |  | 10 | 16.2 | 10 |  |  |  | FALSE | FALSE | FALSE | 27400 | 15100 | 2.33 | 21000 | 2.18
207348700 |  | Live | Mitsubishi Electric Trane | TRANE / MITSUBISHI ELECTRIC | Multizone Mix of Ducted and Non-Ducted | 207348700 |  | HMSV-A-CB | NTXMMX24A132** | Mixed Ducted and Non-Ducted Indoor Units |  | 12.4 | 18 | 9.5 |  |  |  | FALSE | FALSE | FALSE | 22800 | 14000 | 2.75 | 19600 | 2.29
207348699 |  | Live | Mitsubishi Electric Trane | TRANE / MITSUBISHI ELECTRIC | Multizone Mix of Ducted and Non-Ducted | 207348699 |  | HMSV-A-CB | NTXMMX20A122** | Mixed Ducted and Non-Ducted Indoor Units |  | 11.35 | 18 | 9.5 |  |  |  | FALSE | FALSE | FALSE | 19000 | 13000 | 2.89 | 15000 | 2.47
206328183 |  | Live | Mitsubishi Electric Trane | AMERICAN STANDARD / MITSUBISHI ELECTRIC | Singlezone Ducted, Compact Ducted | 206328183 |  | HRCU-A-CB | NAXSKH36A112AA | Mini-Splits | PEAD-A36AA7 | 12.5 | 15 | 9 |  |  |  | FALSE | FALSE | FALSE | 33000 | 25400 | 2.51 | 37000 | 2.17
207342928 |  | Live | Mitsubishi Electric Trane | TRANE / MITSUBISHI ELECTRIC | Multizone All Ducted | 207342928 |  | HMSV-A-CB | NTXMMX20A122** | Ducted Indoor Units |  | 10 | 16 | 9 |  |  |  | FALSE | FALSE | FALSE | 20000 | 12500 | 2.71 | 14500 | 2.35
206374558 |  | Live | Mitsubishi Electric Trane | AMERICAN STANDARD / MITSUBISHI ELECTRIC | Singlezone Ducted, Compact Ducted | 206374558 |  | HRCU-A-CB | NAXSKH30A112AA | Mini-Splits | TPEADA0301AA70A | 12.5 | 15 | 9 |  |  |  | FALSE | FALSE | FALSE | 33000 | 25400 | 2.51 | 37000 | 2.17
207641303 |  | Live | Midea Electric Trading | BLUERIDGE | Singlezone Non-Ducted, Floor Placement | 207641303 |  | HRCU-A-CB-O | BMY60UC | Mini-Splits | BM60MFCC | 9.8 | 18 | 10.5 |  |  |  | FALSE | FALSE | FALSE | 54000 | 35000 | 2.49 | 34945 | 2.04
206315638 |  | Live | Midea Electric Trading | ACIQ | Singlezone Ducted, Centrally Ducted | 206315638 |  | HRCU-A-CB | ACIQ-36-HP | Mini-Splits | ACIQ-36-AH | 8.5 | 16.5 | 10.4 |  |  |  | FALSE | FALSE | FALSE | 36000 | 25000 | 2.45 | 27360 | 2.37
206315639 |  | Live | Midea Electric Trading | ACIQ | Singlezone Ducted, Centrally Ducted | 206315639 |  | HRCU-A-CB | ACIQ-48-HP | Mini-Splits | ACIQ-48-AH | 8.2 | 16 | 9.5 |  |  |  | FALSE | FALSE | FALSE | 48000 | 36000 | 2.3 | 35597 | 2.24
206315648 |  | Live | Midea Electric Trading | 1HVAC | Singlezone Ducted, Centrally Ducted | 206315648 |  | HRCU-A-CB | ACIQ-48-HP | Mini-Splits | ACIQ-48-AH | 8.2 | 16 | 9.5 |  |  |  | FALSE | FALSE | FALSE | 48000 | 36000 | 2.3 | 35597 | 2.24
206315647 |  | Live | Midea Electric Trading | 1HVAC | Singlezone Ducted, Centrally Ducted | 206315647 |  | HRCU-A-CB | ACIQ-36-HP | Mini-Splits | ACIQ-36-AH | 8.5 | 16.5 | 10.4 |  |  |  | FALSE | FALSE | FALSE | 36000 | 25000 | 2.45 | 27360 | 2.37
206315629 |  | Live | Midea Electric Trading | DIYCOOL | Singlezone Ducted, Centrally Ducted | 206315629 |  | HRCU-A-CB | ACIQ-36-HP | Mini-Splits | ACIQ-36-AH | 8.5 | 16.5 | 10.4 |  |  |  | FALSE | FALSE | FALSE | 36000 | 25000 | 2.45 | 27360 | 2.37
206315630 |  | Live | Midea Electric Trading | DIYCOOL | Singlezone Ducted, Centrally Ducted | 206315630 |  | HRCU-A-CB | ACIQ-48-HP | Mini-Splits | ACIQ-48-AH | 8.2 | 16 | 9.5 |  |  |  | FALSE | FALSE | FALSE | 48000 | 36000 | 2.3 | 35597 | 2.24
208106685 |  | Live | Lennox Industries | AIREASE | Singlezone Non-Ducted, Ceiling Placement | 208106685 |  | HRCU-A-CB-O | 4DHP2S18S-1P | Mini-Splits | D22C118S4-1P | 12.5 | 20.5 | 11 |  |  |  | TRUE | FALSE | TRUE | 16000 | 12000 | 2.51 | 14200 | 2.17
208106686 |  | Live | Lennox Industries | AIREASE | Singlezone Non-Ducted, Wall Placement | 208106686 |  | HRCU-A-CB-O | 4DHP2S24S-1P | Mini-Splits | D33C224S4-1P | 12.5 | 20.7 | 10 |  |  |  | TRUE | TRUE | TRUE | 24000 | 15600 | 2.86 | 18680 | 2.28
208106765 |  | Live | Lennox Industries | AIREASE | Singlezone Ducted, Compact Ducted | 208106765 |  | HRCU-A-CB | 4DHP2S48S-1P | Mini-Splits | DMD248S4-2P | 9.2 | 17.4 | 10.3 |  |  |  | FALSE | FALSE | FALSE | 48000 | 29000 | 2.5 | 41070 | 2.32
208106763 |  | Live | Lennox Industries | AIREASE | Singlezone Non-Ducted, Wall Placement | 208106763 |  | HRCU-A-CB-O | 4DHP2S48S-1P | Mini-Splits | D33C248S4-1P | 9.5 | 17.8 | 11 |  |  |  | FALSE | FALSE | TRUE | 48000 | 28000 | 1.8 | 37904 | 2.22
208106764 |  | Live | Lennox Industries | AIREASE | Singlezone Ducted, Compact Ducted | 208106764 |  | HRCU-A-CB | 4DHP2S36S-1P | Mini-Splits | DMD236S4-2P | 9 | 16.7 | 11.5 |  |  |  | FALSE | FALSE | FALSE | 36000 | 27000 | 2.6 | 27020 | 2.31
208106762 |  | Live | Lennox Industries | AIREASE | Singlezone Non-Ducted, Wall Placement | 208106762 |  | HRCU-A-CB-O | 4DHP2S36S-1P | Mini-Splits | D33C236S4-1P | 9 | 18.2 | 10.6 |  |  |  | FALSE | FALSE | FALSE | 36000 | 23000 | 1.9 | 25338 | 2.37
208106689 |  | Live | Lennox Industries | AIREASE | Singlezone Ducted, Compact Ducted | 208106689 |  | HRCU-A-CB | 4DHP2S24S-1P | Mini-Splits | DMD224S4-1P | 12.6 | 21.5 | 11.2 |  |  |  | TRUE | TRUE | TRUE | 24000 | 13500 | 2.59 | 22600 | 2.63
208106658 |  | Live | Lennox Industries | ALLIED | Singlezone Non-Ducted, Ceiling Placement | 208106658 |  | HRCU-A-CB-O | 4DHP2S18S-1P | Mini-Splits | D22C118S4-1P | 12.5 | 20.5 | 11 |  |  |  | TRUE | FALSE | TRUE | 16000 | 12000 | 2.51 | 14200 | 2.17
208106659 |  | Live | Lennox Industries | ALLIED | Singlezone Non-Ducted, Wall Placement | 208106659 |  | HRCU-A-CB-O | 4DHP2S24S-1P | Mini-Splits | D33C224S4-1P | 12.5 | 20.7 | 10 |  |  |  | TRUE | TRUE | TRUE | 24000 | 15600 | 2.86 | 18680 | 2.28
208106760 |  | Live | Lennox Industries | ALLIED | Singlezone Ducted, Compact Ducted | 208106760 |  | HRCU-A-CB | 4DHP2S48S-1P | Mini-Splits | DMD248S4-2P | 9.2 | 17.4 | 10.3 |  |  |  | FALSE | FALSE | FALSE | 48000 | 29000 | 2.5 | 41070 | 2.32
208106759 |  | Live | Lennox Industries | ALLIED | Singlezone Ducted, Compact Ducted | 208106759 |  | HRCU-A-CB | 4DHP2S36S-1P | Mini-Splits | DMD236S4-2P | 9 | 16.7 | 11.5 |  |  |  | FALSE | FALSE | FALSE | 36000 | 27000 | 2.6 | 27020 | 2.31
208106758 |  | Live | Lennox Industries | ALLIED | Singlezone Non-Ducted, Wall Placement | 208106758 |  | HRCU-A-CB-O | 4DHP2S48S-1P | Mini-Splits | D33C248S4-1P | 9.5 | 17.8 | 11 |  |  |  | FALSE | FALSE | TRUE | 48000 | 28000 | 1.8 | 37904 | 2.22
208106757 |  | Live | Lennox Industries | ALLIED | Singlezone Non-Ducted, Wall Placement | 208106757 |  | HRCU-A-CB-O | 4DHP2S36S-1P | Mini-Splits | D33C236S4-1P | 9 | 18.2 | 10.6 |  |  |  | FALSE | FALSE | FALSE | 36000 | 23000 | 1.9 | 25338 | 2.37
208106662 |  | Live | Lennox Industries | ALLIED | Singlezone Ducted, Compact Ducted | 208106662 |  | HRCU-A-CB | 4DHP2S24S-1P | Mini-Splits | DMD224S4-1P | 12.6 | 21.5 | 11.2 |  |  |  | TRUE | TRUE | TRUE | 24000 | 13500 | 2.59 | 22600 | 2.63
208106676 |  | Live | Lennox Industries | ARMSTRONG AIR | Singlezone Non-Ducted, Ceiling Placement | 208106676 |  | HRCU-A-CB-O | 4DHP2S18S-1P | Mini-Splits | D22C118S4-1P | 12.5 | 20.5 | 11 |  |  |  | TRUE | FALSE | TRUE | 16000 | 12000 | 2.51 | 14200 | 2.17
208106677 |  | Live | Lennox Industries | ARMSTRONG AIR | Singlezone Non-Ducted, Wall Placement | 208106677 |  | HRCU-A-CB-O | 4DHP2S24S-1P | Mini-Splits | D33C224S4-1P | 12.5 | 20.7 | 10 |  |  |  | TRUE | TRUE | TRUE | 24000 | 15600 | 2.86 | 18680 | 2.28
208106770 |  | Live | Lennox Industries | ARMSTRONG AIR | Singlezone Ducted, Compact Ducted | 208106770 |  | HRCU-A-CB | 4DHP2S48S-1P | Mini-Splits | DMD248S4-2P | 9.2 | 17.4 | 10.3 |  |  |  | FALSE | FALSE | FALSE | 48000 | 29000 | 2.5 | 41070 | 2.32
208106768 |  | Live | Lennox Industries | ARMSTRONG AIR | Singlezone Non-Ducted, Wall Placement | 208106768 |  | HRCU-A-CB-O | 4DHP2S48S-1P | Mini-Splits | D33C248S4-1P | 9.5 | 17.8 | 11 |  |  |  | FALSE | FALSE | TRUE | 48000 | 28000 | 1.8 | 37904 | 2.22
208106769 |  | Live | Lennox Industries | ARMSTRONG AIR | Singlezone Ducted, Compact Ducted | 208106769 |  | HRCU-A-CB | 4DHP2S36S-1P | Mini-Splits | DMD236S4-2P | 9 | 16.7 | 11.5 |  |  |  | FALSE | FALSE | FALSE | 36000 | 27000 | 2.6 | 27020 | 2.31
208106767 |  | Live | Lennox Industries | ARMSTRONG AIR | Singlezone Non-Ducted, Wall Placement | 208106767 |  | HRCU-A-CB-O | 4DHP2S36S-1P | Mini-Splits | D33C236S4-1P | 9 | 18.2 | 10.6 |  |  |  | FALSE | FALSE | FALSE | 36000 | 23000 | 1.9 | 25338 | 2.37
208106680 |  | Live | Lennox Industries | ARMSTRONG AIR | Singlezone Ducted, Compact Ducted | 208106680 |  | HRCU-A-CB | 4DHP2S24S-1P | Mini-Splits | DMD224S4-1P | 12.6 | 21.5 | 11.2 |  |  |  | TRUE | TRUE | TRUE | 24000 | 13500 | 2.59 | 22600 | 2.63
208106695 |  | Live | Lennox Industries | CONCORD | Singlezone Non-Ducted, Wall Placement | 208106695 |  | HRCU-A-CB-O | 4DHP2S24S-1P | Mini-Splits | D33C224S4-1P | 12.5 | 20.7 | 10 |  |  |  | TRUE | TRUE | TRUE | 24000 | 15600 | 2.86 | 18680 | 2.28
208106694 |  | Live | Lennox Industries | CONCORD | Singlezone Non-Ducted, Ceiling Placement | 208106694 |  | HRCU-A-CB-O | 4DHP2S18S-1P | Mini-Splits | D22C118S4-1P | 12.5 | 20.5 | 11 |  |  |  | TRUE | FALSE | TRUE | 16000 | 12000 | 2.51 | 14200 | 2.17
208106773 |  | Live | Lennox Industries | CONCORD | Singlezone Non-Ducted, Wall Placement | 208106773 |  | HRCU-A-CB-O | 4DHP2S48S-1P | Mini-Splits | D33C248S4-1P | 9.5 | 17.8 | 11 |  |  |  | FALSE | FALSE | TRUE | 48000 | 28000 | 1.8 | 37904 | 2.22
208106775 |  | Live | Lennox Industries | CONCORD | Singlezone Ducted, Compact Ducted | 208106775 |  | HRCU-A-CB | 4DHP2S48S-1P | Mini-Splits | DMD248S4-2P | 9.2 | 17.4 | 10.3 |  |  |  | FALSE | FALSE | FALSE | 48000 | 29000 | 2.5 | 41070 | 2.32
208106774 |  | Live | Lennox Industries | CONCORD | Singlezone Ducted, Compact Ducted | 208106774 |  | HRCU-A-CB | 4DHP2S36S-1P | Mini-Splits | DMD236S4-2P | 9 | 16.7 | 11.5 |  |  |  | FALSE | FALSE | FALSE | 36000 | 27000 | 2.6 | 27020 | 2.31
208106772 |  | Live | Lennox Industries | CONCORD | Singlezone Non-Ducted, Wall Placement | 208106772 |  | HRCU-A-CB-O | 4DHP2S36S-1P | Mini-Splits | D33C236S4-1P | 9 | 18.2 | 10.6 |  |  |  | FALSE | FALSE | FALSE | 36000 | 23000 | 1.9 | 25338 | 2.37
208106698 |  | Live | Lennox Industries | CONCORD | Singlezone Ducted, Compact Ducted | 208106698 |  | HRCU-A-CB | 4DHP2S24S-1P | Mini-Splits | DMD224S4-1P | 12.6 | 21.5 | 11.2 |  |  |  | TRUE | TRUE | TRUE | 24000 | 13500 | 2.59 | 22600 | 2.63
208106667 |  | Live | Lennox Industries | DUCANE | Singlezone Non-Ducted, Ceiling Placement | 208106667 |  | HRCU-A-CB-O | 4DHP2S18S-1P | Mini-Splits | D22C118S4-1P | 12.5 | 20.5 | 11 |  |  |  | TRUE | FALSE | TRUE | 16000 | 12000 | 2.51 | 14200 | 2.17
208106668 |  | Live | Lennox Industries | DUCANE | Singlezone Non-Ducted, Wall Placement | 208106668 |  | HRCU-A-CB-O | 4DHP2S24S-1P | Mini-Splits | D33C224S4-1P | 12.5 | 20.7 | 10 |  |  |  | TRUE | TRUE | TRUE | 24000 | 15600 | 2.86 | 18680 | 2.28
208106780 |  | Live | Lennox Industries | DUCANE | Singlezone Ducted, Compact Ducted | 208106780 |  | HRCU-A-CB | 4DHP2S48S-1P | Mini-Splits | DMD248S4-2P | 9.2 | 17.4 | 10.3 |  |  |  | FALSE | FALSE | FALSE | 48000 | 29000 | 2.5 | 41070 | 2.32
208106778 |  | Live | Lennox Industries | DUCANE | Singlezone Non-Ducted, Wall Placement | 208106778 |  | HRCU-A-CB-O | 4DHP2S48S-1P | Mini-Splits | D33C248S4-1P | 9.5 | 17.8 | 11 |  |  |  | FALSE | FALSE | TRUE | 48000 | 28000 | 1.8 | 37904 | 2.22
208106777 |  | Live | Lennox Industries | DUCANE | Singlezone Non-Ducted, Wall Placement | 208106777 |  | HRCU-A-CB-O | 4DHP2S36S-1P | Mini-Splits | D33C236S4-1P | 9 | 18.2 | 10.6 |  |  |  | FALSE | FALSE | FALSE | 36000 | 23000 | 1.9 | 25338 | 2.37
208106779 |  | Live | Lennox Industries | DUCANE | Singlezone Ducted, Compact Ducted | 208106779 |  | HRCU-A-CB | 4DHP2S36S-1P | Mini-Splits | DMD236S4-2P | 9 | 16.7 | 11.5 |  |  |  | FALSE | FALSE | FALSE | 36000 | 27000 | 2.6 | 27020 | 2.31
208106671 |  | Live | Lennox Industries | DUCANE | Singlezone Ducted, Compact Ducted | 208106671 |  | HRCU-A-CB | 4DHP2S24S-1P | Mini-Splits | DMD224S4-1P | 12.6 | 21.5 | 11.2 |  |  |  | TRUE | TRUE | TRUE | 24000 | 13500 | 2.59 | 22600 | 2.63
205355577 |  | Live | Midea Electric Trading | AC PRO.COM | Singlezone Ducted, Centrally Ducted | 205355577 |  | HRCU-A-CB | AOD30U-36HFN1-MP0 | Mini-Splits | AVB-36HWFN1-M | 8.5 | 16.5 | 10.4 |  |  |  | FALSE | FALSE | FALSE | 36000 | 25000 | 2.45 | 27360 | 2.37
205355578 |  | Live | Midea Electric Trading | AC PRO.COM | Singlezone Ducted, Centrally Ducted | 205355578 |  | HRCU-A-CB | AOE30U-48HFN1-MP0 | Mini-Splits | AVB-48HWFN1-M | 8.2 | 16 | 9.5 |  |  |  | FALSE | FALSE | FALSE | 48000 | 36000 | 2.3 | 35597 | 2.24
206330209 |  | Live | INNOVAIR | INNOVAIR | Singlezone Non-Ducted, Wall Placement | 206330209 |  | HRCU-A-CB-O | EIN18H2V32(O) | Mini-Splits | EIN18H2V32(I) | 13.5 | 24.5 | 12 |  |  |  | FALSE | TRUE | TRUE | 18000 | 14200 | 2.16 | 23000 | 3.12
206330207 |  | Live | INNOVAIR | INNOVAIR | Singlezone Non-Ducted, Wall Placement | 206330207 |  | HRCU-A-CB-O | EIN10H2V32(O) | Mini-Splits | EIN10H2V32(I) | 16.5 | 38 | 15 |  |  |  | TRUE | TRUE | TRUE | 9000 | 5600 | 2.88 | 14610 | 2.41
208106860 |  | Live | INNOVAIR | INNOVAIR | Singlezone Ducted, Centrally Ducted | 208106860 |  | HRCU-A-CB-O | SEV30H2R19 | Ducted Indoor Units | DEV30H2R19 | 10.9 | 19.5 | 10.3 |  |  |  | FALSE | FALSE | FALSE | 30000 | 19000 | 2.34 | 22030 | 2.21
206188333 |  | Live | Carrier | TEMPSTAR | Singlezone Ducted, Centrally Ducted | 206188333 |  | HRCU-A-CB | DLCLRBH36AAK | Mini-Splits | DLFLDAH36XAK | 9 | 16.7 | 11.5 |  |  |  | FALSE | FALSE | FALSE | 36000 | 27000 | 2.65 | 28840 | 2.67
206188319 |  | Live | Carrier | KENMORE | Singlezone Ducted, Centrally Ducted | 206188319 |  | HRCU-A-CB | DLCLRBH36AAK | Mini-Splits | DLFLDAH36XAK | 9 | 16.7 | 11.5 |  |  |  | FALSE | FALSE | FALSE | 36000 | 27000 | 2.65 | 28840 | 2.67
206188312 |  | Live | Carrier | KEEPRITE | Singlezone Ducted, Centrally Ducted | 206188312 |  | HRCU-A-CB | DLCLRBH36AAK | Mini-Splits | DLFLDAH36XAK | 9 | 16.7 | 11.5 |  |  |  | FALSE | FALSE | FALSE | 36000 | 27000 | 2.65 | 28840 | 2.67
206188347 |  | Live | Carrier | SMART COMFORT | Singlezone Ducted, Centrally Ducted | 206188347 |  | HRCU-A-CB | DLCLRBH36AAK | Mini-Splits | DLFLDAH36XAK | 9 | 16.7 | 11.5 |  |  |  | FALSE | FALSE | FALSE | 36000 | 27000 | 2.65 | 28840 | 2.67
206188305 |  | Live | Carrier | HEIL | Singlezone Ducted, Centrally Ducted | 206188305 |  | HRCU-A-CB | DLCLRBH36AAK | Mini-Splits | DLFLDAH36XAK | 9 | 16.7 | 11.5 |  |  |  | FALSE | FALSE | FALSE | 36000 | 27000 | 2.65 | 28840 | 2.67
206188326 |  | Live | Carrier | MIDEA | Singlezone Ducted, Centrally Ducted | 206188326 |  | HRCU-A-CB | DLCLRBH36AAK | Mini-Splits | DLFLDAH36XAK | 9 | 16.7 | 11.5 |  |  |  | FALSE | FALSE | FALSE | 36000 | 27000 | 2.65 | 28840 | 2.67
206188298 |  | Live | Carrier | DAY & NIGHT | Singlezone Ducted, Centrally Ducted | 206188298 |  | HRCU-A-CB | DLCLRBH36AAK | Mini-Splits | DLFLDAH36XAK | 9 | 16.7 | 11.5 |  |  |  | FALSE | FALSE | FALSE | 36000 | 27000 | 2.65 | 28840 | 2.67
206188284 |  | Live | Carrier | ARCOAIRE | Singlezone Ducted, Centrally Ducted | 206188284 |  | HRCU-A-CB | DLCLRBH36AAK | Mini-Splits | DLFLDAH36XAK | 9 | 16.7 | 11.5 |  |  |  | FALSE | FALSE | FALSE | 36000 | 27000 | 2.65 | 28840 | 2.67
206188340 |  | Live | Carrier | AIRQUEST | Singlezone Ducted, Centrally Ducted | 206188340 |  | HRCU-A-CB | DLCLRBH36AAK | Mini-Splits | DLFLDAH36XAK | 9 | 16.7 | 11.5 |  |  |  | FALSE | FALSE | FALSE | 36000 | 27000 | 2.65 | 28840 | 2.67
206188291 |  | Live | Carrier | COMFORTMAKER | Singlezone Ducted, Centrally Ducted | 206188291 |  | HRCU-A-CB | DLCLRBH36AAK | Mini-Splits | DLFLDAH36XAK | 9 | 16.7 | 11.5 |  |  |  | FALSE | FALSE | FALSE | 36000 | 27000 | 2.65 | 28840 | 2.67
207202519 |  | Live | Carrier | AIRQUEST | Singlezone Ducted, Centrally Ducted | 207202519 |  | HRCU-A-CB | DLCSRBH18AAK | Mini-Splits | FEM4X18**BL | 12 | 19 | 10.5 |  |  |  | FALSE | FALSE | FALSE | 18200 | 14700 | 3.24 | 17934 | 3.24
207202518 |  | Live | Carrier | AIRQUEST | Singlezone Ducted, Centrally Ducted | 207202518 |  | HRCU-A-CB | DLCSRBH18AAK | Mini-Splits | FEM4P18**AL | 12 | 19 | 10.5 |  |  |  | FALSE | FALSE | FALSE | 18200 | 14700 | 3.24 | 17934 | 3.24
207199432 |  | Live | Carrier | TEMPSTAR | Singlezone Ducted, Centrally Ducted | 207199432 |  | HRCU-A-CB | DLCSRBH30AAK | Mini-Splits | FMA4X30**AL* | 10 | 16.5 | 12 |  |  |  | FALSE | FALSE | FALSE | 29400 | 19400 | 2.8 | 23668 | 2.8
207199433 |  | Live | Carrier | TEMPSTAR | Singlezone Ducted, Centrally Ducted | 207199433 |  | HRCU-A-CB | DLCSRBH30AAK | Mini-Splits | FXM4X30**AL | 10 | 17 | 11.5 |  |  |  | FALSE | FALSE | FALSE | 28000 | 18800 | 2.57 | 22936 | 2.59
207198932 |  | Live | Carrier | TEMPSTAR | Singlezone Ducted, Centrally Ducted | 207198932 |  | HRCU-A-CB | DLCSRBH30AAK | Mini-Splits | FVM4X36***L | 10.65 | 16 | 11 |  |  |  | FALSE | FALSE | FALSE | 29000 | 19200 | 2.5 | 23424 | 2.5
207199434 |  | Live | Carrier | TEMPSTAR | Singlezone Ducted, Centrally Ducted | 207199434 |  | HRCU-A-CB | DLCSRBH30AAK | Mini-Splits | FM(C,U)4Z30**AL* | 10.5 | 17.5 | 12.5 |  |  |  | FALSE | FALSE | FALSE | 28600 | 19200 | 2.76 | 23424 | 2.76
207099992 |  | Live | Carrier | TEMPSTAR | Singlezone Ducted, Centrally Ducted | 207099992 |  | HRCU-A-CB | DLCSRBH24AAK | Mini-Splits | FM(C,U)4Z24**AL* | 11.5 | 15.5 | 10 |  |  |  | FALSE | FALSE | FALSE | 21800 | 16100 | 2.28 | 19642 | 2.28
207099991 |  | Live | Carrier | TEMPSTAR | Singlezone Ducted, Centrally Ducted | 207099991 |  | HRCU-A-CB | DLCSRBH24AAK | Mini-Splits | FMA4X24**AL* | 11.5 | 15 | 10 |  |  |  | FALSE | FALSE | FALSE | 21800 | 16000 | 2.4 | 19520 | 2.4
207099989 |  | Live | Carrier | TEMPSTAR | Singlezone Ducted, Centrally Ducted | 207099989 |  | HRCU-A-CB | DLCSRBH24AAK | Mini-Splits | FXM4X24**AL | 11.5 | 15.5 | 10.5 |  |  |  | FALSE | FALSE | FALSE | 22000 | 15500 | 2.64 | 18910 | 2.64
207203168 |  | Live | Carrier | TEMPSTAR | Singlezone Ducted, Centrally Ducted | 207203168 |  | HRCU-A-CB | DLCSRBH18AAK | Mini-Splits | FMA4X18**AL* | 11.8 | 17 | 11 |  |  |  | FALSE | FALSE | FALSE | 18000 | 15000 | 3.31 | 18300 | 3.31
207203169 |  | Live | Carrier | TEMPSTAR | Singlezone Ducted, Centrally Ducted | 207203169 |  | HRCU-A-CB | DLCSRBH18AAK | Mini-Splits | FM(C,U)4Z18**AL* | 12.2 | 19 | 11.5 |  |  |  | FALSE | FALSE | FALSE | 18500 | 15000 | 3.41 | 18300 | 3.39
207203170 |  | Live | Carrier | TEMPSTAR | Singlezone Ducted, Centrally Ducted | 207203170 |  | HRCU-A-CB | DLCSRBH18AAK | Mini-Splits | FXM4X18**AL | 12.2 | 18 | 10.5 |  |  |  | FALSE | FALSE | FALSE | 18500 | 14500 | 3.27 | 17690 | 3.26
207202178 |  | Live | Carrier | TEMPSTAR | Singlezone Ducted, Centrally Ducted | 207202178 |  | HRCU-A-CB | DLCSRBH18AAK | Mini-Splits | FVM4X24***L | 11.55 | 16 | 10.5 |  |  |  | FALSE | FALSE | FALSE | 17400 | 13400 | 3.27 | 16348 | 3.26
207199430 |  | Live | Carrier | TEMPSTAR | Singlezone Ducted, Centrally Ducted | 207199430 |  | HRCU-A-CB | DLCSRBH30AAK | Mini-Splits | FEM4P30**AL | 10 | 17.5 | 11.5 |  |  |  | FALSE | FALSE | FALSE | 28200 | 19100 | 2.58 | 23302 | 2.58
207203172 |  | Live | Carrier | TEMPSTAR | Singlezone Ducted, Centrally Ducted | 207203172 |  | HRCU-A-CB | DLCSRBH18AAK | Mini-Splits | FEM4X18**BL | 12 | 19 | 10.5 |  |  |  | FALSE | FALSE | FALSE | 18200 | 14700 | 3.24 | 17934 | 3.24
207203171 |  | Live | Carrier | TEMPSTAR | Singlezone Ducted, Centrally Ducted | 207203171 |  | HRCU-A-CB | DLCSRBH18AAK | Mini-Splits | FEM4P18**AL | 12 | 19 | 10.5 |  |  |  | FALSE | FALSE | FALSE | 18200 | 14700 | 3.24 | 17934 | 3.24
207199364 |  | Live | Carrier | SMART COMFORT | Singlezone Ducted, Centrally Ducted | 207199364 |  | HRCU-A-CB | DLCSRBH30AAK | Mini-Splits | FXM4X30**AL | 10 | 17 | 11.5 |  |  |  | FALSE | FALSE | FALSE | 28000 | 18800 | 2.57 | 22936 | 2.59
207199431 |  | Live | Carrier | TEMPSTAR | Singlezone Ducted, Centrally Ducted | 207199431 |  | HRCU-A-CB | DLCSRBH30AAK | Mini-Splits | FEM4X30**BL | 10 | 17.5 | 11.5 |  |  |  | FALSE | FALSE | FALSE | 28200 | 19100 | 2.58 | 23302 | 2.58
207199363 |  | Live | Carrier | SMART COMFORT | Singlezone Ducted, Centrally Ducted | 207199363 |  | HRCU-A-CB | DLCSRBH30AAK | Mini-Splits | FMA4X30**AL* | 10 | 16.5 | 12 |  |  |  | FALSE | FALSE | FALSE | 29400 | 19400 | 2.8 | 23668 | 2.8
207198931 |  | Live | Carrier | SMART COMFORT | Singlezone Ducted, Centrally Ducted | 207198931 |  | HRCU-A-CB | DLCSRBH30AAK | Mini-Splits | FVM4X36***L | 10.65 | 16 | 11 |  |  |  | FALSE | FALSE | FALSE | 29000 | 19200 | 2.5 | 23424 | 2.5
207199365 |  | Live | Carrier | SMART COMFORT | Singlezone Ducted, Centrally Ducted | 207199365 |  | HRCU-A-CB | DLCSRBH30AAK | Mini-Splits | FM(C,U)4Z30**AL* | 10.5 | 17.5 | 12.5 |  |  |  | FALSE | FALSE | FALSE | 28600 | 19200 | 2.76 | 23424 | 2.76
207099858 |  | Live | Carrier | SMART COMFORT | Singlezone Ducted, Centrally Ducted | 207099858 |  | HRCU-A-CB | DLCSRBH24AAK | Mini-Splits | FM(C,U)4Z24**AL* | 11.5 | 15.5 | 10 |  |  |  | FALSE | FALSE | FALSE | 21800 | 16100 | 2.28 | 19642 | 2.28
207099855 |  | Live | Carrier | SMART COMFORT | Singlezone Ducted, Centrally Ducted | 207099855 |  | HRCU-A-CB | DLCSRBH24AAK | Mini-Splits | FXM4X24**AL | 11.5 | 15.5 | 10.5 |  |  |  | FALSE | FALSE | FALSE | 22000 | 15500 | 2.64 | 18910 | 2.64
207099857 |  | Live | Carrier | SMART COMFORT | Singlezone Ducted, Centrally Ducted | 207099857 |  | HRCU-A-CB | DLCSRBH24AAK | Mini-Splits | FMA4X24**AL* | 11.5 | 15 | 10 |  |  |  | FALSE | FALSE | FALSE | 21800 | 16000 | 2.4 | 19520 | 2.4
207203077 |  | Live | Carrier | SMART COMFORT | Singlezone Ducted, Centrally Ducted | 207203077 |  | HRCU-A-CB | DLCSRBH18AAK | Mini-Splits | FXM4X18**AL | 12.2 | 18 | 10.5 |  |  |  | FALSE | FALSE | FALSE | 18500 | 14500 | 3.27 | 17690 | 3.26
207203076 |  | Live | Carrier | SMART COMFORT | Singlezone Ducted, Centrally Ducted | 207203076 |  | HRCU-A-CB | DLCSRBH18AAK | Mini-Splits | FM(C,U)4Z18**AL* | 12.2 | 19 | 11.5 |  |  |  | FALSE | FALSE | FALSE | 18500 | 15000 | 3.41 | 18300 | 3.39
207203075 |  | Live | Carrier | SMART COMFORT | Singlezone Ducted, Centrally Ducted | 207203075 |  | HRCU-A-CB | DLCSRBH18AAK | Mini-Splits | FMA4X18**AL* | 11.8 | 17 | 11 |  |  |  | FALSE | FALSE | FALSE | 18000 | 15000 | 3.31 | 18300 | 3.31
207202177 |  | Live | Carrier | SMART COMFORT | Singlezone Ducted, Centrally Ducted | 207202177 |  | HRCU-A-CB | DLCSRBH18AAK | Mini-Splits | FVM4X24***L | 11.55 | 16 | 10.5 |  |  |  | FALSE | FALSE | FALSE | 17400 | 13400 | 3.27 | 16348 | 3.26
207199361 |  | Live | Carrier | SMART COMFORT | Singlezone Ducted, Centrally Ducted | 207199361 |  | HRCU-A-CB | DLCSRBH30AAK | Mini-Splits | FEM4P30**AL | 10 | 17.5 | 11.5 |  |  |  | FALSE | FALSE | FALSE | 28200 | 19100 | 2.58 | 23302 | 2.58
207203079 |  | Live | Carrier | SMART COMFORT | Singlezone Ducted, Centrally Ducted | 207203079 |  | HRCU-A-CB | DLCSRBH18AAK | Mini-Splits | FEM4X18**BL | 12 | 19 | 10.5 |  |  |  | FALSE | FALSE | FALSE | 18200 | 14700 | 3.24 | 17934 | 3.24
207203078 |  | Live | Carrier | SMART COMFORT | Singlezone Ducted, Centrally Ducted | 207203078 |  | HRCU-A-CB | DLCSRBH18AAK | Mini-Splits | FEM4P18**AL | 12 | 19 | 10.5 |  |  |  | FALSE | FALSE | FALSE | 18200 | 14700 | 3.24 | 17934 | 3.24
207199296 |  | Live | Carrier | KEEPRITE | Singlezone Ducted, Centrally Ducted | 207199296 |  | HRCU-A-CB | DLCSRBH30AAK | Mini-Splits | FM(C,U)4Z30**AL* | 10.5 | 17.5 | 12.5 |  |  |  | FALSE | FALSE | FALSE | 28600 | 19200 | 2.76 | 23424 | 2.76
207199294 |  | Live | Carrier | KEEPRITE | Singlezone Ducted, Centrally Ducted | 207199294 |  | HRCU-A-CB | DLCSRBH30AAK | Mini-Splits | FMA4X30**AL* | 10 | 16.5 | 12 |  |  |  | FALSE | FALSE | FALSE | 29400 | 19400 | 2.8 | 23668 | 2.8
207199362 |  | Live | Carrier | SMART COMFORT | Singlezone Ducted, Centrally Ducted | 207199362 |  | HRCU-A-CB | DLCSRBH30AAK | Mini-Splits | FEM4X30**BL | 10 | 17.5 | 11.5 |  |  |  | FALSE | FALSE | FALSE | 28200 | 19100 | 2.58 | 23302 | 2.58
207198930 |  | Live | Carrier | KEEPRITE | Singlezone Ducted, Centrally Ducted | 207198930 |  | HRCU-A-CB | DLCSRBH30AAK | Mini-Splits | FVM4X36***L | 10.65 | 16 | 11 |  |  |  | FALSE | FALSE | FALSE | 29000 | 19200 | 2.5 | 23424 | 2.5
207199295 |  | Live | Carrier | KEEPRITE | Singlezone Ducted, Centrally Ducted | 207199295 |  | HRCU-A-CB | DLCSRBH30AAK | Mini-Splits | FXM4X30**AL | 10 | 17 | 11.5 |  |  |  | FALSE | FALSE | FALSE | 28000 | 18800 | 2.57 | 22936 | 2.59
207099724 |  | Live | Carrier | KEEPRITE | Singlezone Ducted, Centrally Ducted | 207099724 |  | HRCU-A-CB | DLCSRBH24AAK | Mini-Splits | FM(C,U)4Z24**AL* | 11.5 | 15.5 | 10 |  |  |  | FALSE | FALSE | FALSE | 21800 | 16100 | 2.28 | 19642 | 2.28
207099723 |  | Live | Carrier | KEEPRITE | Singlezone Ducted, Centrally Ducted | 207099723 |  | HRCU-A-CB | DLCSRBH24AAK | Mini-Splits | FMA4X24**AL* | 11.5 | 15 | 10 |  |  |  | FALSE | FALSE | FALSE | 21800 | 16000 | 2.4 | 19520 | 2.4
207099721 |  | Live | Carrier | KEEPRITE | Singlezone Ducted, Centrally Ducted | 207099721 |  | HRCU-A-CB | DLCSRBH24AAK | Mini-Splits | FXM4X24**AL | 11.5 | 15.5 | 10.5 |  |  |  | FALSE | FALSE | FALSE | 22000 | 15500 | 2.64 | 18910 | 2.64
207202982 |  | Live | Carrier | KEEPRITE | Singlezone Ducted, Centrally Ducted | 207202982 |  | HRCU-A-CB | DLCSRBH18AAK | Mini-Splits | FXM4X18**AL | 12.2 | 18 | 10.5 |  |  |  | FALSE | FALSE | FALSE | 18500 | 14500 | 3.27 | 17690 | 3.26
207202981 |  | Live | Carrier | KEEPRITE | Singlezone Ducted, Centrally Ducted | 207202981 |  | HRCU-A-CB | DLCSRBH18AAK | Mini-Splits | FM(C,U)4Z18**AL* | 12.2 | 19 | 11.5 |  |  |  | FALSE | FALSE | FALSE | 18500 | 15000 | 3.41 | 18300 | 3.39
207202980 |  | Live | Carrier | KEEPRITE | Singlezone Ducted, Centrally Ducted | 207202980 |  | HRCU-A-CB | DLCSRBH18AAK | Mini-Splits | FMA4X18**AL* | 11.8 | 17 | 11 |  |  |  | FALSE | FALSE | FALSE | 18000 | 15000 | 3.31 | 18300 | 3.31
207202176 |  | Live | Carrier | KEEPRITE | Singlezone Ducted, Centrally Ducted | 207202176 |  | HRCU-A-CB | DLCSRBH18AAK | Mini-Splits | FVM4X24***L | 11.55 | 16 | 10.5 |  |  |  | FALSE | FALSE | FALSE | 17400 | 13400 | 3.27 | 16348 | 3.26
207199293 |  | Live | Carrier | KEEPRITE | Singlezone Ducted, Centrally Ducted | 207199293 |  | HRCU-A-CB | DLCSRBH30AAK | Mini-Splits | FEM4X30**BL | 10 | 17.5 | 11.5 |  |  |  | FALSE | FALSE | FALSE | 28200 | 19100 | 2.58 | 23302 | 2.58
207199292 |  | Live | Carrier | KEEPRITE | Singlezone Ducted, Centrally Ducted | 207199292 |  | HRCU-A-CB | DLCSRBH30AAK | Mini-Splits | FEM4P30**AL | 10 | 17.5 | 11.5 |  |  |  | FALSE | FALSE | FALSE | 28200 | 19100 | 2.58 | 23302 | 2.58
207202984 |  | Live | Carrier | KEEPRITE | Singlezone Ducted, Centrally Ducted | 207202984 |  | HRCU-A-CB | DLCSRBH18AAK | Mini-Splits | FEM4X18**BL | 12 | 19 | 10.5 |  |  |  | FALSE | FALSE | FALSE | 18200 | 14700 | 3.24 | 17934 | 3.24
207202983 |  | Live | Carrier | KEEPRITE | Singlezone Ducted, Centrally Ducted | 207202983 |  | HRCU-A-CB | DLCSRBH18AAK | Mini-Splits | FEM4P18**AL | 12 | 19 | 10.5 |  |  |  | FALSE | FALSE | FALSE | 18200 | 14700 | 3.24 | 17934 | 3.24
207199227 |  | Live | Carrier | HEIL | Singlezone Ducted, Centrally Ducted | 207199227 |  | HRCU-A-CB | DLCSRBH30AAK | Mini-Splits | FM(C,U)4Z30**AL* | 10.5 | 17.5 | 12.5 |  |  |  | FALSE | FALSE | FALSE | 28600 | 19200 | 2.76 | 23424 | 2.76
207199226 |  | Live | Carrier | HEIL | Singlezone Ducted, Centrally Ducted | 207199226 |  | HRCU-A-CB | DLCSRBH30AAK | Mini-Splits | FXM4X30**AL | 10 | 17 | 11.5 |  |  |  | FALSE | FALSE | FALSE | 28000 | 18800 | 2.57 | 22936 | 2.59
207199225 |  | Live | Carrier | HEIL | Singlezone Ducted, Centrally Ducted | 207199225 |  | HRCU-A-CB | DLCSRBH30AAK | Mini-Splits | FMA4X30**AL* | 10 | 16.5 | 12 |  |  |  | FALSE | FALSE | FALSE | 29400 | 19400 | 2.8 | 23668 | 2.8
207199224 |  | Live | Carrier | HEIL | Singlezone Ducted, Centrally Ducted | 207199224 |  | HRCU-A-CB | DLCSRBH30AAK | Mini-Splits | FEM4X30**BL | 10 | 17.5 | 11.5 |  |  |  | FALSE | FALSE | FALSE | 28200 | 19100 | 2.58 | 23302 | 2.58
207199223 |  | Live | Carrier | HEIL | Singlezone Ducted, Centrally Ducted | 207199223 |  | HRCU-A-CB | DLCSRBH30AAK | Mini-Splits | FEM4P30**AL | 10 | 17.5 | 11.5 |  |  |  | FALSE | FALSE | FALSE | 28200 | 19100 | 2.58 | 23302 | 2.58
207198929 |  | Live | Carrier | HEIL | Singlezone Ducted, Centrally Ducted | 207198929 |  | HRCU-A-CB | DLCSRBH30AAK | Mini-Splits | FVM4X36***L | 10.65 | 16 | 11 |  |  |  | FALSE | FALSE | FALSE | 29000 | 19200 | 2.5 | 23424 | 2.5
207099567 |  | Live | Carrier | HEIL | Singlezone Ducted, Centrally Ducted | 207099567 |  | HRCU-A-CB | DLCSRBH24AAK | Mini-Splits | FM(C,U)4Z24**AL* | 11.5 | 15.5 | 10 |  |  |  | FALSE | FALSE | FALSE | 21800 | 16100 | 2.28 | 19642 | 2.28
207099565 |  | Live | Carrier | HEIL | Singlezone Ducted, Centrally Ducted | 207099565 |  | HRCU-A-CB | DLCSRBH24AAK | Mini-Splits | FMA4X24**AL* | 11.5 | 15 | 10 |  |  |  | FALSE | FALSE | FALSE | 21800 | 16000 | 2.4 | 19520 | 2.4
207099562 |  | Live | Carrier | HEIL | Singlezone Ducted, Centrally Ducted | 207099562 |  | HRCU-A-CB | DLCSRBH24AAK | Mini-Splits | FXM4X24**AL | 11.5 | 15.5 | 10.5 |  |  |  | FALSE | FALSE | FALSE | 22000 | 15500 | 2.64 | 18910 | 2.64
207202889 |  | Live | Carrier | HEIL | Singlezone Ducted, Centrally Ducted | 207202889 |  | HRCU-A-CB | DLCSRBH18AAK | Mini-Splits | FXM4X18**AL | 12.2 | 18 | 10.5 |  |  |  | FALSE | FALSE | FALSE | 18500 | 14500 | 3.27 | 17690 | 3.26
207202888 |  | Live | Carrier | HEIL | Singlezone Ducted, Centrally Ducted | 207202888 |  | HRCU-A-CB | DLCSRBH18AAK | Mini-Splits | FM(C,U)4Z18**AL* | 12.2 | 19 | 11.5 |  |  |  | FALSE | FALSE | FALSE | 18500 | 15000 | 3.41 | 18300 | 3.39
207202175 |  | Live | Carrier | HEIL | Singlezone Ducted, Centrally Ducted | 207202175 |  | HRCU-A-CB | DLCSRBH18AAK | Mini-Splits | FVM4X24***L | 11.55 | 16 | 10.5 |  |  |  | FALSE | FALSE | FALSE | 17400 | 13400 | 3.27 | 16348 | 3.26
207202887 |  | Live | Carrier | HEIL | Singlezone Ducted, Centrally Ducted | 207202887 |  | HRCU-A-CB | DLCSRBH18AAK | Mini-Splits | FMA4X18**AL* | 11.8 | 17 | 11 |  |  |  | FALSE | FALSE | FALSE | 18000 | 15000 | 3.31 | 18300 | 3.31
207202891 |  | Live | Carrier | HEIL | Singlezone Ducted, Centrally Ducted | 207202891 |  | HRCU-A-CB | DLCSRBH18AAK | Mini-Splits | FEM4X18**BL | 12 | 19 | 10.5 |  |  |  | FALSE | FALSE | FALSE | 18200 | 14700 | 3.24 | 17934 | 3.24
207199155 |  | Live | Carrier | DAY & NIGHT | Singlezone Ducted, Centrally Ducted | 207199155 |  | HRCU-A-CB | DLCSRBH30AAK | Mini-Splits | FEM4X30**BL | 10 | 17.5 | 11.5 |  |  |  | FALSE | FALSE | FALSE | 28200 | 19100 | 2.58 | 23302 | 2.58
207202890 |  | Live | Carrier | HEIL | Singlezone Ducted, Centrally Ducted | 207202890 |  | HRCU-A-CB | DLCSRBH18AAK | Mini-Splits | FEM4P18**AL | 12 | 19 | 10.5 |  |  |  | FALSE | FALSE | FALSE | 18200 | 14700 | 3.24 | 17934 | 3.24
207199154 |  | Live | Carrier | DAY & NIGHT | Singlezone Ducted, Centrally Ducted | 207199154 |  | HRCU-A-CB | DLCSRBH30AAK | Mini-Splits | FEM4P30**AL | 10 | 17.5 | 11.5 |  |  |  | FALSE | FALSE | FALSE | 28200 | 19100 | 2.58 | 23302 | 2.58
207199158 |  | Live | Carrier | DAY & NIGHT | Singlezone Ducted, Centrally Ducted | 207199158 |  | HRCU-A-CB | DLCSRBH30AAK | Mini-Splits | FM(C,U)4Z30**AL* | 10.5 | 17.5 | 12.5 |  |  |  | FALSE | FALSE | FALSE | 28600 | 19200 | 2.76 | 23424 | 2.76
207198928 |  | Live | Carrier | DAY & NIGHT | Singlezone Ducted, Centrally Ducted | 207198928 |  | HRCU-A-CB | DLCSRBH30AAK | Mini-Splits | FVM4X36***L | 10.65 | 16 | 11 |  |  |  | FALSE | FALSE | FALSE | 29000 | 19200 | 2.5 | 23424 | 2.5
207199156 |  | Live | Carrier | DAY & NIGHT | Singlezone Ducted, Centrally Ducted | 207199156 |  | HRCU-A-CB | DLCSRBH30AAK | Mini-Splits | FMA4X30**AL* | 10 | 16.5 | 12 |  |  |  | FALSE | FALSE | FALSE | 29400 | 19400 | 2.8 | 23668 | 2.8
207199157 |  | Live | Carrier | DAY & NIGHT | Singlezone Ducted, Centrally Ducted | 207199157 |  | HRCU-A-CB | DLCSRBH30AAK | Mini-Splits | FXM4X30**AL | 10 | 17 | 11.5 |  |  |  | FALSE | FALSE | FALSE | 28000 | 18800 | 2.57 | 22936 | 2.59
207099361 |  | Live | Carrier | DAY & NIGHT | Singlezone Ducted, Centrally Ducted | 207099361 |  | HRCU-A-CB | DLCSRBH24AAK | Mini-Splits | FM(C,U)4Z24**AL* | 11.5 | 15.5 | 10 |  |  |  | FALSE | FALSE | FALSE | 21800 | 16100 | 2.28 | 19642 | 2.28
207099356 |  | Live | Carrier | DAY & NIGHT | Singlezone Ducted, Centrally Ducted | 207099356 |  | HRCU-A-CB | DLCSRBH24AAK | Mini-Splits | FXM4X24**AL | 11.5 | 15.5 | 10.5 |  |  |  | FALSE | FALSE | FALSE | 22000 | 15500 | 2.64 | 18910 | 2.64
207099359 |  | Live | Carrier | DAY & NIGHT | Singlezone Ducted, Centrally Ducted | 207099359 |  | HRCU-A-CB | DLCSRBH24AAK | Mini-Splits | FMA4X24**AL* | 11.5 | 15 | 10 |  |  |  | FALSE | FALSE | FALSE | 21800 | 16000 | 2.4 | 19520 | 2.4
207202796 |  | Live | Carrier | DAY & NIGHT | Singlezone Ducted, Centrally Ducted | 207202796 |  | HRCU-A-CB | DLCSRBH18AAK | Mini-Splits | FXM4X18**AL | 12.2 | 18 | 10.5 |  |  |  | FALSE | FALSE | FALSE | 18500 | 14500 | 3.27 | 17690 | 3.26
207202795 |  | Live | Carrier | DAY & NIGHT | Singlezone Ducted, Centrally Ducted | 207202795 |  | HRCU-A-CB | DLCSRBH18AAK | Mini-Splits | FM(C,U)4Z18**AL* | 12.2 | 19 | 11.5 |  |  |  | FALSE | FALSE | FALSE | 18500 | 15000 | 3.41 | 18300 | 3.39
207202794 |  | Live | Carrier | DAY & NIGHT | Singlezone Ducted, Centrally Ducted | 207202794 |  | HRCU-A-CB | DLCSRBH18AAK | Mini-Splits | FMA4X18**AL* | 11.8 | 17 | 11 |  |  |  | FALSE | FALSE | FALSE | 18000 | 15000 | 3.31 | 18300 | 3.31
207202174 |  | Live | Carrier | DAY & NIGHT | Singlezone Ducted, Centrally Ducted | 207202174 |  | HRCU-A-CB | DLCSRBH18AAK | Mini-Splits | FVM4X24***L | 11.55 | 16 | 10.5 |  |  |  | FALSE | FALSE | FALSE | 17400 | 13400 | 3.27 | 16348 | 3.26
207202798 |  | Live | Carrier | DAY & NIGHT | Singlezone Ducted, Centrally Ducted | 207202798 |  | HRCU-A-CB | DLCSRBH18AAK | Mini-Splits | FEM4X18**BL | 12 | 19 | 10.5 |  |  |  | FALSE | FALSE | FALSE | 18200 | 14700 | 3.24 | 17934 | 3.24
207199086 |  | Live | Carrier | COMFORTMAKER | Singlezone Ducted, Centrally Ducted | 207199086 |  | HRCU-A-CB | DLCSRBH30AAK | Mini-Splits | FEM4X30**BL | 10 | 17.5 | 11.5 |  |  |  | FALSE | FALSE | FALSE | 28200 | 19100 | 2.58 | 23302 | 2.58
207202797 |  | Live | Carrier | DAY & NIGHT | Singlezone Ducted, Centrally Ducted | 207202797 |  | HRCU-A-CB | DLCSRBH18AAK | Mini-Splits | FEM4P18**AL | 12 | 19 | 10.5 |  |  |  | FALSE | FALSE | FALSE | 18200 | 14700 | 3.24 | 17934 | 3.24
207199089 |  | Live | Carrier | COMFORTMAKER | Singlezone Ducted, Centrally Ducted | 207199089 |  | HRCU-A-CB | DLCSRBH30AAK | Mini-Splits | FM(C,U)4Z30**AL* | 10.5 | 17.5 | 12.5 |  |  |  | FALSE | FALSE | FALSE | 28600 | 19200 | 2.76 | 23424 | 2.76
207199085 |  | Live | Carrier | COMFORTMAKER | Singlezone Ducted, Centrally Ducted | 207199085 |  | HRCU-A-CB | DLCSRBH30AAK | Mini-Splits | FEM4P30**AL | 10 | 17.5 | 11.5 |  |  |  | FALSE | FALSE | FALSE | 28200 | 19100 | 2.58 | 23302 | 2.58
207199087 |  | Live | Carrier | COMFORTMAKER | Singlezone Ducted, Centrally Ducted | 207199087 |  | HRCU-A-CB | DLCSRBH30AAK | Mini-Splits | FMA4X30**AL* | 10 | 16.5 | 12 |  |  |  | FALSE | FALSE | FALSE | 29400 | 19400 | 2.8 | 23668 | 2.8
207199088 |  | Live | Carrier | COMFORTMAKER | Singlezone Ducted, Centrally Ducted | 207199088 |  | HRCU-A-CB | DLCSRBH30AAK | Mini-Splits | FXM4X30**AL | 10 | 17 | 11.5 |  |  |  | FALSE | FALSE | FALSE | 28000 | 18800 | 2.57 | 22936 | 2.59
207198927 |  | Live | Carrier | COMFORTMAKER | Singlezone Ducted, Centrally Ducted | 207198927 |  | HRCU-A-CB | DLCSRBH30AAK | Mini-Splits | FVM4X36***L | 10.65 | 16 | 11 |  |  |  | FALSE | FALSE | FALSE | 29000 | 19200 | 2.5 | 23424 | 2.5
207099157 |  | Live | Carrier | COMFORTMAKER | Singlezone Ducted, Centrally Ducted | 207099157 |  | HRCU-A-CB | DLCSRBH24AAK | Mini-Splits | FM(C,U)4Z24**AL* | 11.5 | 15.5 | 10 |  |  |  | FALSE | FALSE | FALSE | 21800 | 16100 | 2.28 | 19642 | 2.28
207099152 |  | Live | Carrier | COMFORTMAKER | Singlezone Ducted, Centrally Ducted | 207099152 |  | HRCU-A-CB | DLCSRBH24AAK | Mini-Splits | FXM4X24**AL | 11.5 | 15.5 | 10.5 |  |  |  | FALSE | FALSE | FALSE | 22000 | 15500 | 2.64 | 18910 | 2.64
207099156 |  | Live | Carrier | COMFORTMAKER | Singlezone Ducted, Centrally Ducted | 207099156 |  | HRCU-A-CB | DLCSRBH24AAK | Mini-Splits | FMA4X24**AL* | 11.5 | 15 | 10 |  |  |  | FALSE | FALSE | FALSE | 21800 | 16000 | 2.4 | 19520 | 2.4
207202703 |  | Live | Carrier | COMFORTMAKER | Singlezone Ducted, Centrally Ducted | 207202703 |  | HRCU-A-CB | DLCSRBH18AAK | Mini-Splits | FXM4X18**AL | 12.2 | 18 | 10.5 |  |  |  | FALSE | FALSE | FALSE | 18500 | 14500 | 3.27 | 17690 | 3.26
207202702 |  | Live | Carrier | COMFORTMAKER | Singlezone Ducted, Centrally Ducted | 207202702 |  | HRCU-A-CB | DLCSRBH18AAK | Mini-Splits | FM(C,U)4Z18**AL* | 12.2 | 19 | 11.5 |  |  |  | FALSE | FALSE | FALSE | 18500 | 15000 | 3.41 | 18300 | 3.39
207202173 |  | Live | Carrier | COMFORTMAKER | Singlezone Ducted, Centrally Ducted | 207202173 |  | HRCU-A-CB | DLCSRBH18AAK | Mini-Splits | FVM4X24***L | 11.55 | 16 | 10.5 |  |  |  | FALSE | FALSE | FALSE | 17400 | 13400 | 3.27 | 16348 | 3.26
207202701 |  | Live | Carrier | COMFORTMAKER | Singlezone Ducted, Centrally Ducted | 207202701 |  | HRCU-A-CB | DLCSRBH18AAK | Mini-Splits | FMA4X18**AL* | 11.8 | 17 | 11 |  |  |  | FALSE | FALSE | FALSE | 18000 | 15000 | 3.31 | 18300 | 3.31
207202705 |  | Live | Carrier | COMFORTMAKER | Singlezone Ducted, Centrally Ducted | 207202705 |  | HRCU-A-CB | DLCSRBH18AAK | Mini-Splits | FEM4X18**BL | 12 | 19 | 10.5 |  |  |  | FALSE | FALSE | FALSE | 18200 | 14700 | 3.24 | 17934 | 3.24
207199003 |  | Live | Carrier | ARCOAIRE | Singlezone Ducted, Centrally Ducted | 207199003 |  | HRCU-A-CB | DLCSRBH30AAK | Mini-Splits | FEM4X30**BL | 10 | 17.5 | 11.5 |  |  |  | FALSE | FALSE | FALSE | 28200 | 19100 | 2.58 | 23302 | 2.58
207199002 |  | Live | Carrier | ARCOAIRE | Singlezone Ducted, Centrally Ducted | 207199002 |  | HRCU-A-CB | DLCSRBH30AAK | Mini-Splits | FEM4P30**AL | 10 | 17.5 | 11.5 |  |  |  | FALSE | FALSE | FALSE | 28200 | 19100 | 2.58 | 23302 | 2.58
207202704 |  | Live | Carrier | COMFORTMAKER | Singlezone Ducted, Centrally Ducted | 207202704 |  | HRCU-A-CB | DLCSRBH18AAK | Mini-Splits | FEM4P18**AL | 12 | 19 | 10.5 |  |  |  | FALSE | FALSE | FALSE | 18200 | 14700 | 3.24 | 17934 | 3.24
207199005 |  | Live | Carrier | ARCOAIRE | Singlezone Ducted, Centrally Ducted | 207199005 |  | HRCU-A-CB | DLCSRBH30AAK | Mini-Splits | FXM4X30**AL | 10 | 17 | 11.5 |  |  |  | FALSE | FALSE | FALSE | 28000 | 18800 | 2.57 | 22936 | 2.59
207199006 |  | Live | Carrier | ARCOAIRE | Singlezone Ducted, Centrally Ducted | 207199006 |  | HRCU-A-CB | DLCSRBH30AAK | Mini-Splits | FM(C,U)4Z30**AL* | 10.5 | 17.5 | 12.5 |  |  |  | FALSE | FALSE | FALSE | 28600 | 19200 | 2.76 | 23424 | 2.76
207199004 |  | Live | Carrier | ARCOAIRE | Singlezone Ducted, Centrally Ducted | 207199004 |  | HRCU-A-CB | DLCSRBH30AAK | Mini-Splits | FMA4X30**AL* | 10 | 16.5 | 12 |  |  |  | FALSE | FALSE | FALSE | 29400 | 19400 | 2.8 | 23668 | 2.8
207198926 |  | Live | Carrier | ARCOAIRE | Singlezone Ducted, Centrally Ducted | 207198926 |  | HRCU-A-CB | DLCSRBH30AAK | Mini-Splits | FVM4X36***L | 10.65 | 16 | 11 |  |  |  | FALSE | FALSE | FALSE | 29000 | 19200 | 2.5 | 23424 | 2.5
207099013 |  | Live | Carrier | ARCOAIRE | Singlezone Ducted, Centrally Ducted | 207099013 |  | HRCU-A-CB | DLCSRBH24AAK | Mini-Splits | FM(C,U)4Z24**AL* | 11.5 | 15.5 | 10 |  |  |  | FALSE | FALSE | FALSE | 21800 | 16100 | 2.28 | 19642 | 2.28
207099010 |  | Live | Carrier | ARCOAIRE | Singlezone Ducted, Centrally Ducted | 207099010 |  | HRCU-A-CB | DLCSRBH24AAK | Mini-Splits | FXM4X24**AL | 11.5 | 15.5 | 10.5 |  |  |  | FALSE | FALSE | FALSE | 22000 | 15500 | 2.64 | 18910 | 2.64
207099012 |  | Live | Carrier | ARCOAIRE | Singlezone Ducted, Centrally Ducted | 207099012 |  | HRCU-A-CB | DLCSRBH24AAK | Mini-Splits | FMA4X24**AL* | 11.5 | 15 | 10 |  |  |  | FALSE | FALSE | FALSE | 21800 | 16000 | 2.4 | 19520 | 2.4
207202610 |  | Live | Carrier | ARCOAIRE | Singlezone Ducted, Centrally Ducted | 207202610 |  | HRCU-A-CB | DLCSRBH18AAK | Mini-Splits | FXM4X18**AL | 12.2 | 18 | 10.5 |  |  |  | FALSE | FALSE | FALSE | 18500 | 14500 | 3.27 | 17690 | 3.26
207202172 |  | Live | Carrier | ARCOAIRE | Singlezone Ducted, Centrally Ducted | 207202172 |  | HRCU-A-CB | DLCSRBH18AAK | Mini-Splits | FVM4X24***L | 11.55 | 16 | 10.5 |  |  |  | FALSE | FALSE | FALSE | 17400 | 13400 | 3.27 | 16348 | 3.26
207202608 |  | Live | Carrier | ARCOAIRE | Singlezone Ducted, Centrally Ducted | 207202608 |  | HRCU-A-CB | DLCSRBH18AAK | Mini-Splits | FMA4X18**AL* | 11.8 | 17 | 11 |  |  |  | FALSE | FALSE | FALSE | 18000 | 15000 | 3.31 | 18300 | 3.31
207202609 |  | Live | Carrier | ARCOAIRE | Singlezone Ducted, Centrally Ducted | 207202609 |  | HRCU-A-CB | DLCSRBH18AAK | Mini-Splits | FM(C,U)4Z18**AL* | 12.2 | 19 | 11.5 |  |  |  | FALSE | FALSE | FALSE | 18500 | 15000 | 3.41 | 18300 | 3.39
207202612 |  | Live | Carrier | ARCOAIRE | Singlezone Ducted, Centrally Ducted | 207202612 |  | HRCU-A-CB | DLCSRBH18AAK | Mini-Splits | FEM4X18**BL | 12 | 19 | 10.5 |  |  |  | FALSE | FALSE | FALSE | 18200 | 14700 | 3.24 | 17934 | 3.24
207198934 |  | Live | Carrier | AIRQUEST | Singlezone Ducted, Centrally Ducted | 207198934 |  | HRCU-A-CB | DLCSRBH30AAK | Mini-Splits | FEM4X30**BL | 10 | 17.5 | 11.5 |  |  |  | FALSE | FALSE | FALSE | 28200 | 19100 | 2.58 | 23302 | 2.58
207202611 |  | Live | Carrier | ARCOAIRE | Singlezone Ducted, Centrally Ducted | 207202611 |  | HRCU-A-CB | DLCSRBH18AAK | Mini-Splits | FEM4P18**AL | 12 | 19 | 10.5 |  |  |  | FALSE | FALSE | FALSE | 18200 | 14700 | 3.24 | 17934 | 3.24
207198933 |  | Live | Carrier | AIRQUEST | Singlezone Ducted, Centrally Ducted | 207198933 |  | HRCU-A-CB | DLCSRBH30AAK | Mini-Splits | FEM4P30**AL | 10 | 17.5 | 11.5 |  |  |  | FALSE | FALSE | FALSE | 28200 | 19100 | 2.58 | 23302 | 2.58
207198937 |  | Live | Carrier | AIRQUEST | Singlezone Ducted, Centrally Ducted | 207198937 |  | HRCU-A-CB | DLCSRBH30AAK | Mini-Splits | FM(C,U)4Z30**AL* | 10.5 | 17.5 | 12.5 |  |  |  | FALSE | FALSE | FALSE | 28600 | 19200 | 2.76 | 23424 | 2.76
207198935 |  | Live | Carrier | AIRQUEST | Singlezone Ducted, Centrally Ducted | 207198935 |  | HRCU-A-CB | DLCSRBH30AAK | Mini-Splits | FMA4X30**AL* | 10 | 16.5 | 12 |  |  |  | FALSE | FALSE | FALSE | 29400 | 19400 | 2.8 | 23668 | 2.8
207198936 |  | Live | Carrier | AIRQUEST | Singlezone Ducted, Centrally Ducted | 207198936 |  | HRCU-A-CB | DLCSRBH30AAK | Mini-Splits | FXM4X30**AL | 10 | 17 | 11.5 |  |  |  | FALSE | FALSE | FALSE | 28000 | 18800 | 2.57 | 22936 | 2.59
207198925 |  | Live | Carrier | AIRQUEST | Singlezone Ducted, Centrally Ducted | 207198925 |  | HRCU-A-CB | DLCSRBH30AAK | Mini-Splits | FVM4X36***L | 10.65 | 16 | 11 |  |  |  | FALSE | FALSE | FALSE | 29000 | 19200 | 2.5 | 23424 | 2.5
207098879 |  | Live | Carrier | AIRQUEST | Singlezone Ducted, Centrally Ducted | 207098879 |  | HRCU-A-CB | DLCSRBH24AAK | Mini-Splits | FM(C,U)4Z24**AL* | 11.5 | 15.5 | 10 |  |  |  | FALSE | FALSE | FALSE | 21800 | 16100 | 2.28 | 19642 | 2.28
207098878 |  | Live | Carrier | AIRQUEST | Singlezone Ducted, Centrally Ducted | 207098878 |  | HRCU-A-CB | DLCSRBH24AAK | Mini-Splits | FMA4X24**AL* | 11.5 | 15 | 10 |  |  |  | FALSE | FALSE | FALSE | 21800 | 16000 | 2.4 | 19520 | 2.4
207098876 |  | Live | Carrier | AIRQUEST | Singlezone Ducted, Centrally Ducted | 207098876 |  | HRCU-A-CB | DLCSRBH24AAK | Mini-Splits | FXM4X24**AL | 11.5 | 15.5 | 10.5 |  |  |  | FALSE | FALSE | FALSE | 22000 | 15500 | 2.64 | 18910 | 2.64
207202517 |  | Live | Carrier | AIRQUEST | Singlezone Ducted, Centrally Ducted | 207202517 |  | HRCU-A-CB | DLCSRBH18AAK | Mini-Splits | FXM4X18**AL | 12.2 | 18 | 10.5 |  |  |  | FALSE | FALSE | FALSE | 18500 | 14500 | 3.27 | 17690 | 3.26
207202171 |  | Live | Carrier | AIRQUEST | Singlezone Ducted, Centrally Ducted | 207202171 |  | HRCU-A-CB | DLCSRBH18AAK | Mini-Splits | FVM4X24***L | 11.55 | 16 | 10.5 |  |  |  | FALSE | FALSE | FALSE | 17400 | 13400 | 3.27 | 16348 | 3.26
207202516 |  | Live | Carrier | AIRQUEST | Singlezone Ducted, Centrally Ducted | 207202516 |  | HRCU-A-CB | DLCSRBH18AAK | Mini-Splits | FM(C,U)4Z18**AL* | 12.2 | 19 | 11.5 |  |  |  | FALSE | FALSE | FALSE | 18500 | 15000 | 3.41 | 18300 | 3.39
207202515 |  | Live | Carrier | AIRQUEST | Singlezone Ducted, Centrally Ducted | 207202515 |  | HRCU-A-CB | DLCSRBH18AAK | Mini-Splits | FMA4X18**AL* | 11.8 | 17 | 11 |  |  |  | FALSE | FALSE | FALSE | 18000 | 15000 | 3.31 | 18300 | 3.31
208121840 |  | Live | Midea Electric Trading | DUOHOME | Singlezone Ducted, Compact Ducted | 208121840 |  | HRCU-A-CB | DOE30U-60HFN1-M(GA) | Mini-Splits | DHG-60HWFN1-MW | 10 | 18 | 10 |  |  |  | FALSE | FALSE | FALSE | 57000 | 37000 | 2.64 | 39719 | 2.18
205141512 |  | Live | Friedrich Air Conditioning | FRIEDRICH | Multizone All Non-Ducted | 205141512 |  | HMSR-A-CB-O | FPHMR42A3A | Non-Ducted Indoor Units |  | 10.5 | 20 | 10 |  |  |  | FALSE | FALSE | FALSE | 42000 | 24000 | 2.45 | 40000 | 2.02
207645900 |  | Live | Midea Electric Trading | MOOVAIR | Singlezone Non-Ducted, Ceiling Placement | 207645900 |  | HRCU-A-CB-O | DM36HOS25230E3 | Mini-Splits | DM36HICU230X5 | 9.5 | 18 | 10.3 |  |  |  | FALSE | FALSE | FALSE | 36000 | 25400 | 2.33 | 42370 | 2.2
207645902 |  | Live | Midea Electric Trading | ELIOS | Singlezone Non-Ducted, Ceiling Placement | 207645902 |  | HRCU-A-CB-O | DE36HOS25230E3 | Mini-Splits | DM36HICU230X5 | 9.5 | 18 | 10.3 |  |  |  | FALSE | FALSE | FALSE | 36000 | 25400 | 2.33 | 42370 | 2.2
207201634 |  | Live | Gree | GREE | Singlezone Non-Ducted, Ceiling Placement | 207201634 |  | HRCU-A-CB-O | 3VIR24HP230V1AO | Mini-Splits | CAS24HP230V1BC | 12 | 21 | 11.5 |  |  |  | FALSE | FALSE | FALSE | 22000 | 15500 | 2.88 | 21700 | 1.95
207201635 |  | Live | Gree | GREE | Singlezone Non-Ducted, Ceiling Placement | 207201635 |  | HRCU-A-CB-O | 3VIR24HP230V1AO | Mini-Splits | FLR24HP230V1BF | 12 | 20 | 10 |  |  |  | FALSE | FALSE | FALSE | 22000 | 14800 | 2.46 | 18500 | 1.89
207201629 |  | Live | Gree | GREE | Singlezone Non-Ducted, Ceiling Placement | 207201629 |  | HRCU-A-CB-O | 3VIR12HP230V1AO | Mini-Splits | FLR12HP230V1BF | 12.5 | 19.6 | 10.5 |  |  |  | FALSE | FALSE | FALSE | 12000 | 7200 | 2.64 | 10500 | 2.46
207201633 |  | Live | Gree | GREE | Singlezone Ducted, Compact Ducted | 207201633 |  | HRCU-A-CB-O | 3VIR24HP230V1AO | Mini-Splits | DUCT24HP230V1BD | 12.5 | 20 | 10 |  |  |  | FALSE | FALSE | FALSE | 22000 | 14900 | 2.75 | 17400 | 2.26
207201628 |  | Live | Gree | GREE | Singlezone Non-Ducted, Ceiling Placement | 207201628 |  | HRCU-A-CB-O | 3VIR12HP230V1AO | Mini-Splits | CAS12HP230V1BC | 13 | 24 | 11.3 |  |  |  | FALSE | FALSE | FALSE | 12000 | 6900 | 2.77 | 10500 | 2.46
207201626 |  | Live | Gree | GREE | Singlezone Non-Ducted, Ceiling Placement | 207201626 |  | HRCU-A-CB-O | 3VIR09HP230V1AO | Mini-Splits | FLR09HP230V1BF | 13.3 | 19.5 | 11.2 |  |  |  | FALSE | FALSE | FALSE | 9100 | 6900 | 2.85 | 10500 | 2.04
206913023 |  | Live | Gree | GREE | Multizone All Ducted | 206913023 |  | HMSV-A-CB | MULTIE36HP230V1AO | Ducted Indoor Units |  | 8.5 | 16 | 9 |  |  |  | FALSE | FALSE | FALSE | 34000 | 23000 | 3.06 | 23500 | 2.09
206913022 |  | Live | Gree | GREE | Multizone All Ducted | 206913022 |  | HMSV-A-CB | MULTIE30HP230V1AO | Ducted Indoor Units |  | 10 | 16 | 9 |  |  |  | FALSE | FALSE | FALSE | 29000 | 18000 | 2.4 | 20500 | 2.15
206913020 |  | Live | Gree | GREE | Multizone All Ducted | 206913020 |  | HMSV-A-CB | MULTIE18HP230V1AO | Ducted Indoor Units |  | 11 | 18 | 9 |  |  |  | FALSE | FALSE | FALSE | 18000 | 11000 | 2.48 | 11500 | 1.98
206913021 |  | Live | Gree | GREE | Multizone All Ducted | 206913021 |  | HMSV-A-CB | MULTIE24HP230V1AO | Ducted Indoor Units |  | 11 | 16 | 9 |  |  |  | FALSE | FALSE | FALSE | 24000 | 16000 | 2.34 | 17500 | 2.33
206909898 |  | Live | Gree | GREE | Multizone All Ducted | 206909898 |  | HMSV-A-CB | GWHD(24)ND3IO | Ducted Indoor Units |  | 11 | 16 | 9 |  |  |  | FALSE | FALSE | FALSE | 24000 | 16000 | 2.34 | 17500 | 2.33
206909900 |  | Live | Gree | GREE | Multizone All Ducted | 206909900 |  | HMSV-A-CB | GWHD(36)ND3IO | Ducted Indoor Units |  | 8.5 | 16 | 9 |  |  |  | FALSE | FALSE | FALSE | 34000 | 23000 | 3.06 | 23500 | 2.09
206909899 |  | Live | Gree | GREE | Multizone All Ducted | 206909899 |  | HMSV-A-CB | GWHD(30)ND3IO | Ducted Indoor Units |  | 10 | 16 | 9 |  |  |  | FALSE | FALSE | FALSE | 29000 | 18000 | 2.4 | 20500 | 2.15
206909897 |  | Live | Gree | GREE | Multizone All Ducted | 206909897 |  | HMSV-A-CB | GWHD(18)ND3IO | Ducted Indoor Units |  | 11 | 18 | 9 |  |  |  | FALSE | FALSE | FALSE | 18000 | 11000 | 2.48 | 11500 | 1.98
206335350 |  | Live | Gree | GREE | Multizone All Non-Ducted | 206335350 |  | HRCU-A-CB-O | MULTIE36HP230V1AO | Non-Ducted Indoor Units |  | 9 | 18 | 10 |  |  |  | FALSE | FALSE | FALSE | 34000 | 22000 | 2.3 | 24000 | 2.07
206335349 |  | Live | Gree | GREE | Multizone All Non-Ducted | 206335349 |  | HRCU-A-CB-O | MULTIE30HP230V1AO | Non-Ducted Indoor Units |  | 10.5 | 21 | 10 |  |  |  | FALSE | FALSE | FALSE | 29000 | 18000 | 2.66 | 20000 | 2.09
206322338 |  | Live | Gree | TOSOT | Singlezone Ducted, Centrally Ducted | 206322338 |  | HRCU-A-CB | TU60-48WADU |  | TU48-60AADU | 11 | 18 | 10.5 |  |  |  | FALSE | FALSE | FALSE | 48000 | 32800 | 2.52 | 48000 | 2.04
202141158 |  | Live | Rheem | RUUD | Singlezone Ducted, Centrally Ducted | 202141158 |  | HRCU-A-CB | UP2024BJV |  | RHMV2421UEAC | 14 | 20 | 11 |  |  |  | FALSE | FALSE | FALSE | 22800 | 23000 | 2.29 | 25600 | 2.55
202141048 |  | Live | Rheem | RHEEM | Singlezone Ducted, Centrally Ducted | 202141048 |  | HRCU-A-CB | RP2024BJV |  | RHMV2421UEAC | 14 | 20 | 11 |  |  |  | FALSE | FALSE | FALSE | 22800 | 23000 | 2.29 | 25600 | 2.55
202140938 |  | Live | Rheem | RHEEM | Singlezone Ducted, Centrally Ducted | 202140938 |  | HRCU-A-CB | RP2036BJV |  | RHMV6021SEAC | 14 | 20 | 11.5 |  |  |  | FALSE | FALSE | FALSE | 35000 | 37400 | 2.4 | 40500 | 2.6
202141050 |  | Live | Rheem | RUUD | Singlezone Ducted, Centrally Ducted | 202141050 |  | HRCU-A-CB | UP2048BJV |  | RHMV6021SEAC | 12.5 | 19.5 | 11 |  |  |  | FALSE | FALSE | FALSE | 45500 | 41000 | 2.28 | 42718 | 2.38
9410050 |  | Live | Gree | GREE | Multizone All Non-Ducted | 9410050 |  | HMSR-A-CB-O | GMV-HY48WLT/A-T(U) |  |  | 10.9 | 18 | 11 |  |  |  | FALSE | FALSE | FALSE | 48000 | 35000 | 2.62 | 52200 | 2.25
9342251 |  | Live | Gree | GREE | Multizone All Non-Ducted | 9342251 |  | HMSR-A-CB-O | GMV-HY36WLT/A-T(U) | Non-Ducted Indoor Units |  | 12 | 18 | 11 |  |  |  | FALSE | FALSE | FALSE | 36000 | 30000 | 2.9 | 45000 | 2.2
10392955 |  | Live | Gree | GREE | Multizone All Ducted | 10392955 |  | HMSV-A-CB | GWHD(48S)HD3DO | Ducted Indoor Units |  | 8.55 | 16 | 10 |  |  |  | FALSE | FALSE | FALSE | 48000 | 37000 | 4.27 | 54000 | 6.46
204043222 |  | Live | Gree | GREE | Singlezone Ducted, Centrally Ducted | 204043222 |  | HRCU-A-CB | GUD36W/A-D(U) |  | GUD36A/A-D(U) | 11 | 18 | 10 |  |  |  | FALSE | FALSE | FALSE | 36000 | 24400 | 2.5 | 36000 | 1.94
10384787 |  | Live | Gree | GREE | Multizone All Non-Ducted | 10384787 |  | HMSR-A-CB-O | GWHD(48S)HD3DO | Non-Ducted Indoor Units |  | 8.85 | 18 | 10 |  |  |  | FALSE | FALSE | FALSE | 48000 | 38000 | 2.62 | 54000 | 2.47
205093063 |  | Live | Gree | GREE | Singlezone Non-Ducted, Wall Placement | 205093063 |  | HRCU-A-CB-O | LIVV24HP230V1AO | Mini-Splits | LIVV24HP230V1AH | 10.95 | 19 | 10 |  |  |  | FALSE | FALSE | FALSE | 22000 | 15000 | 2.59 | 19000 | 2.04
204743192 |  | Live | Gree | KINGHOME | Singlezone Ducted, Centrally Ducted | 204743192 |  | HRCU-A-CB | KU36UHO |  | KU36UHI | 11 | 18 | 10 |  |  |  | FALSE | FALSE | FALSE | 36000 | 24400 | 2.5 | 36000 | 1.94
205123814 |  | Live | Gree | GREE | Singlezone Non-Ducted, Ceiling Placement | 205123814 |  | HRCU-A-CB-O | LIVV30HP230V1AO | Mini-Splits | LIVV30HP230V1AH | 10.55 | 18 | 10 |  |  |  | FALSE | FALSE | FALSE | 30000 | 16000 | 2.36 | 20000 | 1.98
205291861 |  | Live | Gree | GREE | Singlezone Non-Ducted, Ceiling Placement | 205291861 |  | HRCU-A-CB-O | LIVV36HP230V1AO | Mini-Splits | LIVV36HP230V1AH | 9.2 | 18 | 10 |  |  |  | FALSE | FALSE | FALSE | 33600 | 22600 | 2.5 | 23800 | 2.49
204743191 |  | Live | Gree | TOSOT | Singlezone Ducted, Centrally Ducted | 204743191 |  | HRCU-A-CB | TU36-24WADU |  | TU36-24AADU | 11 | 18 | 10 |  |  |  | FALSE | FALSE | FALSE | 36000 | 24400 | 2.5 | 36000 | 1.94
206335347 |  | Live | Gree | GREE | Multizone All Non-Ducted | 206335347 |  | HRCU-A-CB-O | MULTIE18HP230V1AO | Non-Ducted Indoor Units |  | 11 | 23 | 10 |  |  |  | FALSE | FALSE | FALSE | 18000 | 9500 | 2.42 | 11720 | 2.08
206322337 |  | Live | Gree | KINGHOME | Singlezone Ducted, Centrally Ducted | 206322337 |  | HRCU-A-CB | KU60UHO |  | KU48UHI | 11 | 18 | 10.5 |  |  |  | FALSE | FALSE | FALSE | 48000 | 32800 | 2.52 | 48000 | 2.04
206221397 |  | Live | Gree | GREE | Multizone All Non-Ducted | 206221397 |  | HMSR-A-CB-O | GWHD(24)ND3IO | Non-Ducted Indoor Units |  | 12.5 | 23 | 10 |  |  |  | FALSE | FALSE | FALSE | 24000 | 13200 | 2.58 | 17800 | 2.48
206221399 |  | Live | Gree | GREE | Multizone All Non-Ducted | 206221399 |  | HMSR-A-CB-O | GWHD(36)ND3IO | Non-Ducted Indoor Units |  | 9 | 18 | 10 |  |  |  | FALSE | FALSE | FALSE | 34000 | 22000 | 2.3 | 24000 | 2.07
206221396 |  | Live | Gree | GREE | Multizone All Non-Ducted | 206221396 |  | HMSR-A-CB-O | GWHD(18)ND3IO | Non-Ducted Indoor Units |  | 11 | 23 | 10 |  |  |  | FALSE | FALSE | FALSE | 18000 | 9500 | 2.42 | 11720 | 2.08
206221398 |  | Live | Gree | GREE | Multizone All Non-Ducted | 206221398 |  | HMSR-A-CB-O | GWHD(30)ND3IO | Non-Ducted Indoor Units |  | 10.5 | 21 | 10 |  |  |  | FALSE | FALSE | FALSE | 29000 | 18000 | 2.66 | 20000 | 2.09
205756439 |  | Live | Gree | TOSOT | Singlezone Ducted, Centrally Ducted | 205756439 |  | HRCU-A-CB | TU36-24WADU |  | TU24-36AADU | 12.5 | 20 | 10.5 |  |  |  | FALSE | FALSE | FALSE | 24000 | 16300 | 2.7 | 24000 | 2.43
205984662 |  | Live | Gree | TOSOT | Singlezone Ducted, Centrally Ducted | 205984662 |  | HRCU-A-CB | TU60-24WADU |  | TU48-24AADU | 11 | 18 | 10.5 |  |  |  | FALSE | FALSE | FALSE | 48000 | 33000 | 2.54 | 48000 | 2.04
205756438 |  | Live | Gree | KINGHOME | Singlezone Ducted, Centrally Ducted | 205756438 |  | HRCU-A-CB | KU36UHO |  | KU24UHI | 12.5 | 20 | 10.5 |  |  |  | FALSE | FALSE | FALSE | 24000 | 16300 | 2.7 | 24000 | 2.43
205747610 |  | Live | Gree | GREE | Singlezone Ducted, Centrally Ducted | 205747610 |  | HRCU-A-CB | GUD60W/A-D(U) |  | GUD48A/A-D(U) | 11 | 18 | 10.5 |  |  |  | FALSE | FALSE | FALSE | 48000 | 32800 | 2.52 | 48000 | 2.04
205724740 |  | Live | Gree | TOSOT | Singlezone Ducted, Centrally Ducted | 205724740 |  | HRCU-A-CB | TU60-24WADU |  | TU60-24AADU | 10.5 | 17 | 10 |  |  |  | FALSE | FALSE | FALSE | 54000 | 38000 | 2.63 | 49000 | 2.02
205564529 |  | Live | Gree | GREE | Singlezone Ducted, Centrally Ducted | 205564529 |  | HRCU-A-CB | GUD36W/A-D(U) |  | GUD24A/A-D(U) | 12.5 | 20 | 10.5 |  |  |  | FALSE | FALSE | FALSE | 24000 | 16300 | 2.7 | 24000 | 2.43
205724741 |  | Live | Gree | TOSOT | Singlezone Ducted, Centrally Ducted | 205724741 |  | HRCU-A-CB | TU60-48WADU |  | TU60-48AADU | 10.5 | 17 | 10 |  |  |  | FALSE | FALSE | FALSE | 54000 | 37200 | 2.58 | 49000 | 2.02
205724739 |  | Live | Gree | KINGHOME | Singlezone Ducted, Centrally Ducted | 205724739 |  | HRCU-A-CB | KU60UHO |  | KU60UHI | 10.5 | 17 | 10 |  |  |  | FALSE | FALSE | FALSE | 54000 | 38000 | 2.63 | 49000 | 2.02
205724738 |  | Live | Gree | GREE | Singlezone Ducted, Centrally Ducted | 205724738 |  | HRCU-A-CB | GUD60W/A-D(U) |  | GUD60A/A-D(U) | 10.5 | 17 | 10 |  |  |  | FALSE | FALSE | FALSE | 54000 | 37200 | 2.58 | 49000 | 2.02
202682021 |  | Live | Daikin North America, LLC | DAIKIN | Singlezone Ducted, Compact Ducted | 202682021 |  | HRCU-A-CB | RX12RMVJU9 |  | FDMQ12RVJU | 11.6 | 19.4 | 10.6 |  |  |  | FALSE | FALSE | FALSE | 10800 | 8500 | 2.9 | 9130 | 2.68
202682020 |  | Live | Daikin North America, LLC | DAIKIN | Singlezone Ducted, Compact Ducted | 202682020 |  | HRCU-A-CB | RX09RMVJU9 | Ducted Indoor Units | FDMQ09RVJU | 11.1 | 17.8 | 10.3 |  |  |  | FALSE | FALSE | FALSE | 9000 | 6800 | 3.11 | 7950 | 2.99
201755026 |  | Live | Mitsubishi Electric Trane | MITSUBISHI ELECTRIC | Multizone Mix of Ducted and Non-Ducted | 201755026 |  | HRCU-A-CB | PUMY-P36NKMU* | Mixed Ducted and Non-Ducted Indoor Units |  | 13.4 | 18.3 | 11 |  |  |  | FALSE | FALSE | FALSE | 36000 | 26500 | 2.78 | 35500 | 2.63
201754639 |  | Live | Mitsubishi Electric Trane | MITSUBISHI ELECTRIC | Multizone All Ducted | 201754639 |  | HMSV-A-CB | PUMY-P60NKMU* | Ducted Indoor Units |  | 11.1 | 17 | 10.7 |  |  |  | FALSE | FALSE | FALSE | 60000 | 41500 | 2.46 | 41500 | 2.6
201755028 |  | Live | Mitsubishi Electric Trane | MITSUBISHI ELECTRIC | Multizone Mix of Ducted and Non-Ducted | 201755028 |  | HRCU-A-CB | PUMY-P60NKMU* | Mixed Ducted and Non-Ducted Indoor Units |  | 11.8 | 17.8 | 11.05 |  |  |  | FALSE | FALSE | FALSE | 60000 | 41500 | 2.52 | 41500 | 2.6
201754447 |  | Live | Mitsubishi Electric Trane | MITSUBISHI ELECTRIC | Multizone All Non-Ducted | 201754447 |  | HRCU-A-CB-O | PUMY-P48NKMU* | Non-Ducted Indoor Units |  | 12.6 | 20.2 | 11.7 |  |  |  | FALSE | FALSE | FALSE | 48000 | 31400 | 2.92 | 43000 | 2.5
201754444 |  | Live | Mitsubishi Electric Trane | MITSUBISHI ELECTRIC | Multizone All Ducted | 201754444 |  | HMSV-A-CB | PUMY-P36NKMU* | Ducted Indoor Units |  | 12.6 | 15.6 | 10.5 |  |  |  | FALSE | FALSE | FALSE | 36000 | 26600 | 2.6 | 36000 | 2.57
201754640 |  | Live | Mitsubishi Electric Trane | MITSUBISHI ELECTRIC | Multizone All Non-Ducted | 201754640 |  | HRCU-A-CB-O | PUMY-P60NKMU1 | Non-Ducted Indoor Units |  | 12.5 | 18.6 | 11.4 |  |  |  | FALSE | FALSE | FALSE | 60000 | 41500 | 2.6 | 41500 | 2.6
201755027 |  | Live | Mitsubishi Electric Trane | MITSUBISHI ELECTRIC | Multizone Mix of Ducted and Non-Ducted | 201755027 |  | HRCU-A-CB | PUMY-P48NKMU* | Mixed Ducted and Non-Ducted Indoor Units |  | 11.95 | 18.35 | 11.35 |  |  |  | FALSE | FALSE | FALSE | 48000 | 31400 | 3.13 | 43000 | 3.24
201754446 |  | Live | Mitsubishi Electric Trane | MITSUBISHI ELECTRIC | Multizone All Ducted | 201754446 |  | HMSV-A-CB | PUMY-P48NKMU* | Ducted Indoor Units |  | 11.3 | 16.5 | 11 |  |  |  | FALSE | FALSE | FALSE | 48000 | 35000 | 3.74 | 43000 | 4.6
201754445 |  | Live | Mitsubishi Electric Trane | MITSUBISHI ELECTRIC | Multizone All Non-Ducted | 201754445 |  | HRCU-A-CB-O | PUMY-P36NKMU* | Non-Ducted Indoor Units |  | 14.2 | 21 | 11.5 |  |  |  | FALSE | FALSE | FALSE | 36000 | 26400 | 2.99 | 35000 | 2.7
201754490 |  | Live | Mitsubishi Electric Trane | MITSUBISHI ELECTRIC | Singlezone Non-Ducted, Ceiling Placement | 201754490 |  | HRCU-A-CB-O | PUZ-HA36NHA5 | Mini-Splits | PLA-A36BA* | 12.6 | 17 | 10 |  |  |  | FALSE | FALSE | FALSE | 36000 | 28000 | 2.29 | 38000 | 2.1
206908464 |  | Live | Mitsubishi Electric Trane | MITSUBISHI ELECTRIC | Multizone All Non-Ducted | 206908464 |  | HMSR-A-CB-O | MXZ-2C20NAHZ2*** | Non-Ducted Indoor Units |  | 14.3 | 17.15 | 10.1 |  |  |  | FALSE | FALSE | FALSE | 18000 | 13000 | 2.63 | 22000 | 2.1
206908463 |  | Live | Mitsubishi Electric Trane | MITSUBISHI ELECTRIC | Multizone All Ducted | 206908463 |  | HMSV-A-CB | MXZ-2C20NAHZ2*** | Ducted Indoor Units |  | 11 | 15 | 9.5 |  |  |  | FALSE | FALSE | FALSE | 20000 | 13700 | 2.4 | 22000 | 2
206908469 |  | Live | Mitsubishi Electric Trane | MITSUBISHI ELECTRIC | Multizone Mix of Ducted and Non-Ducted | 206908469 |  | HMSV-A-CB | MXZ-2C20NAHZ2*** | Mixed Ducted and Non-Ducted Indoor Units |  | 12.65 | 16.08 | 9.8 |  |  |  | FALSE | FALSE | FALSE | 19000 | 13300 | 2.5 | 22000 | 2.05
202843117 |  | Live | Fujitsu General America, Inc. | FUJITSU | Singlezone Ducted, Centrally Ducted | 202843117 |  | HRCU-A-CB | FO2420RVJCAB |  | FH2421ELVJUC | 14 | 20 | 11 |  |  |  | FALSE | FALSE | FALSE | 22800 | 23000 | 2.29 | 25600 | 2.55
202843115 |  | Live | Fujitsu General America, Inc. | FUJITSU | Singlezone Ducted, Centrally Ducted | 202843115 |  | HRCU-A-CB | FO4820RVJCAB |  | FH6021ELVJSC | 12.5 | 19.5 | 11 |  |  |  | FALSE | FALSE | FALSE | 45000 | 41000 | 2.28 | 42718 | 2.38
207658936 |  | Live | Midea Electric Trading | COMFORTSTAR | Singlezone Ducted, Compact Ducted | 207658936 |  | HRCU-A-CB | CZP60CD(O) | Mini-Splits | CPA-60DU | 10 | 18 | 10 |  |  |  | FALSE | FALSE | FALSE | 57000 | 37000 | 2.64 | 39719 | 2.18
207658959 |  | Live | Midea Electric Trading | COMFORTSTAR | Singlezone Non-Ducted, Floor Placement | 207658959 |  | HRCU-A-CB-O | CZP60CD(O) | Mini-Splits | FPA-60DU | 9.8 | 18 | 10.5 |  |  |  | FALSE | FALSE | FALSE | 54000 | 35000 | 2.49 | 34945 | 2.04
208130266 |  | Live | Tradewinds Climate Systems, LLC | BOREAL | Singlezone Ducted, Centrally Ducted | 208130266 |  | HRCU-A-CB | ENVBR60HPJ1OA |  | ENVBR48HPJ1IB | 11 | 18 | 10.5 |  |  |  | FALSE | TRUE | TRUE | 48000 | 32000 | 2.5 | 48000 | 2.04
208130267 |  | Live | Tradewinds Climate Systems, LLC | BOREAL | Singlezone Ducted, Centrally Ducted | 208130267 |  | HRCU-A-CB | ENVBR60HPJ1OA |  | ENVBR60HPJ1IB | 10.5 | 17 | 10 |  |  |  | FALSE | TRUE | TRUE | 54000 | 36000 | 2.4 | 49000 | 2.02
208130264 |  | Live | Tradewinds Climate Systems, LLC | BOREAL | Singlezone Ducted, Centrally Ducted | 208130264 |  | HRCU-A-CB | ENVBR36HPJ1OA |  | ENVBR24HPJ1IB | 12.5 | 20 | 10.5 |  |  |  | FALSE | TRUE | TRUE | 24000 | 16300 | 2.7 | 24000 | 2.43
208130265 |  | Live | Tradewinds Climate Systems, LLC | BOREAL | Singlezone Ducted, Centrally Ducted | 208130265 |  | HRCU-A-CB | ENVBR36HPJ1OA |  | ENVBR36HPJ1IB | 10 | 18 | 10 |  |  |  | FALSE | TRUE | TRUE | 36000 | 24000 | 2.4 | 36000 | 1.94
207202294 |  | Live | Carrier | BRYANT | Singlezone Ducted, Centrally Ducted | 207202294 |  | HRCU-A-CB | 38MARBQ18AA3 |  | FB4CNF018L | 12 | 19 | 10.5 |  |  |  | FALSE | FALSE | FALSE | 18200 | 14700 | 3.24 | 18497 | 3.25
207202292 |  | Live | Carrier | BRYANT | Singlezone Ducted, Centrally Ducted | 207202292 |  | HRCU-A-CB | 38MARBQ18AA3 |  | FM(C,U)4Z18**AL* | 12.2 | 19 | 11.5 |  |  |  | FALSE | FALSE | FALSE | 18500 | 15000 | 3.41 | 18875 | 3.39
207202293 |  | Live | Carrier | BRYANT | Singlezone Ducted, Centrally Ducted | 207202293 |  | HRCU-A-CB | 38MARBQ18AA3 |  | PF4MNB019L | 12.2 | 18 | 10.5 |  |  |  | FALSE | FALSE | FALSE | 18500 | 14500 | 3.27 | 18245 | 3.26
207202291 |  | Live | Carrier | BRYANT | Singlezone Ducted, Centrally Ducted | 207202291 |  | HRCU-A-CB | 38MARBQ18AA3 |  | FMA4X18**AL* | 11.8 | 17 | 11 |  |  |  | FALSE | FALSE | FALSE | 18000 | 15000 | 3.31 | 18875 | 3.29
207202295 |  | Live | Carrier | BRYANT | Singlezone Ducted, Centrally Ducted | 207202295 |  | HRCU-A-CB | 38MARBQ18AA3 |  | FB4CNP018L | 12 | 17 | 10.5 |  |  |  | FALSE | FALSE | FALSE | 18200 | 14700 | 3.24 | 18497 | 3.25
207202168 |  | Live | Carrier | BRYANT | Singlezone Ducted, Centrally Ducted | 207202168 |  | HRCU-A-CB | 38MARBQ18AA3 |  | FV4CNF002L | 11.55 | 16 | 10.5 |  |  |  | FALSE | FALSE | FALSE | 17400 | 13400 | 3.27 | 16861 | 3.25
207098590 |  | Live | Carrier | BRYANT | Singlezone Ducted, Centrally Ducted | 207098590 |  | HRCU-A-CB | 38MARBQ24AA3 |  | FM(C,U)4Z24**AL* | 11.5 | 15.5 | 10 |  |  |  | FALSE | FALSE | FALSE | 21800 | 16100 | 2.28 | 18485 | 2.28
207098587 |  | Live | Carrier | BRYANT | Singlezone Ducted, Centrally Ducted | 207098587 |  | HRCU-A-CB | 38MARBQ24AA3 |  | FX4DNF025L | 11.5 | 15.5 | 10.5 |  |  |  | FALSE | FALSE | FALSE | 22000 | 15500 | 2.64 | 17796 | 2.63
207098589 |  | Live | Carrier | BRYANT | Singlezone Ducted, Centrally Ducted | 207098589 |  | HRCU-A-CB | 38MARBQ24AA3 |  | FMA4X24**AL* | 11.5 | 15 | 10 |  |  |  | FALSE | FALSE | FALSE | 21800 | 16000 | 2.4 | 18370 | 2.4
207098442 |  | Live | Carrier | CARRIER | Singlezone Ducted, Centrally Ducted | 207098442 |  | HRCU-A-CB | 38MARBQ24AA3 |  | FX4DNF025L | 11.5 | 15.5 | 10.5 |  |  |  | FALSE | FALSE | FALSE | 22000 | 15500 | 2.64 | 17796 | 2.63
207098444 |  | Live | Carrier | CARRIER | Singlezone Ducted, Centrally Ducted | 207098444 |  | HRCU-A-CB | 38MARBQ24AA3 |  | FMA4X24**AL* | 11.5 | 15 | 10 |  |  |  | FALSE | FALSE | FALSE | 21800 | 16000 | 2.4 | 18370 | 2.4
207098445 |  | Live | Carrier | CARRIER | Singlezone Ducted, Centrally Ducted | 207098445 |  | HRCU-A-CB | 38MARBQ24AA3 |  | FM(C,U)4Z24**AL* | 11.5 | 15.5 | 10 |  |  |  | FALSE | FALSE | FALSE | 21800 | 16100 | 2.28 | 18485 | 2.28
206188287 |  | Live | Carrier | ARCOAIRE | Singlezone Ducted, Compact Ducted | 206188287 |  | HRCU-A-CB | DLCLRBH48AAK | Mini-Splits | DLFLDAH48XAK | 9.2 | 17.4 | 10.3 |  |  |  | FALSE | FALSE | FALSE | 48000 | 29000 | 0.65 | 45950 | 2.59
206188343 |  | Live | Carrier | AIRQUEST | Singlezone Ducted, Compact Ducted | 206188343 |  | HRCU-A-CB | DLCLRBH48AAK | Mini-Splits | DLFLDAH48XAK | 9.2 | 17.4 | 10.3 |  |  |  | FALSE | FALSE | FALSE | 48000 | 29000 | 0.65 | 45950 | 2.59
206188301 |  | Live | Carrier | DAY & NIGHT | Singlezone Ducted, Compact Ducted | 206188301 |  | HRCU-A-CB | DLCLRBH48AAK | Mini-Splits | DLFLDAH48XAK | 9.2 | 17.4 | 10.3 |  |  |  | FALSE | FALSE | FALSE | 48000 | 29000 | 0.65 | 45950 | 2.59
206188308 |  | Live | Carrier | HEIL | Singlezone Ducted, Compact Ducted | 206188308 |  | HRCU-A-CB | DLCLRBH48AAK | Mini-Splits | DLFLDAH48XAK | 9.2 | 17.4 | 10.3 |  |  |  | FALSE | FALSE | FALSE | 48000 | 29000 | 0.65 | 45950 | 2.59
206188322 |  | Live | Carrier | KENMORE | Singlezone Ducted, Compact Ducted | 206188322 |  | HRCU-A-CB | DLCLRBH48AAK | Mini-Splits | DLFLDAH48XAK | 9.2 | 17.4 | 10.3 |  |  |  | FALSE | FALSE | FALSE | 48000 | 29000 | 0.65 | 45950 | 2.59
206188315 |  | Live | Carrier | KEEPRITE | Singlezone Ducted, Compact Ducted | 206188315 |  | HRCU-A-CB | DLCLRBH48AAK | Mini-Splits | DLFLDAH48XAK | 9.2 | 17.4 | 10.3 |  |  |  | FALSE | FALSE | FALSE | 48000 | 29000 | 0.65 | 45950 | 2.59
206188329 |  | Live | Carrier | MIDEA | Singlezone Ducted, Compact Ducted | 206188329 |  | HRCU-A-CB | DLCLRBH48AAK | Mini-Splits | DLFLDAH48XAK | 9.2 | 17.4 | 10.3 |  |  |  | FALSE | FALSE | FALSE | 48000 | 29000 | 0.65 | 45950 | 2.59
206188342 |  | Live | Carrier | AIRQUEST | Singlezone Non-Ducted, Ceiling Placement | 206188342 |  | HRCU-A-CB-O | DLCLRBH48AAK | Mini-Splits | DLFLCAH48XAK | 9.5 | 17 | 11 |  |  |  | FALSE | FALSE | FALSE | 48000 | 29000 | 0.78 | 43020 | 2.91
206188336 |  | Live | Carrier | TEMPSTAR | Singlezone Ducted, Compact Ducted | 206188336 |  | HRCU-A-CB | DLCLRBH48AAK | Mini-Splits | DLFLDAH48XAK | 9.2 | 17.4 | 10.3 |  |  |  | FALSE | FALSE | FALSE | 48000 | 29000 | 0.65 | 45950 | 2.59
206188339 |  | Live | Carrier | AIRQUEST | Singlezone Non-Ducted, Ceiling Placement | 206188339 |  | HRCU-A-CB-O | DLCLRBH36AAK | Mini-Splits | DLFLCAH36XAK | 9 | 17.6 | 10.6 |  |  |  | FALSE | FALSE | FALSE | 36000 | 22000 | 0.64 | 35820 | 2.6
206188296 |  | Live | Carrier | DAY & NIGHT | Singlezone Non-Ducted, Floor Placement | 206188296 |  | HRCU-A-CB-O | DLCLRBH36AAK | Mini-Splits | DLFLFAH36XAK | 8 | 17 | 10 |  |  |  | FALSE | FALSE | FALSE | 36000 | 22000 | 0.72 | 32600 | 2.47
206188286 |  | Live | Carrier | ARCOAIRE | Singlezone Non-Ducted, Ceiling Placement | 206188286 |  | HRCU-A-CB-O | DLCLRBH48AAK | Mini-Splits | DLFLCAH48XAK | 9.5 | 17 | 11 |  |  |  | FALSE | FALSE | FALSE | 48000 | 29000 | 0.78 | 43020 | 2.91
206188297 |  | Live | Carrier | DAY & NIGHT | Singlezone Non-Ducted, Ceiling Placement | 206188297 |  | HRCU-A-CB-O | DLCLRBH36AAK | Mini-Splits | DLFLCAH36XAK | 9 | 17.6 | 10.6 |  |  |  | FALSE | FALSE | FALSE | 36000 | 22000 | 0.64 | 35820 | 2.6
206188283 |  | Live | Carrier | ARCOAIRE | Singlezone Non-Ducted, Ceiling Placement | 206188283 |  | HRCU-A-CB-O | DLCLRBH36AAK | Mini-Splits | DLFLCAH36XAK | 9 | 17.6 | 10.6 |  |  |  | FALSE | FALSE | FALSE | 36000 | 22000 | 0.64 | 35820 | 2.6
206188300 |  | Live | Carrier | DAY & NIGHT | Singlezone Non-Ducted, Ceiling Placement | 206188300 |  | HRCU-A-CB-O | DLCLRBH48AAK | Mini-Splits | DLFLCAH48XAK | 9.5 | 17 | 11 |  |  |  | FALSE | FALSE | FALSE | 48000 | 29000 | 0.78 | 43020 | 2.91
206188307 |  | Live | Carrier | HEIL | Singlezone Non-Ducted, Ceiling Placement | 206188307 |  | HRCU-A-CB-O | DLCLRBH48AAK | Mini-Splits | DLFLCAH48XAK | 9.5 | 17 | 11 |  |  |  | FALSE | FALSE | FALSE | 48000 | 29000 | 0.78 | 43020 | 2.91
206188311 |  | Live | Carrier | KEEPRITE | Singlezone Non-Ducted, Ceiling Placement | 206188311 |  | HRCU-A-CB-O | DLCLRBH36AAK | Mini-Splits | DLFLCAH36XAK | 9 | 17.6 | 10.6 |  |  |  | FALSE | FALSE | FALSE | 36000 | 22000 | 0.64 | 35820 | 2.6
206188304 |  | Live | Carrier | HEIL | Singlezone Non-Ducted, Ceiling Placement | 206188304 |  | HRCU-A-CB-O | DLCLRBH36AAK | Mini-Splits | DLFLCAH36XAK | 9 | 17.6 | 10.6 |  |  |  | FALSE | FALSE | FALSE | 36000 | 22000 | 0.64 | 35820 | 2.6
206188314 |  | Live | Carrier | KEEPRITE | Singlezone Non-Ducted, Ceiling Placement | 206188314 |  | HRCU-A-CB-O | DLCLRBH48AAK | Mini-Splits | DLFLCAH48XAK | 9.5 | 17 | 11 |  |  |  | FALSE | FALSE | FALSE | 48000 | 29000 | 0.78 | 43020 | 2.91
206188318 |  | Live | Carrier | KENMORE | Singlezone Non-Ducted, Ceiling Placement | 206188318 |  | HRCU-A-CB-O | DLCLRBH36AAK | Mini-Splits | DLFLCAH36XAK | 9 | 17.6 | 10.6 |  |  |  | FALSE | FALSE | FALSE | 36000 | 22000 | 0.64 | 35820 | 2.6
206188321 |  | Live | Carrier | KENMORE | Singlezone Non-Ducted, Ceiling Placement | 206188321 |  | HRCU-A-CB-O | DLCLRBH48AAK | Mini-Splits | DLFLCAH48XAK | 9.5 | 17 | 11 |  |  |  | FALSE | FALSE | FALSE | 48000 | 29000 | 0.78 | 43020 | 2.91
206188325 |  | Live | Carrier | MIDEA | Singlezone Non-Ducted, Ceiling Placement | 206188325 |  | HRCU-A-CB-O | DLCLRBH36AAK | Mini-Splits | DLFLCAH36XAK | 9 | 17.6 | 10.6 |  |  |  | FALSE | FALSE | FALSE | 36000 | 22000 | 0.64 | 35820 | 2.6
206188328 |  | Live | Carrier | MIDEA | Singlezone Non-Ducted, Ceiling Placement | 206188328 |  | HRCU-A-CB-O | DLCLRBH48AAK | Mini-Splits | DLFLCAH48XAK | 9.5 | 17 | 11 |  |  |  | FALSE | FALSE | FALSE | 48000 | 29000 | 0.78 | 43020 | 2.91
206188332 |  | Live | Carrier | TEMPSTAR | Singlezone Non-Ducted, Ceiling Placement | 206188332 |  | HRCU-A-CB-O | DLCLRBH36AAK | Mini-Splits | DLFLCAH36XAK | 9 | 17.6 | 10.6 |  |  |  | FALSE | FALSE | FALSE | 36000 | 22000 | 0.64 | 35820 | 2.6
206188335 |  | Live | Carrier | TEMPSTAR | Singlezone Non-Ducted, Ceiling Placement | 206188335 |  | HRCU-A-CB-O | DLCLRBH48AAK | Mini-Splits | DLFLCAH48XAK | 9.5 | 17 | 11 |  |  |  | FALSE | FALSE | FALSE | 48000 | 29000 | 0.78 | 43020 | 2.91
206188338 |  | Live | Carrier | AIRQUEST | Singlezone Non-Ducted, Floor Placement | 206188338 |  | HRCU-A-CB-O | DLCLRBH36AAK | Mini-Splits | DLFLFAH36XAK | 8 | 17 | 10 |  |  |  | FALSE | FALSE | FALSE | 36000 | 22000 | 0.72 | 32600 | 2.47
206188285 |  | Live | Carrier | ARCOAIRE | Singlezone Non-Ducted, Floor Placement | 206188285 |  | HRCU-A-CB-O | DLCLRBH48AAK | Mini-Splits | DLFLFAH48XAK | 9.3 | 18 | 11 |  |  |  | FALSE | FALSE | FALSE | 48000 | 29000 | 0.75 | 49110 | 2.94
206188341 |  | Live | Carrier | AIRQUEST | Singlezone Non-Ducted, Floor Placement | 206188341 |  | HRCU-A-CB-O | DLCLRBH48AAK | Mini-Splits | DLFLFAH48XAK | 9.3 | 18 | 11 |  |  |  | FALSE | FALSE | FALSE | 48000 | 29000 | 0.75 | 49110 | 2.94
206188282 |  | Live | Carrier | ARCOAIRE | Singlezone Non-Ducted, Floor Placement | 206188282 |  | HRCU-A-CB-O | DLCLRBH36AAK | Mini-Splits | DLFLFAH36XAK | 8 | 17 | 10 |  |  |  | FALSE | FALSE | FALSE | 36000 | 22000 | 0.72 | 32600 | 2.47
206188299 |  | Live | Carrier | DAY & NIGHT | Singlezone Non-Ducted, Floor Placement | 206188299 |  | HRCU-A-CB-O | DLCLRBH48AAK | Mini-Splits | DLFLFAH48XAK | 9.3 | 18 | 11 |  |  |  | FALSE | FALSE | FALSE | 48000 | 29000 | 0.75 | 49110 | 2.94
206188313 |  | Live | Carrier | KEEPRITE | Singlezone Non-Ducted, Floor Placement | 206188313 |  | HRCU-A-CB-O | DLCLRBH48AAK | Mini-Splits | DLFLFAH48XAK | 9.3 | 18 | 11 |  |  |  | FALSE | FALSE | FALSE | 48000 | 29000 | 0.75 | 49110 | 2.94
206188306 |  | Live | Carrier | HEIL | Singlezone Non-Ducted, Floor Placement | 206188306 |  | HRCU-A-CB-O | DLCLRBH48AAK | Mini-Splits | DLFLFAH48XAK | 9.3 | 18 | 11 |  |  |  | FALSE | FALSE | FALSE | 48000 | 29000 | 0.75 | 49110 | 2.94
206188303 |  | Live | Carrier | HEIL | Singlezone Non-Ducted, Floor Placement | 206188303 |  | HRCU-A-CB-O | DLCLRBH36AAK | Mini-Splits | DLFLFAH36XAK | 8 | 17 | 10 |  |  |  | FALSE | FALSE | FALSE | 36000 | 22000 | 0.72 | 32600 | 2.47
206188310 |  | Live | Carrier | KEEPRITE | Singlezone Non-Ducted, Floor Placement | 206188310 |  | HRCU-A-CB-O | DLCLRBH36AAK | Mini-Splits | DLFLFAH36XAK | 8 | 17 | 10 |  |  |  | FALSE | FALSE | FALSE | 36000 | 22000 | 0.72 | 32600 | 2.47
206188317 |  | Live | Carrier | KENMORE | Singlezone Non-Ducted, Floor Placement | 206188317 |  | HRCU-A-CB-O | DLCLRBH36AAK | Mini-Splits | DLFLFAH36XAK | 8 | 17 | 10 |  |  |  | FALSE | FALSE | FALSE | 36000 | 22000 | 0.72 | 32600 | 2.47
206188320 |  | Live | Carrier | KENMORE | Singlezone Non-Ducted, Floor Placement | 206188320 |  | HRCU-A-CB-O | DLCLRBH48AAK | Mini-Splits | DLFLFAH48XAK | 9.3 | 18 | 11 |  |  |  | FALSE | FALSE | FALSE | 48000 | 29000 | 0.75 | 49110 | 2.94
206188324 |  | Live | Carrier | MIDEA | Singlezone Non-Ducted, Floor Placement | 206188324 |  | HRCU-A-CB-O | DLCLRBH36AAK | Mini-Splits | DLFLFAH36XAK | 8 | 17 | 10 |  |  |  | FALSE | FALSE | FALSE | 36000 | 22000 | 0.72 | 32600 | 2.47
206188327 |  | Live | Carrier | MIDEA | Singlezone Non-Ducted, Floor Placement | 206188327 |  | HRCU-A-CB-O | DLCLRBH48AAK | Mini-Splits | DLFLFAH48XAK | 9.3 | 18 | 11 |  |  |  | FALSE | FALSE | FALSE | 48000 | 29000 | 0.75 | 49110 | 2.94
206188331 |  | Live | Carrier | TEMPSTAR | Singlezone Non-Ducted, Floor Placement | 206188331 |  | HRCU-A-CB-O | DLCLRBH36AAK | Mini-Splits | DLFLFAH36XAK | 8 | 17 | 10 |  |  |  | FALSE | FALSE | FALSE | 36000 | 22000 | 0.72 | 32600 | 2.47
206188334 |  | Live | Carrier | TEMPSTAR | Singlezone Non-Ducted, Floor Placement | 206188334 |  | HRCU-A-CB-O | DLCLRBH48AAK | Mini-Splits | DLFLFAH48XAK | 9.3 | 18 | 11 |  |  |  | FALSE | FALSE | FALSE | 48000 | 29000 | 0.75 | 49110 | 2.94
203380996 |  | Live | Carrier | CARRIER | Singlezone Ducted, Centrally Ducted | 203380996 |  | HRCU-A-CB | 38MAQB30R--3 |  | FM(C,U)4Z30**AL* | 11.1 | 17.95 | 10.8 |  |  |  | FALSE | FALSE | FALSE | 28600 | 20200 | 2.35 | 24400 | 2.34
203380995 |  | Live | Carrier | CARRIER | Singlezone Ducted, Centrally Ducted | 203380995 |  | HRCU-A-CB | 38MAQB24R--3 |  | FM(C,U)4Z24**AL* | 12.2 | 19.95 | 11.2 |  |  |  | FALSE | FALSE | FALSE | 23000 | 15000 | 2.22 | 28400 | 2.22
203380994 |  | Live | Carrier | CARRIER | Singlezone Ducted, Centrally Ducted | 203380994 |  | HRCU-A-CB | 38MAQB18R--3 |  | FM(C,U)4Z18**AL* | 11 | 19 | 10.3 |  |  |  | FALSE | FALSE | FALSE | 17600 | 12200 | 2.73 | 23700 | 2.72
203380997 |  | Live | Carrier | CARRIER | Singlezone Ducted, Centrally Ducted | 203380997 |  | HRCU-A-CB | 38MAQB36R--3 |  | FM(C,U)4Z36**AL* | 9 | 16 | 9 |  |  |  | FALSE | FALSE | FALSE | 35000 | 19000 | 2.51 | 26500 | 2.51
203380978 |  | Live | Carrier | CARRIER | Singlezone Ducted, Centrally Ducted | 203380978 |  | HRCU-A-CB | 38MAQB12R--3 |  | FMA4X18**AL* | 12.25 | 17.6 | 9.7 |  |  |  | FALSE | FALSE | FALSE | 11800 | 7600 | 2.75 | 14100 | 2.75
203380979 |  | Live | Carrier | CARRIER | Singlezone Ducted, Centrally Ducted | 203380979 |  | HRCU-A-CB | 38MAQB18R--3 |  | FMA4X18**AL* | 10.9 | 15.5 | 9.8 |  |  |  | FALSE | FALSE | FALSE | 17200 | 10800 | 2.75 | 23100 | 2.74
203380981 |  | Live | Carrier | CARRIER | Singlezone Ducted, Centrally Ducted | 203380981 |  | HRCU-A-CB | 38MAQB30R--3 |  | FMA4X30**AL* | 11.3 | 16.5 | 11 |  |  |  | FALSE | FALSE | FALSE | 29200 | 21200 | 2.81 | 25200 | 2.81
204344189 |  | Live | Carrier | CARRIER | Singlezone Ducted, Centrally Ducted | 204344189 |  | HRCU-A-CB | 38MAQB12R--3 |  | FV4CNF002 | 12 | 18 | 10 |  |  |  | FALSE | FALSE | FALSE | 11200 | 6400 | 2.8 | 16440 | 2.79
204344190 |  | Live | Carrier | CARRIER | Singlezone Ducted, Centrally Ducted | 204344190 |  | HRCU-A-CB | 38MAQB18R--3 |  | FV4CNF002 | 11.5 | 18 | 10 |  |  |  | FALSE | FALSE | FALSE | 17800 | 11000 | 2.98 | 18600 | 2.98
204344191 |  | Live | Carrier | CARRIER | Singlezone Ducted, Centrally Ducted | 204344191 |  | HRCU-A-CB | 38MAQB24R--3 |  | FV4CNF002 | 11.5 | 17 | 10.5 |  |  |  | FALSE | FALSE | FALSE | 23000 | 14000 | 2.4 | 23910 | 2.4
203380999 |  | Live | Carrier | BRYANT | Singlezone Ducted, Centrally Ducted | 203380999 |  | HRCU-A-CB | 38MAQB18R--3 |  | FM(C,U)4Z18**AL* | 11 | 19 | 10.3 |  |  |  | FALSE | FALSE | FALSE | 17600 | 12600 | 2.72 | 23700 | 2.72
204344192 |  | Live | Carrier | CARRIER | Singlezone Ducted, Centrally Ducted | 204344192 |  | HRCU-A-CB | 38MAQB30R--3 |  | FV4CN(B,F)003 | 11 | 17.5 | 10.5 |  |  |  | FALSE | FALSE | FALSE | 28800 | 20200 | 2.82 | 25310 | 2.82
203381000 |  | Live | Carrier | BRYANT | Singlezone Ducted, Centrally Ducted | 203381000 |  | HRCU-A-CB | 38MAQB24R--3 |  | FM(C,U)4Z24**AL* | 12.2 | 19.95 | 11.2 |  |  |  | FALSE | FALSE | FALSE | 23000 | 15000 | 2.22 | 28400 | 2.22
203381001 |  | Live | Carrier | BRYANT | Singlezone Ducted, Centrally Ducted | 203381001 |  | HRCU-A-CB | 38MAQB30R--3 |  | FM(C,U)4Z30**AL* | 11.1 | 17.95 | 10.8 |  |  |  | FALSE | FALSE | FALSE | 28600 | 20200 | 2.35 | 24400 | 2.34
203380983 |  | Live | Carrier | BRYANT | Singlezone Ducted, Centrally Ducted | 203380983 |  | HRCU-A-CB | 38MAQB12R--3 |  | FMA4X18**AL* | 12.25 | 17.6 | 9.7 |  |  |  | FALSE | FALSE | FALSE | 11800 | 7600 | 2.75 | 14100 | 2.75
203381002 |  | Live | Carrier | BRYANT | Singlezone Ducted, Centrally Ducted | 203381002 |  | HRCU-A-CB | 38MAQB36R--3 |  | FM(C,U)4Z36**AL* | 9 | 16 | 9 |  |  |  | FALSE | FALSE | FALSE | 35000 | 19000 | 2.51 | 26500 | 2.51
203380984 |  | Live | Carrier | BRYANT | Singlezone Ducted, Centrally Ducted | 203380984 |  | HRCU-A-CB | 38MAQB18R--3 |  | FMA4X18**AL* | 10.9 | 15.5 | 9.8 |  |  |  | FALSE | FALSE | FALSE | 17200 | 10800 | 2.75 | 23100 | 2.74
204344195 |  | Live | Carrier | BRYANT | Singlezone Ducted, Centrally Ducted | 204344195 |  | HRCU-A-CB | 38MAQB18R--3 |  | FV4CNF002 | 11.5 | 18 | 10 |  |  |  | FALSE | FALSE | FALSE | 17800 | 11000 | 2.98 | 18600 | 2.98
204344194 |  | Live | Carrier | BRYANT | Singlezone Ducted, Centrally Ducted | 204344194 |  | HRCU-A-CB | 38MAQB12R--3 |  | FV4CNF002 | 12 | 18 | 10 |  |  |  | FALSE | FALSE | FALSE | 11200 | 6400 | 2.8 | 16440 | 2.79
203380986 |  | Live | Carrier | BRYANT | Singlezone Ducted, Centrally Ducted | 203380986 |  | HRCU-A-CB | 38MAQB30R--3 |  | FMA4X30**AL* | 11.3 | 16.5 | 11 |  |  |  | FALSE | FALSE | FALSE | 29200 | 21200 | 2.81 | 25200 | 2.81
204344196 |  | Live | Carrier | BRYANT | Singlezone Ducted, Centrally Ducted | 204344196 |  | HRCU-A-CB | 38MAQB24R--3 |  | FV4CNF002 | 11.5 | 17 | 10.5 |  |  |  | FALSE | FALSE | FALSE | 23000 | 14000 | 2.4 | 23910 | 2.4
204344197 |  | Live | Carrier | BRYANT | Singlezone Ducted, Centrally Ducted | 204344197 |  | HRCU-A-CB | 38MAQB30R--3 |  | FV4CN(B,F)003 | 11 | 17.5 | 10.5 |  |  |  | FALSE | FALSE | FALSE | 28800 | 20200 | 2.67 | 23910 | 2.66
203381005 |  | Live | Carrier | PAYNE | Singlezone Ducted, Centrally Ducted | 203381005 |  | HRCU-A-CB | 38MAQB18R--3 |  | FM(C,U)4Z18**AL* | 11 | 19 | 10.3 |  |  |  | FALSE | FALSE | FALSE | 17600 | 12600 | 2.72 | 23700 | 2.72
203381006 |  | Live | Carrier | PAYNE | Singlezone Ducted, Centrally Ducted | 203381006 |  | HRCU-A-CB | 38MAQB24R--3 |  | FM(C,U)4Z24**AL* | 12.2 | 19.95 | 11.2 |  |  |  | FALSE | FALSE | FALSE | 23000 | 15000 | 2.22 | 28400 | 2.22
203381007 |  | Live | Carrier | PAYNE | Singlezone Ducted, Centrally Ducted | 203381007 |  | HRCU-A-CB | 38MAQB30R--3 |  | FM(C,U)4Z30**AL* | 11.1 | 17.95 | 10.8 |  |  |  | FALSE | FALSE | FALSE | 28600 | 20200 | 2.35 | 24400 | 2.34
203381008 |  | Live | Carrier | PAYNE | Singlezone Ducted, Centrally Ducted | 203381008 |  | HRCU-A-CB | 38MAQB36R--3 |  | FM(C,U)4Z36**AL* | 9 | 16 | 9 |  |  |  | FALSE | FALSE | FALSE | 35000 | 19000 | 2.51 | 26500 | 2.51
203380988 |  | Live | Carrier | PAYNE | Singlezone Ducted, Centrally Ducted | 203380988 |  | HRCU-A-CB | 38MAQB12R--3 |  | FMA4X18**AL* | 12.25 | 17.6 | 9.7 |  |  |  | FALSE | FALSE | FALSE | 11800 | 7600 | 2.75 | 14100 | 2.75
204344199 |  | Live | Carrier | PAYNE | Singlezone Ducted, Centrally Ducted | 204344199 |  | HRCU-A-CB | 38MAQB12R--3 |  | FV4CNF002 | 12 | 18 | 10 |  |  |  | FALSE | FALSE | FALSE | 11200 | 6400 | 2.8 | 16440 | 2.79
204344200 |  | Live | Carrier | PAYNE | Singlezone Ducted, Centrally Ducted | 204344200 |  | HRCU-A-CB | 38MAQB18R--3 |  | FV4CNF002 | 11.5 | 18 | 10 |  |  |  | FALSE | FALSE | FALSE | 17800 | 11000 | 2.98 | 18600 | 2.98
203380991 |  | Live | Carrier | PAYNE | Singlezone Ducted, Centrally Ducted | 203380991 |  | HRCU-A-CB | 38MAQB30R--3 |  | FMA4X30**AL* | 11.3 | 16.5 | 11 |  |  |  | FALSE | FALSE | FALSE | 29200 | 21200 | 2.81 | 25200 | 2.81
204344201 |  | Live | Carrier | PAYNE | Singlezone Ducted, Centrally Ducted | 204344201 |  | HRCU-A-CB | 38MAQB24R--3 |  | FV4CNF002 | 11.5 | 17 | 10.5 |  |  |  | FALSE | FALSE | FALSE | 23000 | 14000 | 2.4 | 23910 | 2.4
204344202 |  | Live | Carrier | PAYNE | Singlezone Ducted, Centrally Ducted | 204344202 |  | HRCU-A-CB | 38MAQB30R--3 |  | FV4CN(B,F)003 | 11 | 17.5 | 10.5 |  |  |  | FALSE | FALSE | FALSE | 28800 | 20200 | 2.67 | 23910 | 2.66
203380989 |  | Live | Carrier | PAYNE | Singlezone Ducted, Centrally Ducted | 203380989 |  | HRCU-A-CB | 38MAQB18R--3 |  | FMA4X18**AL* | 10.9 | 15.5 | 9.8 |  |  |  | FALSE | FALSE | FALSE | 17200 | 10800 | 2.75 | 23100 | 2.74
205273717 |  | Live | Carrier | BRYANT | Singlezone Ducted, Centrally Ducted | 205273717 |  | HRCU-A-CB | 284ANV024*0**A* |  | FE4AN(B,F)003L+UI | 14.5 | 22 | 12 |  |  |  | FALSE | FALSE | FALSE | 23400 | 24200 | 2.6 | 24200 | 2.6
205273718 |  | Live | Carrier | BRYANT | Singlezone Ducted, Centrally Ducted | 205273718 |  | HRCU-A-CB | 284ANV024*0**A* |  | FE4AN(B,F)005L+UI | 15 | 24 | 13 |  |  |  | FALSE | FALSE | FALSE | 24000 | 23600 | 2.78 | 23600 | 2.78
205272288 |  | Live | Carrier | CARRIER | Singlezone Ducted, Centrally Ducted | 205272288 |  | HRCU-A-CB | 25VNA424A*030* |  | FE4AN(B,F)003L+UI | 14.5 | 22 | 12 |  |  |  | FALSE | FALSE | FALSE | 23400 | 24200 | 2.6 | 24200 | 2.6
205272289 |  | Live | Carrier | CARRIER | Singlezone Ducted, Centrally Ducted | 205272289 |  | HRCU-A-CB | 25VNA424A*030* |  | FE4AN(B,F)005L+UI | 15 | 24 | 13 |  |  |  | FALSE | FALSE | FALSE | 24000 | 23600 | 2.78 | 23600 | 2.78
205272287 |  | Live | Carrier | CARRIER | Singlezone Ducted, Centrally Ducted | 205272287 |  | HRCU-A-CB | 25VNA424A*030* |  | FE4ANF002L+UI | 14 | 22 | 12 |  |  |  | FALSE | FALSE | FALSE | 23400 | 24400 | 2.62 | 24400 | 2.62
205273716 |  | Live | Carrier | BRYANT | Singlezone Ducted, Centrally Ducted | 205273716 |  | HRCU-A-CB | 284ANV024*0**A* |  | FE4ANF002L+UI | 14 | 22 | 12 |  |  |  | FALSE | FALSE | FALSE | 23400 | 24400 | 2.62 | 24400 | 2.62
205272762 |  | Live | Carrier | CARRIER | Singlezone Ducted, Centrally Ducted | 205272762 |  | HRCU-A-CB | 25VNA448A*030* |  | FE4AN(B,F)005L+UI | 13 | 22 | 10.5 |  |  |  | FALSE | FALSE | FALSE | 45500 | 42500 | 2.48 | 42500 | 2.48
205272802 |  | Live | Carrier | CARRIER | Singlezone Ducted, Centrally Ducted | 205272802 |  | HRCU-A-CB | 25VNA460A*030* |  | FE4ANB006L+UI | 13 | 21 | 11 |  |  |  | FALSE | FALSE | FALSE | 58500 | 49500 | 2.66 | 49500 | 2.66
205273936 |  | Live | Carrier | BRYANT | Singlezone Ducted, Centrally Ducted | 205273936 |  | HRCU-A-CB | 284ANV036*0**A* |  | FE4ANB006L+UI | 13.5 | 22 | 11.5 |  |  |  | FALSE | FALSE | FALSE | 34600 | 32400 | 2.62 | 32400 | 2.62
205273934 |  | Live | Carrier | BRYANT | Singlezone Ducted, Centrally Ducted | 205273934 |  | HRCU-A-CB | 284ANV036*0**A* |  | FE4AN(B,F)005L+UI | 13.5 | 22.5 | 11 |  |  |  | FALSE | FALSE | FALSE | 34600 | 32800 | 2.54 | 32800 | 2.54
205274190 |  | Live | Carrier | BRYANT | Singlezone Ducted, Centrally Ducted | 205274190 |  | HRCU-A-CB | 284ANV048*0**A* |  | FE4ANB006L+UI | 13.5 | 22 | 11 |  |  |  | FALSE | FALSE | FALSE | 46000 | 42500 | 2.6 | 42500 | 2.6
205272505 |  | Live | Carrier | CARRIER | Singlezone Ducted, Centrally Ducted | 205272505 |  | HRCU-A-CB | 25VNA436A*030* |  | FE4AN(B,F)005L+UI | 13.5 | 22.5 | 11 |  |  |  | FALSE | FALSE | FALSE | 34600 | 32800 | 2.54 | 32800 | 2.54
205272761 |  | Live | Carrier | CARRIER | Singlezone Ducted, Centrally Ducted | 205272761 |  | HRCU-A-CB | 25VNA448A*030* |  | FE4ANB006L+UI | 13.5 | 22 | 11 |  |  |  | FALSE | FALSE | FALSE | 46000 | 42500 | 2.6 | 42500 | 2.6
205272507 |  | Live | Carrier | CARRIER | Singlezone Ducted, Centrally Ducted | 205272507 |  | HRCU-A-CB | 25VNA436A*030* |  | FE4ANB006L+UI | 13.5 | 22 | 11.5 |  |  |  | FALSE | FALSE | FALSE | 34600 | 32400 | 2.62 | 32400 | 2.62
205272506 |  | Live | Carrier | CARRIER | Singlezone Ducted, Centrally Ducted | 205272506 |  | HRCU-A-CB | 25VNA436A*030* |  | FE4AN(B,F)003L+UI | 13 | 21 | 10.5 |  |  |  | FALSE | FALSE | FALSE | 32800 | 33000 | 2.38 | 33000 | 2.38
205274231 |  | Live | Carrier | BRYANT | Singlezone Ducted, Centrally Ducted | 205274231 |  | HRCU-A-CB | 284ANV060*0**A* |  | FE4ANB006L+UI | 13 | 21 | 11 |  |  |  | FALSE | FALSE | FALSE | 58500 | 49500 | 2.66 | 49500 | 2.66
205274191 |  | Live | Carrier | BRYANT | Singlezone Ducted, Centrally Ducted | 205274191 |  | HRCU-A-CB | 284ANV048*0**A* |  | FE4AN(B,F)005L+UI | 13 | 22 | 10.5 |  |  |  | FALSE | FALSE | FALSE | 45500 | 42500 | 2.48 | 42500 | 2.48
205273935 |  | Live | Carrier | BRYANT | Singlezone Ducted, Centrally Ducted | 205273935 |  | HRCU-A-CB | 284ANV036*0**A* |  | FE4AN(B,F)003L+UI | 13 | 21 | 10.5 |  |  |  | FALSE | FALSE | FALSE | 32800 | 33000 | 2.38 | 33000 | 2.38
9893760 |  | Live | Carrier | BRYANT | Singlezone Ducted, Centrally Ducted | 9893760 |  | HRCU-A-CB | 280ANV060000 |  | FE4ANB006L+UI | 12.5 | 18 | 12 |  |  |  | FALSE | FALSE | FALSE | 56000 | 52500 | 2.23 | 52500 | 2.23
9893754 |  | Live | Carrier | BRYANT | Singlezone Ducted, Centrally Ducted | 9893754 |  | HRCU-A-CB | 280ANV048*0**A* |  | CNPV*6024AL*+UI & 98(6*B,7*A)66100V21*** | 12.5 | 17.5 | 10.5 |  |  |  | FALSE | FALSE | FALSE | 46000 | 48500 | 2.08 | 48500 | 2.08
9893753 |  | Live | Carrier | BRYANT | Singlezone Ducted, Centrally Ducted | 9893753 |  | HRCU-A-CB | 280ANV048*0**A* |  | CNPV*6024AL*+UI & 98(6*B,7*A)60080V21*** | 12.5 | 17.5 | 10.5 |  |  |  | FALSE | FALSE | FALSE | 46000 | 49000 | 2.06 | 49000 | 2.06
9893748 |  | Live | Carrier | BRYANT | Singlezone Ducted, Centrally Ducted | 9893748 |  | HRCU-A-CB | 280ANV048*0**A* |  | CNPV*4821AL*+UI & 98(6*B,7*A)66100V21*** | 12.5 | 17.5 | 10.5 |  |  |  | FALSE | FALSE | FALSE | 45500 | 48000 | 2.24 | 48000 | 2.24
9893745 |  | Live | Carrier | BRYANT | Singlezone Ducted, Centrally Ducted | 9893745 |  | HRCU-A-CB | 280ANV048*0**A* |  | CAP**6024AL*+UI & 98(6*B,7*A)66100V21*** | 12.5 | 17 | 11 |  |  |  | FALSE | FALSE | FALSE | 46000 | 48000 | 2.12 | 48000 | 2.12
9893742 |  | Live | Carrier | BRYANT | Singlezone Ducted, Centrally Ducted | 9893742 |  | HRCU-A-CB | 280ANV048*0**A* |  | CAP**6021AL*+UI & 98(6*B,7*A)66100V21*** | 12.5 | 17 | 11 |  |  |  | FALSE | FALSE | FALSE | 46000 | 48000 | 2.22 | 48000 | 2.22
9893731 |  | Live | Carrier | BRYANT | Singlezone Ducted, Centrally Ducted | 9893731 |  | HRCU-A-CB | 280ANV048*0**A* |  | CNPV*6024AL*+UI & 98(6*B,7*A)66120V24*** | 12.5 | 17.5 | 10.5 |  |  |  | FALSE | FALSE | FALSE | 46500 | 49000 | 2.24 | 49000 | 2.24
9893699 |  | Live | Carrier | BRYANT | Singlezone Ducted, Centrally Ducted | 9893699 |  | HRCU-A-CB | 280ANV048000 |  | FE4ANB006L+UI | 13.5 | 18 | 12 |  |  |  | FALSE | FALSE | FALSE | 47500 | 47500 | 2.46 | 47500 | 2.46
9893727 |  | Live | Carrier | BRYANT | Singlezone Ducted, Centrally Ducted | 9893727 |  | HRCU-A-CB | 280ANV048000 |  | FE4AN(B,F)005L+UI | 12.5 | 17.5 | 11 |  |  |  | FALSE | FALSE | FALSE | 46500 | 48500 | 2.33 | 48500 | 2.33
9893697 |  | Live | Carrier | BRYANT | Singlezone Ducted, Centrally Ducted | 9893697 |  | HRCU-A-CB | 280ANV036*0**A* |  | CSPH*6012AL*+UI & 98(6*B,7*A)60080V21*** | 13 | 19 | 11.5 |  |  |  | FALSE | FALSE | FALSE | 34600 | 32000 | 2.47 | 32000 | 2.47
9893698 |  | Live | Carrier | BRYANT | Singlezone Ducted, Centrally Ducted | 9893698 |  | HRCU-A-CB | 280ANV036*0**A* |  | CSPH*6012AL*+UI & 98(6*B,7*A)66100V21*** | 13.5 | 19 | 11.5 |  |  |  | FALSE | FALSE | FALSE | 34800 | 32000 | 2.47 | 32000 | 2.47
9893696 |  | Live | Carrier | BRYANT | Singlezone Ducted, Centrally Ducted | 9893696 |  | HRCU-A-CB | 280ANV036*0**A* |  | CSPH*6012AL*+UI & 98(6*B,7MA)60060V21*** | 13 | 18.5 | 11 |  |  |  | FALSE | FALSE | FALSE | 34400 | 32200 | 2.42 | 32200 | 2.42
9893695 |  | Live | Carrier | BRYANT | Singlezone Ducted, Centrally Ducted | 9893695 |  | HRCU-A-CB | 280ANV036*0**A* |  | CSPH*4812AL*+UI & 98(6*B,7*A)66100V21*** | 13 | 19 | 11 |  |  |  | FALSE | FALSE | FALSE | 34000 | 30000 | 2.54 | 30000 | 2.54
9893693 |  | Live | Carrier | BRYANT | Singlezone Ducted, Centrally Ducted | 9893693 |  | HRCU-A-CB | 280ANV036*0**A* |  | CSPH*4812AL*+UI & 98(6*B,7MA)60060V21*** | 12.5 | 18.5 | 10.5 |  |  |  | FALSE | FALSE | FALSE | 33800 | 30400 | 2.49 | 30400 | 2.49
9893692 |  | Live | Carrier | BRYANT | Singlezone Ducted, Centrally Ducted | 9893692 |  | HRCU-A-CB | 280ANV036*0**A* |  | CSPH*4212AL*+UI & 98(6*B,7*A)66100V21*** | 13 | 18.5 | 11 |  |  |  | FALSE | FALSE | FALSE | 33600 | 30000 | 2.54 | 30000 | 2.54
9893694 |  | Live | Carrier | BRYANT | Singlezone Ducted, Centrally Ducted | 9893694 |  | HRCU-A-CB | 280ANV036*0**A* |  | CSPH*4812AL*+UI & 98(6*B,7*A)60080V21*** | 13 | 19 | 11 |  |  |  | FALSE | FALSE | FALSE | 34000 | 30000 | 2.54 | 30000 | 2.54
9893691 |  | Live | Carrier | BRYANT | Singlezone Ducted, Centrally Ducted | 9893691 |  | HRCU-A-CB | 280ANV036*0**A* |  | CSPH*4212AL*+UI & 98(6*B,7*A)60080V21*** | 13 | 18.5 | 11 |  |  |  | FALSE | FALSE | FALSE | 33400 | 30200 | 2.54 | 30200 | 2.54
9893690 |  | Live | Carrier | BRYANT | Singlezone Ducted, Centrally Ducted | 9893690 |  | HRCU-A-CB | 280ANV036*0**A* |  | CSPH*4212AL*+UI & 98(6*B,7MA)60060V21*** | 12.5 | 18 | 10.5 |  |  |  | FALSE | FALSE | FALSE | 33400 | 30400 | 2.47 | 30400 | 2.47
9893689 |  | Live | Carrier | BRYANT | Singlezone Ducted, Centrally Ducted | 9893689 |  | HRCU-A-CB | 280ANV036*0**A* |  | CSPH*3612AL*+UI & 98(6*B,7*A)66100V21*** | 13 | 18.5 | 10.5 |  |  |  | FALSE | FALSE | FALSE | 33400 | 30200 | 2.49 | 30200 | 2.49
9893688 |  | Live | Carrier | BRYANT | Singlezone Ducted, Centrally Ducted | 9893688 |  | HRCU-A-CB | 280ANV036*0**A* |  | CSPH*3612AL*+UI & 98(6*B,7*A)60080V21*** | 12.5 | 18.5 | 10.5 |  |  |  | FALSE | FALSE | FALSE | 33400 | 30200 | 2.47 | 30200 | 2.47
9893686 |  | Live | Carrier | BRYANT | Singlezone Ducted, Centrally Ducted | 9893686 |  | HRCU-A-CB | 280ANV036*0**A* |  | CNPV*6024AL*+UI & 98(6*B,7*A)66100V21*** | 13.5 | 19.5 | 11 |  |  |  | FALSE | FALSE | FALSE | 34800 | 32000 | 2.37 | 32000 | 2.37
9893684 |  | Live | Carrier | BRYANT | Singlezone Ducted, Centrally Ducted | 9893684 |  | HRCU-A-CB | 280ANV036*0**A* |  | CNPV*6024AL*+UI & 98(6*B,7MA)60060V21*** | 13 | 19 | 10.5 |  |  |  | FALSE | FALSE | FALSE | 34600 | 32400 | 2.31 | 32400 | 2.31
9893683 |  | Live | Carrier | BRYANT | Singlezone Ducted, Centrally Ducted | 9893683 |  | HRCU-A-CB | 280ANV036*0**A* |  | CNPV*4824AL*+UI & 98(6*B,7*A)66100V21*** | 13 | 19 | 11 |  |  |  | FALSE | FALSE | FALSE | 34000 | 30000 | 2.54 | 30000 | 2.54
9893685 |  | Live | Carrier | BRYANT | Singlezone Ducted, Centrally Ducted | 9893685 |  | HRCU-A-CB | 280ANV036*0**A* |  | CNPV*6024AL*+UI & 98(6*B,7*A)60080V21*** | 13.5 | 19.5 | 11 |  |  |  | FALSE | FALSE | FALSE | 34800 | 32200 | 2.35 | 32200 | 2.35
9893682 |  | Live | Carrier | BRYANT | Singlezone Ducted, Centrally Ducted | 9893682 |  | HRCU-A-CB | 280ANV036*0**A* |  | CNPV*4824AL*+UI & 98(6*B,7*A)60080V21*** | 13 | 19 | 11 |  |  |  | FALSE | FALSE | FALSE | 34000 | 30000 | 2.51 | 30000 | 2.51
9893681 |  | Live | Carrier | BRYANT | Singlezone Ducted, Centrally Ducted | 9893681 |  | HRCU-A-CB | 280ANV036*0**A* |  | CNPV*4824AL*+UI & 98(6*B,7MA)60060V21*** | 13 | 19 | 11 |  |  |  | FALSE | FALSE | FALSE | 34000 | 30400 | 2.47 | 30400 | 2.47
9893680 |  | Live | Carrier | BRYANT | Singlezone Ducted, Centrally Ducted | 9893680 |  | HRCU-A-CB | 280ANV036*0**A* |  | CNPV*4821AL*+UI & 98(6*B,7*A)66100V21*** | 13 | 19 | 11 |  |  |  | FALSE | FALSE | FALSE | 34200 | 30000 | 2.54 | 30000 | 2.54
9893679 |  | Live | Carrier | BRYANT | Singlezone Ducted, Centrally Ducted | 9893679 |  | HRCU-A-CB | 280ANV036*0**A* |  | CNPV*4821AL*+UI & 98(6*B,7*A)60080V21*** | 13 | 19 | 11 |  |  |  | FALSE | FALSE | FALSE | 34000 | 30000 | 2.51 | 30000 | 2.51
9893677 |  | Live | Carrier | BRYANT | Singlezone Ducted, Centrally Ducted | 9893677 |  | HRCU-A-CB | 280ANV036*0**A* |  | CNPV*4221AL*+UI & 98(6*B,7*A)66100V21*** | 13 | 18.5 | 10.5 |  |  |  | FALSE | FALSE | FALSE | 33600 | 30200 | 2.4 | 30200 | 2.4
9893678 |  | Live | Carrier | BRYANT | Singlezone Ducted, Centrally Ducted | 9893678 |  | HRCU-A-CB | 280ANV036*0**A* |  | CNPV*4821AL*+UI & 98(6*B,7MA)60060V21*** | 13 | 18.5 | 11 |  |  |  | FALSE | FALSE | FALSE | 33800 | 30400 | 2.47 | 30400 | 2.47
9893676 |  | Live | Carrier | BRYANT | Singlezone Ducted, Centrally Ducted | 9893676 |  | HRCU-A-CB | 280ANV036*0**A* |  | CNPV*4221AL*+UI & 98(6*B,7*A)60080V21*** | 13 | 18.5 | 10.5 |  |  |  | FALSE | FALSE | FALSE | 33400 | 30400 | 2.38 | 30400 | 2.38
9893674 |  | Live | Carrier | BRYANT | Singlezone Ducted, Centrally Ducted | 9893674 |  | HRCU-A-CB | 280ANV036*0**A* |  | CAP**6024AL*+UI & 98(6*B,7*A)66100V21*** | 13 | 19 | 11.5 |  |  |  | FALSE | FALSE | FALSE | 34600 | 31800 | 2.37 | 31800 | 2.37
9893672 |  | Live | Carrier | BRYANT | Singlezone Ducted, Centrally Ducted | 9893672 |  | HRCU-A-CB | 280ANV036*0**A* |  | CAP**6024AL*+UI & 98(6*B,7MA)60060V21*** | 13 | 18.5 | 11 |  |  |  | FALSE | FALSE | FALSE | 34600 | 32200 | 2.32 | 32200 | 2.32
9893673 |  | Live | Carrier | BRYANT | Singlezone Ducted, Centrally Ducted | 9893673 |  | HRCU-A-CB | 280ANV036*0**A* |  | CAP**6024AL*+UI & 98(6*B,7*A)60080V21*** | 13 | 19 | 11.5 |  |  |  | FALSE | FALSE | FALSE | 34600 | 31800 | 2.37 | 31800 | 2.37
9893670 |  | Live | Carrier | BRYANT | Singlezone Ducted, Centrally Ducted | 9893670 |  | HRCU-A-CB | 280ANV036*0**A* |  | CAP**6021AL*+UI & 98(6*B,7*A)60080V21*** | 13 | 19 | 11.5 |  |  |  | FALSE | FALSE | FALSE | 34600 | 31800 | 2.37 | 31800 | 2.37
9893669 |  | Live | Carrier | BRYANT | Singlezone Ducted, Centrally Ducted | 9893669 |  | HRCU-A-CB | 280ANV036*0**A* |  | CAP**6021AL*+UI & 98(6*B,7MA)60060V21*** | 13 | 18.5 | 11 |  |  |  | FALSE | FALSE | FALSE | 34600 | 32200 | 2.32 | 32200 | 2.32
9893671 |  | Live | Carrier | BRYANT | Singlezone Ducted, Centrally Ducted | 9893671 |  | HRCU-A-CB | 280ANV036*0**A* |  | CAP**6021AL*+UI & 98(6*B,7*A)66100V21*** | 13 | 19 | 11.5 |  |  |  | FALSE | FALSE | FALSE | 34600 | 31800 | 2.41 | 31800 | 2.41
9893668 |  | Live | Carrier | BRYANT | Singlezone Ducted, Centrally Ducted | 9893668 |  | HRCU-A-CB | 280ANV036*0**A* |  | CAP**4824AL*+UI & 98(6*B,7*A)66100V21*** | 13 | 19 | 11.5 |  |  |  | FALSE | FALSE | FALSE | 34000 | 29800 | 2.54 | 29800 | 2.54
9893667 |  | Live | Carrier | BRYANT | Singlezone Ducted, Centrally Ducted | 9893667 |  | HRCU-A-CB | 280ANV036*0**A* |  | CAP**4824AL*+UI & 98(6*B,7*A)60080V21*** | 13 | 18.5 | 11.5 |  |  |  | FALSE | FALSE | FALSE | 34000 | 29800 | 2.54 | 29800 | 2.54
9893666 |  | Live | Carrier | BRYANT | Singlezone Ducted, Centrally Ducted | 9893666 |  | HRCU-A-CB | 280ANV036*0**A* |  | CAP**4824AL*+UI & 98(6*B,7MA)60060V21*** | 12.5 | 18.5 | 11.5 |  |  |  | FALSE | FALSE | FALSE | 34000 | 30200 | 2.47 | 30200 | 2.47
9893665 |  | Live | Carrier | BRYANT | Singlezone Ducted, Centrally Ducted | 9893665 |  | HRCU-A-CB | 280ANV036*0**A* |  | CAP**4821AL*+UI & 98(6*B,7*A)66100V21*** | 13 | 19 | 11.5 |  |  |  | FALSE | FALSE | FALSE | 34000 | 29800 | 2.54 | 29800 | 2.54
9893664 |  | Live | Carrier | BRYANT | Singlezone Ducted, Centrally Ducted | 9893664 |  | HRCU-A-CB | 280ANV036*0**A* |  | CAP**4821AL*+UI & 98(6*B,7*A)60080V21*** | 13 | 18.5 | 11.5 |  |  |  | FALSE | FALSE | FALSE | 34000 | 30000 | 2.51 | 30000 | 2.51
9893663 |  | Live | Carrier | BRYANT | Singlezone Ducted, Centrally Ducted | 9893663 |  | HRCU-A-CB | 280ANV036*0**A* |  | CAP**4821AL*+UI & 98(6*B,7MA)60060V21*** | 12.5 | 18.5 | 11 |  |  |  | FALSE | FALSE | FALSE | 33800 | 30200 | 2.49 | 30200 | 2.49
9893662 |  | Live | Carrier | BRYANT | Singlezone Ducted, Centrally Ducted | 9893662 |  | HRCU-A-CB | 280ANV036*0**A* |  | CAP**4224AL*+UI & 98(6*B,7*A)66100V21*** | 13 | 18.5 | 11 |  |  |  | FALSE | FALSE | FALSE | 33600 | 30200 | 2.42 | 30200 | 2.42
9893661 |  | Live | Carrier | BRYANT | Singlezone Ducted, Centrally Ducted | 9893661 |  | HRCU-A-CB | 280ANV036*0**A* |  | CAP**4224AL*+UI & 98(6*B,7*A)60080V21*** | 13 | 18.5 | 11 |  |  |  | FALSE | FALSE | FALSE | 33600 | 30200 | 2.42 | 30200 | 2.42
9893658 |  | Live | Carrier | BRYANT | Singlezone Ducted, Centrally Ducted | 9893658 |  | HRCU-A-CB | 280ANV036*0**A* |  | CAP**4221AL*+UI & 98(6*B,7*A)60080V21*** | 13 | 18.5 | 11 |  |  |  | FALSE | FALSE | FALSE | 33600 | 30200 | 2.42 | 30200 | 2.42
9893659 |  | Live | Carrier | BRYANT | Singlezone Ducted, Centrally Ducted | 9893659 |  | HRCU-A-CB | 280ANV036*0**A* |  | CAP**4221AL*+UI & 98(6*B,7*A)66100V21*** | 13 | 18.5 | 11 |  |  |  | FALSE | FALSE | FALSE | 33600 | 30200 | 2.42 | 30200 | 2.42
9893656 |  | Live | Carrier | BRYANT | Singlezone Ducted, Centrally Ducted | 9893656 |  | HRCU-A-CB | 280ANV036*0**A* |  | CAP**3621AL*+UI & 98(6*B,7*A)66100V21*** | 13 | 18.5 | 10.5 |  |  |  | FALSE | FALSE | FALSE | 33400 | 30200 | 2.35 | 30200 | 2.35
9893655 |  | Live | Carrier | BRYANT | Singlezone Ducted, Centrally Ducted | 9893655 |  | HRCU-A-CB | 280ANV036*0**A* |  | CAP**3621AL*+UI & 98(6*B,7*A)60080V21*** | 12.5 | 18.5 | 10.5 |  |  |  | FALSE | FALSE | FALSE | 33400 | 30400 | 2.33 | 30400 | 2.33
9893654 |  | Live | Carrier | BRYANT | Singlezone Ducted, Centrally Ducted | 9893654 |  | HRCU-A-CB | 280ANV036*0**A* |  | CAP**3621AL*+UI & 98(6*B,7MA)60060V21*** | 12.5 | 18.5 | 10.5 |  |  |  | FALSE | FALSE | FALSE | 33000 | 30600 | 2.31 | 30600 | 2.31
9893653 |  | Live | Carrier | BRYANT | Singlezone Ducted, Centrally Ducted | 9893653 |  | HRCU-A-CB | 280ANV036*0**A* |  | CSPH*6012AL*+UI & 98(6*B,7*A)66120V24*** | 13.5 | 19 | 11.5 |  |  |  | FALSE | FALSE | FALSE | 34600 | 32000 | 2.47 | 32000 | 2.47
9893650 |  | Live | Carrier | BRYANT | Singlezone Ducted, Centrally Ducted | 9893650 |  | HRCU-A-CB | 280ANV036*0**A* |  | CSPH*4812AL*+UI & 98(6*B,7*A)66120V24*** | 13 | 18.5 | 11 |  |  |  | FALSE | FALSE | FALSE | 34000 | 32200 | 2.44 | 32200 | 2.44
9893651 |  | Live | Carrier | BRYANT | Singlezone Ducted, Centrally Ducted | 9893651 |  | HRCU-A-CB | 280ANV036*0**A* |  | CSPH*6012AL*+UI & 98(6*B,7*A)42060V17*** | 12.5 | 18 | 11 |  |  |  | FALSE | FALSE | FALSE | 34200 | 32600 | 2.42 | 32600 | 2.42
9893652 |  | Live | Carrier | BRYANT | Singlezone Ducted, Centrally Ducted | 9893652 |  | HRCU-A-CB | 280ANV036*0**A* |  | CSPH*6012AL*+UI & 98(6*B,7*A)42080V17*** | 13 | 18.5 | 11 |  |  |  | FALSE | FALSE | FALSE | 34400 | 32400 | 2.42 | 32400 | 2.42
9893649 |  | Live | Carrier | BRYANT | Singlezone Ducted, Centrally Ducted | 9893649 |  | HRCU-A-CB | 280ANV036*0**A* |  | CSPH*4812AL*+UI & 98(6*B,7*A)42080V17*** | 12.5 | 18.5 | 11 |  |  |  | FALSE | FALSE | FALSE | 33600 | 32800 | 2.37 | 32800 | 2.37
9893647 |  | Live | Carrier | BRYANT | Singlezone Ducted, Centrally Ducted | 9893647 |  | HRCU-A-CB | 280ANV036*0**A* |  | CSPH*4212AL*+UI & 98(6*B,7*A)66120V24*** | 13 | 18.5 | 11 |  |  |  | FALSE | FALSE | FALSE | 33800 | 30200 | 2.51 | 30200 | 2.51
9893646 |  | Live | Carrier | BRYANT | Singlezone Ducted, Centrally Ducted | 9893646 |  | HRCU-A-CB | 280ANV036*0**A* |  | CSPH*4212AL*+UI & 98(6*B,7*A)42080V17*** | 12.5 | 18 | 10.5 |  |  |  | FALSE | FALSE | FALSE | 33600 | 30600 | 2.44 | 30600 | 2.44
9893644 |  | Live | Carrier | BRYANT | Singlezone Ducted, Centrally Ducted | 9893644 |  | HRCU-A-CB | 280ANV036*0**A* |  | CSPH*3612AL*+UI & 98(6*B,7*A)66120V24*** | 13 | 18.5 | 10.5 |  |  |  | FALSE | FALSE | FALSE | 33600 | 30400 | 2.47 | 30400 | 2.47
9893641 |  | Live | Carrier | BRYANT | Singlezone Ducted, Centrally Ducted | 9893641 |  | HRCU-A-CB | 280ANV036*0**A* |  | CNPV*6024AL*+UI & 98(6*B,7*A)66120V24*** | 13.5 | 19.5 | 11 |  |  |  | FALSE | FALSE | FALSE | 35000 | 32200 | 2.37 | 32200 | 2.37
9893640 |  | Live | Carrier | BRYANT | Singlezone Ducted, Centrally Ducted | 9893640 |  | HRCU-A-CB | 280ANV036*0**A* |  | CNPV*4824AL*+UI & 98(6*B,7*A)66120V24*** | 13.5 | 19 | 11 |  |  |  | FALSE | FALSE | FALSE | 34200 | 32200 | 2.42 | 32200 | 2.42
9893639 |  | Live | Carrier | BRYANT | Singlezone Ducted, Centrally Ducted | 9893639 |  | HRCU-A-CB | 280ANV036*0**A* |  | CNPV*4821AL*+UI & 98(6*B,7*A)42080V17*** | 12.5 | 18.5 | 11 |  |  |  | FALSE | FALSE | FALSE | 34000 | 32600 | 2.35 | 32600 | 2.35
9893629 |  | Live | Carrier | BRYANT | Singlezone Ducted, Centrally Ducted | 9893629 |  | HRCU-A-CB | 280ANV036*0**A* |  | CAP**6024AL*+UI & 98(6*B,7*A)66120V24*** | 13.5 | 19 | 11.5 |  |  |  | FALSE | FALSE | FALSE | 34400 | 31600 | 2.39 | 31600 | 2.39
9893628 |  | Live | Carrier | BRYANT | Singlezone Ducted, Centrally Ducted | 9893628 |  | HRCU-A-CB | 280ANV036*0**A* |  | CAP**6021AL*+UI & 98(6*B,7*A)42080V17*** | 13 | 19 | 11.5 |  |  |  | FALSE | FALSE | FALSE | 34200 | 32000 | 2.37 | 32000 | 2.37
9893625 |  | Live | Carrier | BRYANT | Singlezone Ducted, Centrally Ducted | 9893625 |  | HRCU-A-CB | 280ANV036*0**A* |  | CAP**4821AL*+UI & 98(6*B,7*A)42080V17*** | 12.5 | 18.5 | 11.5 |  |  |  | FALSE | FALSE | FALSE | 33600 | 32600 | 2.35 | 32600 | 2.35
9893626 |  | Live | Carrier | BRYANT | Singlezone Ducted, Centrally Ducted | 9893626 |  | HRCU-A-CB | 280ANV036*0**A* |  | CAP**4824AL*+UI & 98(6*B,7*A)66120V24*** | 13 | 19 | 11.5 |  |  |  | FALSE | FALSE | FALSE | 34200 | 32000 | 2.39 | 32000 | 2.39
9893614 |  | Live | Carrier | BRYANT | Singlezone Ducted, Centrally Ducted | 9893614 |  | HRCU-A-CB | 280ANV036000 |  | FE4AN(B,F)005L+UI | 13.5 | 20 | 11.5 |  |  |  | FALSE | FALSE | FALSE | 35000 | 31600 | 2.62 | 31800 | 2.64
9893621 |  | Live | Carrier | BRYANT | Singlezone Ducted, Centrally Ducted | 9893621 |  | HRCU-A-CB | 280ANV036*0**A* |  | CAP**4224AL*+UI & 98(6*B,7*A)66120V24*** | 13 | 19 | 11 |  |  |  | FALSE | FALSE | FALSE | 33600 | 30200 | 2.41 | 30200 | 2.41
9893556 |  | Live | Carrier | BRYANT | Singlezone Ducted, Centrally Ducted | 9893556 |  | HRCU-A-CB | 280ANV036000 |  | FE4ANB006L+UI | 14.5 | 20.5 | 13 |  |  |  | FALSE | FALSE | FALSE | 35000 | 31600 | 2.81 | 31600 | 2.81
9893555 |  | Live | Carrier | BRYANT | Singlezone Ducted, Centrally Ducted | 9893555 |  | HRCU-A-CB | 280ANV024*0**A* |  | CSPH*6012AL*+UI & 98(6*B,7*A)60080V21*** | 15 | 19.5 | 11 |  |  |  | FALSE | FALSE | FALSE | 25000 | 25000 | 2.82 | 25000 | 2.82
9893554 |  | Live | Carrier | BRYANT | Singlezone Ducted, Centrally Ducted | 9893554 |  | HRCU-A-CB | 280ANV024*0**A* |  | CSPH*6012AL*+UI & 98(6*B,7MA)60060V21*** | 15 | 19 | 11 |  |  |  | FALSE | FALSE | FALSE | 25000 | 25000 | 2.73 | 25000 | 2.73
9893553 |  | Live | Carrier | BRYANT | Singlezone Ducted, Centrally Ducted | 9893553 |  | HRCU-A-CB | 280ANV024*0**A* |  | CSPH*4812AL*+UI & 98(6*B,7*A)66100V21*** | 15 | 19.5 | 11 |  |  |  | FALSE | FALSE | FALSE | 24800 | 24800 | 2.71 | 24800 | 2.71
9893552 |  | Live | Carrier | BRYANT | Singlezone Ducted, Centrally Ducted | 9893552 |  | HRCU-A-CB | 280ANV024*0**A* |  | CSPH*4812AL*+UI & 98(6*B,7*A)60080V21*** | 15 | 19 | 11 |  |  |  | FALSE | FALSE | FALSE | 24800 | 25000 | 2.71 | 25000 | 2.71
9893551 |  | Live | Carrier | BRYANT | Singlezone Ducted, Centrally Ducted | 9893551 |  | HRCU-A-CB | 280ANV024*0**A* |  | CSPH*4812AL*+UI & 98(6*B,7MA)60060V21*** | 14.5 | 19 | 11 |  |  |  | FALSE | FALSE | FALSE | 24800 | 25000 | 2.7 | 25000 | 2.7
9893550 |  | Live | Carrier | BRYANT | Singlezone Ducted, Centrally Ducted | 9893550 |  | HRCU-A-CB | 280ANV024*0**A* |  | CSPH*4212AL*+UI & 98(6*B,7*A)66100V21*** | 15 | 19 | 11 |  |  |  | FALSE | FALSE | FALSE | 24800 | 25000 | 2.68 | 25000 | 2.68
9893547 |  | Live | Carrier | BRYANT | Singlezone Ducted, Centrally Ducted | 9893547 |  | HRCU-A-CB | 280ANV024*0**A* |  | CSPH*3612AL*+UI & 98(6*B,7*A)66100V21*** | 15 | 19 | 10.5 |  |  |  | FALSE | FALSE | FALSE | 24600 | 25000 | 2.62 | 25000 | 2.62
9893548 |  | Live | Carrier | BRYANT | Singlezone Ducted, Centrally Ducted | 9893548 |  | HRCU-A-CB | 280ANV024*0**A* |  | CSPH*4212AL*+UI & 98(6*B,7MA)60060V21*** | 14.5 | 18.5 | 10.5 |  |  |  | FALSE | FALSE | FALSE | 24800 | 25000 | 2.67 | 25000 | 2.67
9893549 |  | Live | Carrier | BRYANT | Singlezone Ducted, Centrally Ducted | 9893549 |  | HRCU-A-CB | 280ANV024*0**A* |  | CSPH*4212AL*+UI & 98(6*B,7*A)60080V21*** | 15 | 19 | 11 |  |  |  | FALSE | FALSE | FALSE | 24800 | 25000 | 2.7 | 25000 | 2.7
9893546 |  | Live | Carrier | BRYANT | Singlezone Ducted, Centrally Ducted | 9893546 |  | HRCU-A-CB | 280ANV024*0**A* |  | CSPH*3612AL*+UI & 98(6*B,7*A)60080V21*** | 14.5 | 19 | 10.5 |  |  |  | FALSE | FALSE | FALSE | 24600 | 25000 | 2.62 | 25000 | 2.62
9893545 |  | Live | Carrier | BRYANT | Singlezone Ducted, Centrally Ducted | 9893545 |  | HRCU-A-CB | 280ANV024*0**A* |  | CSPH*3612AL*+UI & 98(6*B,7MA)60060V21*** | 14.5 | 18.5 | 10.5 |  |  |  | FALSE | FALSE | FALSE | 24600 | 25200 | 2.62 | 25200 | 2.62
9893544 |  | Live | Carrier | BRYANT | Singlezone Ducted, Centrally Ducted | 9893544 |  | HRCU-A-CB | 280ANV024*0**A* |  | CNPV*6024AL*+UI & 98(6*B,7*A)66100V21*** | 15 | 20 | 11 |  |  |  | FALSE | FALSE | FALSE | 24800 | 25000 | 2.7 | 25000 | 2.7
9893543 |  | Live | Carrier | BRYANT | Singlezone Ducted, Centrally Ducted | 9893543 |  | HRCU-A-CB | 280ANV024*0**A* |  | CNPV*6024AL*+UI & 98(6*B,7*A)60080V21*** | 15 | 20 | 11 |  |  |  | FALSE | FALSE | FALSE | 24800 | 25000 | 2.7 | 25000 | 2.7
9893541 |  | Live | Carrier | BRYANT | Singlezone Ducted, Centrally Ducted | 9893541 |  | HRCU-A-CB | 280ANV024*0**A* |  | CNPV*4824AL*+UI & 98(6*B,7*A)66100V21*** | 15 | 19.5 | 11 |  |  |  | FALSE | FALSE | FALSE | 24800 | 25000 | 2.71 | 25000 | 2.71
9893542 |  | Live | Carrier | BRYANT | Singlezone Ducted, Centrally Ducted | 9893542 |  | HRCU-A-CB | 280ANV024*0**A* |  | CNPV*6024AL*+UI & 98(6*B,7MA)60060V21*** | 15 | 19.5 | 11 |  |  |  | FALSE | FALSE | FALSE | 24800 | 25000 | 2.67 | 25000 | 2.67
9893540 |  | Live | Carrier | BRYANT | Singlezone Ducted, Centrally Ducted | 9893540 |  | HRCU-A-CB | 280ANV024*0**A* |  | CNPV*4824AL*+UI & 98(6*B,7*A)60080V21*** | 15 | 19.5 | 11 |  |  |  | FALSE | FALSE | FALSE | 24800 | 25000 | 2.68 | 25000 | 2.68
9893538 |  | Live | Carrier | BRYANT | Singlezone Ducted, Centrally Ducted | 9893538 |  | HRCU-A-CB | 280ANV024*0**A* |  | CNPV*4221AL*+UI & 98(6*B,7*A)66100V21*** | 14.5 | 19 | 10.5 |  |  |  | FALSE | FALSE | FALSE | 24400 | 25000 | 2.57 | 25000 | 2.57
9893539 |  | Live | Carrier | BRYANT | Singlezone Ducted, Centrally Ducted | 9893539 |  | HRCU-A-CB | 280ANV024*0**A* |  | CNPV*4824AL*+UI & 98(6*B,7MA)60060V21*** | 15 | 19 | 11 |  |  |  | FALSE | FALSE | FALSE | 24800 | 25000 | 2.67 | 25000 | 2.67
9893537 |  | Live | Carrier | BRYANT | Singlezone Ducted, Centrally Ducted | 9893537 |  | HRCU-A-CB | 280ANV024*0**A* |  | CNPV*4221AL*+UI & 98(6*B,7*A)60080V21*** | 14.5 | 18.5 | 10.5 |  |  |  | FALSE | FALSE | FALSE | 24400 | 25200 | 2.56 | 25200 | 2.56
9893536 |  | Live | Carrier | BRYANT | Singlezone Ducted, Centrally Ducted | 9893536 |  | HRCU-A-CB | 280ANV024*0**A* |  | CNPV*4221AL*+UI & 98(6*B,7MA)60060V21*** | 14.5 | 18.5 | 10.5 |  |  |  | FALSE | FALSE | FALSE | 24400 | 25200 | 2.54 | 25200 | 2.54
9893535 |  | Live | Carrier | BRYANT | Singlezone Ducted, Centrally Ducted | 9893535 |  | HRCU-A-CB | 280ANV024*0**A* |  | CNPV*3621AL*+UI & 98(6*B,7*A)66100V21*** | 14.5 | 18.5 | 10.5 |  |  |  | FALSE | FALSE | FALSE | 24000 | 25200 | 2.5 | 25200 | 2.5
9893533 |  | Live | Carrier | BRYANT | Singlezone Ducted, Centrally Ducted | 9893533 |  | HRCU-A-CB | 280ANV024*0**A* |  | CNPV*3621AL*+UI & 98(6*B,7MA)60060V21*** | 14 | 18.5 | 10.5 |  |  |  | FALSE | FALSE | FALSE | 24000 | 25200 | 2.47 | 25200 | 2.47
9893534 |  | Live | Carrier | BRYANT | Singlezone Ducted, Centrally Ducted | 9893534 |  | HRCU-A-CB | 280ANV024*0**A* |  | CNPV*3621AL*+UI & 98(6*B,7*A)60080V21*** | 14.5 | 18.5 | 10.5 |  |  |  | FALSE | FALSE | FALSE | 24000 | 25200 | 2.5 | 25200 | 2.5
9893532 |  | Live | Carrier | BRYANT | Singlezone Ducted, Centrally Ducted | 9893532 |  | HRCU-A-CB | 280ANV024*0**A* |  | CAP**6024AL*+UI & 98(6*B,7*A)66100V21*** | 15 | 19.5 | 11.5 |  |  |  | FALSE | FALSE | FALSE | 24800 | 24800 | 2.71 | 24800 | 2.71
9893531 |  | Live | Carrier | BRYANT | Singlezone Ducted, Centrally Ducted | 9893531 |  | HRCU-A-CB | 280ANV024*0**A* |  | CAP**6024AL*+UI & 98(6*B,7*A)60080V21*** | 15 | 19.5 | 11.5 |  |  |  | FALSE | FALSE | FALSE | 24800 | 24800 | 2.71 | 24800 | 2.71
9893530 |  | Live | Carrier | BRYANT | Singlezone Ducted, Centrally Ducted | 9893530 |  | HRCU-A-CB | 280ANV024*0**A* |  | CAP**6024AL*+UI & 98(6*B,7MA)60060V21*** | 15 | 19 | 11.5 |  |  |  | FALSE | FALSE | FALSE | 24800 | 24800 | 2.68 | 24800 | 2.68
9893528 |  | Live | Carrier | BRYANT | Singlezone Ducted, Centrally Ducted | 9893528 |  | HRCU-A-CB | 280ANV024*0**A* |  | CAP**6021AL*+UI & 98(6*B,7*A)60080V21*** | 15 | 19.5 | 11.5 |  |  |  | FALSE | FALSE | FALSE | 24800 | 24800 | 2.71 | 24800 | 2.71
9893527 |  | Live | Carrier | BRYANT | Singlezone Ducted, Centrally Ducted | 9893527 |  | HRCU-A-CB | 280ANV024*0**A* |  | CAP**6021AL*+UI & 98(6*B,7MA)60060V21*** | 15 | 19 | 11.5 |  |  |  | FALSE | FALSE | FALSE | 24800 | 24800 | 2.68 | 24800 | 2.68
9893529 |  | Live | Carrier | BRYANT | Singlezone Ducted, Centrally Ducted | 9893529 |  | HRCU-A-CB | 280ANV024*0**A* |  | CAP**6021AL*+UI & 98(6*B,7*A)66100V21*** | 15 | 19.5 | 11.5 |  |  |  | FALSE | FALSE | FALSE | 24800 | 24800 | 2.71 | 24800 | 2.71
9893526 |  | Live | Carrier | BRYANT | Singlezone Ducted, Centrally Ducted | 9893526 |  | HRCU-A-CB | 280ANV024*0**A* |  | CAP**4824AL*+UI & 98(6*B,7*A)66100V21*** | 15 | 19 | 11.5 |  |  |  | FALSE | FALSE | FALSE | 24400 | 24800 | 2.74 | 24800 | 2.74
9893525 |  | Live | Carrier | BRYANT | Singlezone Ducted, Centrally Ducted | 9893525 |  | HRCU-A-CB | 280ANV024*0**A* |  | CAP**4824AL*+UI & 98(6*B,7*A)60080V21*** | 15 | 19 | 11.5 |  |  |  | FALSE | FALSE | FALSE | 24400 | 24800 | 2.71 | 24800 | 2.71
9893524 |  | Live | Carrier | BRYANT | Singlezone Ducted, Centrally Ducted | 9893524 |  | HRCU-A-CB | 280ANV024*0**A* |  | CAP**4824AL*+UI & 98(6*B,7MA)60060V21*** | 15 | 19 | 11.5 |  |  |  | FALSE | FALSE | FALSE | 24400 | 24800 | 2.71 | 24800 | 2.71
9893523 |  | Live | Carrier | BRYANT | Singlezone Ducted, Centrally Ducted | 9893523 |  | HRCU-A-CB | 280ANV024*0**A* |  | CAP**4821AL*+UI & 98(6*B,7*A)66100V21*** | 15 | 19 | 11.5 |  |  |  | FALSE | FALSE | FALSE | 24400 | 24800 | 2.71 | 24800 | 2.71
9893522 |  | Live | Carrier | BRYANT | Singlezone Ducted, Centrally Ducted | 9893522 |  | HRCU-A-CB | 280ANV024*0**A* |  | CAP**4821AL*+UI & 98(6*B,7*A)60080V21*** | 15 | 19 | 11.5 |  |  |  | FALSE | FALSE | FALSE | 24400 | 24800 | 2.71 | 24800 | 2.71
9893520 |  | Live | Carrier | BRYANT | Singlezone Ducted, Centrally Ducted | 9893520 |  | HRCU-A-CB | 280ANV024*0**A* |  | CAP**4224AL*+UI & 98(6*B,7*A)66100V21*** | 14.5 | 19 | 11 |  |  |  | FALSE | FALSE | FALSE | 24200 | 25000 | 2.57 | 25000 | 2.57
9893519 |  | Live | Carrier | BRYANT | Singlezone Ducted, Centrally Ducted | 9893519 |  | HRCU-A-CB | 280ANV024*0**A* |  | CAP**4224AL*+UI & 98(6*B,7*A)60080V21*** | 14.5 | 19 | 11 |  |  |  | FALSE | FALSE | FALSE | 24200 | 25000 | 2.57 | 25000 | 2.57
9893521 |  | Live | Carrier | BRYANT | Singlezone Ducted, Centrally Ducted | 9893521 |  | HRCU-A-CB | 280ANV024*0**A* |  | CAP**4821AL*+UI & 98(6*B,7MA)60060V21*** | 15 | 19 | 11.5 |  |  |  | FALSE | FALSE | FALSE | 24400 | 24800 | 2.71 | 24800 | 2.71
9893517 |  | Live | Carrier | BRYANT | Singlezone Ducted, Centrally Ducted | 9893517 |  | HRCU-A-CB | 280ANV024*0**A* |  | CAP**4221AL*+UI & 98(6*B,7*A)66100V21*** | 14.5 | 19 | 11 |  |  |  | FALSE | FALSE | FALSE | 24200 | 25000 | 2.57 | 25000 | 2.57
9893516 |  | Live | Carrier | BRYANT | Singlezone Ducted, Centrally Ducted | 9893516 |  | HRCU-A-CB | 280ANV024*0**A* |  | CAP**4221AL*+UI & 98(6*B,7*A)60080V21*** | 14.5 | 19 | 11 |  |  |  | FALSE | FALSE | FALSE | 24200 | 25000 | 2.57 | 25000 | 2.57
9893514 |  | Live | Carrier | BRYANT | Singlezone Ducted, Centrally Ducted | 9893514 |  | HRCU-A-CB | 280ANV024*0**A* |  | CAP**3621AL*+UI & 98(6*B,7*A)66100V21*** | 14.5 | 19 | 11 |  |  |  | FALSE | FALSE | FALSE | 24000 | 25000 | 2.52 | 25000 | 2.52
9893513 |  | Live | Carrier | BRYANT | Singlezone Ducted, Centrally Ducted | 9893513 |  | HRCU-A-CB | 280ANV024*0**A* |  | CAP**3621AL*+UI & 98(6*B,7*A)60080V21*** | 14.5 | 19 | 11 |  |  |  | FALSE | FALSE | FALSE | 24000 | 25000 | 2.49 | 25000 | 2.49
9893512 |  | Live | Carrier | BRYANT | Singlezone Ducted, Centrally Ducted | 9893512 |  | HRCU-A-CB | 280ANV024*0**A* |  | CAP**3621AL*+UI & 98(6*B,7MA)60060V21*** | 14.5 | 19 | 11 |  |  |  | FALSE | FALSE | FALSE | 24000 | 25200 | 2.46 | 25200 | 2.46
9893511 |  | Live | Carrier | BRYANT | Singlezone Ducted, Centrally Ducted | 9893511 |  | HRCU-A-CB | 280ANV024*0**A* |  | CSPH*6012AL*+UI & 98(6*B,7*A)66120V24*** | 15 | 19.5 | 11 |  |  |  | FALSE | FALSE | FALSE | 25000 | 25000 | 2.73 | 25000 | 2.73
9893510 |  | Live | Carrier | BRYANT | Singlezone Ducted, Centrally Ducted | 9893510 |  | HRCU-A-CB | 280ANV024*0**A* |  | CSPH*6012AL*+UI & 98(6*B,7*A)42080V17*** | 15 | 19 | 11 |  |  |  | FALSE | FALSE | FALSE | 25000 | 25000 | 2.73 | 25000 | 2.73
9893509 |  | Live | Carrier | BRYANT | Singlezone Ducted, Centrally Ducted | 9893509 |  | HRCU-A-CB | 280ANV024*0**A* |  | CSPH*6012AL*+UI & 98(6*B,7*A)42060V17*** | 14.5 | 19 | 11 |  |  |  | FALSE | FALSE | FALSE | 24800 | 25000 | 2.7 | 25000 | 2.7
9893508 |  | Live | Carrier | BRYANT | Singlezone Ducted, Centrally Ducted | 9893508 |  | HRCU-A-CB | 280ANV024*0**A* |  | CSPH*4812AL*+UI & 98(6*B,7*A)66120V24*** | 15 | 19 | 11 |  |  |  | FALSE | FALSE | FALSE | 24800 | 25000 | 2.73 | 25000 | 2.73
9893507 |  | Live | Carrier | BRYANT | Singlezone Ducted, Centrally Ducted | 9893507 |  | HRCU-A-CB | 280ANV024*0**A* |  | CSPH*4812AL*+UI & 98(6*B,7*A)42080V17*** | 14.5 | 19 | 11 |  |  |  | FALSE | FALSE | FALSE | 24800 | 25000 | 2.7 | 25000 | 2.7
9893506 |  | Live | Carrier | BRYANT | Singlezone Ducted, Centrally Ducted | 9893506 |  | HRCU-A-CB | 280ANV024*0**A* |  | CSPH*4812AL*+UI & 98(6*B,7*A)42060V17*** | 14.5 | 18.5 | 11 |  |  |  | FALSE | FALSE | FALSE | 24800 | 25000 | 2.7 | 25000 | 2.7
9893504 |  | Live | Carrier | BRYANT | Singlezone Ducted, Centrally Ducted | 9893504 |  | HRCU-A-CB | 280ANV024*0**A* |  | CSPH*4212AL*+UI & 98(6*B,7*A)42080V17*** | 14.5 | 18.5 | 10.5 |  |  |  | FALSE | FALSE | FALSE | 24800 | 25000 | 2.67 | 25000 | 2.67
9893505 |  | Live | Carrier | BRYANT | Singlezone Ducted, Centrally Ducted | 9893505 |  | HRCU-A-CB | 280ANV024*0**A* |  | CSPH*4212AL*+UI & 98(6*B,7*A)66120V24*** | 15 | 19 | 11 |  |  |  | FALSE | FALSE | FALSE | 24800 | 25000 | 2.67 | 25000 | 2.67
9893503 |  | Live | Carrier | BRYANT | Singlezone Ducted, Centrally Ducted | 9893503 |  | HRCU-A-CB | 280ANV024*0**A* |  | CSPH*4212AL*+UI & 98(6*B,7*A)42060V17*** | 14.5 | 18.5 | 10.5 |  |  |  | FALSE | FALSE | FALSE | 24600 | 25200 | 2.68 | 25200 | 2.68
9893502 |  | Live | Carrier | BRYANT | Singlezone Ducted, Centrally Ducted | 9893502 |  | HRCU-A-CB | 280ANV024*0**A* |  | CSPH*3612AL*+UI & 98(6*B,7*A)66120V24*** | 14.5 | 19 | 10.5 |  |  |  | FALSE | FALSE | FALSE | 24600 | 25000 | 2.65 | 25000 | 2.65
9893501 |  | Live | Carrier | BRYANT | Singlezone Ducted, Centrally Ducted | 9893501 |  | HRCU-A-CB | 280ANV024*0**A* |  | CSPH*3612AL*+UI & 98(6*B,7*A)42080V17*** | 14.5 | 18.5 | 10.5 |  |  |  | FALSE | FALSE | FALSE | 24600 | 25200 | 2.65 | 25200 | 2.65
9893500 |  | Live | Carrier | BRYANT | Singlezone Ducted, Centrally Ducted | 9893500 |  | HRCU-A-CB | 280ANV024*0**A* |  | CSPH*3612AL*+UI & 98(6*B,7*A)42060V17*** | 14 | 18 | 10.5 |  |  |  | FALSE | FALSE | FALSE | 24400 | 25200 | 2.62 | 25200 | 2.62
9893499 |  | Live | Carrier | BRYANT | Singlezone Ducted, Centrally Ducted | 9893499 |  | HRCU-A-CB | 280ANV024*0**A* |  | CNPV*6024AL*+UI & 98(6*B,7*A)66120V24*** | 15 | 20 | 11 |  |  |  | FALSE | FALSE | FALSE | 24800 | 25000 | 2.7 | 25000 | 2.7
9893496 |  | Live | Carrier | BRYANT | Singlezone Ducted, Centrally Ducted | 9893496 |  | HRCU-A-CB | 280ANV024*0**A* |  | CNPV*4821AL*+UI & 98(6*B,7*A)42060V17*** | 14.5 | 19.5 | 10.5 |  |  |  | FALSE | FALSE | FALSE | 24600 | 25000 | 2.67 | 25000 | 2.67
9893498 |  | Live | Carrier | BRYANT | Singlezone Ducted, Centrally Ducted | 9893498 |  | HRCU-A-CB | 280ANV024*0**A* |  | CNPV*4824AL*+UI & 98(6*B,7*A)66120V24*** | 15 | 19.5 | 11 |  |  |  | FALSE | FALSE | FALSE | 24800 | 25000 | 2.7 | 25000 | 2.7
9893497 |  | Live | Carrier | BRYANT | Singlezone Ducted, Centrally Ducted | 9893497 |  | HRCU-A-CB | 280ANV024*0**A* |  | CNPV*4821AL*+UI & 98(6*B,7*A)42080V17*** | 15 | 19.5 | 11 |  |  |  | FALSE | FALSE | FALSE | 24600 | 25000 | 2.67 | 25000 | 2.67
9893495 |  | Live | Carrier | BRYANT | Singlezone Ducted, Centrally Ducted | 9893495 |  | HRCU-A-CB | 280ANV024*0**A* |  | CNPV*4221AL*+UI & 98(6*B,7*A)42080V17*** | 14.5 | 18.5 | 10.5 |  |  |  | FALSE | FALSE | FALSE | 24200 | 25200 | 2.54 | 25200 | 2.54
9893494 |  | Live | Carrier | BRYANT | Singlezone Ducted, Centrally Ducted | 9893494 |  | HRCU-A-CB | 280ANV024*0**A* |  | CNPV*4221AL*+UI & 98(6*B,7*A)42060V17*** | 14 | 18.5 | 10.5 |  |  |  | FALSE | FALSE | FALSE | 24200 | 25200 | 2.54 | 25200 | 2.54
9893493 |  | Live | Carrier | BRYANT | Singlezone Ducted, Centrally Ducted | 9893493 |  | HRCU-A-CB | 280ANV024*0**A* |  | CNPV*4217AL*+UI & 98(6*B,7*A)42080V17*** | 14.5 | 19 | 10.5 |  |  |  | FALSE | FALSE | FALSE | 24400 | 25200 | 2.62 | 25200 | 2.62
9893492 |  | Live | Carrier | BRYANT | Singlezone Ducted, Centrally Ducted | 9893492 |  | HRCU-A-CB | 280ANV024*0**A* |  | CNPV*4217AL*+UI & 98(6*B,7*A)42060V17*** | 14.5 | 19 | 10.5 |  |  |  | FALSE | FALSE | FALSE | 24400 | 25200 | 2.62 | 25200 | 2.62
9893491 |  | Live | Carrier | BRYANT | Singlezone Ducted, Centrally Ducted | 9893491 |  | HRCU-A-CB | 280ANV024*0**A* |  | CNPV*3621AL*+UI & 98(6*B,7*A)42080V17*** | 14 | 18.5 | 10.5 |  |  |  | FALSE | FALSE | FALSE | 24200 | 25200 | 2.5 | 25200 | 2.5
9893490 |  | Live | Carrier | BRYANT | Singlezone Ducted, Centrally Ducted | 9893490 |  | HRCU-A-CB | 280ANV024*0**A* |  | CNPV*3621AL*+UI & 98(6*B,7*A)42060V17*** | 14 | 18.5 | 10 |  |  |  | FALSE | FALSE | FALSE | 24200 | 25400 | 2.46 | 25400 | 2.46
9893489 |  | Live | Carrier | BRYANT | Singlezone Ducted, Centrally Ducted | 9893489 |  | HRCU-A-CB | 280ANV024*0**A* |  | CNPV*3617AL*+UI & 98(6*B,7*A)42080V17*** | 14 | 18.5 | 10 |  |  |  | FALSE | FALSE | FALSE | 24200 | 25200 | 2.5 | 25200 | 2.5
9893488 |  | Live | Carrier | BRYANT | Singlezone Ducted, Centrally Ducted | 9893488 |  | HRCU-A-CB | 280ANV024*0**A* |  | CNPV*3617AL*+UI & 98(6*B,7*A)42060V17*** | 14 | 18.5 | 10 |  |  |  | FALSE | FALSE | FALSE | 24200 | 25400 | 2.46 | 25400 | 2.46
9893487 |  | Live | Carrier | BRYANT | Singlezone Ducted, Centrally Ducted | 9893487 |  | HRCU-A-CB | 280ANV024*0**A* |  | CAP**6024AL*+UI & 98(6*B,7*A)66120V24*** | 15 | 19.5 | 11.5 |  |  |  | FALSE | FALSE | FALSE | 24800 | 24400 | 2.71 | 24400 | 2.71
9893486 |  | Live | Carrier | BRYANT | Singlezone Ducted, Centrally Ducted | 9893486 |  | HRCU-A-CB | 280ANV024*0**A* |  | CAP**6021AL*+UI & 98(6*B,7*A)42080V17*** | 15 | 19.5 | 11.5 |  |  |  | FALSE | FALSE | FALSE | 24600 | 24600 | 2.71 | 24600 | 2.71
9893485 |  | Live | Carrier | BRYANT | Singlezone Ducted, Centrally Ducted | 9893485 |  | HRCU-A-CB | 280ANV024*0**A* |  | CAP**6021AL*+UI & 98(6*B,7*A)42060V17*** | 15 | 19.5 | 11 |  |  |  | FALSE | FALSE | FALSE | 24600 | 24600 | 2.71 | 24600 | 2.71
9893484 |  | Live | Carrier | BRYANT | Singlezone Ducted, Centrally Ducted | 9893484 |  | HRCU-A-CB | 280ANV024*0**A* |  | CAP**4824AL*+UI & 98(6*B,7*A)66120V24*** | 15 | 19.5 | 11.5 |  |  |  | FALSE | FALSE | FALSE | 24800 | 24800 | 2.68 | 24800 | 2.68
9893483 |  | Live | Carrier | BRYANT | Singlezone Ducted, Centrally Ducted | 9893483 |  | HRCU-A-CB | 280ANV024*0**A* |  | CAP**4821AL*+UI & 98(6*B,7*A)42080V17*** | 15 | 19 | 11.5 |  |  |  | FALSE | FALSE | FALSE | 24600 | 24800 | 2.68 | 24800 | 2.68
9893482 |  | Live | Carrier | BRYANT | Singlezone Ducted, Centrally Ducted | 9893482 |  | HRCU-A-CB | 280ANV024*0**A* |  | CAP**4821AL*+UI & 98(6*B,7*A)42060V17*** | 14.5 | 19 | 11 |  |  |  | FALSE | FALSE | FALSE | 24600 | 25000 | 2.67 | 25000 | 2.67
9893479 |  | Live | Carrier | BRYANT | Singlezone Ducted, Centrally Ducted | 9893479 |  | HRCU-A-CB | 280ANV024*0**A* |  | CAP**4224AL*+UI & 98(6*B,7*A)66120V24*** | 15 | 19 | 11 |  |  |  | FALSE | FALSE | FALSE | 24400 | 25000 | 2.57 | 25000 | 2.57
9893478 |  | Live | Carrier | BRYANT | Singlezone Ducted, Centrally Ducted | 9893478 |  | HRCU-A-CB | 280ANV024*0**A* |  | CAP**4221AL*+UI & 98(6*B,7*A)42080V17*** | 14.5 | 19 | 11 |  |  |  | FALSE | FALSE | FALSE | 24200 | 25200 | 2.56 | 25200 | 2.56
9893477 |  | Live | Carrier | BRYANT | Singlezone Ducted, Centrally Ducted | 9893477 |  | HRCU-A-CB | 280ANV024*0**A* |  | CAP**4221AL*+UI & 98(6*B,7*A)42060V17*** | 14.5 | 19 | 11 |  |  |  | FALSE | FALSE | FALSE | 24200 | 25200 | 2.54 | 25200 | 2.54
9893476 |  | Live | Carrier | BRYANT | Singlezone Ducted, Centrally Ducted | 9893476 |  | HRCU-A-CB | 280ANV024*0**A* |  | CAP**3621AL*+UI & 98(6*B,7*A)42080V17*** | 14.5 | 19 | 11 |  |  |  | FALSE | FALSE | FALSE | 24200 | 25200 | 2.51 | 25200 | 2.51
9893475 |  | Live | Carrier | BRYANT | Singlezone Ducted, Centrally Ducted | 9893475 |  | HRCU-A-CB | 280ANV024*0**A* |  | CAP**3621AL*+UI & 98(6*B,7*A)42060V17*** | 14 | 19 | 10.5 |  |  |  | FALSE | FALSE | FALSE | 24200 | 25200 | 2.5 | 25200 | 2.5
9893474 |  | Live | Carrier | BRYANT | Singlezone Ducted, Centrally Ducted | 9893474 |  | HRCU-A-CB | 280ANV024*0**A* |  | CAP**3617AL*+UI & 98(6*B,7*A)42080V17*** | 14.5 | 19 | 10.5 |  |  |  | FALSE | FALSE | FALSE | 24200 | 25200 | 2.51 | 25200 | 2.51
9893473 |  | Live | Carrier | BRYANT | Singlezone Ducted, Centrally Ducted | 9893473 |  | HRCU-A-CB | 280ANV024*0**A* |  | CAP**3617AL*+UI & 98(6*B,7*A)42060V17*** | 14 | 18.5 | 10.5 |  |  |  | FALSE | FALSE | FALSE | 24200 | 25200 | 2.5 | 25200 | 2.5
9893463 |  | Live | Carrier | BRYANT | Singlezone Ducted, Centrally Ducted | 9893463 |  | HRCU-A-CB | 280ANV024000 |  | FE4AN(B,F)003+UI | 15 | 19.5 | 10.5 |  |  |  | FALSE | FALSE | FALSE | 24400 | 25000 | 2.54 | 25000 | 2.54
9893462 |  | Live | Carrier | BRYANT | Singlezone Ducted, Centrally Ducted | 9893462 |  | HRCU-A-CB | 280ANV024000 |  | FE4ANF002L+UI | 14.5 | 19 | 10.5 |  |  |  | FALSE | FALSE | FALSE | 24200 | 25200 | 2.56 | 25200 | 2.56
9893411 |  | Live | Carrier | BRYANT | Singlezone Ducted, Centrally Ducted | 9893411 |  | HRCU-A-CB | 280ANV024*0**A* |  | FE4ANB006L+UI | 16 | 20.5 | 12 |  |  |  | FALSE | FALSE | FALSE | 25200 | 24800 | 2.46 | 24800 | 2.46
9892813 |  | Live | Carrier | CARRIER | Singlezone Ducted, Centrally Ducted | 9892813 |  | HRCU-A-CB | 25VNA060A*030* |  | FE4ANB006L+UI | 12.5 | 18 | 12 |  |  |  | FALSE | FALSE | FALSE | 56000 | 52500 | 2.23 | 52500 | 2.23
9892806 |  | Live | Carrier | CARRIER | Singlezone Ducted, Centrally Ducted | 9892806 |  | HRCU-A-CB | 25VNA048A*030* |  | CNPV*6024AL*+UI & 59*N*A100V21**22 | 12.5 | 17.5 | 10.5 |  |  |  | FALSE | FALSE | FALSE | 46000 | 48500 | 2.08 | 48500 | 2.08
9892805 |  | Live | Carrier | CARRIER | Singlezone Ducted, Centrally Ducted | 9892805 |  | HRCU-A-CB | 25VNA048A*030* |  | CNPV*6024AL*+UI & 59*N*A080V21**20 | 12.5 | 17.5 | 10.5 |  |  |  | FALSE | FALSE | FALSE | 46000 | 49000 | 2.06 | 49000 | 2.06
9892800 |  | Live | Carrier | CARRIER | Singlezone Ducted, Centrally Ducted | 9892800 |  | HRCU-A-CB | 25VNA048A*030* |  | CNPV*4821AL*+UI & 59*N*A100V21**22 | 12.5 | 17.5 | 10.5 |  |  |  | FALSE | FALSE | FALSE | 45500 | 48000 | 2.24 | 48000 | 2.24
9892794 |  | Live | Carrier | CARRIER | Singlezone Ducted, Centrally Ducted | 9892794 |  | HRCU-A-CB | 25VNA048A*030* |  | CAP**6021AL*+UI & 59*N*A100V21**22 | 12.5 | 17 | 11 |  |  |  | FALSE | FALSE | FALSE | 46000 | 48000 | 2.22 | 48000 | 2.22
9892783 |  | Live | Carrier | CARRIER | Singlezone Ducted, Centrally Ducted | 9892783 |  | HRCU-A-CB | 25VNA048A*030* |  | CNPV*6024AL*+UI & 59*N*A120V24**22 | 12.5 | 17.5 | 10.5 |  |  |  | FALSE | FALSE | FALSE | 46500 | 49000 | 2.24 | 49000 | 2.24
9892797 |  | Live | Carrier | CARRIER | Singlezone Ducted, Centrally Ducted | 9892797 |  | HRCU-A-CB | 25VNA048A*030* |  | CAP**6024AL*+UI & 59*N*A100V21**22 | 12.5 | 17 | 11 |  |  |  | FALSE | FALSE | FALSE | 46000 | 48000 | 2.12 | 48000 | 2.12
9892779 |  | Live | Carrier | CARRIER | Singlezone Ducted, Centrally Ducted | 9892779 |  | HRCU-A-CB | 25VNA048A*030* |  | FE4AN(B,F)005L+UI | 12.5 | 17.5 | 11 |  |  |  | FALSE | FALSE | FALSE | 46500 | 48500 | 2.33 | 48500 | 2.33
9892751 |  | Live | Carrier | CARRIER | Singlezone Ducted, Centrally Ducted | 9892751 |  | HRCU-A-CB | 25VNA048A*030* |  | FE4ANB006L+UI | 13.5 | 18 | 12 |  |  |  | FALSE | FALSE | FALSE | 47500 | 47500 | 2.46 | 47500 | 2.46
9892749 |  | Live | Carrier | CARRIER | Singlezone Ducted, Centrally Ducted | 9892749 |  | HRCU-A-CB | 25VNA036A*030* |  | CSPH*6012AL*+UI & 59*N*A100V21**22 | 13.5 | 19 | 11.5 |  |  |  | FALSE | FALSE | FALSE | 34800 | 32000 | 2.47 | 32000 | 2.47
9892748 |  | Live | Carrier | CARRIER | Singlezone Ducted, Centrally Ducted | 9892748 |  | HRCU-A-CB | 25VNA036A*030* |  | CSPH*6012AL*+UI & 59*N*A080V21**20 | 13 | 19 | 11.5 |  |  |  | FALSE | FALSE | FALSE | 34600 | 32000 | 2.47 | 32000 | 2.47
9892746 |  | Live | Carrier | CARRIER | Singlezone Ducted, Centrally Ducted | 9892746 |  | HRCU-A-CB | 25VNA036A*030* |  | CSPH*4812AL*+UI & 59*N*A100V21**22 | 13 | 19 | 11 |  |  |  | FALSE | FALSE | FALSE | 34000 | 30000 | 2.54 | 30000 | 2.54
9892747 |  | Live | Carrier | CARRIER | Singlezone Ducted, Centrally Ducted | 9892747 |  | HRCU-A-CB | 25VNA036A*030* |  | CSPH*6012AL*+UI & 59MN7A060V21**20 | 13 | 18.5 | 11 |  |  |  | FALSE | FALSE | FALSE | 34400 | 32200 | 2.42 | 32200 | 2.42
9892745 |  | Live | Carrier | CARRIER | Singlezone Ducted, Centrally Ducted | 9892745 |  | HRCU-A-CB | 25VNA036A*030* |  | CSPH*4812AL*+UI & 59*N*A080V21**20 | 13 | 19 | 11 |  |  |  | FALSE | FALSE | FALSE | 34000 | 30000 | 2.54 | 30000 | 2.54
9892744 |  | Live | Carrier | CARRIER | Singlezone Ducted, Centrally Ducted | 9892744 |  | HRCU-A-CB | 25VNA036A*030* |  | CSPH*4812AL*+UI & 59MN7A060V21**20 | 12.5 | 18.5 | 10.5 |  |  |  | FALSE | FALSE | FALSE | 33800 | 30400 | 2.49 | 30400 | 2.49
9892743 |  | Live | Carrier | CARRIER | Singlezone Ducted, Centrally Ducted | 9892743 |  | HRCU-A-CB | 25VNA036A*030* |  | CSPH*4212AL*+UI & 59*N*A100V21**22 | 13 | 18.5 | 11 |  |  |  | FALSE | FALSE | FALSE | 33600 | 30000 | 2.54 | 30000 | 2.54
9892742 |  | Live | Carrier | CARRIER | Singlezone Ducted, Centrally Ducted | 9892742 |  | HRCU-A-CB | 25VNA036A*030* |  | CSPH*4212AL*+UI & 59*N*A080V21**20 | 13 | 18.5 | 11 |  |  |  | FALSE | FALSE | FALSE | 33400 | 30200 | 2.54 | 30200 | 2.54
9892741 |  | Live | Carrier | CARRIER | Singlezone Ducted, Centrally Ducted | 9892741 |  | HRCU-A-CB | 25VNA036A*030* |  | CSPH*4212AL*+UI & 59MN7A060V21**20 | 12.5 | 18 | 10.5 |  |  |  | FALSE | FALSE | FALSE | 33400 | 30400 | 2.47 | 30400 | 2.47
9892740 |  | Live | Carrier | CARRIER | Singlezone Ducted, Centrally Ducted | 9892740 |  | HRCU-A-CB | 25VNA036A*030* |  | CSPH*3612AL*+UI & 59*N*A100V21**22 | 13 | 18.5 | 10.5 |  |  |  | FALSE | FALSE | FALSE | 33400 | 30200 | 2.49 | 30200 | 2.49
9892739 |  | Live | Carrier | CARRIER | Singlezone Ducted, Centrally Ducted | 9892739 |  | HRCU-A-CB | 25VNA036A*030* |  | CSPH*3612AL*+UI & 59*N*A080V21**20 | 12.5 | 18.5 | 10.5 |  |  |  | FALSE | FALSE | FALSE | 33400 | 30200 | 2.47 | 30200 | 2.47
9892737 |  | Live | Carrier | CARRIER | Singlezone Ducted, Centrally Ducted | 9892737 |  | HRCU-A-CB | 25VNA036A*030* |  | CNPV*6024AL*+UI & 59*N*A100V21**22 | 13.5 | 19.5 | 11 |  |  |  | FALSE | FALSE | FALSE | 34800 | 32000 | 2.37 | 32000 | 2.37
9892736 |  | Live | Carrier | CARRIER | Singlezone Ducted, Centrally Ducted | 9892736 |  | HRCU-A-CB | 25VNA036A*030* |  | CNPV*6024AL*+UI & 59*N*A080V21**20 | 13.5 | 19.5 | 11 |  |  |  | FALSE | FALSE | FALSE | 34800 | 32200 | 2.35 | 32200 | 2.35
9892734 |  | Live | Carrier | CARRIER | Singlezone Ducted, Centrally Ducted | 9892734 |  | HRCU-A-CB | 25VNA036A*030* |  | CNPV*4824AL*+UI & 59*N*A100V21**22 | 13 | 19 | 11 |  |  |  | FALSE | FALSE | FALSE | 34000 | 30000 | 2.54 | 30000 | 2.54
9892735 |  | Live | Carrier | CARRIER | Singlezone Ducted, Centrally Ducted | 9892735 |  | HRCU-A-CB | 25VNA036A*030* |  | CNPV*6024AL*+UI & 59MN7A060V21**20 | 13 | 19 | 10.5 |  |  |  | FALSE | FALSE | FALSE | 34600 | 32400 | 2.31 | 32400 | 2.31
9892733 |  | Live | Carrier | CARRIER | Singlezone Ducted, Centrally Ducted | 9892733 |  | HRCU-A-CB | 25VNA036A*030* |  | CNPV*4824AL*+UI & 59*N*A080V21**20 | 13 | 19 | 11 |  |  |  | FALSE | FALSE | FALSE | 34000 | 30000 | 2.51 | 30000 | 2.51
9892732 |  | Live | Carrier | CARRIER | Singlezone Ducted, Centrally Ducted | 9892732 |  | HRCU-A-CB | 25VNA036A*030* |  | CNPV*4824AL*+UI & 59MN7A060V21**20 | 13 | 19 | 11 |  |  |  | FALSE | FALSE | FALSE | 34000 | 30400 | 2.47 | 30400 | 2.47
9892731 |  | Live | Carrier | CARRIER | Singlezone Ducted, Centrally Ducted | 9892731 |  | HRCU-A-CB | 25VNA036A*030* |  | CNPV*4821AL*+UI & 59*N*A100V21**22 | 13 | 19 | 11 |  |  |  | FALSE | FALSE | FALSE | 34200 | 30000 | 2.54 | 30000 | 2.54
9892730 |  | Live | Carrier | CARRIER | Singlezone Ducted, Centrally Ducted | 9892730 |  | HRCU-A-CB | 25VNA036A*030* |  | CNPV*4821AL*+UI & 59*N*A080V21**20 | 13 | 19 | 11 |  |  |  | FALSE | FALSE | FALSE | 34000 | 30000 | 2.51 | 30000 | 2.51
9892729 |  | Live | Carrier | CARRIER | Singlezone Ducted, Centrally Ducted | 9892729 |  | HRCU-A-CB | 25VNA036A*030* |  | CNPV*4821AL*+UI & 59MN7A060V21**20 | 13 | 18.5 | 11 |  |  |  | FALSE | FALSE | FALSE | 33800 | 30400 | 2.47 | 30400 | 2.47
9892728 |  | Live | Carrier | CARRIER | Singlezone Ducted, Centrally Ducted | 9892728 |  | HRCU-A-CB | 25VNA036A*030* |  | CNPV*4221AL*+UI & 59*N*A100V21**22 | 13 | 18.5 | 10.5 |  |  |  | FALSE | FALSE | FALSE | 33600 | 30200 | 2.4 | 30200 | 2.4
9892725 |  | Live | Carrier | CARRIER | Singlezone Ducted, Centrally Ducted | 9892725 |  | HRCU-A-CB | 25VNA036A*030* |  | CAP**6024AL*+UI & 59*N*A100V21**22 | 13 | 19 | 11.5 |  |  |  | FALSE | FALSE | FALSE | 34600 | 31800 | 2.37 | 31800 | 2.37
9892727 |  | Live | Carrier | CARRIER | Singlezone Ducted, Centrally Ducted | 9892727 |  | HRCU-A-CB | 25VNA036A*030* |  | CNPV*4221AL*+UI & 59*N*A080V21**20 | 13 | 18.5 | 10.5 |  |  |  | FALSE | FALSE | FALSE | 33400 | 30400 | 2.38 | 30400 | 2.38
9892724 |  | Live | Carrier | CARRIER | Singlezone Ducted, Centrally Ducted | 9892724 |  | HRCU-A-CB | 25VNA036A*030* |  | CAP**6024AL*+UI & 59*N*A080V21**20 | 13 | 19 | 11.5 |  |  |  | FALSE | FALSE | FALSE | 34600 | 31800 | 2.37 | 31800 | 2.37
9892723 |  | Live | Carrier | CARRIER | Singlezone Ducted, Centrally Ducted | 9892723 |  | HRCU-A-CB | 25VNA036A*030* |  | CAP**6024AL*+UI & 59MN7A060V21**20 | 13 | 18.5 | 11 |  |  |  | FALSE | FALSE | FALSE | 34600 | 32200 | 2.32 | 32200 | 2.32
9892722 |  | Live | Carrier | CARRIER | Singlezone Ducted, Centrally Ducted | 9892722 |  | HRCU-A-CB | 25VNA036A*030* |  | CAP**6021AL*+UI & 59*N*A100V21**22 | 13 | 19 | 11.5 |  |  |  | FALSE | FALSE | FALSE | 34600 | 31800 | 2.41 | 31800 | 2.41
9892718 |  | Live | Carrier | CARRIER | Singlezone Ducted, Centrally Ducted | 9892718 |  | HRCU-A-CB | 25VNA036A*030* |  | CAP**4824AL*+UI & 59*N*A080V21**20 | 13 | 18.5 | 11.5 |  |  |  | FALSE | FALSE | FALSE | 34000 | 29800 | 2.54 | 29800 | 2.54
9892721 |  | Live | Carrier | CARRIER | Singlezone Ducted, Centrally Ducted | 9892721 |  | HRCU-A-CB | 25VNA036A*030* |  | CAP**6021AL*+UI & 59*N*A080V21**20 | 13 | 19 | 11.5 |  |  |  | FALSE | FALSE | FALSE | 34600 | 31800 | 2.37 | 31800 | 2.37
9892720 |  | Live | Carrier | CARRIER | Singlezone Ducted, Centrally Ducted | 9892720 |  | HRCU-A-CB | 25VNA036A*030* |  | CAP**6021AL*+UI & 59MN7A060V21**20 | 13 | 18.5 | 11 |  |  |  | FALSE | FALSE | FALSE | 34600 | 32200 | 2.32 | 32200 | 2.32
9892719 |  | Live | Carrier | CARRIER | Singlezone Ducted, Centrally Ducted | 9892719 |  | HRCU-A-CB | 25VNA036A*030* |  | CAP**4824AL*+UI & 59*N*A100V21**22 | 13 | 19 | 11.5 |  |  |  | FALSE | FALSE | FALSE | 34000 | 29800 | 2.54 | 29800 | 2.54
9892717 |  | Live | Carrier | CARRIER | Singlezone Ducted, Centrally Ducted | 9892717 |  | HRCU-A-CB | 25VNA036A*030* |  | CAP**4824AL*+UI & 59MN7A060V21**20 | 12.5 | 18.5 | 11.5 |  |  |  | FALSE | FALSE | FALSE | 34000 | 30200 | 2.47 | 30200 | 2.47
9892716 |  | Live | Carrier | CARRIER | Singlezone Ducted, Centrally Ducted | 9892716 |  | HRCU-A-CB | 25VNA036A*030* |  | CAP**4821AL*+UI & 59*N*A100V21**22 | 13 | 19 | 11.5 |  |  |  | FALSE | FALSE | FALSE | 34000 | 29800 | 2.54 | 29800 | 2.54
9892715 |  | Live | Carrier | CARRIER | Singlezone Ducted, Centrally Ducted | 9892715 |  | HRCU-A-CB | 25VNA036A*030* |  | CAP**4821AL*+UI & 59*N*A080V21**20 | 13 | 18.5 | 11.5 |  |  |  | FALSE | FALSE | FALSE | 34000 | 30000 | 2.51 | 30000 | 2.51
9892711 |  | Live | Carrier | CARRIER | Singlezone Ducted, Centrally Ducted | 9892711 |  | HRCU-A-CB | 25VNA036A*030* |  | CAP**4224AL*+UI & 59MN7A060V21**20 | 12.5 | 18.5 | 10.5 |  |  |  | FALSE | FALSE | FALSE | 33200 | 30400 | 2.35 | 30400 | 2.35
9892713 |  | Live | Carrier | CARRIER | Singlezone Ducted, Centrally Ducted | 9892713 |  | HRCU-A-CB | 25VNA036A*030* |  | CAP**4224AL*+UI & 59*N*A100V21**22 | 13 | 18.5 | 11 |  |  |  | FALSE | FALSE | FALSE | 33600 | 30200 | 2.42 | 30200 | 2.42
9892714 |  | Live | Carrier | CARRIER | Singlezone Ducted, Centrally Ducted | 9892714 |  | HRCU-A-CB | 25VNA036A*030* |  | CAP**4821AL*+UI & 59MN7A060V21**20 | 12.5 | 18.5 | 11 |  |  |  | FALSE | FALSE | FALSE | 33800 | 30200 | 2.49 | 30200 | 2.49
9892712 |  | Live | Carrier | CARRIER | Singlezone Ducted, Centrally Ducted | 9892712 |  | HRCU-A-CB | 25VNA036A*030* |  | CAP**4224AL*+UI & 59*N*A080V21**20 | 13 | 18.5 | 11 |  |  |  | FALSE | FALSE | FALSE | 33600 | 30200 | 2.42 | 30200 | 2.42
9892710 |  | Live | Carrier | CARRIER | Singlezone Ducted, Centrally Ducted | 9892710 |  | HRCU-A-CB | 25VNA036A*030* |  | CAP**4221AL*+UI & 59*N*A100V21**22 | 13 | 18.5 | 11 |  |  |  | FALSE | FALSE | FALSE | 33600 | 30200 | 2.42 | 30200 | 2.42
9892709 |  | Live | Carrier | CARRIER | Singlezone Ducted, Centrally Ducted | 9892709 |  | HRCU-A-CB | 25VNA036A*030* |  | CAP**4221AL*+UI & 59*N*A080V21**20 | 13 | 18.5 | 11 |  |  |  | FALSE | FALSE | FALSE | 33600 | 30200 | 2.42 | 30200 | 2.42
9892706 |  | Live | Carrier | CARRIER | Singlezone Ducted, Centrally Ducted | 9892706 |  | HRCU-A-CB | 25VNA036A*030* |  | CAP**3621AL*+UI & 59*N*A080V21**20 | 12.5 | 18.5 | 10.5 |  |  |  | FALSE | FALSE | FALSE | 33400 | 30400 | 2.33 | 30400 | 2.33
9892705 |  | Live | Carrier | CARRIER | Singlezone Ducted, Centrally Ducted | 9892705 |  | HRCU-A-CB | 25VNA036A*030* |  | CAP**3621AL*+UI & 59MN7A060V21**20 | 12.5 | 18.5 | 10.5 |  |  |  | FALSE | FALSE | FALSE | 33000 | 30600 | 2.31 | 30600 | 2.31
9892708 |  | Live | Carrier | CARRIER | Singlezone Ducted, Centrally Ducted | 9892708 |  | HRCU-A-CB | 25VNA036A*030* |  | CAP**4221AL*+UI & 59MN7A060V21**20 | 12.5 | 18.5 | 10.5 |  |  |  | FALSE | FALSE | FALSE | 33200 | 30600 | 2.35 | 30600 | 2.35
9892707 |  | Live | Carrier | CARRIER | Singlezone Ducted, Centrally Ducted | 9892707 |  | HRCU-A-CB | 25VNA036A*030* |  | CAP**3621AL*+UI & 59*N*A100V21**22 | 13 | 18.5 | 10.5 |  |  |  | FALSE | FALSE | FALSE | 33400 | 30200 | 2.35 | 30200 | 2.35
9892704 |  | Live | Carrier | CARRIER | Singlezone Ducted, Centrally Ducted | 9892704 |  | HRCU-A-CB | 25VNA036A*030* |  | CSPH*6012AL*+UI & 59*N*A120V24**22 | 13.5 | 19 | 11.5 |  |  |  | FALSE | FALSE | FALSE | 34600 | 32000 | 2.47 | 32000 | 2.47
9892703 |  | Live | Carrier | CARRIER | Singlezone Ducted, Centrally Ducted | 9892703 |  | HRCU-A-CB | 25VNA036A*030* |  | CSPH*6012AL*+UI & 59*N*A080V17**14 | 13 | 18.5 | 11 |  |  |  | FALSE | FALSE | FALSE | 34400 | 32400 | 2.42 | 32400 | 2.42
9892701 |  | Live | Carrier | CARRIER | Singlezone Ducted, Centrally Ducted | 9892701 |  | HRCU-A-CB | 25VNA036A*030* |  | CSPH*4812AL*+UI & 59*N*A120V24**22 | 13 | 18.5 | 11 |  |  |  | FALSE | FALSE | FALSE | 34000 | 32200 | 2.44 | 32200 | 2.44
9892702 |  | Live | Carrier | CARRIER | Singlezone Ducted, Centrally Ducted | 9892702 |  | HRCU-A-CB | 25VNA036A*030* |  | CSPH*6012AL*+UI & 59*N*A060V17**14 | 12.5 | 18 | 11 |  |  |  | FALSE | FALSE | FALSE | 34200 | 32600 | 2.42 | 32600 | 2.42
9892700 |  | Live | Carrier | CARRIER | Singlezone Ducted, Centrally Ducted | 9892700 |  | HRCU-A-CB | 25VNA036A*030* |  | CSPH*4812AL*+UI & 59*N*A080V17**14 | 12.5 | 18.5 | 11 |  |  |  | FALSE | FALSE | FALSE | 33600 | 32800 | 2.37 | 32800 | 2.37
9892698 |  | Live | Carrier | CARRIER | Singlezone Ducted, Centrally Ducted | 9892698 |  | HRCU-A-CB | 25VNA036A*030* |  | CSPH*4212AL*+UI & 59*N*A120V24**22 | 13 | 18.5 | 11 |  |  |  | FALSE | FALSE | FALSE | 33800 | 30200 | 2.51 | 30200 | 2.51
9892697 |  | Live | Carrier | CARRIER | Singlezone Ducted, Centrally Ducted | 9892697 |  | HRCU-A-CB | 25VNA036A*030* |  | CSPH*4212AL*+UI & 59*N*A080V17**14 | 12.5 | 18 | 10.5 |  |  |  | FALSE | FALSE | FALSE | 33600 | 30600 | 2.44 | 30600 | 2.44
9892695 |  | Live | Carrier | CARRIER | Singlezone Ducted, Centrally Ducted | 9892695 |  | HRCU-A-CB | 25VNA036A*030* |  | CSPH*3612AL*+UI & 59*N*A120V24**22 | 13 | 18.5 | 10.5 |  |  |  | FALSE | FALSE | FALSE | 33600 | 30400 | 2.47 | 30400 | 2.47
9892692 |  | Live | Carrier | CARRIER | Singlezone Ducted, Centrally Ducted | 9892692 |  | HRCU-A-CB | 25VNA036A*030* |  | CNPV*6024AL*+UI & 59*N*A120V24**22 | 13.5 | 19.5 | 11 |  |  |  | FALSE | FALSE | FALSE | 35000 | 32200 | 2.37 | 32200 | 2.37
9892690 |  | Live | Carrier | CARRIER | Singlezone Ducted, Centrally Ducted | 9892690 |  | HRCU-A-CB | 25VNA036A*030* |  | CNPV*4821AL*+UI & 59*N*A080V17**14 | 12.5 | 18.5 | 11 |  |  |  | FALSE | FALSE | FALSE | 34000 | 32600 | 2.35 | 32600 | 2.35
9892691 |  | Live | Carrier | CARRIER | Singlezone Ducted, Centrally Ducted | 9892691 |  | HRCU-A-CB | 25VNA036A*030* |  | CNPV*4824AL*+UI & 59*N*A120V24**22 | 13.5 | 19 | 11 |  |  |  | FALSE | FALSE | FALSE | 34200 | 32200 | 2.42 | 32200 | 2.42
9892680 |  | Live | Carrier | CARRIER | Singlezone Ducted, Centrally Ducted | 9892680 |  | HRCU-A-CB | 25VNA036A*030* |  | CAP**6024AL*+UI & 59*N*A120V24**22 | 13.5 | 19 | 11.5 |  |  |  | FALSE | FALSE | FALSE | 34400 | 31600 | 2.39 | 31600 | 2.39
9892679 |  | Live | Carrier | CARRIER | Singlezone Ducted, Centrally Ducted | 9892679 |  | HRCU-A-CB | 25VNA036A*030* |  | CAP**6021AL*+UI & 59*N*A080V17**14 | 13 | 19 | 11.5 |  |  |  | FALSE | FALSE | FALSE | 34200 | 32000 | 2.37 | 32000 | 2.37
9892677 |  | Live | Carrier | CARRIER | Singlezone Ducted, Centrally Ducted | 9892677 |  | HRCU-A-CB | 25VNA036A*030* |  | CAP**4824AL*+UI & 59*N*A120V24**22 | 13 | 19 | 11.5 |  |  |  | FALSE | FALSE | FALSE | 34200 | 32000 | 2.39 | 32000 | 2.39
9892676 |  | Live | Carrier | CARRIER | Singlezone Ducted, Centrally Ducted | 9892676 |  | HRCU-A-CB | 25VNA036A*030* |  | CAP**4821AL*+UI & 59*N*A080V17**14 | 12.5 | 18.5 | 11.5 |  |  |  | FALSE | FALSE | FALSE | 33600 | 32600 | 2.35 | 32600 | 2.35
9892672 |  | Live | Carrier | CARRIER | Singlezone Ducted, Centrally Ducted | 9892672 |  | HRCU-A-CB | 25VNA036A*030* |  | CAP**4224AL*+UI & 59*N*A120V24**22 | 13 | 19 | 11 |  |  |  | FALSE | FALSE | FALSE | 33600 | 30200 | 2.41 | 30200 | 2.41
9892665 |  | Live | Carrier | CARRIER | Singlezone Ducted, Centrally Ducted | 9892665 |  | HRCU-A-CB | 25VNA036A*030* |  | FE4AN(B,F)005L+UI | 13.5 | 20 | 11.5 |  |  |  | FALSE | FALSE | FALSE | 35000 | 31600 | 2.62 | 31800 | 2.64
9892607 |  | Live | Carrier | CARRIER | Singlezone Ducted, Centrally Ducted | 9892607 |  | HRCU-A-CB | 25VNA036A*030* |  | FE4ANB006L+UI | 14.5 | 20.5 | 13 |  |  |  | FALSE | FALSE | FALSE | 35000 | 31600 | 2.81 | 31600 | 2.81
9892606 |  | Live | Carrier | CARRIER | Singlezone Ducted, Centrally Ducted | 9892606 |  | HRCU-A-CB | 25VNA024A*030* |  | CSPH*6012AL*+UI & 59*N*A100V21**22 | 15 | 19.5 | 11 |  |  |  | FALSE | FALSE | FALSE | 25000 | 25000 | 2.82 | 25000 | 2.82
9892605 |  | Live | Carrier | CARRIER | Singlezone Ducted, Centrally Ducted | 9892605 |  | HRCU-A-CB | 25VNA024A*030* |  | CSPH*6012AL*+UI & 59*N*A080V21**20 | 15 | 19.5 | 11 |  |  |  | FALSE | FALSE | FALSE | 25000 | 25000 | 2.82 | 25000 | 2.82
9892604 |  | Live | Carrier | CARRIER | Singlezone Ducted, Centrally Ducted | 9892604 |  | HRCU-A-CB | 25VNA024A*030* |  | CSPH*6012AL*+UI & 59MN7A060V21**20 | 15 | 19 | 11 |  |  |  | FALSE | FALSE | FALSE | 25000 | 25000 | 2.73 | 25000 | 2.73
9892602 |  | Live | Carrier | CARRIER | Singlezone Ducted, Centrally Ducted | 9892602 |  | HRCU-A-CB | 25VNA024A*030* |  | CSPH*4812AL*+UI & 59*N*A080V21**20 | 15 | 19 | 11 |  |  |  | FALSE | FALSE | FALSE | 24800 | 25000 | 2.71 | 25000 | 2.71
9892603 |  | Live | Carrier | CARRIER | Singlezone Ducted, Centrally Ducted | 9892603 |  | HRCU-A-CB | 25VNA024A*030* |  | CSPH*4812AL*+UI & 59*N*A100V21**22 | 15 | 19.5 | 11 |  |  |  | FALSE | FALSE | FALSE | 24800 | 24800 | 2.71 | 24800 | 2.71
9892601 |  | Live | Carrier | CARRIER | Singlezone Ducted, Centrally Ducted | 9892601 |  | HRCU-A-CB | 25VNA024A*030* |  | CSPH*4812AL*+UI & 59MN7A060V21**20 | 14.5 | 19 | 11 |  |  |  | FALSE | FALSE | FALSE | 24800 | 25000 | 2.7 | 25000 | 2.7
9892600 |  | Live | Carrier | CARRIER | Singlezone Ducted, Centrally Ducted | 9892600 |  | HRCU-A-CB | 25VNA024A*030* |  | CSPH*4212AL*+UI & 59*N*A100V21**22 | 15 | 19 | 11 |  |  |  | FALSE | FALSE | FALSE | 24800 | 25000 | 2.68 | 25000 | 2.68
9892599 |  | Live | Carrier | CARRIER | Singlezone Ducted, Centrally Ducted | 9892599 |  | HRCU-A-CB | 25VNA024A*030* |  | CSPH*4212AL*+UI & 59*N*A080V21**20 | 15 | 19 | 11 |  |  |  | FALSE | FALSE | FALSE | 24800 | 25000 | 2.7 | 25000 | 2.7
9892598 |  | Live | Carrier | CARRIER | Singlezone Ducted, Centrally Ducted | 9892598 |  | HRCU-A-CB | 25VNA024A*030* |  | CSPH*4212AL*+UI & 59MN7A060V21**20 | 14.5 | 18.5 | 10.5 |  |  |  | FALSE | FALSE | FALSE | 24800 | 25000 | 2.67 | 25000 | 2.67
9892597 |  | Live | Carrier | CARRIER | Singlezone Ducted, Centrally Ducted | 9892597 |  | HRCU-A-CB | 25VNA024A*030* |  | CSPH*3612AL*+UI & 59*N*A100V21**22 | 15 | 19 | 10.5 |  |  |  | FALSE | FALSE | FALSE | 24600 | 25000 | 2.62 | 25000 | 2.62
9892596 |  | Live | Carrier | CARRIER | Singlezone Ducted, Centrally Ducted | 9892596 |  | HRCU-A-CB | 25VNA024A*030* |  | CSPH*3612AL*+UI & 59*N*A080V21**20 | 14.5 | 19 | 10.5 |  |  |  | FALSE | FALSE | FALSE | 24600 | 25000 | 2.62 | 25000 | 2.62
9892594 |  | Live | Carrier | CARRIER | Singlezone Ducted, Centrally Ducted | 9892594 |  | HRCU-A-CB | 25VNA024A*030* |  | CNPV*6024AL*+UI & 59*N*A100V21**22 | 15 | 20 | 11 |  |  |  | FALSE | FALSE | FALSE | 24800 | 25000 | 2.7 | 25000 | 2.7
9892593 |  | Live | Carrier | CARRIER | Singlezone Ducted, Centrally Ducted | 9892593 |  | HRCU-A-CB | 25VNA024A*030* |  | CNPV*6024AL*+UI & 59*N*A080V21**20 | 15 | 20 | 11 |  |  |  | FALSE | FALSE | FALSE | 24800 | 25000 | 2.7 | 25000 | 2.7
9892592 |  | Live | Carrier | CARRIER | Singlezone Ducted, Centrally Ducted | 9892592 |  | HRCU-A-CB | 25VNA024A*030* |  | CNPV*6024AL*+UI & 59MN7A060V21**20 | 15 | 19.5 | 11 |  |  |  | FALSE | FALSE | FALSE | 24800 | 25000 | 2.67 | 25000 | 2.67
9892591 |  | Live | Carrier | CARRIER | Singlezone Ducted, Centrally Ducted | 9892591 |  | HRCU-A-CB | 25VNA024A*030* |  | CNPV*4824AL*+UI & 59*N*A100V21**22 | 15 | 19.5 | 11 |  |  |  | FALSE | FALSE | FALSE | 24800 | 25000 | 2.71 | 25000 | 2.71
9892590 |  | Live | Carrier | CARRIER | Singlezone Ducted, Centrally Ducted | 9892590 |  | HRCU-A-CB | 25VNA024A*030* |  | CNPV*4824AL*+UI & 59*N*A080V21**20 | 15 | 19.5 | 11 |  |  |  | FALSE | FALSE | FALSE | 24800 | 25000 | 2.68 | 25000 | 2.68
9892589 |  | Live | Carrier | CARRIER | Singlezone Ducted, Centrally Ducted | 9892589 |  | HRCU-A-CB | 25VNA024A*030* |  | CNPV*4824AL*+UI & 59MN7A060V21**20 | 15 | 19 | 11 |  |  |  | FALSE | FALSE | FALSE | 24800 | 25000 | 2.67 | 25000 | 2.67
9892588 |  | Live | Carrier | CARRIER | Singlezone Ducted, Centrally Ducted | 9892588 |  | HRCU-A-CB | 25VNA024A*030* |  | CNPV*4221AL*+UI & 59*N*A100V21**22 | 14.5 | 19 | 10.5 |  |  |  | FALSE | FALSE | FALSE | 24400 | 25000 | 2.57 | 25000 | 2.57
9892587 |  | Live | Carrier | CARRIER | Singlezone Ducted, Centrally Ducted | 9892587 |  | HRCU-A-CB | 25VNA024A*030* |  | CNPV*4221AL*+UI & 59*N*A080V21**20 | 14.5 | 18.5 | 10.5 |  |  |  | FALSE | FALSE | FALSE | 24400 | 25200 | 2.56 | 25200 | 2.56
9892586 |  | Live | Carrier | CARRIER | Singlezone Ducted, Centrally Ducted | 9892586 |  | HRCU-A-CB | 25VNA024A*030* |  | CNPV*4221AL*+UI & 59MN7A060V21**20 | 14.5 | 18.5 | 10.5 |  |  |  | FALSE | FALSE | FALSE | 24400 | 25200 | 2.54 | 25200 | 2.54
9892585 |  | Live | Carrier | CARRIER | Singlezone Ducted, Centrally Ducted | 9892585 |  | HRCU-A-CB | 25VNA024A*030* |  | CNPV*3621AL*+UI & 59*N*A100V21**22 | 14.5 | 18.5 | 10.5 |  |  |  | FALSE | FALSE | FALSE | 24000 | 25200 | 2.5 | 25200 | 2.5
9892583 |  | Live | Carrier | CARRIER | Singlezone Ducted, Centrally Ducted | 9892583 |  | HRCU-A-CB | 25VNA024A*030* |  | CNPV*3621AL*+UI & 59MN7A060V21**20 | 14 | 18.5 | 10.5 |  |  |  | FALSE | FALSE | FALSE | 24000 | 25200 | 2.47 | 25200 | 2.47
9892584 |  | Live | Carrier | CARRIER | Singlezone Ducted, Centrally Ducted | 9892584 |  | HRCU-A-CB | 25VNA024A*030* |  | CNPV*3621AL*+UI & 59*N*A080V21**20 | 14.5 | 18.5 | 10.5 |  |  |  | FALSE | FALSE | FALSE | 24000 | 25200 | 2.5 | 25200 | 2.5
9892582 |  | Live | Carrier | CARRIER | Singlezone Ducted, Centrally Ducted | 9892582 |  | HRCU-A-CB | 25VNA024A*030* |  | CAP**6024AL*+UI & 59*N*A100V21**22 | 15 | 19.5 | 11.5 |  |  |  | FALSE | FALSE | FALSE | 24800 | 24800 | 2.71 | 24800 | 2.71
9892581 |  | Live | Carrier | CARRIER | Singlezone Ducted, Centrally Ducted | 9892581 |  | HRCU-A-CB | 25VNA024A*030* |  | CAP**6024AL*+UI & 59*N*A080V21**20 | 15 | 19.5 | 11.5 |  |  |  | FALSE | FALSE | FALSE | 24800 | 24800 | 2.71 | 24800 | 2.71
9892580 |  | Live | Carrier | CARRIER | Singlezone Ducted, Centrally Ducted | 9892580 |  | HRCU-A-CB | 25VNA024A*030* |  | CAP**6024AL*+UI & 59MN7A060V21**20 | 15 | 19 | 11.5 |  |  |  | FALSE | FALSE | FALSE | 24800 | 24800 | 2.68 | 24800 | 2.68
9892579 |  | Live | Carrier | CARRIER | Singlezone Ducted, Centrally Ducted | 9892579 |  | HRCU-A-CB | 25VNA024A*030* |  | CAP**6021AL*+UI & 59*N*A100V21**22 | 15 | 19.5 | 11.5 |  |  |  | FALSE | FALSE | FALSE | 24800 | 24800 | 2.71 | 24800 | 2.71
9892577 |  | Live | Carrier | CARRIER | Singlezone Ducted, Centrally Ducted | 9892577 |  | HRCU-A-CB | 25VNA024A*030* |  | CAP**6021AL*+UI & 59MN7A060V21**20 | 15 | 19 | 11.5 |  |  |  | FALSE | FALSE | FALSE | 24800 | 24800 | 2.68 | 24800 | 2.68
9892578 |  | Live | Carrier | CARRIER | Singlezone Ducted, Centrally Ducted | 9892578 |  | HRCU-A-CB | 25VNA024A*030* |  | CAP**6021AL*+UI & 59*N*A080V21**20 | 15 | 19.5 | 11.5 |  |  |  | FALSE | FALSE | FALSE | 24800 | 24800 | 2.71 | 24800 | 2.71
9892576 |  | Live | Carrier | CARRIER | Singlezone Ducted, Centrally Ducted | 9892576 |  | HRCU-A-CB | 25VNA024A*030* |  | CAP**4824AL*+UI & 59*N*A100V21**22 | 15 | 19 | 11.5 |  |  |  | FALSE | FALSE | FALSE | 24400 | 24800 | 2.74 | 24800 | 2.74
9892575 |  | Live | Carrier | CARRIER | Singlezone Ducted, Centrally Ducted | 9892575 |  | HRCU-A-CB | 25VNA024A*030* |  | CAP**4824AL*+UI & 59*N*A080V21**20 | 15 | 19 | 11.5 |  |  |  | FALSE | FALSE | FALSE | 24400 | 24800 | 2.71 | 24800 | 2.71
9892574 |  | Live | Carrier | CARRIER | Singlezone Ducted, Centrally Ducted | 9892574 |  | HRCU-A-CB | 25VNA024A*030* |  | CAP**4824AL*+UI & 59MN7A060V21**20 | 15 | 19 | 11.5 |  |  |  | FALSE | FALSE | FALSE | 24400 | 24800 | 2.71 | 24800 | 2.71
9892573 |  | Live | Carrier | CARRIER | Singlezone Ducted, Centrally Ducted | 9892573 |  | HRCU-A-CB | 25VNA024A*030* |  | CAP**4821AL*+UI & 59*N*A100V21**22 | 15 | 19 | 11.5 |  |  |  | FALSE | FALSE | FALSE | 24400 | 24800 | 2.71 | 24800 | 2.71
9892571 |  | Live | Carrier | CARRIER | Singlezone Ducted, Centrally Ducted | 9892571 |  | HRCU-A-CB | 25VNA024A*030* |  | CAP**4821AL*+UI & 59MN7A060V21**20 | 15 | 19 | 11.5 |  |  |  | FALSE | FALSE | FALSE | 24400 | 24800 | 2.71 | 24800 | 2.71
9892572 |  | Live | Carrier | CARRIER | Singlezone Ducted, Centrally Ducted | 9892572 |  | HRCU-A-CB | 25VNA024A*030* |  | CAP**4821AL*+UI & 59*N*A080V21**20 | 15 | 19 | 11.5 |  |  |  | FALSE | FALSE | FALSE | 24400 | 24800 | 2.71 | 24800 | 2.71
9892570 |  | Live | Carrier | CARRIER | Singlezone Ducted, Centrally Ducted | 9892570 |  | HRCU-A-CB | 25VNA024A*030* |  | CAP**4224AL*+UI & 59*N*A100V21**22 | 14.5 | 19 | 11 |  |  |  | FALSE | FALSE | FALSE | 24200 | 25000 | 2.57 | 25000 | 2.57
9892569 |  | Live | Carrier | CARRIER | Singlezone Ducted, Centrally Ducted | 9892569 |  | HRCU-A-CB | 25VNA024A*030* |  | CAP**4224AL*+UI & 59*N*A080V21**20 | 14.5 | 19 | 11 |  |  |  | FALSE | FALSE | FALSE | 24200 | 25000 | 2.57 | 25000 | 2.57
9892567 |  | Live | Carrier | CARRIER | Singlezone Ducted, Centrally Ducted | 9892567 |  | HRCU-A-CB | 25VNA024A*030* |  | CAP**4221AL*+UI & 59*N*A100V21**22 | 14.5 | 19 | 11 |  |  |  | FALSE | FALSE | FALSE | 24200 | 25000 | 2.57 | 25000 | 2.57
9892566 |  | Live | Carrier | CARRIER | Singlezone Ducted, Centrally Ducted | 9892566 |  | HRCU-A-CB | 25VNA024A*030* |  | CAP**4221AL*+UI & 59*N*A080V21**20 | 14.5 | 19 | 11 |  |  |  | FALSE | FALSE | FALSE | 24200 | 25000 | 2.57 | 25000 | 2.57
9892564 |  | Live | Carrier | CARRIER | Singlezone Ducted, Centrally Ducted | 9892564 |  | HRCU-A-CB | 25VNA024A*030* |  | CAP**3621AL*+UI & 59*N*A100V21**22 | 14.5 | 19 | 11 |  |  |  | FALSE | FALSE | FALSE | 24000 | 25000 | 2.52 | 25000 | 2.52
9892563 |  | Live | Carrier | CARRIER | Singlezone Ducted, Centrally Ducted | 9892563 |  | HRCU-A-CB | 25VNA024A*030* |  | CAP**3621AL*+UI & 59*N*A080V21**20 | 14.5 | 19 | 11 |  |  |  | FALSE | FALSE | FALSE | 24000 | 25000 | 2.49 | 25000 | 2.49
9892562 |  | Live | Carrier | CARRIER | Singlezone Ducted, Centrally Ducted | 9892562 |  | HRCU-A-CB | 25VNA024A*030* |  | CAP**3621AL*+UI & 59MN7A060V21**20 | 14.5 | 19 | 11 |  |  |  | FALSE | FALSE | FALSE | 24000 | 25200 | 2.46 | 25200 | 2.46
9892561 |  | Live | Carrier | CARRIER | Singlezone Ducted, Centrally Ducted | 9892561 |  | HRCU-A-CB | 25VNA024A*030* |  | CSPH*6012AL*+UI & 59*N*A120V24**22 | 15 | 19.5 | 11 |  |  |  | FALSE | FALSE | FALSE | 25000 | 25000 | 2.73 | 25000 | 2.73
9892560 |  | Live | Carrier | CARRIER | Singlezone Ducted, Centrally Ducted | 9892560 |  | HRCU-A-CB | 25VNA024A*030* |  | CSPH*6012AL*+UI & 59*N*A080V17**14 | 15 | 19 | 11 |  |  |  | FALSE | FALSE | FALSE | 25000 | 25000 | 2.73 | 25000 | 2.73
9892559 |  | Live | Carrier | CARRIER | Singlezone Ducted, Centrally Ducted | 9892559 |  | HRCU-A-CB | 25VNA024A*030* |  | CSPH*6012AL*+UI & 59*N*A060V17**14 | 14.5 | 19 | 11 |  |  |  | FALSE | FALSE | FALSE | 24800 | 25000 | 2.7 | 25000 | 2.7
9892558 |  | Live | Carrier | CARRIER | Singlezone Ducted, Centrally Ducted | 9892558 |  | HRCU-A-CB | 25VNA024A*030* |  | CSPH*4812AL*+UI & 59*N*A120V24**22 | 15 | 19 | 11 |  |  |  | FALSE | FALSE | FALSE | 24800 | 25000 | 2.73 | 25000 | 2.73
9892557 |  | Live | Carrier | CARRIER | Singlezone Ducted, Centrally Ducted | 9892557 |  | HRCU-A-CB | 25VNA024A*030* |  | CSPH*4812AL*+UI & 59*N*A080V17**14 | 14.5 | 19 | 11 |  |  |  | FALSE | FALSE | FALSE | 24800 | 25000 | 2.7 | 25000 | 2.7
9892556 |  | Live | Carrier | CARRIER | Singlezone Ducted, Centrally Ducted | 9892556 |  | HRCU-A-CB | 25VNA024A*030* |  | CSPH*4812AL*+UI & 59*N*A060V17**14 | 14.5 | 18.5 | 11 |  |  |  | FALSE | FALSE | FALSE | 24800 | 25000 | 2.7 | 25000 | 2.7
9892555 |  | Live | Carrier | CARRIER | Singlezone Ducted, Centrally Ducted | 9892555 |  | HRCU-A-CB | 25VNA024A*030* |  | CSPH*4212AL*+UI & 59*N*A120V24**22 | 15 | 19 | 11 |  |  |  | FALSE | FALSE | FALSE | 24800 | 25000 | 2.67 | 25000 | 2.67
9892554 |  | Live | Carrier | CARRIER | Singlezone Ducted, Centrally Ducted | 9892554 |  | HRCU-A-CB | 25VNA024A*030* |  | CSPH*4212AL*+UI & 59*N*A080V17**14 | 14.5 | 18.5 | 10.5 |  |  |  | FALSE | FALSE | FALSE | 24800 | 25000 | 2.67 | 25000 | 2.67
9892551 |  | Live | Carrier | CARRIER | Singlezone Ducted, Centrally Ducted | 9892551 |  | HRCU-A-CB | 25VNA024A*030* |  | CSPH*3612AL*+UI & 59*N*A080V17**14 | 14.5 | 18.5 | 10.5 |  |  |  | FALSE | FALSE | FALSE | 24600 | 25200 | 2.65 | 25200 | 2.65
9892553 |  | Live | Carrier | CARRIER | Singlezone Ducted, Centrally Ducted | 9892553 |  | HRCU-A-CB | 25VNA024A*030* |  | CSPH*4212AL*+UI & 59*N*A060V17**14 | 14.5 | 18.5 | 10.5 |  |  |  | FALSE | FALSE | FALSE | 24600 | 25200 | 2.68 | 25200 | 2.68
9892552 |  | Live | Carrier | CARRIER | Singlezone Ducted, Centrally Ducted | 9892552 |  | HRCU-A-CB | 25VNA024A*030* |  | CSPH*3612AL*+UI & 59*N*A120V24**22 | 14.5 | 19 | 10.5 |  |  |  | FALSE | FALSE | FALSE | 24600 | 25000 | 2.65 | 25000 | 2.65
9892550 |  | Live | Carrier | CARRIER | Singlezone Ducted, Centrally Ducted | 9892550 |  | HRCU-A-CB | 25VNA024A*030* |  | CSPH*3612AL*+UI & 59*N*A060V17**14 | 14 | 18 | 10.5 |  |  |  | FALSE | FALSE | FALSE | 24400 | 25200 | 2.62 | 25200 | 2.62
9892549 |  | Live | Carrier | CARRIER | Singlezone Ducted, Centrally Ducted | 9892549 |  | HRCU-A-CB | 25VNA024A*030* |  | CNPV*6024AL*+UI & 59*N*A120V24**22 | 15 | 20 | 11 |  |  |  | FALSE | FALSE | FALSE | 24800 | 25000 | 2.7 | 25000 | 2.7
9892548 |  | Live | Carrier | CARRIER | Singlezone Ducted, Centrally Ducted | 9892548 |  | HRCU-A-CB | 25VNA024A*030* |  | CNPV*4824AL*+UI & 59*N*A120V24**22 | 15 | 19.5 | 11 |  |  |  | FALSE | FALSE | FALSE | 24800 | 25000 | 2.7 | 25000 | 2.7
9892547 |  | Live | Carrier | CARRIER | Singlezone Ducted, Centrally Ducted | 9892547 |  | HRCU-A-CB | 25VNA024A*030* |  | CNPV*4821AL*+UI & 59*N*A080V17**14 | 15 | 19.5 | 11 |  |  |  | FALSE | FALSE | FALSE | 24600 | 25000 | 2.67 | 25000 | 2.67
9892546 |  | Live | Carrier | CARRIER | Singlezone Ducted, Centrally Ducted | 9892546 |  | HRCU-A-CB | 25VNA024A*030* |  | CNPV*4821AL*+UI & 59*N*A060V17**14 | 14.5 | 19.5 | 10.5 |  |  |  | FALSE | FALSE | FALSE | 24600 | 25000 | 2.67 | 25000 | 2.67
9892545 |  | Live | Carrier | CARRIER | Singlezone Ducted, Centrally Ducted | 9892545 |  | HRCU-A-CB | 25VNA024A*030* |  | CNPV*4221AL*+UI & 59*N*A080V17**14 | 14.5 | 18.5 | 10.5 |  |  |  | FALSE | FALSE | FALSE | 24200 | 25200 | 2.54 | 25200 | 2.54
9892544 |  | Live | Carrier | CARRIER | Singlezone Ducted, Centrally Ducted | 9892544 |  | HRCU-A-CB | 25VNA024A*030* |  | CNPV*4221AL*+UI & 59*N*A060V17**14 | 14 | 18.5 | 10.5 |  |  |  | FALSE | FALSE | FALSE | 24200 | 25200 | 2.54 | 25200 | 2.54
9892543 |  | Live | Carrier | CARRIER | Singlezone Ducted, Centrally Ducted | 9892543 |  | HRCU-A-CB | 25VNA024A*030* |  | CNPV*4217AL*+UI & 59*N*A080V17**14 | 14.5 | 19 | 10.5 |  |  |  | FALSE | FALSE | FALSE | 24400 | 25200 | 2.62 | 25200 | 2.62
9892542 |  | Live | Carrier | CARRIER | Singlezone Ducted, Centrally Ducted | 9892542 |  | HRCU-A-CB | 25VNA024A*030* |  | CNPV*4217AL*+UI & 59*N*A060V17**14 | 14.5 | 19 | 10.5 |  |  |  | FALSE | FALSE | FALSE | 24400 | 25200 | 2.62 | 25200 | 2.62
9892541 |  | Live | Carrier | CARRIER | Singlezone Ducted, Centrally Ducted | 9892541 |  | HRCU-A-CB | 25VNA024A*030* |  | CNPV*3621AL*+UI & 59*N*A080V17**14 | 14 | 18.5 | 10.5 |  |  |  | FALSE | FALSE | FALSE | 24200 | 25200 | 2.5 | 25200 | 2.5
9892540 |  | Live | Carrier | CARRIER | Singlezone Ducted, Centrally Ducted | 9892540 |  | HRCU-A-CB | 25VNA024A*030* |  | CNPV*3621AL*+UI & 59*N*A060V17**14 | 14 | 18.5 | 10 |  |  |  | FALSE | FALSE | FALSE | 24200 | 25400 | 2.46 | 25400 | 2.46
9892539 |  | Live | Carrier | CARRIER | Singlezone Ducted, Centrally Ducted | 9892539 |  | HRCU-A-CB | 25VNA024A*030* |  | CNPV*3617AL*+UI & 59*N*A080V17**14 | 14 | 18.5 | 10 |  |  |  | FALSE | FALSE | FALSE | 24200 | 25200 | 2.5 | 25200 | 2.5
9892538 |  | Live | Carrier | CARRIER | Singlezone Ducted, Centrally Ducted | 9892538 |  | HRCU-A-CB | 25VNA024A*030* |  | CNPV*3617AL*+UI & 59*N*A060V17**14 | 14 | 18.5 | 10 |  |  |  | FALSE | FALSE | FALSE | 24200 | 25400 | 2.46 | 25400 | 2.46
9892537 |  | Live | Carrier | CARRIER | Singlezone Ducted, Centrally Ducted | 9892537 |  | HRCU-A-CB | 25VNA024A*030* |  | CAP**6024AL*+UI & 59*N*A120V24**22 | 15 | 19.5 | 11.5 |  |  |  | FALSE | FALSE | FALSE | 24800 | 24400 | 2.71 | 24400 | 2.71
9892536 |  | Live | Carrier | CARRIER | Singlezone Ducted, Centrally Ducted | 9892536 |  | HRCU-A-CB | 25VNA024A*030* |  | CAP**6021AL*+UI & 59*N*A080V17**14 | 15 | 19.5 | 11.5 |  |  |  | FALSE | FALSE | FALSE | 24600 | 24600 | 2.71 | 24600 | 2.71
9892534 |  | Live | Carrier | CARRIER | Singlezone Ducted, Centrally Ducted | 9892534 |  | HRCU-A-CB | 25VNA024A*030* |  | CAP**4824AL*+UI & 59*N*A120V24**22 | 15 | 19.5 | 11.5 |  |  |  | FALSE | FALSE | FALSE | 24800 | 24800 | 2.68 | 24800 | 2.68
9892535 |  | Live | Carrier | CARRIER | Singlezone Ducted, Centrally Ducted | 9892535 |  | HRCU-A-CB | 25VNA024A*030* |  | CAP**6021AL*+UI & 59*N*A060V17**14 | 15 | 19.5 | 11 |  |  |  | FALSE | FALSE | FALSE | 24600 | 24600 | 2.71 | 24600 | 2.71
9892533 |  | Live | Carrier | CARRIER | Singlezone Ducted, Centrally Ducted | 9892533 |  | HRCU-A-CB | 25VNA024A*030* |  | CAP**4821AL*+UI & 59*N*A080V17**14 | 15 | 19 | 11.5 |  |  |  | FALSE | FALSE | FALSE | 24600 | 24800 | 2.68 | 24800 | 2.68
9892532 |  | Live | Carrier | CARRIER | Singlezone Ducted, Centrally Ducted | 9892532 |  | HRCU-A-CB | 25VNA024A*030* |  | CAP**4821AL*+UI & 59*N*A060V17**14 | 14.5 | 19 | 11 |  |  |  | FALSE | FALSE | FALSE | 24600 | 25000 | 2.67 | 25000 | 2.67
9892529 |  | Live | Carrier | CARRIER | Singlezone Ducted, Centrally Ducted | 9892529 |  | HRCU-A-CB | 25VNA024A*030* |  | CAP**4224AL*+UI & 59*N*A120V24**22 | 15 | 19 | 11 |  |  |  | FALSE | FALSE | FALSE | 24400 | 25000 | 2.57 | 25000 | 2.57
9892527 |  | Live | Carrier | CARRIER | Singlezone Ducted, Centrally Ducted | 9892527 |  | HRCU-A-CB | 25VNA024A*030* |  | CAP**4221AL*+UI & 59*N*A060V17**14 | 14.5 | 19 | 11 |  |  |  | FALSE | FALSE | FALSE | 24200 | 25200 | 2.54 | 25200 | 2.54
9892528 |  | Live | Carrier | CARRIER | Singlezone Ducted, Centrally Ducted | 9892528 |  | HRCU-A-CB | 25VNA024A*030* |  | CAP**4221AL*+UI & 59*N*A080V17**14 | 14.5 | 19 | 11 |  |  |  | FALSE | FALSE | FALSE | 24200 | 25200 | 2.56 | 25200 | 2.56
9892526 |  | Live | Carrier | CARRIER | Singlezone Ducted, Centrally Ducted | 9892526 |  | HRCU-A-CB | 25VNA024A*030* |  | CAP**3621AL*+UI & 59*N*A080V17**14 | 14.5 | 19 | 11 |  |  |  | FALSE | FALSE | FALSE | 24200 | 25200 | 2.51 | 25200 | 2.51
9892525 |  | Live | Carrier | CARRIER | Singlezone Ducted, Centrally Ducted | 9892525 |  | HRCU-A-CB | 25VNA024A*030* |  | CAP**3621AL*+UI & 59*N*A060V17**14 | 14 | 19 | 10.5 |  |  |  | FALSE | FALSE | FALSE | 24200 | 25200 | 2.5 | 25200 | 2.5
9892524 |  | Live | Carrier | CARRIER | Singlezone Ducted, Centrally Ducted | 9892524 |  | HRCU-A-CB | 25VNA024A*030* |  | CAP**3617AL*+UI & 59*N*A080V17**14 | 14.5 | 19 | 10.5 |  |  |  | FALSE | FALSE | FALSE | 24200 | 25200 | 2.51 | 25200 | 2.51
9892523 |  | Live | Carrier | CARRIER | Singlezone Ducted, Centrally Ducted | 9892523 |  | HRCU-A-CB | 25VNA024A*030* |  | CAP**3617AL*+UI & 59*N*A060V17**14 | 14 | 18.5 | 10.5 |  |  |  | FALSE | FALSE | FALSE | 24200 | 25200 | 2.5 | 25200 | 2.5
9892513 |  | Live | Carrier | CARRIER | Singlezone Ducted, Centrally Ducted | 9892513 |  | HRCU-A-CB | 25VNA024A*030* |  | FE4AN(B,F)003L+UI | 15 | 19.5 | 10.5 |  |  |  | FALSE | FALSE | FALSE | 24400 | 25000 | 2.54 | 25000 | 2.54
9892512 |  | Live | Carrier | CARRIER | Singlezone Ducted, Centrally Ducted | 9892512 |  | HRCU-A-CB | 25VNA024A*030* |  | FE4ANF002L + UI | 14.5 | 19 | 10.5 |  |  |  | FALSE | FALSE | FALSE | 24200 | 25200 | 2.56 | 25200 | 2.56
9892461 |  | Live | Carrier | CARRIER | Singlezone Ducted, Centrally Ducted | 9892461 |  | HRCU-A-CB | 25VNA024A*030* |  | FE4ANB006L+UI | 16 | 20.5 | 12 |  |  |  | FALSE | FALSE | FALSE | 25200 | 24800 | 2.46 | 24800 | 2.46
9892658 |  | Live | Carrier | CARRIER | Singlezone Ducted, Centrally Ducted | 9892658 |  | HRCU-A-CB | 25VNA036A*030* |  | FE4ANF002L+UI | 12.5 | 18.5 | 10.5 |  |  |  | FALSE | FALSE | FALSE | 33000 | 30600 | 2.39 | 30600 | 2.39
9893607 |  | Live | Carrier | BRYANT | Singlezone Ducted, Centrally Ducted | 9893607 |  | HRCU-A-CB | 280ANV036000 |  | FE4ANF002L+UI | 12.5 | 18.5 | 10.5 |  |  |  | FALSE | FALSE | FALSE | 33000 | 30600 | 2.39 | 30600 | 2.39
9892659 |  | Live | Carrier | CARRIER | Singlezone Ducted, Centrally Ducted | 9892659 |  | HRCU-A-CB | 25VNA036A*030* |  | FE4AN(B,F)003L+UI | 13 | 19 | 10.5 |  |  |  | FALSE | FALSE | FALSE | 33400 | 30200 | 2.35 | 30200 | 2.35
9893608 |  | Live | Carrier | BRYANT | Singlezone Ducted, Centrally Ducted | 9893608 |  | HRCU-A-CB | 280ANV036000 |  | FE4AN(B,F)003L+UI | 13 | 19 | 10.5 |  |  |  | FALSE | FALSE | FALSE | 33400 | 30200 | 2.35 | 30200 | 2.35
205993850 |  | Live | Gree | GREE | Singlezone Ducted, Centrally Ducted | 205993850 |  | HRCU-A-CB | FLEXX60HP230V1AO |  | FLEXX48HP230V1AH | 11 | 18 | 10.5 |  |  |  | FALSE | FALSE | FALSE | 48000 | 33000 | 2.54 | 48000 | 2.04
205993849 |  | Live | Gree | GREE | Singlezone Ducted, Centrally Ducted | 205993849 |  | HRCU-A-CB | FLEXX36HP230V1AO |  | FLEXX24HP230V1AH | 12.5 | 20 | 10.5 |  |  |  | FALSE | FALSE | FALSE | 24000 | 16300 | 2.7 | 24000 | 2.43
205984663 |  | Live | Gree | GREE | Singlezone Ducted, Centrally Ducted | 205984663 |  | HRCU-A-CB | FLEXX36HP230V1AO |  | FLEXX36HP230V1AH | 11 | 18 | 10 |  |  |  | FALSE | FALSE | FALSE | 36000 | 24400 | 2.5 | 36000 | 1.94
205984664 |  | Live | Gree | GREE | Singlezone Ducted, Centrally Ducted | 205984664 |  | HRCU-A-CB | FLEXX60HP230V1AO |  | FLEXX60HP230V1AH | 10.5 | 17 | 10 |  |  |  | FALSE | FALSE | FALSE | 54000 | 38000 | 2.63 | 49000 | 2.02
206781256 |  | Live | Johnson Controls Inc. (York International Norman) | CHAMPION HEATING AND COOLING | Singlezone Ducted, Centrally Ducted | 206781256 |  | HRCU-A-CB | TH16B4821 |  | CF64DXA1+MVC20DN21+TXV | 10.25 | 17 | 10 |  |  |  | FALSE | FALSE | FALSE | 48000 | 29800 | 2.82 | 29800 | 2.82
9035724 |  | Live | Johnson Controls Inc. (York International Norman) | YORK | Singlezone Ducted, Centrally Ducted | 9035724 |  | HRCU-A-CB | YHM48B21 |  | AVC48DX21+TXV | 10 | 16.75 | 9.5 |  |  |  | FALSE | FALSE | FALSE | 47500 | 28200 | 2.62 | 28200 | 2.62
206781254 |  | Live | Johnson Controls Inc. (York International Norman) | LUXAIRE | Singlezone Ducted, Centrally Ducted | 206781254 |  | HRCU-A-CB | TH16B4821 |  | CF64DXA1+MVC20DN21+TXV | 10.25 | 17 | 10 |  |  |  | FALSE | FALSE | FALSE | 48000 | 29800 | 2.82 | 29800 | 2.82
9036116 |  | Live | Johnson Controls Inc. (York International Norman) | COLEMAN | Singlezone Ducted, Centrally Ducted | 9036116 |  | HRCU-A-CB | CH16B4821 |  | AVC48DX21+TXV | 10 | 16.75 | 9.5 |  |  |  | FALSE | FALSE | FALSE | 47500 | 28200 | 2.62 | 28200 | 2.62
9036351 |  | Live | Johnson Controls Inc. (York International Norman) | LUXAIRE | Singlezone Ducted, Centrally Ducted | 9036351 |  | HRCU-A-CB | TH16B4821 |  | AVC48DX21+TXV | 10 | 16.75 | 9.5 |  |  |  | FALSE | FALSE | FALSE | 47500 | 28200 | 2.62 | 28200 | 2.62
9036586 |  | Live | Johnson Controls Inc. (York International Norman) | FRASER-JOHNSTON | Singlezone Ducted, Centrally Ducted | 9036586 |  | HRCU-A-CB | TH16B4821 |  | AVC48DX21+TXV | 10 | 16.75 | 9.5 |  |  |  | FALSE | FALSE | FALSE | 47500 | 28200 | 2.62 | 28200 | 2.62
9036785 |  | Live | Johnson Controls Inc. (York International Norman) | CHAMPION HEATING AND COOLING | Singlezone Ducted, Centrally Ducted | 9036785 |  | HRCU-A-CB | TH16B4821 |  | AVC48DX21+TXV | 10 | 16.75 | 9.5 |  |  |  | FALSE | FALSE | FALSE | 47500 | 28200 | 2.62 | 28200 | 2.62
206779200 |  | Live | Johnson Controls Inc. (York International Norman) | YORK | Singlezone Ducted, Centrally Ducted | 206779200 |  | HRCU-A-CB | YHM48B21 |  | CF64DXA1+MVC20DN21+TXV | 10.25 | 17 | 10 |  |  |  | FALSE | FALSE | FALSE | 48000 | 29800 | 2.82 | 29800 | 2.82
206781253 |  | Live | Johnson Controls Inc. (York International Norman) | COLEMAN | Singlezone Ducted, Centrally Ducted | 206781253 |  | HRCU-A-CB | CH16B4821 |  | CF64DXA1+MVC20DN21+TXV | 10.25 | 17 | 10 |  |  |  | FALSE | FALSE | FALSE | 48000 | 29800 | 2.82 | 29800 | 2.82
206781255 |  | Live | Johnson Controls Inc. (York International Norman) | FRASER-JOHNSTON | Singlezone Ducted, Centrally Ducted | 206781255 |  | HRCU-A-CB | TH16B4821 |  | CF64DXA1+MVC20DN21+TXV | 10.25 | 17 | 10 |  |  |  | FALSE | FALSE | FALSE | 48000 | 29800 | 2.82 | 29800 | 2.82
206779284 |  | Live | Johnson Controls Inc. (York International Norman) | YORK | Singlezone Ducted, Centrally Ducted | 206779284 |  | HRCU-A-CB | YHM48B21 |  | CF48DXA1+MVC20DN21+TXV | 9.75 | 17 | 9.5 |  |  |  | FALSE | FALSE | FALSE | 46500 | 27800 | 2.54 | 27800 | 2.54
206781257 |  | Live | Johnson Controls Inc. (York International Norman) | COLEMAN | Singlezone Ducted, Centrally Ducted | 206781257 |  | HRCU-A-CB | CH16B4821 |  | CM64DXA1+MVC20DN21+TXV | 10.25 | 17 | 10 |  |  |  | FALSE | FALSE | FALSE | 48000 | 29800 | 2.82 | 29800 | 2.82
206779201 |  | Live | Johnson Controls Inc. (York International Norman) | YORK | Singlezone Ducted, Centrally Ducted | 206779201 |  | HRCU-A-CB | YHM48B21 |  | CM64DXA1+MVC20DN21+TXV | 10.25 | 17 | 10 |  |  |  | FALSE | FALSE | FALSE | 48000 | 29800 | 2.82 | 29800 | 2.82
206781258 |  | Live | Johnson Controls Inc. (York International Norman) | LUXAIRE | Singlezone Ducted, Centrally Ducted | 206781258 |  | HRCU-A-CB | TH16B4821 |  | CM64DXA1+MVC20DN21+TXV | 10.25 | 17 | 10 |  |  |  | FALSE | FALSE | FALSE | 48000 | 29800 | 2.82 | 29800 | 2.82
206781259 |  | Live | Johnson Controls Inc. (York International Norman) | FRASER-JOHNSTON | Singlezone Ducted, Centrally Ducted | 206781259 |  | HRCU-A-CB | TH16B4821 |  | CM64DXA1+MVC20DN21+TXV | 10.25 | 17 | 10 |  |  |  | FALSE | FALSE | FALSE | 48000 | 29800 | 2.82 | 29800 | 2.82
206781260 |  | Live | Johnson Controls Inc. (York International Norman) | CHAMPION HEATING AND COOLING | Singlezone Ducted, Centrally Ducted | 206781260 |  | HRCU-A-CB | TH16B4821 |  | CM64DXA1+MVC20DN21+TXV | 10.25 | 17 | 10 |  |  |  | FALSE | FALSE | FALSE | 48000 | 29800 | 2.82 | 29800 | 2.82
206781534 |  | Live | Johnson Controls Inc. (York International Norman) | LUXAIRE | Singlezone Ducted, Centrally Ducted | 206781534 |  | HRCU-A-CB | TH16B4821 |  | CF48DXA1+MVC20DN21+TXV | 9.75 | 17 | 9.5 |  |  |  | FALSE | FALSE | FALSE | 46500 | 27800 | 2.54 | 27800 | 2.54
206781535 |  | Live | Johnson Controls Inc. (York International Norman) | FRASER-JOHNSTON | Singlezone Ducted, Centrally Ducted | 206781535 |  | HRCU-A-CB | TH16B4821 |  | CF48DXA1+MVC20DN21+TXV | 9.75 | 17 | 9.5 |  |  |  | FALSE | FALSE | FALSE | 46500 | 27800 | 2.54 | 27800 | 2.54
206781538 |  | Live | Johnson Controls Inc. (York International Norman) | LUXAIRE | Singlezone Ducted, Centrally Ducted | 206781538 |  | HRCU-A-CB | TH16B4821 |  | CM48DXA1+MVC20DN21+TXV | 9.75 | 17 | 9.5 |  |  |  | FALSE | FALSE | FALSE | 46500 | 27800 | 2.54 | 27800 | 2.54
206781536 |  | Live | Johnson Controls Inc. (York International Norman) | CHAMPION HEATING AND COOLING | Singlezone Ducted, Centrally Ducted | 206781536 |  | HRCU-A-CB | TH16B4821 |  | CF48DXA1+MVC20DN21+TXV | 9.75 | 17 | 9.5 |  |  |  | FALSE | FALSE | FALSE | 46500 | 27800 | 2.54 | 27800 | 2.54
206781533 |  | Live | Johnson Controls Inc. (York International Norman) | COLEMAN | Singlezone Ducted, Centrally Ducted | 206781533 |  | HRCU-A-CB | CH16B4821 |  | CF48DXA1+MVC20DN21+TXV | 9.75 | 17 | 9.5 |  |  |  | FALSE | FALSE | FALSE | 46500 | 27800 | 2.54 | 27800 | 2.54
206779285 |  | Live | Johnson Controls Inc. (York International Norman) | YORK | Singlezone Ducted, Centrally Ducted | 206779285 |  | HRCU-A-CB | YHM48B21 |  | CM48DXA1+MVC20DN21+TXV | 9.75 | 17 | 9.5 |  |  |  | FALSE | FALSE | FALSE | 46500 | 27800 | 2.54 | 27800 | 2.54
206779286 |  | Live | Johnson Controls Inc. (York International Norman) | YORK | Singlezone Ducted, Centrally Ducted | 206779286 |  | HRCU-A-CB | YHM48B21 |  | CM48DBCA1+MVC20DN21 | 9.75 | 17 | 9.5 |  |  |  | FALSE | FALSE | FALSE | 46500 | 27800 | 2.54 | 27800 | 2.54
206781537 |  | Live | Johnson Controls Inc. (York International Norman) | COLEMAN | Singlezone Ducted, Centrally Ducted | 206781537 |  | HRCU-A-CB | CH16B4821 |  | CM48DXA1+MVC20DN21+TXV | 9.75 | 17 | 9.5 |  |  |  | FALSE | FALSE | FALSE | 46500 | 27800 | 2.54 | 27800 | 2.54
206781539 |  | Live | Johnson Controls Inc. (York International Norman) | FRASER-JOHNSTON | Singlezone Ducted, Centrally Ducted | 206781539 |  | HRCU-A-CB | TH16B4821 |  | CM48DXA1+MVC20DN21+TXV | 9.75 | 17 | 9.5 |  |  |  | FALSE | FALSE | FALSE | 46500 | 27800 | 2.54 | 27800 | 2.54
206781540 |  | Live | Johnson Controls Inc. (York International Norman) | CHAMPION HEATING AND COOLING | Singlezone Ducted, Centrally Ducted | 206781540 |  | HRCU-A-CB | TH16B4821 |  | CM48DXA1+MVC20DN21+TXV | 9.75 | 17 | 9.5 |  |  |  | FALSE | FALSE | FALSE | 46500 | 27800 | 2.54 | 27800 | 2.54
206781541 |  | Live | Johnson Controls Inc. (York International Norman) | COLEMAN | Singlezone Ducted, Centrally Ducted | 206781541 |  | HRCU-A-CB | CH16B4821 |  | CM48DBCA1+MVC20DN21 | 9.75 | 17 | 9.5 |  |  |  | FALSE | FALSE | FALSE | 46500 | 27800 | 2.54 | 27800 | 2.54
206779279 |  | Live | Johnson Controls Inc. (York International Norman) | YORK | Singlezone Ducted, Centrally Ducted | 206779279 |  | HRCU-A-CB | YHM48B21 |  | CM48DXA1+MVC14DN21+TXV | 10 | 16.75 | 9.5 |  |  |  | FALSE | FALSE | FALSE | 48000 | 28000 | 2.62 | 28000 | 2.62
206781542 |  | Live | Johnson Controls Inc. (York International Norman) | LUXAIRE | Singlezone Ducted, Centrally Ducted | 206781542 |  | HRCU-A-CB | TH16B4821 |  | CM48DBCA1+MVC20DN21 | 9.75 | 17 | 9.5 |  |  |  | FALSE | FALSE | FALSE | 46500 | 27800 | 2.54 | 27800 | 2.54
206781544 |  | Live | Johnson Controls Inc. (York International Norman) | CHAMPION HEATING AND COOLING | Singlezone Ducted, Centrally Ducted | 206781544 |  | HRCU-A-CB | TH16B4821 |  | CM48DBCA1+MVC20DN21 | 9.75 | 17 | 9.5 |  |  |  | FALSE | FALSE | FALSE | 46500 | 27800 | 2.54 | 27800 | 2.54
206781543 |  | Live | Johnson Controls Inc. (York International Norman) | FRASER-JOHNSTON | Singlezone Ducted, Centrally Ducted | 206781543 |  | HRCU-A-CB | TH16B4821 |  | CM48DBCA1+MVC20DN21 | 9.75 | 17 | 9.5 |  |  |  | FALSE | FALSE | FALSE | 46500 | 27800 | 2.54 | 27800 | 2.54
206781759 |  | Live | Johnson Controls Inc. (York International Norman) | COLEMAN | Singlezone Ducted, Centrally Ducted | 206781759 |  | HRCU-A-CB | CH16B4821 |  | CF48DXA1+MVC14DN21+TXV | 10 | 16.75 | 9.5 |  |  |  | FALSE | FALSE | FALSE | 48000 | 28000 | 2.62 | 28000 | 2.62
206779278 |  | Live | Johnson Controls Inc. (York International Norman) | YORK | Singlezone Ducted, Centrally Ducted | 206779278 |  | HRCU-A-CB | YHM48B21 |  | CF48DXA1+MVC14DN21+TXV | 10 | 16.75 | 9.5 |  |  |  | FALSE | FALSE | FALSE | 48000 | 28000 | 2.62 | 28000 | 2.62
206781760 |  | Live | Johnson Controls Inc. (York International Norman) | LUXAIRE | Singlezone Ducted, Centrally Ducted | 206781760 |  | HRCU-A-CB | TH16B4821 |  | CF48DXA1+MVC14DN21+TXV | 10 | 16.75 | 9.5 |  |  |  | FALSE | FALSE | FALSE | 48000 | 28000 | 2.62 | 28000 | 2.62
206781761 |  | Live | Johnson Controls Inc. (York International Norman) | FRASER-JOHNSTON | Singlezone Ducted, Centrally Ducted | 206781761 |  | HRCU-A-CB | TH16B4821 |  | CF48DXA1+MVC14DN21+TXV | 10 | 16.75 | 9.5 |  |  |  | FALSE | FALSE | FALSE | 48000 | 28000 | 2.62 | 28000 | 2.62
206781762 |  | Live | Johnson Controls Inc. (York International Norman) | CHAMPION HEATING AND COOLING | Singlezone Ducted, Centrally Ducted | 206781762 |  | HRCU-A-CB | TH16B4821 |  | CF48DXA1+MVC14DN21+TXV | 10 | 16.75 | 9.5 |  |  |  | FALSE | FALSE | FALSE | 48000 | 28000 | 2.62 | 28000 | 2.62
206781769 |  | Live | Johnson Controls Inc. (York International Norman) | FRASER-JOHNSTON | Singlezone Ducted, Centrally Ducted | 206781769 |  | HRCU-A-CB | TH16B4821 |  | CM48DBCA1+MVC14DN21 | 10 | 16.75 | 9.5 |  |  |  | FALSE | FALSE | FALSE | 48000 | 28000 | 2.62 | 28000 | 2.62
206781763 |  | Live | Johnson Controls Inc. (York International Norman) | COLEMAN | Singlezone Ducted, Centrally Ducted | 206781763 |  | HRCU-A-CB | CH16B4821 |  | CM48DXA1+MVC14DN21+TXV | 10 | 16.75 | 9.5 |  |  |  | FALSE | FALSE | FALSE | 48000 | 28000 | 2.62 | 28000 | 2.62
206781764 |  | Live | Johnson Controls Inc. (York International Norman) | LUXAIRE | Singlezone Ducted, Centrally Ducted | 206781764 |  | HRCU-A-CB | TH16B4821 |  | CM48DXA1+MVC14DN21+TXV | 10 | 16.75 | 9.5 |  |  |  | FALSE | FALSE | FALSE | 48000 | 28000 | 2.62 | 28000 | 2.62
206781765 |  | Live | Johnson Controls Inc. (York International Norman) | FRASER-JOHNSTON | Singlezone Ducted, Centrally Ducted | 206781765 |  | HRCU-A-CB | TH16B4821 |  | CM48DXA1+MVC14DN21+TXV | 10 | 16.75 | 9.5 |  |  |  | FALSE | FALSE | FALSE | 48000 | 28000 | 2.62 | 28000 | 2.62
206781766 |  | Live | Johnson Controls Inc. (York International Norman) | CHAMPION HEATING AND COOLING | Singlezone Ducted, Centrally Ducted | 206781766 |  | HRCU-A-CB | TH16B4821 |  | CM48DXA1+MVC14DN21+TXV | 10 | 16.75 | 9.5 |  |  |  | FALSE | FALSE | FALSE | 48000 | 28000 | 2.62 | 28000 | 2.62
206779280 |  | Live | Johnson Controls Inc. (York International Norman) | YORK | Singlezone Ducted, Centrally Ducted | 206779280 |  | HRCU-A-CB | YHM48B21 |  | CM48DBCA1+MVC14DN21 | 10 | 16.75 | 9.5 |  |  |  | FALSE | FALSE | FALSE | 48000 | 28000 | 2.62 | 28000 | 2.62
206781767 |  | Live | Johnson Controls Inc. (York International Norman) | COLEMAN | Singlezone Ducted, Centrally Ducted | 206781767 |  | HRCU-A-CB | CH16B4821 |  | CM48DBCA1+MVC14DN21 | 10 | 16.75 | 9.5 |  |  |  | FALSE | FALSE | FALSE | 48000 | 28000 | 2.62 | 28000 | 2.62
206781768 |  | Live | Johnson Controls Inc. (York International Norman) | LUXAIRE | Singlezone Ducted, Centrally Ducted | 206781768 |  | HRCU-A-CB | TH16B4821 |  | CM48DBCA1+MVC14DN21 | 10 | 16.75 | 9.5 |  |  |  | FALSE | FALSE | FALSE | 48000 | 28000 | 2.62 | 28000 | 2.62
206781770 |  | Live | Johnson Controls Inc. (York International Norman) | CHAMPION HEATING AND COOLING | Singlezone Ducted, Centrally Ducted | 206781770 |  | HRCU-A-CB | TH16B4821 |  | CM48DBCA1+MVC14DN21 | 10 | 16.75 | 9.5 |  |  |  | FALSE | FALSE | FALSE | 48000 | 28000 | 2.62 | 28000 | 2.62
205538672 |  | Live | Johnson Controls Inc. (York International Norman) | YORK | Singlezone Ducted, Centrally Ducted | 205538672 |  | HRCU-A-CB | YHM36B22 |  | CF42DXA1+MVC14DN21+TXV | 11.25 | 17 | 9.75 |  |  |  | FALSE | FALSE | FALSE | 35400 | 22200 | 2.76 | 22200 | 2.76
205548078 |  | Live | Johnson Controls Inc. (York International Norman) | LUXAIRE | Singlezone Ducted, Centrally Ducted | 205548078 |  | HRCU-A-CB | TH16B3622 |  | CF42DXA1+MVC14DN21+TXV | 11.25 | 17 | 9.75 |  |  |  | FALSE | FALSE | FALSE | 35400 | 22200 | 2.76 | 22200 | 2.76
205548077 |  | Live | Johnson Controls Inc. (York International Norman) | COLEMAN | Singlezone Ducted, Centrally Ducted | 205548077 |  | HRCU-A-CB | CH16B3622 |  | CF42DXA1+MVC14DN21+TXV | 11.25 | 17 | 9.75 |  |  |  | FALSE | FALSE | FALSE | 35400 | 22200 | 2.76 | 22200 | 2.76
205548079 |  | Live | Johnson Controls Inc. (York International Norman) | FRASER-JOHNSTON | Singlezone Ducted, Centrally Ducted | 205548079 |  | HRCU-A-CB | TH16B3622 |  | CF42DXA1+MVC14DN21+TXV | 11.25 | 17 | 9.75 |  |  |  | FALSE | FALSE | FALSE | 35400 | 22200 | 2.76 | 22200 | 2.76
205548080 |  | Live | Johnson Controls Inc. (York International Norman) | CHAMPION HEATING AND COOLING | Singlezone Ducted, Centrally Ducted | 205548080 |  | HRCU-A-CB | TH16B3622 |  | CF42DXA1+MVC14DN21+TXV | 11.25 | 17 | 9.75 |  |  |  | FALSE | FALSE | FALSE | 35400 | 22200 | 2.76 | 22200 | 2.76
205538674 |  | Live | Johnson Controls Inc. (York International Norman) | YORK | Singlezone Ducted, Centrally Ducted | 205538674 |  | HRCU-A-CB | YHM36B22 |  | CM42DXA1+MVC14DN21+TXV | 11.25 | 17 | 9.75 |  |  |  | FALSE | FALSE | FALSE | 35400 | 22200 | 2.76 | 22200 | 2.76
205548082 |  | Live | Johnson Controls Inc. (York International Norman) | LUXAIRE | Singlezone Ducted, Centrally Ducted | 205548082 |  | HRCU-A-CB | TH16B3622 |  | CM42DXA1+MVC14DN21+TXV | 11.25 | 17 | 9.75 |  |  |  | FALSE | FALSE | FALSE | 35400 | 22200 | 2.76 | 22200 | 2.76
205548081 |  | Live | Johnson Controls Inc. (York International Norman) | COLEMAN | Singlezone Ducted, Centrally Ducted | 205548081 |  | HRCU-A-CB | CH16B3622 |  | CM42DXA1+MVC14DN21+TXV | 11.25 | 17 | 9.75 |  |  |  | FALSE | FALSE | FALSE | 35400 | 22200 | 2.76 | 22200 | 2.76
205538675 |  | Live | Johnson Controls Inc. (York International Norman) | YORK | Singlezone Ducted, Centrally Ducted | 205538675 |  | HRCU-A-CB | YHM36B22 |  | CF42DXA1+MVC20DN21+TXV | 11.25 | 17.25 | 9.75 |  |  |  | FALSE | FALSE | FALSE | 35400 | 22000 | 2.78 | 22000 | 2.78
205548083 |  | Live | Johnson Controls Inc. (York International Norman) | FRASER-JOHNSTON | Singlezone Ducted, Centrally Ducted | 205548083 |  | HRCU-A-CB | TH16B3622 |  | CM42DXA1+MVC14DN21+TXV | 11.25 | 17 | 9.75 |  |  |  | FALSE | FALSE | FALSE | 35400 | 22200 | 2.76 | 22200 | 2.76
205548084 |  | Live | Johnson Controls Inc. (York International Norman) | CHAMPION HEATING AND COOLING | Singlezone Ducted, Centrally Ducted | 205548084 |  | HRCU-A-CB | TH16B3622 |  | CM42DXA1+MVC14DN21+TXV | 11.25 | 17 | 9.75 |  |  |  | FALSE | FALSE | FALSE | 35400 | 22200 | 2.76 | 22200 | 2.76
205548085 |  | Live | Johnson Controls Inc. (York International Norman) | COLEMAN | Singlezone Ducted, Centrally Ducted | 205548085 |  | HRCU-A-CB | CH16B3622 |  | CF42DXA1+MVC20DN21+TXV | 11.25 | 17.25 | 9.75 |  |  |  | FALSE | FALSE | FALSE | 35400 | 22000 | 2.78 | 22000 | 2.78
205548087 |  | Live | Johnson Controls Inc. (York International Norman) | FRASER-JOHNSTON | Singlezone Ducted, Centrally Ducted | 205548087 |  | HRCU-A-CB | TH16B3622 |  | CF42DXA1+MVC20DN21+TXV | 11.25 | 17.25 | 9.75 |  |  |  | FALSE | FALSE | FALSE | 35400 | 22000 | 2.78 | 22000 | 2.78
205548088 |  | Live | Johnson Controls Inc. (York International Norman) | CHAMPION HEATING AND COOLING | Singlezone Ducted, Centrally Ducted | 205548088 |  | HRCU-A-CB | TH16B3622 |  | CF42DXA1+MVC20DN21+TXV | 11.25 | 17.25 | 9.75 |  |  |  | FALSE | FALSE | FALSE | 35400 | 22000 | 2.78 | 22000 | 2.78
205548086 |  | Live | Johnson Controls Inc. (York International Norman) | LUXAIRE | Singlezone Ducted, Centrally Ducted | 205548086 |  | HRCU-A-CB | TH16B3622 |  | CF42DXA1+MVC20DN21+TXV | 11.25 | 17.25 | 9.75 |  |  |  | FALSE | FALSE | FALSE | 35400 | 22000 | 2.78 | 22000 | 2.78
205548089 |  | Live | Johnson Controls Inc. (York International Norman) | COLEMAN | Singlezone Ducted, Centrally Ducted | 205548089 |  | HRCU-A-CB | CH16B3622 |  | CM42DXA1+MVC20DN21+TXV | 11.25 | 17.25 | 9.75 |  |  |  | FALSE | FALSE | FALSE | 35400 | 22000 | 2.78 | 22000 | 2.78
205538677 |  | Live | Johnson Controls Inc. (York International Norman) | YORK | Singlezone Ducted, Centrally Ducted | 205538677 |  | HRCU-A-CB | YHM36B22 |  | CM42DXA1+MVC20DN21+TXV | 11.25 | 17.25 | 9.75 |  |  |  | FALSE | FALSE | FALSE | 35400 | 22000 | 2.78 | 22000 | 2.78
205548090 |  | Live | Johnson Controls Inc. (York International Norman) | LUXAIRE | Singlezone Ducted, Centrally Ducted | 205548090 |  | HRCU-A-CB | TH16B3622 |  | CM42DXA1+MVC20DN21+TXV | 11.25 | 17.25 | 9.75 |  |  |  | FALSE | FALSE | FALSE | 35400 | 22000 | 2.78 | 22000 | 2.78
205548092 |  | Live | Johnson Controls Inc. (York International Norman) | CHAMPION HEATING AND COOLING | Singlezone Ducted, Centrally Ducted | 205548092 |  | HRCU-A-CB | TH16B3622 |  | CM42DXA1+MVC20DN21+TXV | 11.25 | 17.25 | 9.75 |  |  |  | FALSE | FALSE | FALSE | 35400 | 22000 | 2.78 | 22000 | 2.78
205548091 |  | Live | Johnson Controls Inc. (York International Norman) | FRASER-JOHNSTON | Singlezone Ducted, Centrally Ducted | 205548091 |  | HRCU-A-CB | TH16B3622 |  | CM42DXA1+MVC20DN21+TXV | 11.25 | 17.25 | 9.75 |  |  |  | FALSE | FALSE | FALSE | 35400 | 22000 | 2.78 | 22000 | 2.78
205548093 |  | Live | Johnson Controls Inc. (York International Norman) | COLEMAN | Singlezone Ducted, Centrally Ducted | 205548093 |  | HRCU-A-CB | CH16B3622 |  | CF48DXA1+MVC20DN21+TXV | 11.5 | 17 | 9.75 |  |  |  | FALSE | FALSE | FALSE | 35600 | 22000 | 2.8 | 22000 | 2.8
205538679 |  | Live | Johnson Controls Inc. (York International Norman) | YORK | Singlezone Ducted, Centrally Ducted | 205538679 |  | HRCU-A-CB | YHM36B22 |  | CF48DXA1+MVC20DN21+TXV | 11.5 | 17 | 9.75 |  |  |  | FALSE | FALSE | FALSE | 35600 | 22000 | 2.8 | 22000 | 2.8
205548095 |  | Live | Johnson Controls Inc. (York International Norman) | FRASER-JOHNSTON | Singlezone Ducted, Centrally Ducted | 205548095 |  | HRCU-A-CB | TH16B3622 |  | CF48DXA1+MVC20DN21+TXV | 11.5 | 17 | 9.75 |  |  |  | FALSE | FALSE | FALSE | 35600 | 22000 | 2.8 | 22000 | 2.8
205548094 |  | Live | Johnson Controls Inc. (York International Norman) | LUXAIRE | Singlezone Ducted, Centrally Ducted | 205548094 |  | HRCU-A-CB | TH16B3622 |  | CF48DXA1+MVC20DN21+TXV | 11.5 | 17 | 9.75 |  |  |  | FALSE | FALSE | FALSE | 35600 | 22000 | 2.8 | 22000 | 2.8
205548096 |  | Live | Johnson Controls Inc. (York International Norman) | CHAMPION HEATING AND COOLING | Singlezone Ducted, Centrally Ducted | 205548096 |  | HRCU-A-CB | TH16B3622 |  | CF48DXA1+MVC20DN21+TXV | 11.5 | 17 | 9.75 |  |  |  | FALSE | FALSE | FALSE | 35600 | 22000 | 2.8 | 22000 | 2.8
205548097 |  | Live | Johnson Controls Inc. (York International Norman) | COLEMAN | Singlezone Ducted, Centrally Ducted | 205548097 |  | HRCU-A-CB | CH16B3622 |  | CM48DXA1+MVC20DN21+TXV | 11.5 | 17 | 9.75 |  |  |  | FALSE | FALSE | FALSE | 35600 | 22000 | 2.8 | 22000 | 2.8
205538681 |  | Live | Johnson Controls Inc. (York International Norman) | YORK | Singlezone Ducted, Centrally Ducted | 205538681 |  | HRCU-A-CB | YHM36B22 |  | CM48DXA1+MVC20DN21+TXV | 11.5 | 17 | 9.75 |  |  |  | FALSE | FALSE | FALSE | 35600 | 22000 | 2.8 | 22000 | 2.8
205548099 |  | Live | Johnson Controls Inc. (York International Norman) | FRASER-JOHNSTON | Singlezone Ducted, Centrally Ducted | 205548099 |  | HRCU-A-CB | TH16B3622 |  | CM48DXA1+MVC20DN21+TXV | 11.5 | 17 | 9.75 |  |  |  | FALSE | FALSE | FALSE | 35600 | 22000 | 2.8 | 22000 | 2.8
205548100 |  | Live | Johnson Controls Inc. (York International Norman) | CHAMPION HEATING AND COOLING | Singlezone Ducted, Centrally Ducted | 205548100 |  | HRCU-A-CB | TH16B3622 |  | CM48DXA1+MVC20DN21+TXV | 11.5 | 17 | 9.75 |  |  |  | FALSE | FALSE | FALSE | 35600 | 22000 | 2.8 | 22000 | 2.8
205548098 |  | Live | Johnson Controls Inc. (York International Norman) | LUXAIRE | Singlezone Ducted, Centrally Ducted | 205548098 |  | HRCU-A-CB | TH16B3622 |  | CM48DXA1+MVC20DN21+TXV | 11.5 | 17 | 9.75 |  |  |  | FALSE | FALSE | FALSE | 35600 | 22000 | 2.8 | 22000 | 2.8
203076272 |  | Live | Johnson Controls Inc. (York International Norman) | YORK | Singlezone Ducted, Centrally Ducted | 203076272 |  | HRCU-A-CB | YHM36B22 |  | CM48DBCA1+MVC20DN21 | 11.5 | 17 | 9.75 |  |  |  | FALSE | FALSE | FALSE | 35600 | 22000 | 2.8 | 22000 | 2.8
203088475 |  | Live | Johnson Controls Inc. (York International Norman) | COLEMAN | Singlezone Ducted, Centrally Ducted | 203088475 |  | HRCU-A-CB | CH16B3622 |  | CM48DBCA1+MVC20DN21 | 11.5 | 17 | 9.75 |  |  |  | FALSE | FALSE | FALSE | 35600 | 22000 | 2.8 | 22000 | 2.8
203088484 |  | Live | Johnson Controls Inc. (York International Norman) | FRASER-JOHNSTON | Singlezone Ducted, Centrally Ducted | 203088484 |  | HRCU-A-CB | TH16B3622 |  | CM48DBCA1+MVC20DN21 | 11.5 | 17 | 9.75 |  |  |  | FALSE | FALSE | FALSE | 35600 | 22000 | 2.8 | 22000 | 2.8
203088479 |  | Live | Johnson Controls Inc. (York International Norman) | LUXAIRE | Singlezone Ducted, Centrally Ducted | 203088479 |  | HRCU-A-CB | TH16B3622 |  | CM48DBCA1+MVC20DN21 | 11.5 | 17 | 9.75 |  |  |  | FALSE | FALSE | FALSE | 35600 | 22000 | 2.8 | 22000 | 2.8
203088489 |  | Live | Johnson Controls Inc. (York International Norman) | CHAMPION HEATING AND COOLING | Singlezone Ducted, Centrally Ducted | 203088489 |  | HRCU-A-CB | TH16B3622 |  | CM48DBCA1+MVC20DN21 | 11.5 | 17 | 9.75 |  |  |  | FALSE | FALSE | FALSE | 35600 | 22000 | 2.8 | 22000 | 2.8
203111702 |  | Live | Johnson Controls Inc. (York International Norman) | YORK | Singlezone Ducted, Centrally Ducted | 203111702 |  | HRCU-A-CB | YHM36B22 |  | AVC42CX21+TXV | 10.75 | 16.75 | 9.75 |  |  |  | FALSE | FALSE | FALSE | 35400 | 22600 | 2.7 | 22600 | 2.7
203095746 |  | Live | Johnson Controls Inc. (York International Norman) | LUXAIRE | Singlezone Ducted, Centrally Ducted | 203095746 |  | HRCU-A-CB | TH16B3622 |  | AVC42CX21+TXV | 10.75 | 16.75 | 9.75 |  |  |  | FALSE | FALSE | FALSE | 35400 | 22600 | 2.7 | 22600 | 2.7
203095744 |  | Live | Johnson Controls Inc. (York International Norman) | COLEMAN | Singlezone Ducted, Centrally Ducted | 203095744 |  | HRCU-A-CB | CH16B3622 |  | AVC42CX21+TXV | 10.75 | 16.75 | 9.75 |  |  |  | FALSE | FALSE | FALSE | 35400 | 22600 | 2.7 | 22600 | 2.7
203095747 |  | Live | Johnson Controls Inc. (York International Norman) | FRASER-JOHNSTON | Singlezone Ducted, Centrally Ducted | 203095747 |  | HRCU-A-CB | TH16B3622 |  | AVC42CX21+TXV | 10.75 | 16.75 | 9.75 |  |  |  | FALSE | FALSE | FALSE | 35400 | 22600 | 2.7 | 22600 | 2.7
203095749 |  | Live | Johnson Controls Inc. (York International Norman) | CHAMPION HEATING AND COOLING | Singlezone Ducted, Centrally Ducted | 203095749 |  | HRCU-A-CB | TH16B3622 |  | AVC42CX21+TXV | 10.75 | 16.75 | 9.75 |  |  |  | FALSE | FALSE | FALSE | 35400 | 22600 | 2.7 | 22600 | 2.7
205539216 |  | Live | Johnson Controls Inc. (York International Norman) | YORK | Singlezone Ducted, Centrally Ducted | 205539216 |  | HRCU-A-CB | YHM36B22 |  | CF48DXA1+MVC14DN21+TXV | 11.5 | 17 | 9.75 |  |  |  | FALSE | FALSE | FALSE | 35000 | 21800 | 2.8 | 21800 | 2.8
205549331 |  | Live | Johnson Controls Inc. (York International Norman) | COLEMAN | Singlezone Ducted, Centrally Ducted | 205549331 |  | HRCU-A-CB | CH16B3622 |  | CF48DXA1+MVC14DN21+TXV | 11.5 | 17 | 9.75 |  |  |  | FALSE | FALSE | FALSE | 35000 | 21800 | 2.8 | 21800 | 2.8
205549334 |  | Live | Johnson Controls Inc. (York International Norman) | CHAMPION HEATING AND COOLING | Singlezone Ducted, Centrally Ducted | 205549334 |  | HRCU-A-CB | TH16B3622 |  | CF48DXA1+MVC14DN21+TXV | 11.5 | 17 | 9.75 |  |  |  | FALSE | FALSE | FALSE | 35000 | 21800 | 2.8 | 21800 | 2.8
205549332 |  | Live | Johnson Controls Inc. (York International Norman) | LUXAIRE | Singlezone Ducted, Centrally Ducted | 205549332 |  | HRCU-A-CB | TH16B3622 |  | CF48DXA1+MVC14DN21+TXV | 11.5 | 17 | 9.75 |  |  |  | FALSE | FALSE | FALSE | 35000 | 21800 | 2.8 | 21800 | 2.8
205549333 |  | Live | Johnson Controls Inc. (York International Norman) | FRASER-JOHNSTON | Singlezone Ducted, Centrally Ducted | 205549333 |  | HRCU-A-CB | TH16B3622 |  | CF48DXA1+MVC14DN21+TXV | 11.5 | 17 | 9.75 |  |  |  | FALSE | FALSE | FALSE | 35000 | 21800 | 2.8 | 21800 | 2.8
205539217 |  | Live | Johnson Controls Inc. (York International Norman) | YORK | Singlezone Ducted, Centrally Ducted | 205539217 |  | HRCU-A-CB | YHM36B22 |  | CM48DXA1+MVC14DN21+TXV | 11.5 | 17 | 9.75 |  |  |  | FALSE | FALSE | FALSE | 35000 | 21800 | 2.8 | 21800 | 2.8
205549337 |  | Live | Johnson Controls Inc. (York International Norman) | FRASER-JOHNSTON | Singlezone Ducted, Centrally Ducted | 205549337 |  | HRCU-A-CB | TH16B3622 |  | CM48DXA1+MVC14DN21+TXV | 11.5 | 17 | 9.75 |  |  |  | FALSE | FALSE | FALSE | 35000 | 21800 | 2.8 | 21800 | 2.8
205549338 |  | Live | Johnson Controls Inc. (York International Norman) | CHAMPION HEATING AND COOLING | Singlezone Ducted, Centrally Ducted | 205549338 |  | HRCU-A-CB | TH16B3622 |  | CM48DXA1+MVC14DN21+TXV | 11.5 | 17 | 9.75 |  |  |  | FALSE | FALSE | FALSE | 35000 | 21800 | 2.8 | 21800 | 2.8
205549335 |  | Live | Johnson Controls Inc. (York International Norman) | COLEMAN | Singlezone Ducted, Centrally Ducted | 205549335 |  | HRCU-A-CB | CH16B3622 |  | CM48DXA1+MVC14DN21+TXV | 11.5 | 17 | 9.75 |  |  |  | FALSE | FALSE | FALSE | 35000 | 21800 | 2.8 | 21800 | 2.8
205549340 |  | Live | Johnson Controls Inc. (York International Norman) | LUXAIRE | Singlezone Ducted, Centrally Ducted | 205549340 |  | HRCU-A-CB | TH16B3622 |  | CF42BXA1+ME12BN21+TXV | 11 | 16.25 | 9.75 |  |  |  | FALSE | FALSE | FALSE | 34400 | 22200 | 2.72 | 22200 | 2.72
205549336 |  | Live | Johnson Controls Inc. (York International Norman) | LUXAIRE | Singlezone Ducted, Centrally Ducted | 205549336 |  | HRCU-A-CB | TH16B3622 |  | CM48DXA1+MVC14DN21+TXV | 11.5 | 17 | 9.75 |  |  |  | FALSE | FALSE | FALSE | 35000 | 21800 | 2.8 | 21800 | 2.8
203111974 |  | Live | Johnson Controls Inc. (York International Norman) | YORK | Singlezone Ducted, Centrally Ducted | 203111974 |  | HRCU-A-CB | YHM36B22 |  | CM48DBCA1+MVC14DN21 | 11.5 | 17 | 9.75 |  |  |  | FALSE | FALSE | FALSE | 35000 | 21800 | 2.8 | 21800 | 2.8
203096680 |  | Live | Johnson Controls Inc. (York International Norman) | COLEMAN | Singlezone Ducted, Centrally Ducted | 203096680 |  | HRCU-A-CB | CH16B3622 |  | CM48DBCA1+MVC14DN21 | 11.5 | 17 | 9.75 |  |  |  | FALSE | FALSE | FALSE | 35000 | 21800 | 2.8 | 21800 | 2.8
203096682 |  | Live | Johnson Controls Inc. (York International Norman) | LUXAIRE | Singlezone Ducted, Centrally Ducted | 203096682 |  | HRCU-A-CB | TH16B3622 |  | CM48DBCA1+MVC14DN21 | 11.5 | 17 | 9.75 |  |  |  | FALSE | FALSE | FALSE | 35000 | 21800 | 2.8 | 21800 | 2.8
205539219 |  | Live | Johnson Controls Inc. (York International Norman) | YORK | Singlezone Ducted, Centrally Ducted | 205539219 |  | HRCU-A-CB | YHM36B22 |  | CF42BXA1+ME12BN21+TXV | 11 | 16.25 | 9.75 |  |  |  | FALSE | FALSE | FALSE | 34400 | 22200 | 2.72 | 22200 | 2.72
203096686 |  | Live | Johnson Controls Inc. (York International Norman) | CHAMPION HEATING AND COOLING | Singlezone Ducted, Centrally Ducted | 203096686 |  | HRCU-A-CB | TH16B3622 |  | CM48DBCA1+MVC14DN21 | 11.5 | 17 | 9.75 |  |  |  | FALSE | FALSE | FALSE | 35000 | 21800 | 2.8 | 21800 | 2.8
203096684 |  | Live | Johnson Controls Inc. (York International Norman) | FRASER-JOHNSTON | Singlezone Ducted, Centrally Ducted | 203096684 |  | HRCU-A-CB | TH16B3622 |  | CM48DBCA1+MVC14DN21 | 11.5 | 17 | 9.75 |  |  |  | FALSE | FALSE | FALSE | 35000 | 21800 | 2.8 | 21800 | 2.8
205549339 |  | Live | Johnson Controls Inc. (York International Norman) | COLEMAN | Singlezone Ducted, Centrally Ducted | 205549339 |  | HRCU-A-CB | CH16B3622 |  | CF42BXA1+ME12BN21+TXV | 11 | 16.25 | 9.75 |  |  |  | FALSE | FALSE | FALSE | 34400 | 22200 | 2.72 | 22200 | 2.72
205549344 |  | Live | Johnson Controls Inc. (York International Norman) | LUXAIRE | Singlezone Ducted, Centrally Ducted | 205549344 |  | HRCU-A-CB | TH16B3622 |  | CF36BXA1+ME12BN21+TXV | 10.75 | 16.25 | 9.5 |  |  |  | FALSE | FALSE | FALSE | 34000 | 22200 | 2.7 | 22200 | 2.7
205549343 |  | Live | Johnson Controls Inc. (York International Norman) | COLEMAN | Singlezone Ducted, Centrally Ducted | 205549343 |  | HRCU-A-CB | CH16B3622 |  | CF36BXA1+ME12BN21+TXV | 10.75 | 16.25 | 9.5 |  |  |  | FALSE | FALSE | FALSE | 34000 | 22200 | 2.7 | 22200 | 2.7
205549341 |  | Live | Johnson Controls Inc. (York International Norman) | FRASER-JOHNSTON | Singlezone Ducted, Centrally Ducted | 205549341 |  | HRCU-A-CB | TH16B3622 |  | CF42BXA1+ME12BN21+TXV | 11 | 16.25 | 9.75 |  |  |  | FALSE | FALSE | FALSE | 34400 | 22200 | 2.72 | 22200 | 2.72
205549342 |  | Live | Johnson Controls Inc. (York International Norman) | CHAMPION HEATING AND COOLING | Singlezone Ducted, Centrally Ducted | 205549342 |  | HRCU-A-CB | TH16B3622 |  | CF42BXA1+ME12BN21+TXV | 11 | 16.25 | 9.75 |  |  |  | FALSE | FALSE | FALSE | 34400 | 22200 | 2.72 | 22200 | 2.72
205539221 |  | Live | Johnson Controls Inc. (York International Norman) | YORK | Singlezone Ducted, Centrally Ducted | 205539221 |  | HRCU-A-CB | YHM36B22 |  | CF36BXA1+ME12BN21+TXV | 10.75 | 16.25 | 9.5 |  |  |  | FALSE | FALSE | FALSE | 34000 | 22200 | 2.7 | 22200 | 2.7
205549345 |  | Live | Johnson Controls Inc. (York International Norman) | FRASER-JOHNSTON | Singlezone Ducted, Centrally Ducted | 205549345 |  | HRCU-A-CB | TH16B3622 |  | CF36BXA1+ME12BN21+TXV | 10.75 | 16.25 | 9.5 |  |  |  | FALSE | FALSE | FALSE | 34000 | 22200 | 2.7 | 22200 | 2.7
205549346 |  | Live | Johnson Controls Inc. (York International Norman) | CHAMPION HEATING AND COOLING | Singlezone Ducted, Centrally Ducted | 205549346 |  | HRCU-A-CB | TH16B3622 |  | CF36BXA1+ME12BN21+TXV | 10.75 | 16.25 | 9.5 |  |  |  | FALSE | FALSE | FALSE | 34000 | 22200 | 2.7 | 22200 | 2.7
203096733 |  | Live | Johnson Controls Inc. (York International Norman) | FRASER-JOHNSTON | Singlezone Ducted, Centrally Ducted | 203096733 |  | HRCU-A-CB | TH16B3622 |  | CF36BBCA1+ME12BN21 | 10.75 | 16.25 | 9.5 |  |  |  | FALSE | FALSE | FALSE | 34000 | 22200 | 2.7 | 22200 | 2.7
203111986 |  | Live | Johnson Controls Inc. (York International Norman) | YORK | Singlezone Ducted, Centrally Ducted | 203111986 |  | HRCU-A-CB | YHM36B22 |  | CF36BBCA1+ME12BN21 | 10.75 | 16.25 | 9.5 |  |  |  | FALSE | FALSE | FALSE | 34000 | 22200 | 2.7 | 22200 | 2.7
203096731 |  | Live | Johnson Controls Inc. (York International Norman) | LUXAIRE | Singlezone Ducted, Centrally Ducted | 203096731 |  | HRCU-A-CB | TH16B3622 |  | CF36BBCA1+ME12BN21 | 10.75 | 16.25 | 9.5 |  |  |  | FALSE | FALSE | FALSE | 34000 | 22200 | 2.7 | 22200 | 2.7
203096729 |  | Live | Johnson Controls Inc. (York International Norman) | COLEMAN | Singlezone Ducted, Centrally Ducted | 203096729 |  | HRCU-A-CB | CH16B3622 |  | CF36BBCA1+ME12BN21 | 10.75 | 16.25 | 9.5 |  |  |  | FALSE | FALSE | FALSE | 34000 | 22200 | 2.7 | 22200 | 2.7
203096735 |  | Live | Johnson Controls Inc. (York International Norman) | CHAMPION HEATING AND COOLING | Singlezone Ducted, Centrally Ducted | 203096735 |  | HRCU-A-CB | TH16B3622 |  | CF36BBCA1+ME12BN21 | 10.75 | 16.25 | 9.5 |  |  |  | FALSE | FALSE | FALSE | 34000 | 22200 | 2.7 | 22200 | 2.7
205539223 |  | Live | Johnson Controls Inc. (York International Norman) | YORK | Singlezone Ducted, Centrally Ducted | 205539223 |  | HRCU-A-CB | YHM36B22 |  | CM36BXA1+ME12BN21+TXV | 10.75 | 16.25 | 9.5 |  |  |  | FALSE | FALSE | FALSE | 34000 | 22200 | 2.7 | 22200 | 2.7
205549359 |  | Live | Johnson Controls Inc. (York International Norman) | COLEMAN | Singlezone Ducted, Centrally Ducted | 205549359 |  | HRCU-A-CB | CH16B3622 |  | CM36BXA1+ME12BN21+TXV | 10.75 | 16.25 | 9.5 |  |  |  | FALSE | FALSE | FALSE | 34000 | 22200 | 2.7 | 22200 | 2.7
205549361 |  | Live | Johnson Controls Inc. (York International Norman) | FRASER-JOHNSTON | Singlezone Ducted, Centrally Ducted | 205549361 |  | HRCU-A-CB | TH16B3622 |  | CM36BXA1+ME12BN21+TXV | 10.75 | 16.25 | 9.5 |  |  |  | FALSE | FALSE | FALSE | 34000 | 22200 | 2.7 | 22200 | 2.7
205549360 |  | Live | Johnson Controls Inc. (York International Norman) | LUXAIRE | Singlezone Ducted, Centrally Ducted | 205549360 |  | HRCU-A-CB | TH16B3622 |  | CM36BXA1+ME12BN21+TXV | 10.75 | 16.25 | 9.5 |  |  |  | FALSE | FALSE | FALSE | 34000 | 22200 | 2.7 | 22200 | 2.7
205549362 |  | Live | Johnson Controls Inc. (York International Norman) | CHAMPION HEATING AND COOLING | Singlezone Ducted, Centrally Ducted | 205549362 |  | HRCU-A-CB | TH16B3622 |  | CM36BXA1+ME12BN21+TXV | 10.75 | 16.25 | 9.5 |  |  |  | FALSE | FALSE | FALSE | 34000 | 22200 | 2.7 | 22200 | 2.7
203111988 |  | Live | Johnson Controls Inc. (York International Norman) | YORK | Singlezone Ducted, Centrally Ducted | 203111988 |  | HRCU-A-CB | YHM36B22 |  | CM36BBCA1+ME12BN21 | 10.75 | 16.25 | 9.5 |  |  |  | FALSE | FALSE | FALSE | 34000 | 22200 | 2.7 | 22200 | 2.7
203096737 |  | Live | Johnson Controls Inc. (York International Norman) | COLEMAN | Singlezone Ducted, Centrally Ducted | 203096737 |  | HRCU-A-CB | CH16B3622 |  | CM36BBCA1+ME12BN21 | 10.75 | 16.25 | 9.5 |  |  |  | FALSE | FALSE | FALSE | 34000 | 22200 | 2.7 | 22200 | 2.7
205549347 |  | Live | Johnson Controls Inc. (York International Norman) | COLEMAN | Singlezone Ducted, Centrally Ducted | 205549347 |  | HRCU-A-CB | CH16B3622 |  | CF42BXA1+MVC12BN21+TXV | 11 | 16.5 | 9.5 |  |  |  | FALSE | FALSE | FALSE | 34000 | 22000 | 2.72 | 22000 | 2.72
203096740 |  | Live | Johnson Controls Inc. (York International Norman) | FRASER-JOHNSTON | Singlezone Ducted, Centrally Ducted | 203096740 |  | HRCU-A-CB | TH16B3622 |  | CM36BBCA1+ME12BN21 | 10.75 | 16.25 | 9.5 |  |  |  | FALSE | FALSE | FALSE | 34000 | 22200 | 2.7 | 22200 | 2.7
203096738 |  | Live | Johnson Controls Inc. (York International Norman) | LUXAIRE | Singlezone Ducted, Centrally Ducted | 203096738 |  | HRCU-A-CB | TH16B3622 |  | CM36BBCA1+ME12BN21 | 10.75 | 16.25 | 9.5 |  |  |  | FALSE | FALSE | FALSE | 34000 | 22200 | 2.7 | 22200 | 2.7
203096742 |  | Live | Johnson Controls Inc. (York International Norman) | CHAMPION HEATING AND COOLING | Singlezone Ducted, Centrally Ducted | 203096742 |  | HRCU-A-CB | TH16B3622 |  | CM36BBCA1+ME12BN21 | 10.75 | 16.25 | 9.5 |  |  |  | FALSE | FALSE | FALSE | 34000 | 22200 | 2.7 | 22200 | 2.7
205539224 |  | Live | Johnson Controls Inc. (York International Norman) | YORK | Singlezone Ducted, Centrally Ducted | 205539224 |  | HRCU-A-CB | YHM36B22 |  | CF42BXA1+MVC12BN21+TXV | 11 | 16.5 | 9.5 |  |  |  | FALSE | FALSE | FALSE | 34000 | 22000 | 2.72 | 22000 | 2.72
205549348 |  | Live | Johnson Controls Inc. (York International Norman) | LUXAIRE | Singlezone Ducted, Centrally Ducted | 205549348 |  | HRCU-A-CB | TH16B3622 |  | CF42BXA1+MVC12BN21+TXV | 11 | 16.5 | 9.5 |  |  |  | FALSE | FALSE | FALSE | 34000 | 22000 | 2.72 | 22000 | 2.72
205549349 |  | Live | Johnson Controls Inc. (York International Norman) | FRASER-JOHNSTON | Singlezone Ducted, Centrally Ducted | 205549349 |  | HRCU-A-CB | TH16B3622 |  | CF42BXA1+MVC12BN21+TXV | 11 | 16.5 | 9.5 |  |  |  | FALSE | FALSE | FALSE | 34000 | 22000 | 2.72 | 22000 | 2.72
205549350 |  | Live | Johnson Controls Inc. (York International Norman) | CHAMPION HEATING AND COOLING | Singlezone Ducted, Centrally Ducted | 205549350 |  | HRCU-A-CB | TH16B3622 |  | CF42BXA1+MVC12BN21+TXV | 11 | 16.5 | 9.5 |  |  |  | FALSE | FALSE | FALSE | 34000 | 22000 | 2.72 | 22000 | 2.72
9006267 |  | Live | Johnson Controls Inc. (York International Norman) | YORK | Singlezone Ducted, Centrally Ducted | 9006267 |  | HRCU-A-CB | YHM24B21 |  | AE24BX21+TXV | 12.3 | 17.5 | 9.3 |  |  |  | FALSE | FALSE | FALSE | 25200 | 15100 | 2.65 | 15100 | 2.65
9006270 |  | Live | Johnson Controls Inc. (York International Norman) | COLEMAN | Singlezone Ducted, Centrally Ducted | 9006270 |  | HRCU-A-CB | CH16B2421 |  | AE24BX21+TXV | 12.3 | 17.5 | 9.3 |  |  |  | FALSE | FALSE | FALSE | 25200 | 15100 | 2.65 | 15100 | 2.65
9006271 |  | Live | Johnson Controls Inc. (York International Norman) | LUXAIRE | Singlezone Ducted, Centrally Ducted | 9006271 |  | HRCU-A-CB | TH16B2421 |  | AE24BX21+TXV | 12.3 | 17.5 | 9.3 |  |  |  | FALSE | FALSE | FALSE | 25200 | 15100 | 2.65 | 15100 | 2.65
9006272 |  | Live | Johnson Controls Inc. (York International Norman) | FRASER-JOHNSTON | Singlezone Ducted, Centrally Ducted | 9006272 |  | HRCU-A-CB | TH16B2421 |  | AE24BX21+TXV | 12.3 | 17.5 | 9.3 |  |  |  | FALSE | FALSE | FALSE | 25200 | 15100 | 2.65 | 15100 | 2.65
9006283 |  | Live | Johnson Controls Inc. (York International Norman) | CHAMPION HEATING AND COOLING | Singlezone Ducted, Centrally Ducted | 9006283 |  | HRCU-A-CB | TH16B4821 |  | AE48CX21+TXV | 10.2 | 16.7 | 9.7 |  |  |  | FALSE | FALSE | FALSE | 47000 | 28400 | 2.56 | 28400 | 2.56
9854428 |  | Live | Johnson Controls Inc. (York International Norman) | YORK | Singlezone Ducted, Centrally Ducted | 9854428 |  | HRCU-A-CB | YHM24B21 |  | AE24BBA21 | 12.3 | 17.5 | 9.3 |  |  |  | FALSE | FALSE | FALSE | 25200 | 15100 | 2.65 | 15100 | 2.65
9006273 |  | Live | Johnson Controls Inc. (York International Norman) | CHAMPION HEATING AND COOLING | Singlezone Ducted, Centrally Ducted | 9006273 |  | HRCU-A-CB | TH16B2421 |  | AE24BX21+TXV | 12.3 | 17.5 | 9.3 |  |  |  | FALSE | FALSE | FALSE | 25200 | 15100 | 2.65 | 15100 | 2.65
9854436 |  | Live | Johnson Controls Inc. (York International Norman) | COLEMAN | Singlezone Ducted, Centrally Ducted | 9854436 |  | HRCU-A-CB | CH16B2421 |  | AE24BBA21 | 12.3 | 17.5 | 9.3 |  |  |  | FALSE | FALSE | FALSE | 25200 | 15100 | 2.65 | 15100 | 2.65
9006281 |  | Live | Johnson Controls Inc. (York International Norman) | LUXAIRE | Singlezone Ducted, Centrally Ducted | 9006281 |  | HRCU-A-CB | TH16B4821 |  | AE48CX21+TXV | 10.2 | 16.7 | 9.7 |  |  |  | FALSE | FALSE | FALSE | 47000 | 28400 | 2.56 | 28400 | 2.56
9854438 |  | Live | Johnson Controls Inc. (York International Norman) | LUXAIRE | Singlezone Ducted, Centrally Ducted | 9854438 |  | HRCU-A-CB | TH16B2421 |  | AE24BBA21 | 12.3 | 17.5 | 9.3 |  |  |  | FALSE | FALSE | FALSE | 25200 | 15100 | 2.65 | 15100 | 2.65
9854440 |  | Live | Johnson Controls Inc. (York International Norman) | CHAMPION HEATING AND COOLING | Singlezone Ducted, Centrally Ducted | 9854440 |  | HRCU-A-CB | TH16B4821 |  | AE48CBC21 | 10.2 | 16.7 | 9.7 |  |  |  | FALSE | FALSE | FALSE | 47000 | 28400 | 2.56 | 28400 | 2.56
9854437 |  | Live | Johnson Controls Inc. (York International Norman) | FRASER-JOHNSTON | Singlezone Ducted, Centrally Ducted | 9854437 |  | HRCU-A-CB | TH16B2421 |  | AE24BBA21 | 12.3 | 17.5 | 9.3 |  |  |  | FALSE | FALSE | FALSE | 25200 | 15100 | 2.65 | 15100 | 2.65
9854435 |  | Live | Johnson Controls Inc. (York International Norman) | CHAMPION HEATING AND COOLING | Singlezone Ducted, Centrally Ducted | 9854435 |  | HRCU-A-CB | TH16B2421 |  | AE24BBA21 | 12.3 | 17.5 | 9.3 |  |  |  | FALSE | FALSE | FALSE | 25200 | 15100 | 2.65 | 15100 | 2.65
9006236 |  | Live | Johnson Controls Inc. (York International Norman) | YORK | Singlezone Ducted, Centrally Ducted | 9006236 |  | HRCU-A-CB | YHM48B21 |  | AE48CX21+TXV | 10.2 | 16.7 | 9.7 |  |  |  | FALSE | FALSE | FALSE | 47000 | 28400 | 2.56 | 28400 | 2.56
9006280 |  | Live | Johnson Controls Inc. (York International Norman) | COLEMAN | Singlezone Ducted, Centrally Ducted | 9006280 |  | HRCU-A-CB | CH16B4821 |  | AE48CX21+TXV | 10.2 | 16.7 | 9.7 |  |  |  | FALSE | FALSE | FALSE | 47000 | 28400 | 2.56 | 28400 | 2.56
9006282 |  | Live | Johnson Controls Inc. (York International Norman) | FRASER-JOHNSTON | Singlezone Ducted, Centrally Ducted | 9006282 |  | HRCU-A-CB | TH16B4821 |  | AE48CX21+TXV | 10.2 | 16.7 | 9.7 |  |  |  | FALSE | FALSE | FALSE | 47000 | 28400 | 2.56 | 28400 | 2.56
9100301 |  | Live | Johnson Controls Inc. (York International Norman) | YORK | Singlezone Ducted, Centrally Ducted | 9100301 |  | HRCU-A-CB | YHM48B21 |  | AE48CBC21 | 10.2 | 16.7 | 9.7 |  |  |  | FALSE | FALSE | FALSE | 47000 | 28400 | 2.56 | 28400 | 2.56
9854443 |  | Live | Johnson Controls Inc. (York International Norman) | LUXAIRE | Singlezone Ducted, Centrally Ducted | 9854443 |  | HRCU-A-CB | TH16B4821 |  | AE48CBC21 | 10.2 | 16.7 | 9.7 |  |  |  | FALSE | FALSE | FALSE | 47000 | 28400 | 2.56 | 28400 | 2.56
9854442 |  | Live | Johnson Controls Inc. (York International Norman) | FRASER-JOHNSTON | Singlezone Ducted, Centrally Ducted | 9854442 |  | HRCU-A-CB | TH16B4821 |  | AE48CBC21 | 10.2 | 16.7 | 9.7 |  |  |  | FALSE | FALSE | FALSE | 47000 | 28400 | 2.56 | 28400 | 2.56
9854441 |  | Live | Johnson Controls Inc. (York International Norman) | COLEMAN | Singlezone Ducted, Centrally Ducted | 9854441 |  | HRCU-A-CB | CH16B4821 |  | AE48CBC21 | 10.2 | 16.7 | 9.7 |  |  |  | FALSE | FALSE | FALSE | 47000 | 28400 | 2.56 | 28400 | 2.56
205547849 |  | Live | Johnson Controls Inc. (York International Norman) | FRASER-JOHNSTON | Singlezone Ducted, Centrally Ducted | 205547849 |  | HRCU-A-CB | TH16B6021 |  | CM64DXA1+MVC20DN21+TXV | 10.25 | 16.25 | 9.5 |  |  |  | FALSE | FALSE | FALSE | 57500 | 32600 | 2.74 | 32600 | 2.74
205538494 |  | Live | Johnson Controls Inc. (York International Norman) | YORK | Singlezone Ducted, Centrally Ducted | 205538494 |  | HRCU-A-CB | YHM60B21 |  | CF64DXA1+MVC20DN21+TXV | 10.25 | 16.25 | 9.5 |  |  |  | FALSE | FALSE | FALSE | 57500 | 32600 | 2.74 | 32600 | 2.74
205547843 |  | Live | Johnson Controls Inc. (York International Norman) | COLEMAN | Singlezone Ducted, Centrally Ducted | 205547843 |  | HRCU-A-CB | CH16B6021 |  | CF64DXA1+MVC20DN21+TXV | 10.25 | 16.25 | 9.5 |  |  |  | FALSE | FALSE | FALSE | 57500 | 32600 | 2.74 | 32600 | 2.74
205547845 |  | Live | Johnson Controls Inc. (York International Norman) | FRASER-JOHNSTON | Singlezone Ducted, Centrally Ducted | 205547845 |  | HRCU-A-CB | TH16B6021 |  | CF64DXA1+MVC20DN21+TXV | 10.25 | 16.25 | 9.5 |  |  |  | FALSE | FALSE | FALSE | 57500 | 32600 | 2.74 | 32600 | 2.74
205547844 |  | Live | Johnson Controls Inc. (York International Norman) | LUXAIRE | Singlezone Ducted, Centrally Ducted | 205547844 |  | HRCU-A-CB | TH16B6021 |  | CF64DXA1+MVC20DN21+TXV | 10.25 | 16.25 | 9.5 |  |  |  | FALSE | FALSE | FALSE | 57500 | 32600 | 2.74 | 32600 | 2.74
205547847 |  | Live | Johnson Controls Inc. (York International Norman) | COLEMAN | Singlezone Ducted, Centrally Ducted | 205547847 |  | HRCU-A-CB | CH16B6021 |  | CM64DXA1+MVC20DN21+TXV | 10.25 | 16.25 | 9.5 |  |  |  | FALSE | FALSE | FALSE | 57500 | 32600 | 2.74 | 32600 | 2.74
205547846 |  | Live | Johnson Controls Inc. (York International Norman) | CHAMPION HEATING AND COOLING | Singlezone Ducted, Centrally Ducted | 205547846 |  | HRCU-A-CB | TH16B6021 |  | CF64DXA1+MVC20DN21+TXV | 10.25 | 16.25 | 9.5 |  |  |  | FALSE | FALSE | FALSE | 57500 | 32600 | 2.74 | 32600 | 2.74
205538496 |  | Live | Johnson Controls Inc. (York International Norman) | YORK | Singlezone Ducted, Centrally Ducted | 205538496 |  | HRCU-A-CB | YHM60B21 |  | CM64DXA1+MVC20DN21+TXV | 10.25 | 16.25 | 9.5 |  |  |  | FALSE | FALSE | FALSE | 57500 | 32600 | 2.74 | 32600 | 2.74
205547848 |  | Live | Johnson Controls Inc. (York International Norman) | LUXAIRE | Singlezone Ducted, Centrally Ducted | 205547848 |  | HRCU-A-CB | TH16B6021 |  | CM64DXA1+MVC20DN21+TXV | 10.25 | 16.25 | 9.5 |  |  |  | FALSE | FALSE | FALSE | 57500 | 32600 | 2.74 | 32600 | 2.74
205547850 |  | Live | Johnson Controls Inc. (York International Norman) | CHAMPION HEATING AND COOLING | Singlezone Ducted, Centrally Ducted | 205547850 |  | HRCU-A-CB | TH16B6021 |  | CM64DXA1+MVC20DN21+TXV | 10.25 | 16.25 | 9.5 |  |  |  | FALSE | FALSE | FALSE | 57500 | 32600 | 2.74 | 32600 | 2.74
9060443 |  | Live | Johnson Controls Inc. (York International Norman) | LUXAIRE | Singlezone Ducted, Centrally Ducted | 9060443 |  | HRCU-A-CB | TH16B2421 |  | AVC36BX21+TXV | 12 | 17.75 | 9 |  |  |  | FALSE | FALSE | FALSE | 24000 | 15000 | 2.65 | 15000 | 2.65
9060433 |  | Live | Johnson Controls Inc. (York International Norman) | COLEMAN | Singlezone Ducted, Centrally Ducted | 9060433 |  | HRCU-A-CB | CH16B2421 |  | AVC36BX21+TXV | 12 | 17.75 | 9 |  |  |  | FALSE | FALSE | FALSE | 24000 | 15000 | 2.65 | 15000 | 2.65
9060333 |  | Live | Johnson Controls Inc. (York International Norman) | YORK | Singlezone Ducted, Centrally Ducted | 9060333 |  | HRCU-A-CB | YHM24B21 |  | AVC36BX21+TXV | 12 | 17.75 | 9 |  |  |  | FALSE | FALSE | FALSE | 24000 | 15000 | 2.65 | 15000 | 2.65
9060453 |  | Live | Johnson Controls Inc. (York International Norman) | FRASER-JOHNSTON | Singlezone Ducted, Centrally Ducted | 9060453 |  | HRCU-A-CB | TH16B2421 |  | AVC36BX21+TXV | 12 | 17.75 | 9 |  |  |  | FALSE | FALSE | FALSE | 24000 | 15000 | 2.65 | 15000 | 2.65
9060332 |  | Live | Johnson Controls Inc. (York International Norman) | YORK | Singlezone Ducted, Centrally Ducted | 9060332 |  | HRCU-A-CB | YHM24B21 |  | AVC30BX21+TXV | 12.25 | 18 | 9 |  |  |  | FALSE | FALSE | FALSE | 24000 | 15100 | 2.63 | 15100 | 2.63
9060463 |  | Live | Johnson Controls Inc. (York International Norman) | CHAMPION HEATING AND COOLING | Singlezone Ducted, Centrally Ducted | 9060463 |  | HRCU-A-CB | TH16B2421 |  | AVC36BX21+TXV | 12 | 17.75 | 9 |  |  |  | FALSE | FALSE | FALSE | 24000 | 15000 | 2.65 | 15000 | 2.65
9060442 |  | Live | Johnson Controls Inc. (York International Norman) | LUXAIRE | Singlezone Ducted, Centrally Ducted | 9060442 |  | HRCU-A-CB | TH16B2421 |  | AVC30BX21+TXV | 12.25 | 18 | 9 |  |  |  | FALSE | FALSE | FALSE | 24000 | 15100 | 2.63 | 15100 | 2.63
9060462 |  | Live | Johnson Controls Inc. (York International Norman) | CHAMPION HEATING AND COOLING | Singlezone Ducted, Centrally Ducted | 9060462 |  | HRCU-A-CB | TH16B2421 |  | AVC30BX21+TXV | 12.25 | 18 | 9 |  |  |  | FALSE | FALSE | FALSE | 24000 | 15100 | 2.63 | 15100 | 2.63
9060432 |  | Live | Johnson Controls Inc. (York International Norman) | COLEMAN | Singlezone Ducted, Centrally Ducted | 9060432 |  | HRCU-A-CB | CH16B2421 |  | AVC30BX21+TXV | 12.25 | 18 | 9 |  |  |  | FALSE | FALSE | FALSE | 24000 | 15100 | 2.63 | 15100 | 2.63
9060452 |  | Live | Johnson Controls Inc. (York International Norman) | FRASER-JOHNSTON | Singlezone Ducted, Centrally Ducted | 9060452 |  | HRCU-A-CB | TH16B2421 |  | AVC30BX21+TXV | 12.25 | 18 | 9 |  |  |  | FALSE | FALSE | FALSE | 24000 | 15100 | 2.63 | 15100 | 2.63
206778794 |  | Live | Johnson Controls Inc. (York International Norman) | YORK | Singlezone Ducted, Centrally Ducted | 206778794 |  | HRCU-A-CB | YHM24B21 |  | CF36BXA1+ME08BN21+TXV | 12.25 | 18 | 9 |  |  |  | FALSE | FALSE | FALSE | 24000 | 15000 | 2.68 | 15000 | 2.68
206779769 |  | Live | Johnson Controls Inc. (York International Norman) | COLEMAN | Singlezone Ducted, Centrally Ducted | 206779769 |  | HRCU-A-CB | CH16B2421 |  | CF36BXA1+ME08BN21+TXV | 12.25 | 18 | 9 |  |  |  | FALSE | FALSE | FALSE | 24000 | 15000 | 2.68 | 15000 | 2.68
206779774 |  | Live | Johnson Controls Inc. (York International Norman) | LUXAIRE | Singlezone Ducted, Centrally Ducted | 206779774 |  | HRCU-A-CB | TH16B2421 |  | CF36BBAA1+ME08BN21 | 12.25 | 18 | 9 |  |  |  | FALSE | FALSE | FALSE | 24000 | 15000 | 2.68 | 15000 | 2.68
206779775 |  | Live | Johnson Controls Inc. (York International Norman) | FRASER-JOHNSTON | Singlezone Ducted, Centrally Ducted | 206779775 |  | HRCU-A-CB | TH16B2421 |  | CF36BBAA1+ME08BN21 | 12.25 | 18 | 9 |  |  |  | FALSE | FALSE | FALSE | 24000 | 15000 | 2.68 | 15000 | 2.68
206779770 |  | Live | Johnson Controls Inc. (York International Norman) | LUXAIRE | Singlezone Ducted, Centrally Ducted | 206779770 |  | HRCU-A-CB | TH16B2421 |  | CF36BXA1+ME08BN21+TXV | 12.25 | 18 | 9 |  |  |  | FALSE | FALSE | FALSE | 24000 | 15000 | 2.68 | 15000 | 2.68
206779771 |  | Live | Johnson Controls Inc. (York International Norman) | FRASER-JOHNSTON | Singlezone Ducted, Centrally Ducted | 206779771 |  | HRCU-A-CB | TH16B2421 |  | CF36BXA1+ME08BN21+TXV | 12.25 | 18 | 9 |  |  |  | FALSE | FALSE | FALSE | 24000 | 15000 | 2.68 | 15000 | 2.68
206778795 |  | Live | Johnson Controls Inc. (York International Norman) | YORK | Singlezone Ducted, Centrally Ducted | 206778795 |  | HRCU-A-CB | YHM24B21 |  | CF36BBAA1+ME08BN21 | 12.25 | 18 | 9 |  |  |  | FALSE | FALSE | FALSE | 24000 | 15000 | 2.68 | 15000 | 2.68
206779772 |  | Live | Johnson Controls Inc. (York International Norman) | CHAMPION HEATING AND COOLING | Singlezone Ducted, Centrally Ducted | 206779772 |  | HRCU-A-CB | TH16B2421 |  | CF36BXA1+ME08BN21+TXV | 12.25 | 18 | 9 |  |  |  | FALSE | FALSE | FALSE | 24000 | 15000 | 2.68 | 15000 | 2.68
206779773 |  | Live | Johnson Controls Inc. (York International Norman) | COLEMAN | Singlezone Ducted, Centrally Ducted | 206779773 |  | HRCU-A-CB | CH16B2421 |  | CF36BBAA1+ME08BN21 | 12.25 | 18 | 9 |  |  |  | FALSE | FALSE | FALSE | 24000 | 15000 | 2.68 | 15000 | 2.68
206778796 |  | Live | Johnson Controls Inc. (York International Norman) | YORK | Singlezone Ducted, Centrally Ducted | 206778796 |  | HRCU-A-CB | YHM24B21 |  | CM36BXA1+ME08BN21+TXV | 12.25 | 18 | 9 |  |  |  | FALSE | FALSE | FALSE | 24000 | 15000 | 2.68 | 15000 | 2.68
206779776 |  | Live | Johnson Controls Inc. (York International Norman) | CHAMPION HEATING AND COOLING | Singlezone Ducted, Centrally Ducted | 206779776 |  | HRCU-A-CB | TH16B2421 |  | CF36BBAA1+ME08BN21 | 12.25 | 18 | 9 |  |  |  | FALSE | FALSE | FALSE | 24000 | 15000 | 2.68 | 15000 | 2.68
206779778 |  | Live | Johnson Controls Inc. (York International Norman) | LUXAIRE | Singlezone Ducted, Centrally Ducted | 206779778 |  | HRCU-A-CB | TH16B2421 |  | CM36BXA1+ME08BN21+TXV | 12.25 | 18 | 9 |  |  |  | FALSE | FALSE | FALSE | 24000 | 15000 | 2.68 | 15000 | 2.68
206779777 |  | Live | Johnson Controls Inc. (York International Norman) | COLEMAN | Singlezone Ducted, Centrally Ducted | 206779777 |  | HRCU-A-CB | CH16B2421 |  | CM36BXA1+ME08BN21+TXV | 12.25 | 18 | 9 |  |  |  | FALSE | FALSE | FALSE | 24000 | 15000 | 2.68 | 15000 | 2.68
206779779 |  | Live | Johnson Controls Inc. (York International Norman) | FRASER-JOHNSTON | Singlezone Ducted, Centrally Ducted | 206779779 |  | HRCU-A-CB | TH16B2421 |  | CM36BXA1+ME08BN21+TXV | 12.25 | 18 | 9 |  |  |  | FALSE | FALSE | FALSE | 24000 | 15000 | 2.68 | 15000 | 2.68
206779780 |  | Live | Johnson Controls Inc. (York International Norman) | CHAMPION HEATING AND COOLING | Singlezone Ducted, Centrally Ducted | 206779780 |  | HRCU-A-CB | TH16B2421 |  | CM36BXA1+ME08BN21+TXV | 12.25 | 18 | 9 |  |  |  | FALSE | FALSE | FALSE | 24000 | 15000 | 2.68 | 15000 | 2.68
206779781 |  | Live | Johnson Controls Inc. (York International Norman) | COLEMAN | Singlezone Ducted, Centrally Ducted | 206779781 |  | HRCU-A-CB | CH16B2421 |  | CM36BBAA1+ME08BN21 | 12.25 | 18 | 9 |  |  |  | FALSE | FALSE | FALSE | 24000 | 15000 | 2.68 | 15000 | 2.68
206778797 |  | Live | Johnson Controls Inc. (York International Norman) | YORK | Singlezone Ducted, Centrally Ducted | 206778797 |  | HRCU-A-CB | YHM24B21 |  | CM36BBAA1+ME08BN21 | 12.25 | 18 | 9 |  |  |  | FALSE | FALSE | FALSE | 24000 | 15000 | 2.68 | 15000 | 2.68
206779783 |  | Live | Johnson Controls Inc. (York International Norman) | FRASER-JOHNSTON | Singlezone Ducted, Centrally Ducted | 206779783 |  | HRCU-A-CB | TH16B2421 |  | CM36BBAA1+ME08BN21 | 12.25 | 18 | 9 |  |  |  | FALSE | FALSE | FALSE | 24000 | 15000 | 2.68 | 15000 | 2.68
206779782 |  | Live | Johnson Controls Inc. (York International Norman) | LUXAIRE | Singlezone Ducted, Centrally Ducted | 206779782 |  | HRCU-A-CB | TH16B2421 |  | CM36BBAA1+ME08BN21 | 12.25 | 18 | 9 |  |  |  | FALSE | FALSE | FALSE | 24000 | 15000 | 2.68 | 15000 | 2.68
206779784 |  | Live | Johnson Controls Inc. (York International Norman) | CHAMPION HEATING AND COOLING | Singlezone Ducted, Centrally Ducted | 206779784 |  | HRCU-A-CB | TH16B2421 |  | CM36BBAA1+ME08BN21 | 12.25 | 18 | 9 |  |  |  | FALSE | FALSE | FALSE | 24000 | 15000 | 2.68 | 15000 | 2.68
205965761 |  | Live | Daikin North America, LLC | AMANA DISTINCTIONS | Singlezone Ducted, Centrally Ducted | 205965761 |  | HRCU-A-CB | GVZC200241A* |  | CA*F3743*6D*+MBVC1201**-1A*+TXV | 13 | 21 | 10 |  |  |  | FALSE | FALSE | FALSE | 23800 | 13000 | 2.63 | 15200 | 2.45
205965760 |  | Live | Daikin North America, LLC | AMANA DISTINCTIONS | Singlezone Ducted, Centrally Ducted | 205965760 |  | HRCU-A-CB | GVZC200241A* |  | CA*F3642*6D*+MBVC1201**-1A*+TXV | 13 | 21 | 10 |  |  |  | FALSE | FALSE | FALSE | 23400 | 13000 | 2.57 | 15200 | 2.45
205965762 |  | Live | Daikin North America, LLC | AMANA DISTINCTIONS | Singlezone Ducted, Centrally Ducted | 205965762 |  | HRCU-A-CB | GVZC200241A* |  | CHPF3636B6C*+MBVC1201**-1A*+TXV | 13 | 21 | 10 |  |  |  | FALSE | FALSE | FALSE | 23400 | 13000 | 2.61 | 15200 | 2.45
205965763 |  | Live | Daikin North America, LLC | AMANA DISTINCTIONS | Singlezone Ducted, Centrally Ducted | 205965763 |  | HRCU-A-CB | GVZC200241A* |  | CHPF3642C6C*+MBVC1201**-1A*+TXV | 13 | 21 | 10 |  |  |  | FALSE | FALSE | FALSE | 23400 | 13000 | 2.61 | 15200 | 2.45
205965767 |  | Live | Daikin North America, LLC | AMANA DISTINCTIONS | Singlezone Ducted, Centrally Ducted | 205965767 |  | HRCU-A-CB | GVZC200361A* |  | CA*F3137*6A*+MBVC1600**-1A*+TXV | 13.5 | 20 | 10 |  |  |  | FALSE | FALSE | FALSE | 34800 | 18200 | 2.44 | 28800 | 2.27
205965766 |  | Live | Daikin North America, LLC | AMANA DISTINCTIONS | Singlezone Ducted, Centrally Ducted | 205965766 |  | HRCU-A-CB | GVZC200361A* |  | CA*F3137*6A*+MBVC1200**-1A*+TXV | 13.5 | 20 | 10 |  |  |  | FALSE | FALSE | FALSE | 34800 | 18000 | 2.42 | 28800 | 2.27
207430573 |  | Live | Johnson Controls Inc. (York International Norman) | YORK | Singlezone Ducted, Centrally Ducted | 207430573 |  | HRCU-A-CB | HMH72B481 | Ducted Indoor Units | XAFD60JXXN1+ME14DN21+TXV | 10 | 18.25 | 9.3 |  |  |  | FALSE | FALSE | FALSE | 47500 | 30000 | 2.52 | 30000 | 2.52
205965776 |  | Live | Daikin North America, LLC | AMANA DISTINCTIONS | Singlezone Ducted, Centrally Ducted | 205965776 |  | HRCU-A-CB | GVZC200361A* |  | CA*F3642*6D*+MBVC1600**-1A*+TXV | 13.5 | 20 | 10 |  |  |  | FALSE | FALSE | FALSE | 34600 | 18000 | 2.42 | 28800 | 2.27
207434698 |  | Live | Johnson Controls Inc. (York International Norman) | COLEMAN | Singlezone Ducted, Centrally Ducted | 207434698 |  | HRCU-A-CB | HMH72B481 | Ducted Indoor Units | XAFD60JXXN1+ME14DN21+TXV | 10 | 18.25 | 9.3 |  |  |  | FALSE | FALSE | FALSE | 47500 | 30000 | 2.52 | 30000 | 2.52
205965775 |  | Live | Daikin North America, LLC | AMANA DISTINCTIONS | Singlezone Ducted, Centrally Ducted | 205965775 |  | HRCU-A-CB | GVZC200361A* |  | CA*F3642*6D*+MBVC1200**-1A*+TXV | 13 | 20 | 10 |  |  |  | FALSE | FALSE | FALSE | 34600 | 18000 | 2.4 | 28800 | 2.27
205965826 |  | Live | Daikin North America, LLC | AMANA DISTINCTIONS | Singlezone Ducted, Centrally Ducted | 205965826 |  | HRCU-A-CB | GVZC200361A* |  | CA*F3743*6D*+MBVC1201**-1A*+TXV | 13.5 | 20 | 10 |  |  |  | FALSE | FALSE | FALSE | 35200 | 18200 | 2.42 | 28800 | 2.27
207434707 |  | Live | Johnson Controls Inc. (York International Norman) | LUXAIRE | Singlezone Ducted, Centrally Ducted | 207434707 |  | HRCU-A-CB | HMH72B481 | Ducted Indoor Units | XAFD60JXXN1+ME14DN21+TXV | 10 | 18.25 | 9.3 |  |  |  | FALSE | FALSE | FALSE | 47500 | 30000 | 2.52 | 30000 | 2.52
205965827 |  | Live | Daikin North America, LLC | AMANA DISTINCTIONS | Singlezone Ducted, Centrally Ducted | 205965827 |  | HRCU-A-CB | GVZC200361A* |  | CA*F3743*6D*+MBVC1601**-1A*+TXV | 14 | 21 | 10 |  |  |  | FALSE | FALSE | FALSE | 35400 | 18200 | 2.46 | 28800 | 2.27
205965829 |  | Live | Daikin North America, LLC | AMANA DISTINCTIONS | Singlezone Ducted, Centrally Ducted | 205965829 |  | HRCU-A-CB | GVZC200361A* |  | CHPF3642C6C*+MBVC1601**-1A*+TXV | 13.5 | 20 | 10 |  |  |  | FALSE | FALSE | FALSE | 35000 | 18000 | 2.42 | 28800 | 2.27
207434710 |  | Live | Johnson Controls Inc. (York International Norman) | FRASER-JOHNSTON | Singlezone Ducted, Centrally Ducted | 207434710 |  | HRCU-A-CB | HMH72B481 | Ducted Indoor Units | XAFD60JXXN1+ME14DN21+TXV | 10 | 18.25 | 9.3 |  |  |  | FALSE | FALSE | FALSE | 47500 | 30000 | 2.52 | 30000 | 2.52
205965830 |  | Live | Daikin North America, LLC | AMANA DISTINCTIONS | Singlezone Ducted, Centrally Ducted | 205965830 |  | HRCU-A-CB | GVZC200361A* |  | CHPF3743C6B*+MBVC1201**-1A*+TXV | 13.5 | 20 | 10 |  |  |  | FALSE | FALSE | FALSE | 35000 | 18200 | 2.42 | 28800 | 2.27
205965831 |  | Live | Daikin North America, LLC | AMANA DISTINCTIONS | Singlezone Ducted, Centrally Ducted | 205965831 |  | HRCU-A-CB | GVZC200361A* |  | CHPF3743C6B*+MBVC1601**-1A*+TXV | 13.5 | 20 | 10 |  |  |  | FALSE | FALSE | FALSE | 35200 | 18200 | 2.44 | 28800 | 2.27
207434719 |  | Live | Johnson Controls Inc. (York International Norman) | CHAMPION HEATING AND COOLING | Singlezone Ducted, Centrally Ducted | 207434719 |  | HRCU-A-CB | HMH72B481 | Ducted Indoor Units | XAFD60JXXN1+ME14DN21+TXV | 10 | 18.25 | 9.3 |  |  |  | FALSE | FALSE | FALSE | 47500 | 30000 | 2.52 | 30000 | 2.52
205965833 |  | Live | Daikin North America, LLC | AMANA DISTINCTIONS | Singlezone Ducted, Centrally Ducted | 205965833 |  | HRCU-A-CB | GVZC200361A* |  | CSCF3642N6D*+MBVC1601**-1A*+TXV | 13.5 | 20 | 10 |  |  |  | FALSE | FALSE | FALSE | 35000 | 18200 | 2.44 | 28800 | 2.27
205965832 |  | Live | Daikin North America, LLC | AMANA DISTINCTIONS | Singlezone Ducted, Centrally Ducted | 205965832 |  | HRCU-A-CB | GVZC200361A* |  | CSCF3642N6D*+MBVC1201**-1A*+TXV | 13.5 | 20 | 10 |  |  |  | FALSE | FALSE | FALSE | 34800 | 18200 | 2.42 | 28800 | 2.27
205965844 |  | Live | Daikin North America, LLC | AMANA DISTINCTIONS | Singlezone Ducted, Centrally Ducted | 205965844 |  | HRCU-A-CB | GVZC200481A* |  | CHPF4860D6D*+MBVC1600**-1A*+TXV | 12 | 19.5 | 10 |  |  |  | FALSE | FALSE | FALSE | 45000 | 26600 | 2.76 | 34000 | 2.4
208500727 |  | Live | Johnson Controls Inc. (York International Norman) | YORK | Singlezone Ducted, Centrally Ducted | 208500727 |  | HRCU-A-CB | HMH72B481 | Ducted Indoor Units | JHETC60HXXS2N1+TXV | 10.25 | 18 | 9.3 |  |  |  | FALSE | FALSE | FALSE | 48000 | 29600 | 2.5 | 29600 | 2.5
208501086 |  | Live | Johnson Controls Inc. (York International Norman) | COLEMAN | Singlezone Ducted, Centrally Ducted | 208501086 |  | HRCU-A-CB | HMH72B481 | Ducted Indoor Units | JHETC60HXXS2N1+TXV | 10.25 | 18 | 9.3 |  |  |  | FALSE | FALSE | FALSE | 48000 | 29600 | 2.5 | 29600 | 2.5
205965837 |  | Live | Daikin North America, LLC | AMANA DISTINCTIONS | Singlezone Ducted, Centrally Ducted | 205965837 |  | HRCU-A-CB | GVZC200481A* |  | CA*F4860*6D*+MBVC1600**-1A*+TXV | 12 | 19.5 | 10 |  |  |  | FALSE | FALSE | FALSE | 44500 | 26600 | 2.76 | 34000 | 2.4
205965838 |  | Live | Daikin North America, LLC | AMANA DISTINCTIONS | Singlezone Ducted, Centrally Ducted | 205965838 |  | HRCU-A-CB | GVZC200481A* |  | CA*F4860*6D*+MBVC2000**-1A*+TXV | 12.5 | 20 | 10 |  |  |  | FALSE | FALSE | FALSE | 45000 | 26600 | 2.8 | 34000 | 2.4
208501089 |  | Live | Johnson Controls Inc. (York International Norman) | LUXAIRE | Singlezone Ducted, Centrally Ducted | 208501089 |  | HRCU-A-CB | HMH72B481 | Ducted Indoor Units | JHETC60HXXS2N1+TXV | 10.25 | 18 | 9.3 |  |  |  | FALSE | FALSE | FALSE | 48000 | 29600 | 2.5 | 29600 | 2.5
208501091 |  | Live | Johnson Controls Inc. (York International Norman) | FRASER-JOHNSTON | Singlezone Ducted, Centrally Ducted | 208501091 |  | HRCU-A-CB | HMH72B481 | Ducted Indoor Units | JHETC60HXXS2N1+TXV | 10.25 | 18 | 9.3 |  |  |  | FALSE | FALSE | FALSE | 48000 | 29600 | 2.5 | 29600 | 2.5
208501092 |  | Live | Johnson Controls Inc. (York International Norman) | CHAMPION HEATING AND COOLING | Singlezone Ducted, Centrally Ducted | 208501092 |  | HRCU-A-CB | HMH72B481 | Ducted Indoor Units | JHETC60HXXS2N1+TXV | 10.25 | 18 | 9.3 |  |  |  | FALSE | FALSE | FALSE | 48000 | 29600 | 2.5 | 29600 | 2.5
208614074 |  | Live | Johnson Controls Inc. (York International Norman) | COLEMAN | Singlezone Ducted, Centrally Ducted | 208614074 |  | HRCU-A-CB | HMH72B481 | Ducted Indoor Units | JHETD48GBCS2N1 | 10.25 | 18 | 9.3 |  |  |  | FALSE | FALSE | FALSE | 48000 | 29600 | 2.5 | 29600 | 2.5
205965850 |  | Live | Daikin North America, LLC | AMANA DISTINCTIONS | Singlezone Ducted, Centrally Ducted | 205965850 |  | HRCU-A-CB | GVZC200481A* |  | CSCF4860N6D*+MBVC2000**-1A*+TXV | 12.5 | 20 | 10 |  |  |  | FALSE | FALSE | FALSE | 45000 | 26600 | 2.85 | 34000 | 2.4
208614077 |  | Live | Johnson Controls Inc. (York International Norman) | LUXAIRE | Singlezone Ducted, Centrally Ducted | 208614077 |  | HRCU-A-CB | HMH72B481 | Ducted Indoor Units | JHETD48GBCS2N1 | 10.25 | 18 | 9.3 |  |  |  | FALSE | FALSE | FALSE | 48000 | 29600 | 2.5 | 29600 | 2.5
208614082 |  | Live | Johnson Controls Inc. (York International Norman) | FRASER-JOHNSTON | Singlezone Ducted, Centrally Ducted | 208614082 |  | HRCU-A-CB | HMH72B481 | Ducted Indoor Units | JHETD48GBCS2N1 | 10.25 | 18 | 9.3 |  |  |  | FALSE | FALSE | FALSE | 48000 | 29600 | 2.5 | 29600 | 2.5
205965849 |  | Live | Daikin North America, LLC | AMANA DISTINCTIONS | Singlezone Ducted, Centrally Ducted | 205965849 |  | HRCU-A-CB | GVZC200481A* |  | CSCF4860N6D*+MBVC1600**-1A*+TXV | 12 | 20 | 10 |  |  |  | FALSE | FALSE | FALSE | 45000 | 26600 | 2.8 | 34000 | 2.4
205965854 |  | Live | Daikin North America, LLC | AMANA DISTINCTIONS | Singlezone Ducted, Centrally Ducted | 205965854 |  | HRCU-A-CB | GVZC200481A* |  | AVPEC59D14A* | 11.7 | 19 | 9.5 |  |  |  | FALSE | FALSE | FALSE | 44500 | 27000 | 2.4 | 34000 | 2.4
208614085 |  | Live | Johnson Controls Inc. (York International Norman) | CHAMPION HEATING AND COOLING | Singlezone Ducted, Centrally Ducted | 208614085 |  | HRCU-A-CB | HMH72B481 | Ducted Indoor Units | JHETD48GBCS2N1 | 10.25 | 18 | 9.3 |  |  |  | FALSE | FALSE | FALSE | 48000 | 29600 | 2.5 | 29600 | 2.5
205965859 |  | Live | Daikin North America, LLC | AMANA DISTINCTIONS | Singlezone Ducted, Centrally Ducted | 205965859 |  | HRCU-A-CB | GVZC200481A* |  | CSCF4860N6D*+MBVC1601**-1A*+TXV | 12 | 20 | 10 |  |  |  | FALSE | FALSE | FALSE | 45000 | 26600 | 2.8 | 34000 | 2.4
205965855 |  | Live | Daikin North America, LLC | AMANA DISTINCTIONS | Singlezone Ducted, Centrally Ducted | 205965855 |  | HRCU-A-CB | GVZC200481A* |  | CA*F4860*6D*+MBVC1601**-1A*+TXV | 12 | 19.5 | 10 |  |  |  | FALSE | FALSE | FALSE | 44500 | 26600 | 2.76 | 34000 | 2.4
205965856 |  | Live | Daikin North America, LLC | AMANA DISTINCTIONS | Singlezone Ducted, Centrally Ducted | 205965856 |  | HRCU-A-CB | GVZC200481A* |  | CA*F4860*6D*+MBVC2001**-1A*+TXV | 12.5 | 19.5 | 10 |  |  |  | FALSE | FALSE | FALSE | 45000 | 26600 | 2.8 | 34000 | 2.4
205965857 |  | Live | Daikin North America, LLC | AMANA DISTINCTIONS | Singlezone Ducted, Centrally Ducted | 205965857 |  | HRCU-A-CB | GVZC200481A* |  | CHPF4860D6D*+MBVC1601**-1A*+TXV | 12 | 19.5 | 10 |  |  |  | FALSE | FALSE | FALSE | 45000 | 26600 | 2.76 | 34000 | 2.4
205965860 |  | Live | Daikin North America, LLC | AMANA DISTINCTIONS | Singlezone Ducted, Centrally Ducted | 205965860 |  | HRCU-A-CB | GVZC200481A* |  | CSCF4860N6D*+MBVC2001**-1A*+TXV | 12.5 | 20 | 10 |  |  |  | FALSE | FALSE | FALSE | 45000 | 26600 | 2.85 | 34000 | 2.4
205965858 |  | Live | Daikin North America, LLC | AMANA DISTINCTIONS | Singlezone Ducted, Centrally Ducted | 205965858 |  | HRCU-A-CB | GVZC200481A* |  | CHPF4860D6D*+MBVC2001**-1A*+TXV | 12.5 | 20 | 10 |  |  |  | FALSE | FALSE | FALSE | 45000 | 26600 | 2.8 | 34000 | 2.4
205965864 |  | Live | Daikin North America, LLC | AMANA DISTINCTIONS | Singlezone Ducted, Centrally Ducted | 205965864 |  | HRCU-A-CB | GVZC200481A* |  | CA*F4961*6D*+MBVC1600**-1A*+TXV | 12.5 | 20 | 10 |  |  |  | FALSE | FALSE | FALSE | 46500 | 26800 | 2.81 | 34000 | 2.4
207430576 |  | Live | Johnson Controls Inc. (York International Norman) | YORK | Singlezone Ducted, Centrally Ducted | 207430576 |  | HRCU-A-CB | HMH72B481 | Ducted Indoor Units | XAFC60HXXN1+MVC12CN21+TXV | 10.25 | 18.25 | 9 |  |  |  | FALSE | FALSE | FALSE | 48000 | 28800 | 2.48 | 28800 | 2.48
205965871 |  | Live | Daikin North America, LLC | ENERGI AIR | Singlezone Ducted, Centrally Ducted | 205965871 |  | HRCU-A-CB | GVZC200241A* |  | CA*F3642*6D*+MBVC1200**-1A*+TXV | 13 | 21 | 10 |  |  |  | FALSE | FALSE | FALSE | 23400 | 13000 | 2.57 | 15200 | 2.45
207434697 |  | Live | Johnson Controls Inc. (York International Norman) | COLEMAN | Singlezone Ducted, Centrally Ducted | 207434697 |  | HRCU-A-CB | HMH72B481 | Ducted Indoor Units | XAFC60HXXN1+MVC12CN21+TXV | 10.25 | 18.25 | 9 |  |  |  | FALSE | FALSE | FALSE | 48000 | 28800 | 2.48 | 28800 | 2.48
205965870 |  | Live | Daikin North America, LLC | AMANA DISTINCTIONS | Singlezone Ducted, Centrally Ducted | 205965870 |  | HRCU-A-CB | GVZC200481A* |  | CA*F4961*6D*+MBVC2001**-1A*+TXV | 13 | 20 | 10 |  |  |  | FALSE | FALSE | FALSE | 46500 | 26600 | 2.85 | 34000 | 2.4
207434708 |  | Live | Johnson Controls Inc. (York International Norman) | LUXAIRE | Singlezone Ducted, Centrally Ducted | 207434708 |  | HRCU-A-CB | HMH72B481 | Ducted Indoor Units | XAFC60HXXN1+MVC12CN21+TXV | 10.25 | 18.25 | 9 |  |  |  | FALSE | FALSE | FALSE | 48000 | 28800 | 2.48 | 28800 | 2.48
205965872 |  | Live | Daikin North America, LLC | ENERGI AIR | Singlezone Ducted, Centrally Ducted | 205965872 |  | HRCU-A-CB | GVZC200361A* |  | CA*F3743*6D*+MBVC1600**-1A*+TXV | 14 | 21 | 10 |  |  |  | FALSE | FALSE | FALSE | 35400 | 18200 | 2.46 | 28800 | 2.27
205965868 |  | Live | Daikin North America, LLC | AMANA DISTINCTIONS | Singlezone Ducted, Centrally Ducted | 205965868 |  | HRCU-A-CB | GVZC200481A* |  | CHPF4860D6D*+MBVC2000**-1A*+TXV | 12.5 | 20 | 10 |  |  |  | FALSE | FALSE | FALSE | 45000 | 26600 | 2.8 | 34000 | 2.4
207434709 |  | Live | Johnson Controls Inc. (York International Norman) | FRASER-JOHNSTON | Singlezone Ducted, Centrally Ducted | 207434709 |  | HRCU-A-CB | HMH72B481 | Ducted Indoor Units | XAFC60HXXN1+MVC12CN21+TXV | 10.25 | 18.25 | 9 |  |  |  | FALSE | FALSE | FALSE | 48000 | 28800 | 2.48 | 28800 | 2.48
205965869 |  | Live | Daikin North America, LLC | AMANA DISTINCTIONS | Singlezone Ducted, Centrally Ducted | 205965869 |  | HRCU-A-CB | GVZC200481A* |  | CA*F4961*6D*+MBVC1601**-1A*+TXV | 12.5 | 20 | 10 |  |  |  | FALSE | FALSE | FALSE | 46500 | 26800 | 2.81 | 34000 | 2.4
207434720 |  | Live | Johnson Controls Inc. (York International Norman) | CHAMPION HEATING AND COOLING | Singlezone Ducted, Centrally Ducted | 207434720 |  | HRCU-A-CB | HMH72B481 | Ducted Indoor Units | XAFC60HXXN1+MVC12CN21+TXV | 10.25 | 18.25 | 9 |  |  |  | FALSE | FALSE | FALSE | 48000 | 28800 | 2.48 | 28800 | 2.48
205965873 |  | Live | Daikin North America, LLC | ENERGI AIR | Singlezone Ducted, Centrally Ducted | 205965873 |  | HRCU-A-CB | GVZC200481A* |  | CA*F4961*6D*+MBVC2000**-1A*+TXV | 13 | 20 | 10 |  |  |  | FALSE | FALSE | FALSE | 46500 | 26600 | 2.85 | 34000 | 2.4
208206714 |  | Live | Johnson Controls Inc. (York International Norman) | YORK | Singlezone Ducted, Centrally Ducted | 208206714 |  | HRCU-A-CB | HMH72B481 | Ducted Indoor Units | XAHC60HXXN1+ME12CN21+TXV | 10 | 17.75 | 9 |  |  |  | FALSE | FALSE | FALSE | 47000 | 28600 | 2.44 | 28600 | 2.44
205965876 |  | Live | Daikin North America, LLC | ENERGI AIR | Singlezone Ducted, Centrally Ducted | 205965876 |  | HRCU-A-CB | GVZC200241A* |  | CA*F3137*6A*+MBVC1200**-1A*+TXV | 13 | 21 | 10 |  |  |  | FALSE | FALSE | FALSE | 23800 | 13000 | 2.61 | 15200 | 2.45
208400399 |  | Live | Johnson Controls Inc. (York International Norman) | COLEMAN | Singlezone Ducted, Centrally Ducted | 208400399 |  | HRCU-A-CB | HMH72B481 | Ducted Indoor Units | XAHC60HXXN1+ME12CN21+TXV | 10 | 17.75 | 9 |  |  |  | FALSE | FALSE | FALSE | 47000 | 28600 | 2.44 | 28600 | 2.44
208400400 |  | Live | Johnson Controls Inc. (York International Norman) | LUXAIRE | Singlezone Ducted, Centrally Ducted | 208400400 |  | HRCU-A-CB | HMH72B481 | Ducted Indoor Units | XAHC60HXXN1+ME12CN21+TXV | 10 | 17.75 | 9 |  |  |  | FALSE | FALSE | FALSE | 47000 | 28600 | 2.44 | 28600 | 2.44
208400411 |  | Live | Johnson Controls Inc. (York International Norman) | FRASER-JOHNSTON | Singlezone Ducted, Centrally Ducted | 208400411 |  | HRCU-A-CB | HMH72B481 | Ducted Indoor Units | XAHC60HXXN1+ME12CN21+TXV | 10 | 17.75 | 9 |  |  |  | FALSE | FALSE | FALSE | 47000 | 28600 | 2.44 | 28600 | 2.44
208400412 |  | Live | Johnson Controls Inc. (York International Norman) | CHAMPION HEATING AND COOLING | Singlezone Ducted, Centrally Ducted | 208400412 |  | HRCU-A-CB | HMH72B481 | Ducted Indoor Units | XAHC60HXXN1+ME12CN21+TXV | 10 | 17.75 | 9 |  |  |  | FALSE | FALSE | FALSE | 47000 | 28600 | 2.44 | 28600 | 2.44
205965882 |  | Live | Daikin North America, LLC | ENERGI AIR | Singlezone Ducted, Centrally Ducted | 205965882 |  | HRCU-A-CB | GVZC200241A* |  | CA*F3636*6D*+MBVC1200**-1A*+TXV | 13 | 20 | 10 |  |  |  | FALSE | FALSE | FALSE | 23200 | 13000 | 2.57 | 15200 | 2.45
208206701 |  | Live | Johnson Controls Inc. (York International Norman) | YORK | Singlezone Ducted, Centrally Ducted | 208206701 |  | HRCU-A-CB | HMH72B481 | Ducted Indoor Units | XAHC60HXXN1+MVC12CN21+TXV | 10.25 | 18 | 9 |  |  |  | FALSE | FALSE | FALSE | 47000 | 28600 | 2.46 | 28600 | 2.46
208400396 |  | Live | Johnson Controls Inc. (York International Norman) | COLEMAN | Singlezone Ducted, Centrally Ducted | 208400396 |  | HRCU-A-CB | HMH72B481 | Ducted Indoor Units | XAHC60HXXN1+MVC12CN21+TXV | 10.25 | 18 | 9 |  |  |  | FALSE | FALSE | FALSE | 47000 | 28600 | 2.46 | 28600 | 2.46
208400403 |  | Live | Johnson Controls Inc. (York International Norman) | LUXAIRE | Singlezone Ducted, Centrally Ducted | 208400403 |  | HRCU-A-CB | HMH72B481 | Ducted Indoor Units | XAHC60HXXN1+MVC12CN21+TXV | 10.25 | 18 | 9 |  |  |  | FALSE | FALSE | FALSE | 47000 | 28600 | 2.46 | 28600 | 2.46
208400408 |  | Live | Johnson Controls Inc. (York International Norman) | FRASER-JOHNSTON | Singlezone Ducted, Centrally Ducted | 208400408 |  | HRCU-A-CB | HMH72B481 | Ducted Indoor Units | XAHC60HXXN1+MVC12CN21+TXV | 10.25 | 18 | 9 |  |  |  | FALSE | FALSE | FALSE | 47000 | 28600 | 2.46 | 28600 | 2.46
205965891 |  | Live | Daikin North America, LLC | ENERGI AIR | Singlezone Ducted, Centrally Ducted | 205965891 |  | HRCU-A-CB | GVZC200241A* |  | CA*F3743*6D*+MBVC1200**-1A*+TXV | 13 | 21 | 10 |  |  |  | FALSE | FALSE | FALSE | 23800 | 13000 | 2.63 | 15200 | 2.45
205965903 |  | Live | Daikin North America, LLC | ENERGI AIR | Singlezone Ducted, Centrally Ducted | 205965903 |  | HRCU-A-CB | GVZC200241A* |  | CA*F3137*6A*+MBVC1201**-1A*+TXV | 13 | 21 | 10 |  |  |  | FALSE | FALSE | FALSE | 23800 | 13000 | 2.61 | 15200 | 2.45
208400415 |  | Live | Johnson Controls Inc. (York International Norman) | CHAMPION HEATING AND COOLING | Singlezone Ducted, Centrally Ducted | 208400415 |  | HRCU-A-CB | HMH72B481 | Ducted Indoor Units | XAHC60HXXN1+MVC12CN21+TXV | 10.25 | 18 | 9 |  |  |  | FALSE | FALSE | FALSE | 47000 | 28600 | 2.46 | 28600 | 2.46
207430574 |  | Live | Johnson Controls Inc. (York International Norman) | YORK | Singlezone Ducted, Centrally Ducted | 207430574 |  | HRCU-A-CB | HMH72B481 | Ducted Indoor Units | XAFC60HXXN1+ME12CN21+TXV | 10.25 | 18 | 9 |  |  |  | FALSE | FALSE | FALSE | 48000 | 29200 | 2.48 | 29200 | 2.48
207434699 |  | Live | Johnson Controls Inc. (York International Norman) | COLEMAN | Singlezone Ducted, Centrally Ducted | 207434699 |  | HRCU-A-CB | HMH72B481 | Ducted Indoor Units | XAFC60HXXN1+ME12CN21+TXV | 10.25 | 18 | 9 |  |  |  | FALSE | FALSE | FALSE | 48000 | 29200 | 2.48 | 29200 | 2.48
205965896 |  | Live | Daikin North America, LLC | ENERGI AIR | Singlezone Ducted, Centrally Ducted | 205965896 |  | HRCU-A-CB | GVZC200241A* |  | CHPF3636B6C*+MBVC1200**-1A*+TXV | 13 | 21 | 10 |  |  |  | FALSE | FALSE | FALSE | 23400 | 13000 | 2.61 | 15200 | 2.45
207434706 |  | Live | Johnson Controls Inc. (York International Norman) | LUXAIRE | Singlezone Ducted, Centrally Ducted | 207434706 |  | HRCU-A-CB | HMH72B481 | Ducted Indoor Units | XAFC60HXXN1+ME12CN21+TXV | 10.25 | 18 | 9 |  |  |  | FALSE | FALSE | FALSE | 48000 | 29200 | 2.48 | 29200 | 2.48
205965899 |  | Live | Daikin North America, LLC | ENERGI AIR | Singlezone Ducted, Centrally Ducted | 205965899 |  | HRCU-A-CB | GVZC200241A* |  | CHPF3642C6C*+MBVC1200**-1A*+TXV | 13 | 21 | 10 |  |  |  | FALSE | FALSE | FALSE | 23400 | 13000 | 2.61 | 15200 | 2.45
205965904 |  | Live | Daikin North America, LLC | ENERGI AIR | Singlezone Ducted, Centrally Ducted | 205965904 |  | HRCU-A-CB | GVZC200241A* |  | CA*F3636*6D*+MBVC1201**-1A*+TXV | 13 | 20 | 10 |  |  |  | FALSE | FALSE | FALSE | 23200 | 13000 | 2.57 | 15200 | 2.45
205965902 |  | Live | Daikin North America, LLC | ENERGI AIR | Singlezone Ducted, Centrally Ducted | 205965902 |  | HRCU-A-CB | GVZC200241A* |  | AVPEC25B14A* | 13 | 21 | 10 |  |  |  | FALSE | FALSE | FALSE | 23000 | 13600 | 2.61 | 15200 | 2.45
207434711 |  | Live | Johnson Controls Inc. (York International Norman) | FRASER-JOHNSTON | Singlezone Ducted, Centrally Ducted | 207434711 |  | HRCU-A-CB | HMH72B481 | Ducted Indoor Units | XAFC60HXXN1+ME12CN21+TXV | 10.25 | 18 | 9 |  |  |  | FALSE | FALSE | FALSE | 48000 | 29200 | 2.48 | 29200 | 2.48
205965905 |  | Live | Daikin North America, LLC | ENERGI AIR | Singlezone Ducted, Centrally Ducted | 205965905 |  | HRCU-A-CB | GVZC200241A* |  | CA*F3642*6D*+MBVC1201**-1A*+TXV | 13 | 21 | 10 |  |  |  | FALSE | FALSE | FALSE | 23400 | 13000 | 2.57 | 15200 | 2.45
207434718 |  | Live | Johnson Controls Inc. (York International Norman) | CHAMPION HEATING AND COOLING | Singlezone Ducted, Centrally Ducted | 207434718 |  | HRCU-A-CB | HMH72B481 | Ducted Indoor Units | XAFC60HXXN1+ME12CN21+TXV | 10.25 | 18 | 9 |  |  |  | FALSE | FALSE | FALSE | 48000 | 29200 | 2.48 | 29200 | 2.48
205965907 |  | Live | Daikin North America, LLC | ENERGI AIR | Singlezone Ducted, Centrally Ducted | 205965907 |  | HRCU-A-CB | GVZC200241A* |  | CHPF3636B6C*+MBVC1201**-1A*+TXV | 13 | 21 | 10 |  |  |  | FALSE | FALSE | FALSE | 23400 | 13000 | 2.61 | 15200 | 2.45
205965906 |  | Live | Daikin North America, LLC | ENERGI AIR | Singlezone Ducted, Centrally Ducted | 205965906 |  | HRCU-A-CB | GVZC200241A* |  | CA*F3743*6D*+MBVC1201**-1A*+TXV | 13 | 21 | 10 |  |  |  | FALSE | FALSE | FALSE | 23800 | 13000 | 2.63 | 15200 | 2.45
205965908 |  | Live | Daikin North America, LLC | ENERGI AIR | Singlezone Ducted, Centrally Ducted | 205965908 |  | HRCU-A-CB | GVZC200241A* |  | CHPF3642C6C*+MBVC1201**-1A*+TXV | 13 | 21 | 10 |  |  |  | FALSE | FALSE | FALSE | 23400 | 13000 | 2.61 | 15200 | 2.45
205965911 |  | Live | Daikin North America, LLC | ENERGI AIR | Singlezone Ducted, Centrally Ducted | 205965911 |  | HRCU-A-CB | GVZC200361A* |  | CA*F3137*6A*+MBVC1200**-1A*+TXV | 13.5 | 20 | 10 |  |  |  | FALSE | FALSE | FALSE | 34800 | 18000 | 2.42 | 28800 | 2.27
205965912 |  | Live | Daikin North America, LLC | ENERGI AIR | Singlezone Ducted, Centrally Ducted | 205965912 |  | HRCU-A-CB | GVZC200361A* |  | CA*F3137*6A*+MBVC1600**-1A*+TXV | 13.5 | 20 | 10 |  |  |  | FALSE | FALSE | FALSE | 34800 | 18200 | 2.44 | 28800 | 2.27
205965920 |  | Live | Daikin North America, LLC | ENERGI AIR | Singlezone Ducted, Centrally Ducted | 205965920 |  | HRCU-A-CB | GVZC200361A* |  | CA*F3642*6D*+MBVC1200**-1A*+TXV | 13 | 20 | 10 |  |  |  | FALSE | FALSE | FALSE | 34600 | 18000 | 2.4 | 28800 | 2.27
205965921 |  | Live | Daikin North America, LLC | ENERGI AIR | Singlezone Ducted, Centrally Ducted | 205965921 |  | HRCU-A-CB | GVZC200361A* |  | CA*F3642*6D*+MBVC1600**-1A*+TXV | 13.5 | 20 | 10 |  |  |  | FALSE | FALSE | FALSE | 34600 | 18000 | 2.42 | 28800 | 2.27
205965929 |  | Live | Daikin North America, LLC | ENERGI AIR | Singlezone Ducted, Centrally Ducted | 205965929 |  | HRCU-A-CB | GVZC200361A* |  | CA*F3743*6D*+MBVC1200**-1A*+TXV | 13.5 | 20 | 10 |  |  |  | FALSE | FALSE | FALSE | 35200 | 18200 | 2.42 | 28800 | 2.27
205965938 |  | Live | Daikin North America, LLC | ENERGI AIR | Singlezone Ducted, Centrally Ducted | 205965938 |  | HRCU-A-CB | GVZC200361A* |  | CHPF3642C6C*+MBVC1200**-1A*+TXV | 13 | 20 | 10 |  |  |  | FALSE | FALSE | FALSE | 34800 | 18000 | 2.4 | 28800 | 2.27
205965939 |  | Live | Daikin North America, LLC | ENERGI AIR | Singlezone Ducted, Centrally Ducted | 205965939 |  | HRCU-A-CB | GVZC200361A* |  | CHPF3642C6C*+MBVC1600**-1A*+TXV | 13.5 | 20 | 10 |  |  |  | FALSE | FALSE | FALSE | 35000 | 18000 | 2.42 | 28800 | 2.27
205965948 |  | Live | Daikin North America, LLC | ENERGI AIR | Singlezone Ducted, Centrally Ducted | 205965948 |  | HRCU-A-CB | GVZC200361A* |  | CHPF3743C6B*+MBVC1200**-1A*+TXV | 13.5 | 20 | 10 |  |  |  | FALSE | FALSE | FALSE | 35000 | 18200 | 2.42 | 28800 | 2.27
205965949 |  | Live | Daikin North America, LLC | ENERGI AIR | Singlezone Ducted, Centrally Ducted | 205965949 |  | HRCU-A-CB | GVZC200361A* |  | CHPF3743C6B*+MBVC1600**-1A*+TXV | 13.5 | 20 | 10 |  |  |  | FALSE | FALSE | FALSE | 35200 | 18200 | 2.44 | 28800 | 2.27
205965959 |  | Live | Daikin North America, LLC | ENERGI AIR | Singlezone Ducted, Centrally Ducted | 205965959 |  | HRCU-A-CB | GVZC200361A* |  | CSCF3642N6D*+MBVC1200**-1A*+TXV | 13.5 | 20 | 10 |  |  |  | FALSE | FALSE | FALSE | 34800 | 18200 | 2.42 | 28800 | 2.27
205965960 |  | Live | Daikin North America, LLC | ENERGI AIR | Singlezone Ducted, Centrally Ducted | 205965960 |  | HRCU-A-CB | GVZC200361A* |  | CSCF3642N6D*+MBVC1600**-1A*+TXV | 13.5 | 20 | 10 |  |  |  | FALSE | FALSE | FALSE | 35000 | 18200 | 2.44 | 28800 | 2.27
205965968 |  | Live | Daikin North America, LLC | ENERGI AIR | Singlezone Ducted, Centrally Ducted | 205965968 |  | HRCU-A-CB | GVZC200481A* |  | CA*F4860*6D*+MBVC2000**-1A*+TXV | 12.5 | 20 | 10 |  |  |  | FALSE | FALSE | FALSE | 45000 | 26600 | 2.8 | 34000 | 2.4
205965965 |  | Live | Daikin North America, LLC | ENERGI AIR | Singlezone Ducted, Centrally Ducted | 205965965 |  | HRCU-A-CB | GVZC200361A* |  | AVPEC37C14A* | 13 | 19.5 | 9.8 |  |  |  | FALSE | FALSE | FALSE | 35200 | 18900 | 2.24 | 28800 | 2.27
205965966 |  | Live | Daikin North America, LLC | ENERGI AIR | Singlezone Ducted, Centrally Ducted | 205965966 |  | HRCU-A-CB | GVZC200361A* |  | AVPEC59D14A* | 14 | 20 | 10 |  |  |  | FALSE | FALSE | FALSE | 35800 | 18900 | 2.34 | 28800 | 2.27
205965967 |  | Live | Daikin North America, LLC | ENERGI AIR | Singlezone Ducted, Centrally Ducted | 205965967 |  | HRCU-A-CB | GVZC200481A* |  | CA*F4860*6D*+MBVC1600**-1A*+TXV | 12 | 19.5 | 10 |  |  |  | FALSE | FALSE | FALSE | 44500 | 26600 | 2.76 | 34000 | 2.4
205965973 |  | Live | Daikin North America, LLC | ENERGI AIR | Singlezone Ducted, Centrally Ducted | 205965973 |  | HRCU-A-CB | GVZC200481A* |  | CHPF4860D6D*+MBVC1600**-1A*+TXV | 12 | 19.5 | 10 |  |  |  | FALSE | FALSE | FALSE | 45000 | 26600 | 2.76 | 34000 | 2.4
205965988 |  | Live | Daikin North America, LLC | ENERGI AIR | Singlezone Ducted, Centrally Ducted | 205965988 |  | HRCU-A-CB | GVZC200481A* |  | CSCF4860N6D*+MBVC2001**-1A*+TXV | 12.5 | 20 | 10 |  |  |  | FALSE | FALSE | FALSE | 45000 | 26600 | 2.85 | 34000 | 2.4
205965978 |  | Live | Daikin North America, LLC | ENERGI AIR | Singlezone Ducted, Centrally Ducted | 205965978 |  | HRCU-A-CB | GVZC200481A* |  | CSCF4860N6D*+MBVC1600**-1A*+TXV | 12 | 20 | 10 |  |  |  | FALSE | FALSE | FALSE | 45000 | 26600 | 2.8 | 34000 | 2.4
205965983 |  | Live | Daikin North America, LLC | ENERGI AIR | Singlezone Ducted, Centrally Ducted | 205965983 |  | HRCU-A-CB | GVZC200481A* |  | AVPEC59D14A* | 11.7 | 19 | 9.5 |  |  |  | FALSE | FALSE | FALSE | 44500 | 27000 | 2.4 | 34000 | 2.4
205965979 |  | Live | Daikin North America, LLC | ENERGI AIR | Singlezone Ducted, Centrally Ducted | 205965979 |  | HRCU-A-CB | GVZC200481A* |  | CSCF4860N6D*+MBVC2000**-1A*+TXV | 12.5 | 20 | 10 |  |  |  | FALSE | FALSE | FALSE | 45000 | 26600 | 2.85 | 34000 | 2.4
205965985 |  | Live | Daikin North America, LLC | ENERGI AIR | Singlezone Ducted, Centrally Ducted | 205965985 |  | HRCU-A-CB | GVZC200481A* |  | CA*F4860*6D*+MBVC2001**-1A*+TXV | 12.5 | 19.5 | 10 |  |  |  | FALSE | FALSE | FALSE | 45000 | 26600 | 2.8 | 34000 | 2.4
205965984 |  | Live | Daikin North America, LLC | ENERGI AIR | Singlezone Ducted, Centrally Ducted | 205965984 |  | HRCU-A-CB | GVZC200481A* |  | CA*F4860*6D*+MBVC1601**-1A*+TXV | 12 | 19.5 | 10 |  |  |  | FALSE | FALSE | FALSE | 44500 | 26600 | 2.76 | 34000 | 2.4
205965986 |  | Live | Daikin North America, LLC | ENERGI AIR | Singlezone Ducted, Centrally Ducted | 205965986 |  | HRCU-A-CB | GVZC200481A* |  | CHPF4860D6D*+MBVC1601**-1A*+TXV | 12 | 19.5 | 10 |  |  |  | FALSE | FALSE | FALSE | 45000 | 26600 | 2.76 | 34000 | 2.4
205965987 |  | Live | Daikin North America, LLC | ENERGI AIR | Singlezone Ducted, Centrally Ducted | 205965987 |  | HRCU-A-CB | GVZC200481A* |  | CSCF4860N6D*+MBVC1601**-1A*+TXV | 12 | 20 | 10 |  |  |  | FALSE | FALSE | FALSE | 45000 | 26600 | 2.8 | 34000 | 2.4
205965992 |  | Live | Daikin North America, LLC | ENERGI AIR | Singlezone Ducted, Centrally Ducted | 205965992 |  | HRCU-A-CB | GVZC200481A* |  | CA*F4961*6D*+MBVC1600**-1A*+TXV | 12.5 | 20 | 10 |  |  |  | FALSE | FALSE | FALSE | 46500 | 26800 | 2.81 | 34000 | 2.4
205965996 |  | Live | Daikin North America, LLC | ENERGI AIR | Singlezone Ducted, Centrally Ducted | 205965996 |  | HRCU-A-CB | GVZC200481A* |  | CHPF4860D6D*+MBVC2000**-1A*+TXV | 12.5 | 20 | 10 |  |  |  | FALSE | FALSE | FALSE | 45000 | 26600 | 2.8 | 34000 | 2.4
205965998 |  | Live | Daikin North America, LLC | ENERGI AIR | Singlezone Ducted, Centrally Ducted | 205965998 |  | HRCU-A-CB | GVZC200481A* |  | CA*F4961*6D*+MBVC2001**-1A*+TXV | 13 | 20 | 10 |  |  |  | FALSE | FALSE | FALSE | 46500 | 26600 | 2.85 | 34000 | 2.4
205966044 |  | Live | Daikin North America, LLC | ENERGI AIR | Singlezone Ducted, Centrally Ducted | 205966044 |  | HRCU-A-CB | GVZC200361A* |  | CA*F3137*6A*+MBVC1201**-1A*+TXV | 13.5 | 20 | 10 |  |  |  | FALSE | FALSE | FALSE | 34800 | 18000 | 2.42 | 28800 | 2.27
205966443 |  | Live | Daikin North America, LLC | ENERGI AIR | Singlezone Ducted, Centrally Ducted | 205966443 |  | HRCU-A-CB | GVZC200361A* |  | CA*F3642*6D*+MBVC1201**-1A*+TXV | 13 | 20 | 10 |  |  |  | FALSE | FALSE | FALSE | 34600 | 18000 | 2.4 | 28800 | 2.27
205965997 |  | Live | Daikin North America, LLC | ENERGI AIR | Singlezone Ducted, Centrally Ducted | 205965997 |  | HRCU-A-CB | GVZC200481A* |  | CA*F4961*6D*+MBVC1601**-1A*+TXV | 12.5 | 20 | 10 |  |  |  | FALSE | FALSE | FALSE | 46500 | 26800 | 2.81 | 34000 | 2.4
205966444 |  | Live | Daikin North America, LLC | ENERGI AIR | Singlezone Ducted, Centrally Ducted | 205966444 |  | HRCU-A-CB | GVZC200361A* |  | CA*F3642*6D*+MBVC1601**-1A*+TXV | 13.5 | 20 | 10 |  |  |  | FALSE | FALSE | FALSE | 34600 | 18000 | 2.42 | 28800 | 2.27
205966045 |  | Live | Daikin North America, LLC | ENERGI AIR | Singlezone Ducted, Centrally Ducted | 205966045 |  | HRCU-A-CB | GVZC200361A* |  | CA*F3137*6A*+MBVC1601**-1A*+TXV | 13.5 | 20 | 10 |  |  |  | FALSE | FALSE | FALSE | 34800 | 18200 | 2.44 | 28800 | 2.27
205966448 |  | Live | Daikin North America, LLC | ENERGI AIR | Singlezone Ducted, Centrally Ducted | 205966448 |  | HRCU-A-CB | GVZC200361A* |  | CHPF3642C6C*+MBVC1601**-1A*+TXV | 13.5 | 20 | 10 |  |  |  | FALSE | FALSE | FALSE | 35000 | 18000 | 2.42 | 28800 | 2.27
205966446 |  | Live | Daikin North America, LLC | ENERGI AIR | Singlezone Ducted, Centrally Ducted | 205966446 |  | HRCU-A-CB | GVZC200361A* |  | CA*F3743*6D*+MBVC1601**-1A*+TXV | 14 | 21 | 10 |  |  |  | FALSE | FALSE | FALSE | 35400 | 18200 | 2.46 | 28800 | 2.27
205966449 |  | Live | Daikin North America, LLC | ENERGI AIR | Singlezone Ducted, Centrally Ducted | 205966449 |  | HRCU-A-CB | GVZC200361A* |  | CHPF3743C6B*+MBVC1201**-1A*+TXV | 13.5 | 20 | 10 |  |  |  | FALSE | FALSE | FALSE | 35000 | 18200 | 2.42 | 28800 | 2.27
205966445 |  | Live | Daikin North America, LLC | ENERGI AIR | Singlezone Ducted, Centrally Ducted | 205966445 |  | HRCU-A-CB | GVZC200361A* |  | CA*F3743*6D*+MBVC1201**-1A*+TXV | 13.5 | 20 | 10 |  |  |  | FALSE | FALSE | FALSE | 35200 | 18200 | 2.42 | 28800 | 2.27
205966447 |  | Live | Daikin North America, LLC | ENERGI AIR | Singlezone Ducted, Centrally Ducted | 205966447 |  | HRCU-A-CB | GVZC200361A* |  | CHPF3642C6C*+MBVC1201**-1A*+TXV | 13 | 20 | 10 |  |  |  | FALSE | FALSE | FALSE | 34800 | 18000 | 2.4 | 28800 | 2.27
205966450 |  | Live | Daikin North America, LLC | ENERGI AIR | Singlezone Ducted, Centrally Ducted | 205966450 |  | HRCU-A-CB | GVZC200361A* |  | CHPF3743C6B*+MBVC1601**-1A*+TXV | 13.5 | 20 | 10 |  |  |  | FALSE | FALSE | FALSE | 35200 | 18200 | 2.44 | 28800 | 2.27
205966451 |  | Live | Daikin North America, LLC | ENERGI AIR | Singlezone Ducted, Centrally Ducted | 205966451 |  | HRCU-A-CB | GVZC200361A* |  | CSCF3642N6D*+MBVC1201**-1A*+TXV | 13.5 | 20 | 10 |  |  |  | FALSE | FALSE | FALSE | 34800 | 18200 | 2.42 | 28800 | 2.27
205966452 |  | Live | Daikin North America, LLC | ENERGI AIR | Singlezone Ducted, Centrally Ducted | 205966452 |  | HRCU-A-CB | GVZC200361A* |  | CSCF3642N6D*+MBVC1601**-1A*+TXV | 13.5 | 20 | 10 |  |  |  | FALSE | FALSE | FALSE | 35000 | 18200 | 2.44 | 28800 | 2.27
202481357 |  | Live | Daikin North America, LLC | EVERREST EXTREME COMFORT | Singlezone Ducted, Centrally Ducted | 202481357 |  | HRCU-A-CB | AVZC200481A* |  | AVPEC59D14A* | 11.7 | 19 | 9.5 |  |  |  | FALSE | FALSE | FALSE | 44500 | 27000 | 2.4 | 34000 | 2.4
202481284 |  | Live | Daikin North America, LLC | EVERREST EXTREME COMFORT | Singlezone Ducted, Centrally Ducted | 202481284 |  | HRCU-A-CB | AVZC200241A* |  | CHPF3642C6C*+MBVC1200**-1A*+TXV | 13 | 21 | 10 |  |  |  | FALSE | FALSE | FALSE | 23400 | 13000 | 2.61 | 15200 | 2.45
205966457 |  | Live | Daikin North America, LLC | ENERGI AIR | Singlezone Ducted, Centrally Ducted | 205966457 |  | HRCU-A-CB | GVZC200481A* |  | CHPF4860D6D*+MBVC2001**-1A*+TXV | 12.5 | 20 | 10 |  |  |  | FALSE | FALSE | FALSE | 45000 | 26600 | 2.8 | 34000 | 2.4
201900299 |  | Live | Daikin North America, LLC | FRANKLIN | Singlezone Ducted, Centrally Ducted | 201900299 |  | HRCU-A-CB | AVZC200241A* |  | AVPEC25B14A* | 13 | 21 | 10 |  |  |  | FALSE | FALSE | FALSE | 23000 | 13600 | 2.61 | 15200 | 2.45
201866414 |  | Live | Daikin North America, LLC | FRANKLIN | Singlezone Ducted, Centrally Ducted | 201866414 |  | HRCU-A-CB | AVZC200361A* |  | AVPEC37C14A* | 13 | 19.5 | 9.8 |  |  |  | FALSE | FALSE | FALSE | 35200 | 18900 | 2.24 | 28800 | 2.27
205976243 |  | Live | Daikin North America, LLC | FRANKLIN | Singlezone Ducted, Centrally Ducted | 205976243 |  | HRCU-A-CB | AVZC200601B* |  | CA*F4961*6D*+MBVC2001**-1A*+TXV | 11.5 | 20 | 10 |  |  |  | FALSE | FALSE | FALSE | 52500 | 32000 | 2.7 | 37300 | 2.44
205976138 |  | Live | Daikin North America, LLC | FRANKLIN | Singlezone Ducted, Centrally Ducted | 205976138 |  | HRCU-A-CB | AVZC200601B* |  | CA*F4961*6D*+MBVC2000**-1A*+TXV | 11.5 | 20 | 10 |  |  |  | FALSE | FALSE | FALSE | 52500 | 32000 | 2.7 | 37300 | 2.44
201866415 |  | Live | Daikin North America, LLC | FRANKLIN | Singlezone Ducted, Centrally Ducted | 201866415 |  | HRCU-A-CB | AVZC200361A* |  | AVPEC59D14A* | 14 | 20 | 10 |  |  |  | FALSE | FALSE | FALSE | 35800 | 18900 | 2.34 | 28800 | 2.27
203327616 |  | Live | Daikin North America, LLC | FRANKLIN | Singlezone Ducted, Centrally Ducted | 203327616 |  | HRCU-A-CB | AVZC200481A* |  | AVPEC59D14A* | 11.7 | 19 | 9.5 |  |  |  | FALSE | FALSE | FALSE | 44500 | 27000 | 2.4 | 34000 | 2.4
205976242 |  | Live | Daikin North America, LLC | FRANKLIN | Singlezone Ducted, Centrally Ducted | 205976242 |  | HRCU-A-CB | AVZC200601B* |  | AVPEC61D14A* | 11.5 | 20 | 10 |  |  |  | FALSE | FALSE | FALSE | 52500 | 32600 | 2.68 | 37300 | 2.44
205976233 |  | Live | Daikin North America, LLC | FRANKLIN | Singlezone Ducted, Centrally Ducted | 205976233 |  | HRCU-A-CB | AVZC200601B* |  | CHPF4860D6D*+MBVC2000**-1A*+TXV | 11.5 | 19.5 | 10 |  |  |  | FALSE | FALSE | FALSE | 51500 | 32000 | 2.7 | 37300 | 2.44
205976244 |  | Live | Daikin North America, LLC | FRANKLIN | Singlezone Ducted, Centrally Ducted | 205976244 |  | HRCU-A-CB | AVZC200601B* |  | CHPF4860D6D*+MBVC2001**-1A*+TXV | 11.5 | 19.5 | 10 |  |  |  | FALSE | FALSE | FALSE | 51500 | 32000 | 2.68 | 37300 | 2.44
206918611 |  | Live | Trane U.S. Inc. | TRANE | Singlezone Ducted, Centrally Ducted | 206918611 |  | HRCU-A-CB | 4TWL9036A1 |  | TEM6A0B30H21+TDR+RP | 11.8 | 16.2 | 9.6 |  |  |  | FALSE | FALSE | FALSE | 34200 | 22200 | 2.45 | 22800 | 2.65
207430572 |  | Live | Johnson Controls Inc. (York International Norman) | YORK | Singlezone Ducted, Centrally Ducted | 207430572 |  | HRCU-A-CB | HMH72B601 | Ducted Indoor Units | XAFD60JXXN1+MVC20DN21+TXV | 8.25 | 17 | 9.5 |  |  |  | FALSE | FALSE | FALSE | 59000 | 37200 | 2.52 | 37200 | 2.52
207434721 |  | Live | Johnson Controls Inc. (York International Norman) | COLEMAN | Singlezone Ducted, Centrally Ducted | 207434721 |  | HRCU-A-CB | HMH72B601 | Ducted Indoor Units | XAFD60JXXN1+MVC20DN21+TXV | 8.25 | 17 | 9.5 |  |  |  | FALSE | FALSE | FALSE | 59000 | 37200 | 2.52 | 37200 | 2.52
205976140 |  | Live | Daikin North America, LLC | FRANKLIN | Singlezone Ducted, Centrally Ducted | 205976140 |  | HRCU-A-CB | GVZC200601A* |  | CA*F4961*6D*+MBVC2000**-1A*+TXV | 11.5 | 20 | 10 |  |  |  | FALSE | FALSE | FALSE | 52500 | 32000 | 2.7 | 37300 | 2.44
207434724 |  | Live | Johnson Controls Inc. (York International Norman) | LUXAIRE | Singlezone Ducted, Centrally Ducted | 207434724 |  | HRCU-A-CB | HMH72B601 | Ducted Indoor Units | XAFD60JXXN1+MVC20DN21+TXV | 8.25 | 17 | 9.5 |  |  |  | FALSE | FALSE | FALSE | 59000 | 37200 | 2.52 | 37200 | 2.52
205976293 |  | Live | Daikin North America, LLC | FRANKLIN | Singlezone Ducted, Centrally Ducted | 205976293 |  | HRCU-A-CB | GVZC200601A* |  | AVPEC61D14A* | 11.5 | 20 | 10 |  |  |  | FALSE | FALSE | FALSE | 52500 | 32600 | 2.68 | 37300 | 2.44
207434725 |  | Live | Johnson Controls Inc. (York International Norman) | FRASER-JOHNSTON | Singlezone Ducted, Centrally Ducted | 207434725 |  | HRCU-A-CB | HMH72B601 | Ducted Indoor Units | XAFD60JXXN1+MVC20DN21+TXV | 8.25 | 17 | 9.5 |  |  |  | FALSE | FALSE | FALSE | 59000 | 37200 | 2.52 | 37200 | 2.52
205976294 |  | Live | Daikin North America, LLC | FRANKLIN | Singlezone Ducted, Centrally Ducted | 205976294 |  | HRCU-A-CB | GVZC200601A* |  | CA*F4961*6D*+MBVC2001**-1A*+TXV | 11.5 | 20 | 10 |  |  |  | FALSE | FALSE | FALSE | 52500 | 32000 | 2.7 | 37300 | 2.44
207434728 |  | Live | Johnson Controls Inc. (York International Norman) | CHAMPION HEATING AND COOLING | Singlezone Ducted, Centrally Ducted | 207434728 |  | HRCU-A-CB | HMH72B601 | Ducted Indoor Units | XAFD60JXXN1+MVC20DN21+TXV | 8.25 | 17 | 9.5 |  |  |  | FALSE | FALSE | FALSE | 59000 | 37200 | 2.52 | 37200 | 2.52
205976283 |  | Live | Daikin North America, LLC | FRANKLIN | Singlezone Ducted, Centrally Ducted | 205976283 |  | HRCU-A-CB | GVZC200601A* |  | CHPF4860D6D*+MBVC2000**-1A*+TXV | 11.5 | 19.5 | 10 |  |  |  | FALSE | FALSE | FALSE | 51500 | 32000 | 2.7 | 37300 | 2.44
205976295 |  | Live | Daikin North America, LLC | FRANKLIN | Singlezone Ducted, Centrally Ducted | 205976295 |  | HRCU-A-CB | GVZC200601A* |  | CHPF4860D6D*+MBVC2001**-1A*+TXV | 11.5 | 19.5 | 10 |  |  |  | FALSE | FALSE | FALSE | 51500 | 32000 | 2.68 | 37300 | 2.44
201866196 |  | Live | Daikin North America, LLC | FRANKLIN | Singlezone Ducted, Centrally Ducted | 201866196 |  | HRCU-A-CB | AVZC200361A* |  | CA*F3642*6D*+MBVC1200**-1A*+TXV | 13 | 20 | 10 |  |  |  | FALSE | FALSE | FALSE | 34600 | 18000 | 2.08 | 28800 | 2.27
201866223 |  | Live | Daikin North America, LLC | FRANKLIN | Singlezone Ducted, Centrally Ducted | 201866223 |  | HRCU-A-CB | AVZC200361A* |  | CHPF3642C6C*+MBVC1600**-1A*+TXV | 13.5 | 20 | 10 |  |  |  | FALSE | FALSE | FALSE | 35000 | 18000 | 2.1 | 28800 | 2.27
201866188 |  | Live | Daikin North America, LLC | FRANKLIN | Singlezone Ducted, Centrally Ducted | 201866188 |  | HRCU-A-CB | AVZC200361A* |  | CA*F3137*6A*+MBVC1200**-1A*+TXV | 13.5 | 20 | 10 |  |  |  | FALSE | FALSE | FALSE | 34800 | 18000 | 2.12 | 28800 | 2.27
201866187 |  | Live | Daikin North America, LLC | FRANKLIN | Singlezone Ducted, Centrally Ducted | 201866187 |  | HRCU-A-CB | AVZC200241A* |  | CA*F3137*6A*+MBVC1200**-1A*+TXV | 13 | 21 | 10 |  |  |  | FALSE | FALSE | FALSE | 23800 | 13000 | 2.4 | 15200 | 2.45
201866189 |  | Live | Daikin North America, LLC | FRANKLIN | Singlezone Ducted, Centrally Ducted | 201866189 |  | HRCU-A-CB | AVZC200361A* |  | CA*F3137*6A*+MBVC1600**-1A*+TXV | 13.5 | 20 | 10 |  |  |  | FALSE | FALSE | FALSE | 34800 | 18200 | 2.14 | 28800 | 2.27
201866197 |  | Live | Daikin North America, LLC | FRANKLIN | Singlezone Ducted, Centrally Ducted | 201866197 |  | HRCU-A-CB | AVZC200361A* |  | CA*F3642*6D*+MBVC1600**-1A*+TXV | 13.5 | 20 | 10 |  |  |  | FALSE | FALSE | FALSE | 34600 | 18000 | 2.08 | 28800 | 2.27
201866222 |  | Live | Daikin North America, LLC | FRANKLIN | Singlezone Ducted, Centrally Ducted | 201866222 |  | HRCU-A-CB | AVZC200361A* |  | CHPF3642C6C*+MBVC1200**-1A*+TXV | 13 | 20 | 10 |  |  |  | FALSE | FALSE | FALSE | 34800 | 18000 | 2.08 | 28800 | 2.27
201866235 |  | Live | Daikin North America, LLC | FRANKLIN | Singlezone Ducted, Centrally Ducted | 201866235 |  | HRCU-A-CB | AVZC200361A* |  | CHPF3743C6B*+MBVC1200**-1A*+TXV | 13.5 | 20 | 10 |  |  |  | FALSE | FALSE | FALSE | 35000 | 18200 | 2.12 | 28800 | 2.27
201866236 |  | Live | Daikin North America, LLC | FRANKLIN | Singlezone Ducted, Centrally Ducted | 201866236 |  | HRCU-A-CB | AVZC200361A* |  | CHPF3743C6B*+MBVC1600**-1A*+TXV | 13.5 | 20 | 10 |  |  |  | FALSE | FALSE | FALSE | 35200 | 18200 | 2.12 | 28800 | 2.27
201866208 |  | Live | Daikin North America, LLC | FRANKLIN | Singlezone Ducted, Centrally Ducted | 201866208 |  | HRCU-A-CB | AVZC200361A* |  | CA*F3743*6D*+MBVC1200**-1A*+TXV | 13.5 | 20 | 10 |  |  |  | FALSE | FALSE | FALSE | 35200 | 18200 | 2.12 | 28800 | 2.27
201866251 |  | Live | Daikin North America, LLC | FRANKLIN | Singlezone Ducted, Centrally Ducted | 201866251 |  | HRCU-A-CB | AVZC200361A* |  | CSCF3642N6D*+MBVC1200**-1A*+TXV | 13.5 | 20 | 10 |  |  |  | FALSE | FALSE | FALSE | 34800 | 18200 | 2.16 | 28800 | 2.27
201866267 |  | Live | Daikin North America, LLC | FRANKLIN | Singlezone Ducted, Centrally Ducted | 201866267 |  | HRCU-A-CB | AVZC200481A* |  | CA*F4860*6D*+MBVC1600**-1A*+TXV | 12 | 19.5 | 10 |  |  |  | FALSE | FALSE | FALSE | 44500 | 33400 | 2.28 | 34000 | 2.4
201866252 |  | Live | Daikin North America, LLC | FRANKLIN | Singlezone Ducted, Centrally Ducted | 201866252 |  | HRCU-A-CB | AVZC200361A* |  | CSCF3642N6D*+MBVC1600**-1A*+TXV | 13.5 | 20 | 10 |  |  |  | FALSE | FALSE | FALSE | 35000 | 18200 | 2.16 | 28800 | 2.27
201866268 |  | Live | Daikin North America, LLC | FRANKLIN | Singlezone Ducted, Centrally Ducted | 201866268 |  | HRCU-A-CB | AVZC200481A* |  | CA*F4860*6D*+MBVC2000**-1A*+TXV | 12.5 | 20 | 10 |  |  |  | FALSE | FALSE | FALSE | 45000 | 33400 | 2.3 | 34000 | 2.4
201866278 |  | Live | Daikin North America, LLC | FRANKLIN | Singlezone Ducted, Centrally Ducted | 201866278 |  | HRCU-A-CB | AVZC200481A* |  | CA*F4961*6D*+MBVC1600**-1A*+TXV | 12.5 | 20 | 10 |  |  |  | FALSE | FALSE | FALSE | 46500 | 34000 | 2.34 | 34000 | 2.4
201866288 |  | Live | Daikin North America, LLC | FRANKLIN | Singlezone Ducted, Centrally Ducted | 201866288 |  | HRCU-A-CB | AVZC200481A* |  | CHPF4860D6D*+MBVC1600**-1A*+TXV | 12 | 19.5 | 10 |  |  |  | FALSE | FALSE | FALSE | 45000 | 34000 | 2.3 | 34000 | 2.4
201888227 |  | Live | Daikin North America, LLC | FRANKLIN | Singlezone Ducted, Centrally Ducted | 201888227 |  | HRCU-A-CB | AVZC200241A* |  | CA*F3642*6D*+MBVC1200**-1A*+TXV | 13 | 21 | 10 |  |  |  | FALSE | FALSE | FALSE | 23400 | 13000 | 2.38 | 15200 | 2.45
201866299 |  | Live | Daikin North America, LLC | FRANKLIN | Singlezone Ducted, Centrally Ducted | 201866299 |  | HRCU-A-CB | AVZC200481A* |  | CSCF4860N6D*+MBVC1600**-1A*+TXV | 12 | 20 | 10 |  |  |  | FALSE | FALSE | FALSE | 45000 | 33400 | 2.34 | 34000 | 2.4
201866416 |  | Live | Daikin North America, LLC | FRANKLIN | Singlezone Ducted, Centrally Ducted | 201866416 |  | HRCU-A-CB | AVZC200481A* |  | AVPEC61D14A* | 12.5 | 20 | 10 |  |  |  | FALSE | FALSE | FALSE | 45500 | 28600 | 2.68 | 34000 | 2.4
201866289 |  | Live | Daikin North America, LLC | FRANKLIN | Singlezone Ducted, Centrally Ducted | 201866289 |  | HRCU-A-CB | AVZC200481A* |  | CHPF4860D6D*+MBVC2000**-1A*+TXV | 12.5 | 20 | 10 |  |  |  | FALSE | FALSE | FALSE | 45000 | 34000 | 2.32 | 34000 | 2.4
201866300 |  | Live | Daikin North America, LLC | FRANKLIN | Singlezone Ducted, Centrally Ducted | 201866300 |  | HRCU-A-CB | AVZC200481A* |  | CSCF4860N6D*+MBVC2000**-1A*+TXV | 12.5 | 20 | 10 |  |  |  | FALSE | FALSE | FALSE | 45000 | 33400 | 2.36 | 34000 | 2.4
201900162 |  | Live | Daikin North America, LLC | FRANKLIN | Singlezone Ducted, Centrally Ducted | 201900162 |  | HRCU-A-CB | AVZC200241A* |  | CA*F3636*6D*+MBVC1200**-1A*+TXV | 13 | 20 | 10 |  |  |  | FALSE | FALSE | FALSE | 23200 | 13000 | 2.38 | 15200 | 2.45
205358222 |  | Live | Daikin North America, LLC | FRANKLIN | Singlezone Ducted, Centrally Ducted | 205358222 |  | HRCU-A-CB | AVZC200241A* |  | CA*F3636*6D*+MBVC1201**-1A*+TXV | 13 | 20 | 10 |  |  |  | FALSE | FALSE | FALSE | 23200 | 13000 | 2.57 | 15200 | 2.45
201900179 |  | Live | Daikin North America, LLC | FRANKLIN | Singlezone Ducted, Centrally Ducted | 201900179 |  | HRCU-A-CB | AVZC200241A* |  | CA*F3743*6D*+MBVC1200**-1A*+TXV | 13 | 21 | 10 |  |  |  | FALSE | FALSE | FALSE | 23800 | 13000 | 2.4 | 15200 | 2.45
201900188 |  | Live | Daikin North America, LLC | FRANKLIN | Singlezone Ducted, Centrally Ducted | 201900188 |  | HRCU-A-CB | AVZC200241A* |  | CHPF3636B6C*+MBVC1200**-1A*+TXV | 13 | 21 | 10 |  |  |  | FALSE | FALSE | FALSE | 23400 | 13000 | 2.4 | 15200 | 2.45
201900300 |  | Live | Daikin North America, LLC | FRANKLIN | Singlezone Ducted, Centrally Ducted | 201900300 |  | HRCU-A-CB | AVZC200361A* |  | CA*F3743*6D*+MBVC1600**-1A*+TXV | 14 | 21 | 10 |  |  |  | FALSE | FALSE | FALSE | 35400 | 18200 | 2.16 | 28800 | 2.27
205358230 |  | Live | Daikin North America, LLC | FRANKLIN | Singlezone Ducted, Centrally Ducted | 205358230 |  | HRCU-A-CB | AVZC200361A* |  | CHPF3642C6C*+MBVC1201**-1A*+TXV | 13 | 20 | 10 |  |  |  | FALSE | FALSE | FALSE | 34800 | 18000 | 2.4 | 28800 | 2.27
203327612 |  | Live | Daikin North America, LLC | FRANKLIN | Singlezone Ducted, Centrally Ducted | 203327612 |  | HRCU-A-CB | AVZC200241A* |  | CHPF3642C6C*+MBVC1200**-1A*+TXV | 13 | 21 | 10 |  |  |  | FALSE | FALSE | FALSE | 23400 | 13000 | 2.61 | 15200 | 2.45
205358232 |  | Live | Daikin North America, LLC | FRANKLIN | Singlezone Ducted, Centrally Ducted | 205358232 |  | HRCU-A-CB | AVZC200361A* |  | CSCF3642N6D*+MBVC1201**-1A*+TXV | 13.5 | 20 | 10 |  |  |  | FALSE | FALSE | FALSE | 34800 | 18200 | 2.42 | 28800 | 2.27
205358223 |  | Live | Daikin North America, LLC | FRANKLIN | Singlezone Ducted, Centrally Ducted | 205358223 |  | HRCU-A-CB | AVZC200241A* |  | CA*F3743*6D*+MBVC1201**-1A*+TXV | 13 | 21 | 10 |  |  |  | FALSE | FALSE | FALSE | 23800 | 13000 | 2.63 | 15200 | 2.45
205358221 |  | Live | Daikin North America, LLC | FRANKLIN | Singlezone Ducted, Centrally Ducted | 205358221 |  | HRCU-A-CB | AVZC200241A* |  | CA*F3137*6A*+MBVC1201**-1A*+TXV | 13 | 21 | 10 |  |  |  | FALSE | FALSE | FALSE | 23800 | 13000 | 2.61 | 15200 | 2.45
205358224 |  | Live | Daikin North America, LLC | FRANKLIN | Singlezone Ducted, Centrally Ducted | 205358224 |  | HRCU-A-CB | AVZC200241A* |  | CHPF3636B6C*+MBVC1201**-1A*+TXV | 13 | 21 | 10 |  |  |  | FALSE | FALSE | FALSE | 23400 | 13000 | 2.61 | 15200 | 2.45
205358225 |  | Live | Daikin North America, LLC | FRANKLIN | Singlezone Ducted, Centrally Ducted | 205358225 |  | HRCU-A-CB | AVZC200241A* |  | CA*F3642*6D*+MBVC1201**-1A*+TXV | 13 | 21 | 10 |  |  |  | FALSE | FALSE | FALSE | 23400 | 13000 | 2.57 | 15200 | 2.45
205358226 |  | Live | Daikin North America, LLC | FRANKLIN | Singlezone Ducted, Centrally Ducted | 205358226 |  | HRCU-A-CB | AVZC200241A* |  | CHPF3642C6C*+MBVC1201**-1A*+TXV | 13 | 21 | 10 |  |  |  | FALSE | FALSE | FALSE | 23400 | 13000 | 2.61 | 15200 | 2.45
205358227 |  | Live | Daikin North America, LLC | FRANKLIN | Singlezone Ducted, Centrally Ducted | 205358227 |  | HRCU-A-CB | AVZC200361A* |  | CA*F3137*6A*+MBVC1201**-1A*+TXV | 13.5 | 20 | 10 |  |  |  | FALSE | FALSE | FALSE | 34800 | 18000 | 2.42 | 28800 | 2.27
205358228 |  | Live | Daikin North America, LLC | FRANKLIN | Singlezone Ducted, Centrally Ducted | 205358228 |  | HRCU-A-CB | AVZC200361A* |  | CA*F3642*6D*+MBVC1201**-1A*+TXV | 13 | 20 | 10 |  |  |  | FALSE | FALSE | FALSE | 34600 | 18000 | 2.4 | 28800 | 2.27
205358229 |  | Live | Daikin North America, LLC | FRANKLIN | Singlezone Ducted, Centrally Ducted | 205358229 |  | HRCU-A-CB | AVZC200361A* |  | CA*F3743*6D*+MBVC1201**-1A*+TXV | 13.5 | 20 | 10 |  |  |  | FALSE | FALSE | FALSE | 35200 | 18200 | 2.42 | 28800 | 2.27
205358234 |  | Live | Daikin North America, LLC | FRANKLIN | Singlezone Ducted, Centrally Ducted | 205358234 |  | HRCU-A-CB | AVZC200361A* |  | CA*F3642*6D*+MBVC1601**-1A*+TXV | 13.5 | 20 | 10 |  |  |  | FALSE | FALSE | FALSE | 34600 | 18000 | 2.42 | 28800 | 2.27
205358231 |  | Live | Daikin North America, LLC | FRANKLIN | Singlezone Ducted, Centrally Ducted | 205358231 |  | HRCU-A-CB | AVZC200361A* |  | CHPF3743C6B*+MBVC1201**-1A*+TXV | 13.5 | 20 | 10 |  |  |  | FALSE | FALSE | FALSE | 35000 | 18200 | 2.42 | 28800 | 2.27
205358235 |  | Live | Daikin North America, LLC | FRANKLIN | Singlezone Ducted, Centrally Ducted | 205358235 |  | HRCU-A-CB | AVZC200361A* |  | CHPF3642C6C*+MBVC1601**-1A*+TXV | 13.5 | 20 | 10 |  |  |  | FALSE | FALSE | FALSE | 35000 | 18000 | 2.42 | 28800 | 2.27
205358233 |  | Live | Daikin North America, LLC | FRANKLIN | Singlezone Ducted, Centrally Ducted | 205358233 |  | HRCU-A-CB | AVZC200361A* |  | CA*F3137*6A*+MBVC1601**-1A*+TXV | 13.5 | 20 | 10 |  |  |  | FALSE | FALSE | FALSE | 34800 | 18200 | 2.44 | 28800 | 2.27
205358236 |  | Live | Daikin North America, LLC | FRANKLIN | Singlezone Ducted, Centrally Ducted | 205358236 |  | HRCU-A-CB | AVZC200361A* |  | CHPF3743C6B*+MBVC1601**-1A*+TXV | 13.5 | 20 | 10 |  |  |  | FALSE | FALSE | FALSE | 35200 | 18200 | 2.44 | 28800 | 2.27
205358237 |  | Live | Daikin North America, LLC | FRANKLIN | Singlezone Ducted, Centrally Ducted | 205358237 |  | HRCU-A-CB | AVZC200361A* |  | CSCF3642N6D*+MBVC1601**-1A*+TXV | 13.5 | 20 | 10 |  |  |  | FALSE | FALSE | FALSE | 35000 | 18200 | 2.44 | 28800 | 2.27
205358239 |  | Live | Daikin North America, LLC | FRANKLIN | Singlezone Ducted, Centrally Ducted | 205358239 |  | HRCU-A-CB | AVZC200481A* |  | CA*F4860*6D*+MBVC1601**-1A*+TXV | 12 | 19.5 | 10 |  |  |  | FALSE | FALSE | FALSE | 44500 | 26600 | 2.76 | 34000 | 2.4
205358238 |  | Live | Daikin North America, LLC | FRANKLIN | Singlezone Ducted, Centrally Ducted | 205358238 |  | HRCU-A-CB | AVZC200361A* |  | CA*F3743*6D*+MBVC1601**-1A*+TXV | 14 | 21 | 10 |  |  |  | FALSE | FALSE | FALSE | 35400 | 18200 | 2.46 | 28800 | 2.27
205358242 |  | Live | Daikin North America, LLC | FRANKLIN | Singlezone Ducted, Centrally Ducted | 205358242 |  | HRCU-A-CB | AVZC200481A* |  | CSCF4860N6D*+MBVC1601**-1A*+TXV | 12 | 20 | 10 |  |  |  | FALSE | FALSE | FALSE | 45000 | 26600 | 2.8 | 34000 | 2.4
205358241 |  | Live | Daikin North America, LLC | FRANKLIN | Singlezone Ducted, Centrally Ducted | 205358241 |  | HRCU-A-CB | AVZC200481A* |  | CHPF4860D6D*+MBVC1601**-1A*+TXV | 12 | 19.5 | 10 |  |  |  | FALSE | FALSE | FALSE | 45000 | 26600 | 2.76 | 34000 | 2.4
205358240 |  | Live | Daikin North America, LLC | FRANKLIN | Singlezone Ducted, Centrally Ducted | 205358240 |  | HRCU-A-CB | AVZC200481A* |  | CA*F4961*6D*+MBVC1601**-1A*+TXV | 12.5 | 20 | 10 |  |  |  | FALSE | FALSE | FALSE | 46500 | 26800 | 2.81 | 34000 | 2.4
205358243 |  | Live | Daikin North America, LLC | FRANKLIN | Singlezone Ducted, Centrally Ducted | 205358243 |  | HRCU-A-CB | AVZC200481A* |  | CA*F4860*6D*+MBVC2001**-1A*+TXV | 12.5 | 20 | 10 |  |  |  | FALSE | FALSE | FALSE | 45000 | 26600 | 2.8 | 34000 | 2.4
205358244 |  | Live | Daikin North America, LLC | FRANKLIN | Singlezone Ducted, Centrally Ducted | 205358244 |  | HRCU-A-CB | AVZC200481A* |  | CHPF4860D6D*+MBVC2001**-1A*+TXV | 12.5 | 20 | 10 |  |  |  | FALSE | FALSE | FALSE | 45000 | 26600 | 2.8 | 34000 | 2.4
205358245 |  | Live | Daikin North America, LLC | FRANKLIN | Singlezone Ducted, Centrally Ducted | 205358245 |  | HRCU-A-CB | AVZC200481A* |  | CSCF4860N6D*+MBVC2001**-1A*+TXV | 12.5 | 20 | 10 |  |  |  | FALSE | FALSE | FALSE | 45000 | 26600 | 2.85 | 34000 | 2.4
205965606 |  | Live | Daikin North America, LLC | FRANKLIN | Singlezone Ducted, Centrally Ducted | 205965606 |  | HRCU-A-CB | GVZC200241A* |  | CA*F3642*6D*+MBVC1200**-1A*+TXV | 13 | 21 | 10 |  |  |  | FALSE | FALSE | FALSE | 23400 | 13000 | 2.57 | 15200 | 2.45
205965608 |  | Live | Daikin North America, LLC | FRANKLIN | Singlezone Ducted, Centrally Ducted | 205965608 |  | HRCU-A-CB | GVZC200481A* |  | CA*F4961*6D*+MBVC2000**-1A*+TXV | 13 | 20 | 10 |  |  |  | FALSE | FALSE | FALSE | 46500 | 26600 | 2.85 | 34000 | 2.4
205965607 |  | Live | Daikin North America, LLC | FRANKLIN | Singlezone Ducted, Centrally Ducted | 205965607 |  | HRCU-A-CB | GVZC200361A* |  | CA*F3743*6D*+MBVC1600**-1A*+TXV | 14 | 21 | 10 |  |  |  | FALSE | FALSE | FALSE | 35400 | 18200 | 2.46 | 28800 | 2.27
205358246 |  | Live | Daikin North America, LLC | FRANKLIN | Singlezone Ducted, Centrally Ducted | 205358246 |  | HRCU-A-CB | AVZC200481A* |  | CA*F4961*6D*+MBVC2001**-1A*+TXV | 13 | 20 | 10 |  |  |  | FALSE | FALSE | FALSE | 46500 | 26600 | 2.85 | 34000 | 2.4
205965611 |  | Live | Daikin North America, LLC | FRANKLIN | Singlezone Ducted, Centrally Ducted | 205965611 |  | HRCU-A-CB | GVZC200241A* |  | CA*F3137*6A*+MBVC1200**-1A*+TXV | 13 | 21 | 10 |  |  |  | FALSE | FALSE | FALSE | 23800 | 13000 | 2.61 | 15200 | 2.45
205965617 |  | Live | Daikin North America, LLC | FRANKLIN | Singlezone Ducted, Centrally Ducted | 205965617 |  | HRCU-A-CB | GVZC200241A* |  | CA*F3636*6D*+MBVC1200**-1A*+TXV | 13 | 20 | 10 |  |  |  | FALSE | FALSE | FALSE | 23200 | 13000 | 2.57 | 15200 | 2.45
205965626 |  | Live | Daikin North America, LLC | FRANKLIN | Singlezone Ducted, Centrally Ducted | 205965626 |  | HRCU-A-CB | GVZC200241A* |  | CA*F3743*6D*+MBVC1200**-1A*+TXV | 13 | 21 | 10 |  |  |  | FALSE | FALSE | FALSE | 23800 | 13000 | 2.63 | 15200 | 2.45
205965631 |  | Live | Daikin North America, LLC | FRANKLIN | Singlezone Ducted, Centrally Ducted | 205965631 |  | HRCU-A-CB | GVZC200241A* |  | CHPF3636B6C*+MBVC1200**-1A*+TXV | 13 | 21 | 10 |  |  |  | FALSE | FALSE | FALSE | 23400 | 13000 | 2.61 | 15200 | 2.45
205965634 |  | Live | Daikin North America, LLC | FRANKLIN | Singlezone Ducted, Centrally Ducted | 205965634 |  | HRCU-A-CB | GVZC200241A* |  | CHPF3642C6C*+MBVC1200**-1A*+TXV | 13 | 21 | 10 |  |  |  | FALSE | FALSE | FALSE | 23400 | 13000 | 2.61 | 15200 | 2.45
205965640 |  | Live | Daikin North America, LLC | FRANKLIN | Singlezone Ducted, Centrally Ducted | 205965640 |  | HRCU-A-CB | GVZC200241A* |  | CA*F3642*6D*+MBVC1201**-1A*+TXV | 13 | 21 | 10 |  |  |  | FALSE | FALSE | FALSE | 23400 | 13000 | 2.57 | 15200 | 2.45
205965639 |  | Live | Daikin North America, LLC | FRANKLIN | Singlezone Ducted, Centrally Ducted | 205965639 |  | HRCU-A-CB | GVZC200241A* |  | CA*F3636*6D*+MBVC1201**-1A*+TXV | 13 | 20 | 10 |  |  |  | FALSE | FALSE | FALSE | 23200 | 13000 | 2.57 | 15200 | 2.45
205965638 |  | Live | Daikin North America, LLC | FRANKLIN | Singlezone Ducted, Centrally Ducted | 205965638 |  | HRCU-A-CB | GVZC200241A* |  | CA*F3137*6A*+MBVC1201**-1A*+TXV | 13 | 21 | 10 |  |  |  | FALSE | FALSE | FALSE | 23800 | 13000 | 2.61 | 15200 | 2.45
205965637 |  | Live | Daikin North America, LLC | FRANKLIN | Singlezone Ducted, Centrally Ducted | 205965637 |  | HRCU-A-CB | GVZC200241A* |  | AVPEC25B14A* | 13 | 21 | 10 |  |  |  | FALSE | FALSE | FALSE | 23000 | 13600 | 2.61 | 15200 | 2.45
205965641 |  | Live | Daikin North America, LLC | FRANKLIN | Singlezone Ducted, Centrally Ducted | 205965641 |  | HRCU-A-CB | GVZC200241A* |  | CA*F3743*6D*+MBVC1201**-1A*+TXV | 13 | 21 | 10 |  |  |  | FALSE | FALSE | FALSE | 23800 | 13000 | 2.63 | 15200 | 2.45
205965642 |  | Live | Daikin North America, LLC | FRANKLIN | Singlezone Ducted, Centrally Ducted | 205965642 |  | HRCU-A-CB | GVZC200241A* |  | CHPF3636B6C*+MBVC1201**-1A*+TXV | 13 | 21 | 10 |  |  |  | FALSE | FALSE | FALSE | 23400 | 13000 | 2.61 | 15200 | 2.45
205965643 |  | Live | Daikin North America, LLC | FRANKLIN | Singlezone Ducted, Centrally Ducted | 205965643 |  | HRCU-A-CB | GVZC200241A* |  | CHPF3642C6C*+MBVC1201**-1A*+TXV | 13 | 21 | 10 |  |  |  | FALSE | FALSE | FALSE | 23400 | 13000 | 2.61 | 15200 | 2.45
205965647 |  | Live | Daikin North America, LLC | FRANKLIN | Singlezone Ducted, Centrally Ducted | 205965647 |  | HRCU-A-CB | GVZC200361A* |  | CA*F3137*6A*+MBVC1600**-1A*+TXV | 13.5 | 20 | 10 |  |  |  | FALSE | FALSE | FALSE | 34800 | 18200 | 2.44 | 28800 | 2.27
205965646 |  | Live | Daikin North America, LLC | FRANKLIN | Singlezone Ducted, Centrally Ducted | 205965646 |  | HRCU-A-CB | GVZC200361A* |  | CA*F3137*6A*+MBVC1200**-1A*+TXV | 13.5 | 20 | 10 |  |  |  | FALSE | FALSE | FALSE | 34800 | 18000 | 2.42 | 28800 | 2.27
205965655 |  | Live | Daikin North America, LLC | FRANKLIN | Singlezone Ducted, Centrally Ducted | 205965655 |  | HRCU-A-CB | GVZC200361A* |  | CA*F3642*6D*+MBVC1200**-1A*+TXV | 13 | 20 | 10 |  |  |  | FALSE | FALSE | FALSE | 34600 | 18000 | 2.4 | 28800 | 2.27
205965656 |  | Live | Daikin North America, LLC | FRANKLIN | Singlezone Ducted, Centrally Ducted | 205965656 |  | HRCU-A-CB | GVZC200361A* |  | CA*F3642*6D*+MBVC1600**-1A*+TXV | 13.5 | 20 | 10 |  |  |  | FALSE | FALSE | FALSE | 34600 | 18000 | 2.42 | 28800 | 2.27
208500572 |  | Live | Johnson Controls Inc. (York International Norman) | YORK | Singlezone Ducted, Centrally Ducted | 208500572 |  | HRCU-A-CB | HMH72B601 | Ducted Indoor Units | XAFD60JXXN1+JMVT20DC2N1+TXV | 8.5 | 17 | 9.5 |  |  |  | FALSE | FALSE | FALSE | 57500 | 36000 | 2.5 | 36000 | 2.5
205965664 |  | Live | Daikin North America, LLC | FRANKLIN | Singlezone Ducted, Centrally Ducted | 205965664 |  | HRCU-A-CB | GVZC200361A* |  | CA*F3743*6D*+MBVC1200**-1A*+TXV | 13.5 | 20 | 10 |  |  |  | FALSE | FALSE | FALSE | 35200 | 18200 | 2.42 | 28800 | 2.27
208500529 |  | Live | Johnson Controls Inc. (York International Norman) | COLEMAN | Singlezone Ducted, Centrally Ducted | 208500529 |  | HRCU-A-CB | HMH72B601 | Ducted Indoor Units | XAFD60JXXN1+JMVT20DC2N1+TXV | 8.5 | 17 | 9.5 |  |  |  | FALSE | FALSE | FALSE | 57500 | 36000 | 2.5 | 36000 | 2.5
208500532 |  | Live | Johnson Controls Inc. (York International Norman) | LUXAIRE | Singlezone Ducted, Centrally Ducted | 208500532 |  | HRCU-A-CB | HMH72B601 | Ducted Indoor Units | XAFD60JXXN1+JMVT20DC2N1+TXV | 8.5 | 17 | 9.5 |  |  |  | FALSE | FALSE | FALSE | 57500 | 36000 | 2.5 | 36000 | 2.5
208500534 |  | Live | Johnson Controls Inc. (York International Norman) | FRASER-JOHNSTON | Singlezone Ducted, Centrally Ducted | 208500534 |  | HRCU-A-CB | HMH72B601 | Ducted Indoor Units | XAFD60JXXN1+JMVT20DC2N1+TXV | 8.5 | 17 | 9.5 |  |  |  | FALSE | FALSE | FALSE | 57500 | 36000 | 2.5 | 36000 | 2.5
208500537 |  | Live | Johnson Controls Inc. (York International Norman) | CHAMPION HEATING AND COOLING | Singlezone Ducted, Centrally Ducted | 208500537 |  | HRCU-A-CB | HMH72B601 | Ducted Indoor Units | XAFD60JXXN1+JMVT20DC2N1+TXV | 8.5 | 17 | 9.5 |  |  |  | FALSE | FALSE | FALSE | 57500 | 36000 | 2.5 | 36000 | 2.5
208613218 |  | Live | Johnson Controls Inc. (York International Norman) | YORK | Singlezone Ducted, Centrally Ducted | 208613218 |  | HRCU-A-CB | HMH72B601 | Ducted Indoor Units | XAFD60JBCN1+JMVT20DC2N1 | 8.5 | 17 | 9.5 |  |  |  | FALSE | FALSE | FALSE | 57500 | 36000 | 2.5 | 36000 | 2.5
208614089 |  | Live | Johnson Controls Inc. (York International Norman) | COLEMAN | Singlezone Ducted, Centrally Ducted | 208614089 |  | HRCU-A-CB | HMH72B601 | Ducted Indoor Units | XAFD60JBCN1+JMVT20DC2N1 | 8.5 | 17 | 9.5 |  |  |  | FALSE | FALSE | FALSE | 57500 | 36000 | 2.5 | 36000 | 2.5
208614094 |  | Live | Johnson Controls Inc. (York International Norman) | LUXAIRE | Singlezone Ducted, Centrally Ducted | 208614094 |  | HRCU-A-CB | HMH72B601 | Ducted Indoor Units | XAFD60JBCN1+JMVT20DC2N1 | 8.5 | 17 | 9.5 |  |  |  | FALSE | FALSE | FALSE | 57500 | 36000 | 2.5 | 36000 | 2.5
208614097 |  | Live | Johnson Controls Inc. (York International Norman) | FRASER-JOHNSTON | Singlezone Ducted, Centrally Ducted | 208614097 |  | HRCU-A-CB | HMH72B601 | Ducted Indoor Units | XAFD60JBCN1+JMVT20DC2N1 | 8.5 | 17 | 9.5 |  |  |  | FALSE | FALSE | FALSE | 57500 | 36000 | 2.5 | 36000 | 2.5
208614102 |  | Live | Johnson Controls Inc. (York International Norman) | CHAMPION HEATING AND COOLING | Singlezone Ducted, Centrally Ducted | 208614102 |  | HRCU-A-CB | HMH72B601 | Ducted Indoor Units | XAFD60JBCN1+JMVT20DC2N1 | 8.5 | 17 | 9.5 |  |  |  | FALSE | FALSE | FALSE | 57500 | 36000 | 2.5 | 36000 | 2.5
208206692 |  | Live | Johnson Controls Inc. (York International Norman) | YORK | Singlezone Ducted, Centrally Ducted | 208206692 |  | HRCU-A-CB | HMH72B601 | Ducted Indoor Units | XAHD60JXXN1+ME20DN21+TXV | 8 | 16.25 | 9.3 |  |  |  | FALSE | FALSE | FALSE | 57500 | 36600 | 2.46 | 36600 | 2.46
205965689 |  | Live | Daikin North America, LLC | FRANKLIN | Singlezone Ducted, Centrally Ducted | 205965689 |  | HRCU-A-CB | GVZC200361A* |  | CSCF3642N6D*+MBVC1200**-1A*+TXV | 13.5 | 20 | 10 |  |  |  | FALSE | FALSE | FALSE | 34800 | 18200 | 2.42 | 28800 | 2.27
208400418 |  | Live | Johnson Controls Inc. (York International Norman) | COLEMAN | Singlezone Ducted, Centrally Ducted | 208400418 |  | HRCU-A-CB | HMH72B601 | Ducted Indoor Units | XAHD60JXXN1+ME20DN21+TXV | 8 | 16.25 | 9.3 |  |  |  | FALSE | FALSE | FALSE | 57500 | 36600 | 2.46 | 36600 | 2.46
208400421 |  | Live | Johnson Controls Inc. (York International Norman) | LUXAIRE | Singlezone Ducted, Centrally Ducted | 208400421 |  | HRCU-A-CB | HMH72B601 | Ducted Indoor Units | XAHD60JXXN1+ME20DN21+TXV | 8 | 16.25 | 9.3 |  |  |  | FALSE | FALSE | FALSE | 57500 | 36600 | 2.46 | 36600 | 2.46
208400422 |  | Live | Johnson Controls Inc. (York International Norman) | FRASER-JOHNSTON | Singlezone Ducted, Centrally Ducted | 208400422 |  | HRCU-A-CB | HMH72B601 | Ducted Indoor Units | XAHD60JXXN1+ME20DN21+TXV | 8 | 16.25 | 9.3 |  |  |  | FALSE | FALSE | FALSE | 57500 | 36600 | 2.46 | 36600 | 2.46
208400425 |  | Live | Johnson Controls Inc. (York International Norman) | CHAMPION HEATING AND COOLING | Singlezone Ducted, Centrally Ducted | 208400425 |  | HRCU-A-CB | HMH72B601 | Ducted Indoor Units | XAHD60JXXN1+ME20DN21+TXV | 8 | 16.25 | 9.3 |  |  |  | FALSE | FALSE | FALSE | 57500 | 36600 | 2.46 | 36600 | 2.46
208500739 |  | Live | Johnson Controls Inc. (York International Norman) | YORK | Singlezone Ducted, Centrally Ducted | 208500739 |  | HRCU-A-CB | HMH72B601 | Ducted Indoor Units | JHVTD60JXXC2N1+TXV | 8.5 | 17 | 9.5 |  |  |  | FALSE | FALSE | FALSE | 58000 | 36200 | 2.5 | 36200 | 2.5
208501117 |  | Live | Johnson Controls Inc. (York International Norman) | COLEMAN | Singlezone Ducted, Centrally Ducted | 208501117 |  | HRCU-A-CB | HMH72B601 | Ducted Indoor Units | JHVTD60JXXC2N1+TXV | 8.5 | 17 | 9.5 |  |  |  | FALSE | FALSE | FALSE | 58000 | 36200 | 2.5 | 36200 | 2.5
207526342 |  | Live | Trane U.S. Inc. | TRANE | Singlezone Ducted, Centrally Ducted | 207526342 |  | HRCU-A-CB | 4TWV0X36A1 |  | TEM8A0D48V41+TDR | 13 | 19.5 | 10 |  |  |  | FALSE | FALSE | FALSE | 35800 | 25800 | 3.05 | 26100 | 2.48
208501118 |  | Live | Johnson Controls Inc. (York International Norman) | LUXAIRE | Singlezone Ducted, Centrally Ducted | 208501118 |  | HRCU-A-CB | HMH72B601 | Ducted Indoor Units | JHVTD60JXXC2N1+TXV | 8.5 | 17 | 9.5 |  |  |  | FALSE | FALSE | FALSE | 58000 | 36200 | 2.5 | 36200 | 2.5
205965694 |  | Live | Daikin North America, LLC | FRANKLIN | Singlezone Ducted, Centrally Ducted | 205965694 |  | HRCU-A-CB | GVZC200481A* |  | CA*F4860*6D*+MBVC1600**-1A*+TXV | 12 | 19.5 | 10 |  |  |  | FALSE | FALSE | FALSE | 44500 | 26600 | 2.76 | 34000 | 2.4
208501120 |  | Live | Johnson Controls Inc. (York International Norman) | FRASER-JOHNSTON | Singlezone Ducted, Centrally Ducted | 208501120 |  | HRCU-A-CB | HMH72B601 | Ducted Indoor Units | JHVTD60JXXC2N1+TXV | 8.5 | 17 | 9.5 |  |  |  | FALSE | FALSE | FALSE | 58000 | 36200 | 2.5 | 36200 | 2.5
208501122 |  | Live | Johnson Controls Inc. (York International Norman) | CHAMPION HEATING AND COOLING | Singlezone Ducted, Centrally Ducted | 208501122 |  | HRCU-A-CB | HMH72B601 | Ducted Indoor Units | JHVTD60JXXC2N1+TXV | 8.5 | 17 | 9.5 |  |  |  | FALSE | FALSE | FALSE | 58000 | 36200 | 2.5 | 36200 | 2.5
203064261 |  | Live | Johnson Controls Inc. (York International Norman) | COLEMAN | Singlezone Ducted, Centrally Ducted | 203064261 |  | HRCU-A-CB | CH16B3622 |  | AE36BX21+TXV | 11.25 | 16.75 | 10 |  |  |  | FALSE | FALSE | FALSE | 34800 | 22200 | 2.71 | 22200 | 2.71
205965699 |  | Live | Daikin North America, LLC | FRANKLIN | Singlezone Ducted, Centrally Ducted | 205965699 |  | HRCU-A-CB | GVZC200481A* |  | CHPF4860D6D*+MBVC1600**-1A*+TXV | 12 | 19.5 | 10 |  |  |  | FALSE | FALSE | FALSE | 45000 | 26600 | 2.76 | 34000 | 2.4
208613246 |  | Live | Johnson Controls Inc. (York International Norman) | YORK | Singlezone Ducted, Centrally Ducted | 208613246 |  | HRCU-A-CB | HMH72B601 | Ducted Indoor Units | JHVTD60JBCC2N1 | 8.5 | 17 | 9.5 |  |  |  | FALSE | FALSE | FALSE | 58000 | 36200 | 2.5 | 36200 | 2.5
208614088 |  | Live | Johnson Controls Inc. (York International Norman) | COLEMAN | Singlezone Ducted, Centrally Ducted | 208614088 |  | HRCU-A-CB | HMH72B601 | Ducted Indoor Units | JHVTD60JBCC2N1 | 8.5 | 17 | 9.5 |  |  |  | FALSE | FALSE | FALSE | 58000 | 36200 | 2.5 | 36200 | 2.5
203064060 |  | Live | Johnson Controls Inc. (York International Norman) | YORK | Singlezone Ducted, Centrally Ducted | 203064060 |  | HRCU-A-CB | YHM36B22 |  | AE36BX21+TXV | 11.25 | 16.75 | 10 |  |  |  | FALSE | FALSE | FALSE | 34800 | 22200 | 2.71 | 22200 | 2.71
208614095 |  | Live | Johnson Controls Inc. (York International Norman) | LUXAIRE | Singlezone Ducted, Centrally Ducted | 208614095 |  | HRCU-A-CB | HMH72B601 | Ducted Indoor Units | JHVTD60JBCC2N1 | 8.5 | 17 | 9.5 |  |  |  | FALSE | FALSE | FALSE | 58000 | 36200 | 2.5 | 36200 | 2.5
203064269 |  | Live | Johnson Controls Inc. (York International Norman) | LUXAIRE | Singlezone Ducted, Centrally Ducted | 203064269 |  | HRCU-A-CB | TH16B3622 |  | AE36BX21+TXV | 11.25 | 16.75 | 10 |  |  |  | FALSE | FALSE | FALSE | 34800 | 22200 | 2.71 | 22200 | 2.71
205965704 |  | Live | Daikin North America, LLC | FRANKLIN | Singlezone Ducted, Centrally Ducted | 205965704 |  | HRCU-A-CB | GVZC200481A* |  | CSCF4860N6D*+MBVC1600**-1A*+TXV | 12 | 20 | 10 |  |  |  | FALSE | FALSE | FALSE | 45000 | 26600 | 2.8 | 34000 | 2.4
205965705 |  | Live | Daikin North America, LLC | FRANKLIN | Singlezone Ducted, Centrally Ducted | 205965705 |  | HRCU-A-CB | GVZC200481A* |  | CSCF4860N6D*+MBVC2000**-1A*+TXV | 12.5 | 20 | 10 |  |  |  | FALSE | FALSE | FALSE | 45000 | 26600 | 2.85 | 34000 | 2.4
203064277 |  | Live | Johnson Controls Inc. (York International Norman) | FRASER-JOHNSTON | Singlezone Ducted, Centrally Ducted | 203064277 |  | HRCU-A-CB | TH16B3622 |  | AE36BX21+TXV | 11.25 | 16.75 | 10 |  |  |  | FALSE | FALSE | FALSE | 34800 | 22200 | 2.71 | 22200 | 2.71
208614096 |  | Live | Johnson Controls Inc. (York International Norman) | FRASER-JOHNSTON | Singlezone Ducted, Centrally Ducted | 208614096 |  | HRCU-A-CB | HMH72B601 | Ducted Indoor Units | JHVTD60JBCC2N1 | 8.5 | 17 | 9.5 |  |  |  | FALSE | FALSE | FALSE | 58000 | 36200 | 2.5 | 36200 | 2.5
10153700 |  | Live | Trane U.S. Inc. | TRANE | Singlezone Ducted, Centrally Ducted | 10153700 |  | HRCU-A-CB | 4TWV0036A1 |  | TEM8A0D48V41+TDR | 13 | 19.5 | 10 |  |  |  | FALSE | FALSE | FALSE | 35800 | 25800 | 3.05 | 26100 | 2.48
208614103 |  | Live | Johnson Controls Inc. (York International Norman) | CHAMPION HEATING AND COOLING | Singlezone Ducted, Centrally Ducted | 208614103 |  | HRCU-A-CB | HMH72B601 | Ducted Indoor Units | JHVTD60JBCC2N1 | 8.5 | 17 | 9.5 |  |  |  | FALSE | FALSE | FALSE | 58000 | 36200 | 2.5 | 36200 | 2.5
203064286 |  | Live | Johnson Controls Inc. (York International Norman) | CHAMPION HEATING AND COOLING | Singlezone Ducted, Centrally Ducted | 203064286 |  | HRCU-A-CB | TH16B3622 |  | AE36BX21+TXV | 11.25 | 16.75 | 10 |  |  |  | FALSE | FALSE | FALSE | 34800 | 22200 | 2.71 | 22200 | 2.71
205965709 |  | Live | Daikin North America, LLC | FRANKLIN | Singlezone Ducted, Centrally Ducted | 205965709 |  | HRCU-A-CB | GVZC200481A* |  | AVPEC59D14A* | 11.7 | 19 | 9.5 |  |  |  | FALSE | FALSE | FALSE | 44500 | 27000 | 2.4 | 34000 | 2.4
205965710 |  | Live | Daikin North America, LLC | FRANKLIN | Singlezone Ducted, Centrally Ducted | 205965710 |  | HRCU-A-CB | GVZC200481A* |  | CA*F4860*6D*+MBVC1601**-1A*+TXV | 12 | 19.5 | 10 |  |  |  | FALSE | FALSE | FALSE | 44500 | 26600 | 2.76 | 34000 | 2.4
205965712 |  | Live | Daikin North America, LLC | FRANKLIN | Singlezone Ducted, Centrally Ducted | 205965712 |  | HRCU-A-CB | GVZC200481A* |  | CHPF4860D6D*+MBVC1601**-1A*+TXV | 12 | 19.5 | 10 |  |  |  | FALSE | FALSE | FALSE | 45000 | 26600 | 2.76 | 34000 | 2.4
205965711 |  | Live | Daikin North America, LLC | FRANKLIN | Singlezone Ducted, Centrally Ducted | 205965711 |  | HRCU-A-CB | GVZC200481A* |  | CA*F4860*6D*+MBVC2001**-1A*+TXV | 12.5 | 19.5 | 10 |  |  |  | FALSE | FALSE | FALSE | 45000 | 26600 | 2.8 | 34000 | 2.4
205965715 |  | Live | Daikin North America, LLC | FRANKLIN | Singlezone Ducted, Centrally Ducted | 205965715 |  | HRCU-A-CB | GVZC200481A* |  | CSCF4860N6D*+MBVC2001**-1A*+TXV | 12.5 | 20 | 10 |  |  |  | FALSE | FALSE | FALSE | 45000 | 26600 | 2.85 | 34000 | 2.4
205965713 |  | Live | Daikin North America, LLC | FRANKLIN | Singlezone Ducted, Centrally Ducted | 205965713 |  | HRCU-A-CB | GVZC200481A* |  | CHPF4860D6D*+MBVC2001**-1A*+TXV | 12.5 | 20 | 10 |  |  |  | FALSE | FALSE | FALSE | 45000 | 26600 | 2.8 | 34000 | 2.4
205965714 |  | Live | Daikin North America, LLC | FRANKLIN | Singlezone Ducted, Centrally Ducted | 205965714 |  | HRCU-A-CB | GVZC200481A* |  | CSCF4860N6D*+MBVC1601**-1A*+TXV | 12 | 20 | 10 |  |  |  | FALSE | FALSE | FALSE | 45000 | 26600 | 2.8 | 34000 | 2.4
205965719 |  | Live | Daikin North America, LLC | FRANKLIN | Singlezone Ducted, Centrally Ducted | 205965719 |  | HRCU-A-CB | GVZC200481A* |  | CA*F4961*6D*+MBVC1600**-1A*+TXV | 12.5 | 20 | 10 |  |  |  | FALSE | FALSE | FALSE | 46500 | 26800 | 2.81 | 34000 | 2.4
205966422 |  | Live | Daikin North America, LLC | FRANKLIN | Singlezone Ducted, Centrally Ducted | 205966422 |  | HRCU-A-CB | GVZC200361A* |  | CHPF3743C6B*+MBVC1600**-1A*+TXV | 13.5 | 20 | 10 |  |  |  | FALSE | FALSE | FALSE | 35200 | 18200 | 2.44 | 28800 | 2.27
205965723 |  | Live | Daikin North America, LLC | FRANKLIN | Singlezone Ducted, Centrally Ducted | 205965723 |  | HRCU-A-CB | GVZC200481A* |  | CHPF4860D6D*+MBVC2000**-1A*+TXV | 12.5 | 20 | 10 |  |  |  | FALSE | FALSE | FALSE | 45000 | 26600 | 2.8 | 34000 | 2.4
205966425 |  | Live | Daikin North America, LLC | FRANKLIN | Singlezone Ducted, Centrally Ducted | 205966425 |  | HRCU-A-CB | GVZC200361A* |  | AVPEC59D14A* | 14 | 20 | 10 |  |  |  | FALSE | FALSE | FALSE | 35800 | 18900 | 2.34 | 28800 | 2.27
205965724 |  | Live | Daikin North America, LLC | FRANKLIN | Singlezone Ducted, Centrally Ducted | 205965724 |  | HRCU-A-CB | GVZC200481A* |  | CA*F4961*6D*+MBVC1601**-1A*+TXV | 12.5 | 20 | 10 |  |  |  | FALSE | FALSE | FALSE | 46500 | 26800 | 2.81 | 34000 | 2.4
205965725 |  | Live | Daikin North America, LLC | FRANKLIN | Singlezone Ducted, Centrally Ducted | 205965725 |  | HRCU-A-CB | GVZC200481A* |  | CA*F4961*6D*+MBVC2001**-1A*+TXV | 13 | 20 | 10 |  |  |  | FALSE | FALSE | FALSE | 46500 | 26600 | 2.85 | 34000 | 2.4
205966043 |  | Live | Daikin North America, LLC | FRANKLIN | Singlezone Ducted, Centrally Ducted | 205966043 |  | HRCU-A-CB | GVZC200361A* |  | CHPF3642C6C*+MBVC1200**-1A*+TXV | 13 | 20 | 10 |  |  |  | FALSE | FALSE | FALSE | 34800 | 18000 | 2.4 | 28800 | 2.27
205966419 |  | Live | Daikin North America, LLC | FRANKLIN | Singlezone Ducted, Centrally Ducted | 205966419 |  | HRCU-A-CB | GVZC200361A* |  | CHPF3642C6C*+MBVC1600**-1A*+TXV | 13.5 | 20 | 10 |  |  |  | FALSE | FALSE | FALSE | 35000 | 18000 | 2.42 | 28800 | 2.27
205966421 |  | Live | Daikin North America, LLC | FRANKLIN | Singlezone Ducted, Centrally Ducted | 205966421 |  | HRCU-A-CB | GVZC200361A* |  | CHPF3743C6B*+MBVC1200**-1A*+TXV | 13.5 | 20 | 10 |  |  |  | FALSE | FALSE | FALSE | 35000 | 18200 | 2.42 | 28800 | 2.27
205966423 |  | Live | Daikin North America, LLC | FRANKLIN | Singlezone Ducted, Centrally Ducted | 205966423 |  | HRCU-A-CB | GVZC200361A* |  | CSCF3642N6D*+MBVC1600**-1A*+TXV | 13.5 | 20 | 10 |  |  |  | FALSE | FALSE | FALSE | 35000 | 18200 | 2.44 | 28800 | 2.27
205966428 |  | Live | Daikin North America, LLC | FRANKLIN | Singlezone Ducted, Centrally Ducted | 205966428 |  | HRCU-A-CB | GVZC200361A* |  | CA*F3642*6D*+MBVC1201**-1A*+TXV | 13 | 20 | 10 |  |  |  | FALSE | FALSE | FALSE | 34600 | 18000 | 2.4 | 28800 | 2.27
205966427 |  | Live | Daikin North America, LLC | FRANKLIN | Singlezone Ducted, Centrally Ducted | 205966427 |  | HRCU-A-CB | GVZC200361A* |  | CA*F3137*6A*+MBVC1601**-1A*+TXV | 13.5 | 20 | 10 |  |  |  | FALSE | FALSE | FALSE | 34800 | 18200 | 2.44 | 28800 | 2.27
205966429 |  | Live | Daikin North America, LLC | FRANKLIN | Singlezone Ducted, Centrally Ducted | 205966429 |  | HRCU-A-CB | GVZC200361A* |  | CA*F3642*6D*+MBVC1601**-1A*+TXV | 13.5 | 20 | 10 |  |  |  | FALSE | FALSE | FALSE | 34600 | 18000 | 2.42 | 28800 | 2.27
205966424 |  | Live | Daikin North America, LLC | FRANKLIN | Singlezone Ducted, Centrally Ducted | 205966424 |  | HRCU-A-CB | GVZC200361A* |  | AVPEC37C14A* | 13 | 19.5 | 9.8 |  |  |  | FALSE | FALSE | FALSE | 35200 | 18900 | 2.24 | 28800 | 2.27
205966426 |  | Live | Daikin North America, LLC | FRANKLIN | Singlezone Ducted, Centrally Ducted | 205966426 |  | HRCU-A-CB | GVZC200361A* |  | CA*F3137*6A*+MBVC1201**-1A*+TXV | 13.5 | 20 | 10 |  |  |  | FALSE | FALSE | FALSE | 34800 | 18000 | 2.42 | 28800 | 2.27
205966430 |  | Live | Daikin North America, LLC | FRANKLIN | Singlezone Ducted, Centrally Ducted | 205966430 |  | HRCU-A-CB | GVZC200361A* |  | CA*F3743*6D*+MBVC1201**-1A*+TXV | 13.5 | 20 | 10 |  |  |  | FALSE | FALSE | FALSE | 35200 | 18200 | 2.42 | 28800 | 2.27
205966434 |  | Live | Daikin North America, LLC | FRANKLIN | Singlezone Ducted, Centrally Ducted | 205966434 |  | HRCU-A-CB | GVZC200361A* |  | CHPF3743C6B*+MBVC1201**-1A*+TXV | 13.5 | 20 | 10 |  |  |  | FALSE | FALSE | FALSE | 35000 | 18200 | 2.42 | 28800 | 2.27
205966432 |  | Live | Daikin North America, LLC | FRANKLIN | Singlezone Ducted, Centrally Ducted | 205966432 |  | HRCU-A-CB | GVZC200361A* |  | CHPF3642C6C*+MBVC1201**-1A*+TXV | 13 | 20 | 10 |  |  |  | FALSE | FALSE | FALSE | 34800 | 18000 | 2.4 | 28800 | 2.27
205966431 |  | Live | Daikin North America, LLC | FRANKLIN | Singlezone Ducted, Centrally Ducted | 205966431 |  | HRCU-A-CB | GVZC200361A* |  | CA*F3743*6D*+MBVC1601**-1A*+TXV | 14 | 21 | 10 |  |  |  | FALSE | FALSE | FALSE | 35400 | 18200 | 2.46 | 28800 | 2.27
205966433 |  | Live | Daikin North America, LLC | FRANKLIN | Singlezone Ducted, Centrally Ducted | 205966433 |  | HRCU-A-CB | GVZC200361A* |  | CHPF3642C6C*+MBVC1601**-1A*+TXV | 13.5 | 20 | 10 |  |  |  | FALSE | FALSE | FALSE | 35000 | 18000 | 2.42 | 28800 | 2.27
205966436 |  | Live | Daikin North America, LLC | FRANKLIN | Singlezone Ducted, Centrally Ducted | 205966436 |  | HRCU-A-CB | GVZC200361A* |  | CSCF3642N6D*+MBVC1201**-1A*+TXV | 13.5 | 20 | 10 |  |  |  | FALSE | FALSE | FALSE | 34800 | 18200 | 2.42 | 28800 | 2.27
205966437 |  | Live | Daikin North America, LLC | FRANKLIN | Singlezone Ducted, Centrally Ducted | 205966437 |  | HRCU-A-CB | GVZC200361A* |  | CSCF3642N6D*+MBVC1601**-1A*+TXV | 13.5 | 20 | 10 |  |  |  | FALSE | FALSE | FALSE | 35000 | 18200 | 2.44 | 28800 | 2.27
205966435 |  | Live | Daikin North America, LLC | FRANKLIN | Singlezone Ducted, Centrally Ducted | 205966435 |  | HRCU-A-CB | GVZC200361A* |  | CHPF3743C6B*+MBVC1601**-1A*+TXV | 13.5 | 20 | 10 |  |  |  | FALSE | FALSE | FALSE | 35200 | 18200 | 2.44 | 28800 | 2.27
205966441 |  | Live | Daikin North America, LLC | FRANKLIN | Singlezone Ducted, Centrally Ducted | 205966441 |  | HRCU-A-CB | GVZC200481A* |  | CA*F4860*6D*+MBVC2000**-1A*+TXV | 12.5 | 20 | 10 |  |  |  | FALSE | FALSE | FALSE | 45000 | 26600 | 2.8 | 34000 | 2.4
207526356 |  | Live | Trane U.S. Inc. | TRANE | Singlezone Ducted, Centrally Ducted | 207526356 |  | HRCU-A-CB | 4TWV8X36A1 |  | TEM8A0D48V41+TDR | 12.5 | 18 | 10 |  |  |  | FALSE | FALSE | FALSE | 35400 | 25800 | 3.07 | 26100 | 2.46
10153718 |  | Live | Trane U.S. Inc. | TRANE | Singlezone Ducted, Centrally Ducted | 10153718 |  | HRCU-A-CB | 4TWV8036A1 |  | TEM8A0D48V41+TDR | 12.5 | 18 | 10 |  |  |  | FALSE | FALSE | FALSE | 35400 | 25800 | 3.07 | 26100 | 2.46
9035726 |  | Live | Johnson Controls Inc. (York International Norman) | YORK | Singlezone Ducted, Centrally Ducted | 9035726 |  | HRCU-A-CB | YHM48B21 |  | AVC60DX21+TXV | 10 | 17 | 10 |  |  |  | FALSE | FALSE | FALSE | 48000 | 29400 | 2.76 | 29400 | 2.76
9036118 |  | Live | Johnson Controls Inc. (York International Norman) | COLEMAN | Singlezone Ducted, Centrally Ducted | 9036118 |  | HRCU-A-CB | CH16B4821 |  | AVC60DX21+TXV | 10 | 17 | 10 |  |  |  | FALSE | FALSE | FALSE | 48000 | 29400 | 2.76 | 29400 | 2.76
9036588 |  | Live | Johnson Controls Inc. (York International Norman) | FRASER-JOHNSTON | Singlezone Ducted, Centrally Ducted | 9036588 |  | HRCU-A-CB | TH16B4821 |  | AVC60DX21+TXV | 10 | 17 | 10 |  |  |  | FALSE | FALSE | FALSE | 48000 | 29400 | 2.76 | 29400 | 2.76
9036353 |  | Live | Johnson Controls Inc. (York International Norman) | LUXAIRE | Singlezone Ducted, Centrally Ducted | 9036353 |  | HRCU-A-CB | TH16B4821 |  | AVC60DX21+TXV | 10 | 17 | 10 |  |  |  | FALSE | FALSE | FALSE | 48000 | 29400 | 2.76 | 29400 | 2.76
9036787 |  | Live | Johnson Controls Inc. (York International Norman) | CHAMPION HEATING AND COOLING | Singlezone Ducted, Centrally Ducted | 9036787 |  | HRCU-A-CB | TH16B4821 |  | AVC60DX21+TXV | 10 | 17 | 10 |  |  |  | FALSE | FALSE | FALSE | 48000 | 29400 | 2.76 | 29400 | 2.76
207430575 |  | Live | Johnson Controls Inc. (York International Norman) | YORK | Singlezone Ducted, Centrally Ducted | 207430575 |  | HRCU-A-CB | HMH72B601 | Ducted Indoor Units | XAFD60JXXN1+ME20DN21+TXV | 8.25 | 16.75 | 9.5 |  |  |  | FALSE | FALSE | FALSE | 59000 | 37200 | 2.52 | 37200 | 2.52
207434722 |  | Live | Johnson Controls Inc. (York International Norman) | COLEMAN | Singlezone Ducted, Centrally Ducted | 207434722 |  | HRCU-A-CB | HMH72B601 | Ducted Indoor Units | XAFD60JXXN1+ME20DN21+TXV | 8.25 | 16.75 | 9.5 |  |  |  | FALSE | FALSE | FALSE | 59000 | 37200 | 2.52 | 37200 | 2.52
207434723 |  | Live | Johnson Controls Inc. (York International Norman) | LUXAIRE | Singlezone Ducted, Centrally Ducted | 207434723 |  | HRCU-A-CB | HMH72B601 | Ducted Indoor Units | XAFD60JXXN1+ME20DN21+TXV | 8.25 | 16.75 | 9.5 |  |  |  | FALSE | FALSE | FALSE | 59000 | 37200 | 2.52 | 37200 | 2.52
207434726 |  | Live | Johnson Controls Inc. (York International Norman) | FRASER-JOHNSTON | Singlezone Ducted, Centrally Ducted | 207434726 |  | HRCU-A-CB | HMH72B601 | Ducted Indoor Units | XAFD60JXXN1+ME20DN21+TXV | 8.25 | 16.75 | 9.5 |  |  |  | FALSE | FALSE | FALSE | 59000 | 37200 | 2.52 | 37200 | 2.52
207434727 |  | Live | Johnson Controls Inc. (York International Norman) | CHAMPION HEATING AND COOLING | Singlezone Ducted, Centrally Ducted | 207434727 |  | HRCU-A-CB | HMH72B601 | Ducted Indoor Units | XAFD60JXXN1+ME20DN21+TXV | 8.25 | 16.75 | 9.5 |  |  |  | FALSE | FALSE | FALSE | 59000 | 37200 | 2.52 | 37200 | 2.52
208500032 |  | Live | Johnson Controls Inc. (York International Norman) | YORK | Singlezone Ducted, Centrally Ducted | 208500032 |  | HRCU-A-CB | HMH72B601 | Ducted Indoor Units | JHETD60JXXS2N1+TXV | 8.5 | 17 | 9.5 |  |  |  | FALSE | FALSE | FALSE | 58000 | 36400 | 2.5 | 36400 | 2.5
10093494 |  | Live | Trane U.S. Inc. | TRANE | Singlezone Ducted, Centrally Ducted | 10093494 |  | HRCU-A-CB | 4TWV0024A1 |  | TAM9A0B30V31 | 13.75 | 19.25 | 10 |  |  |  | FALSE | FALSE | TRUE | 24200 | 16800 | 1.95 | 16800 | 2.52
208501709 |  | Live | Johnson Controls Inc. (York International Norman) | COLEMAN | Singlezone Ducted, Centrally Ducted | 208501709 |  | HRCU-A-CB | HMH72B601 | Ducted Indoor Units | JHETD60JXXS2N1+TXV | 8.5 | 17 | 9.5 |  |  |  | FALSE | FALSE | FALSE | 58000 | 36400 | 2.5 | 36400 | 2.5
208501711 |  | Live | Johnson Controls Inc. (York International Norman) | LUXAIRE | Singlezone Ducted, Centrally Ducted | 208501711 |  | HRCU-A-CB | HMH72B601 | Ducted Indoor Units | JHETD60JXXS2N1+TXV | 8.5 | 17 | 9.5 |  |  |  | FALSE | FALSE | FALSE | 58000 | 36400 | 2.5 | 36400 | 2.5
208501715 |  | Live | Johnson Controls Inc. (York International Norman) | FRASER-JOHNSTON | Singlezone Ducted, Centrally Ducted | 208501715 |  | HRCU-A-CB | HMH72B601 | Ducted Indoor Units | JHETD60JXXS2N1+TXV | 8.5 | 17 | 9.5 |  |  |  | FALSE | FALSE | FALSE | 58000 | 36400 | 2.5 | 36400 | 2.5
208501717 |  | Live | Johnson Controls Inc. (York International Norman) | CHAMPION HEATING AND COOLING | Singlezone Ducted, Centrally Ducted | 208501717 |  | HRCU-A-CB | HMH72B601 | Ducted Indoor Units | JHETD60JXXS2N1+TXV | 8.5 | 17 | 9.5 |  |  |  | FALSE | FALSE | FALSE | 58000 | 36400 | 2.5 | 36400 | 2.5
208206710 |  | Live | Johnson Controls Inc. (York International Norman) | YORK | Singlezone Ducted, Centrally Ducted | 208206710 |  | HRCU-A-CB | HMH72B601 | Ducted Indoor Units | XAHD60JXXN1+MVC20DN21+TXV | 8 | 16.75 | 9.3 |  |  |  | FALSE | FALSE | FALSE | 57500 | 36800 | 2.46 | 36800 | 2.46
208400419 |  | Live | Johnson Controls Inc. (York International Norman) | COLEMAN | Singlezone Ducted, Centrally Ducted | 208400419 |  | HRCU-A-CB | HMH72B601 | Ducted Indoor Units | XAHD60JXXN1+MVC20DN21+TXV | 8 | 16.75 | 9.3 |  |  |  | FALSE | FALSE | FALSE | 57500 | 36800 | 2.46 | 36800 | 2.46
208400420 |  | Live | Johnson Controls Inc. (York International Norman) | LUXAIRE | Singlezone Ducted, Centrally Ducted | 208400420 |  | HRCU-A-CB | HMH72B601 | Ducted Indoor Units | XAHD60JXXN1+MVC20DN21+TXV | 8 | 16.75 | 9.3 |  |  |  | FALSE | FALSE | FALSE | 57500 | 36800 | 2.46 | 36800 | 2.46
208400423 |  | Live | Johnson Controls Inc. (York International Norman) | FRASER-JOHNSTON | Singlezone Ducted, Centrally Ducted | 208400423 |  | HRCU-A-CB | HMH72B601 | Ducted Indoor Units | XAHD60JXXN1+MVC20DN21+TXV | 8 | 16.75 | 9.3 |  |  |  | FALSE | FALSE | FALSE | 57500 | 36800 | 2.46 | 36800 | 2.46
208400424 |  | Live | Johnson Controls Inc. (York International Norman) | CHAMPION HEATING AND COOLING | Singlezone Ducted, Centrally Ducted | 208400424 |  | HRCU-A-CB | HMH72B601 | Ducted Indoor Units | XAHD60JXXN1+MVC20DN21+TXV | 8 | 16.75 | 9.3 |  |  |  | FALSE | FALSE | FALSE | 57500 | 36800 | 2.46 | 36800 | 2.46
208500201 |  | Live | Johnson Controls Inc. (York International Norman) | YORK | Singlezone Ducted, Centrally Ducted | 208500201 |  | HRCU-A-CB | HMH72B601 | Ducted Indoor Units | XAHD60JXXN1+JMET18DS2N1+TXV | 8.5 | 16.5 | 9.25 |  |  |  | FALSE | FALSE | FALSE | 57000 | 35800 | 2.46 | 35800 | 2.46
208502187 |  | Live | Johnson Controls Inc. (York International Norman) | COLEMAN | Singlezone Ducted, Centrally Ducted | 208502187 |  | HRCU-A-CB | HMH72B601 | Ducted Indoor Units | XAHD60JXXN1+JMET18DS2N1+TXV | 8.5 | 16.5 | 9.25 |  |  |  | FALSE | FALSE | FALSE | 57000 | 35800 | 2.46 | 35800 | 2.46
208502189 |  | Live | Johnson Controls Inc. (York International Norman) | LUXAIRE | Singlezone Ducted, Centrally Ducted | 208502189 |  | HRCU-A-CB | HMH72B601 | Ducted Indoor Units | XAHD60JXXN1+JMET18DS2N1+TXV | 8.5 | 16.5 | 9.25 |  |  |  | FALSE | FALSE | FALSE | 57000 | 35800 | 2.46 | 35800 | 2.46
208502191 |  | Live | Johnson Controls Inc. (York International Norman) | FRASER-JOHNSTON | Singlezone Ducted, Centrally Ducted | 208502191 |  | HRCU-A-CB | HMH72B601 | Ducted Indoor Units | XAHD60JXXN1+JMET18DS2N1+TXV | 8.5 | 16.5 | 9.25 |  |  |  | FALSE | FALSE | FALSE | 57000 | 35800 | 2.46 | 35800 | 2.46
208502192 |  | Live | Johnson Controls Inc. (York International Norman) | CHAMPION HEATING AND COOLING | Singlezone Ducted, Centrally Ducted | 208502192 |  | HRCU-A-CB | HMH72B601 | Ducted Indoor Units | XAHD60JXXN1+JMET18DS2N1+TXV | 8.5 | 16.5 | 9.25 |  |  |  | FALSE | FALSE | FALSE | 57000 | 35800 | 2.46 | 35800 | 2.46
205976190 |  | Live | Daikin North America, LLC | GOODMAN | Singlezone Ducted, Centrally Ducted | 205976190 |  | HRCU-A-CB | GVZC200601A* |  | AVPEC61D14A* | 11.5 | 20 | 10 |  |  |  | FALSE | FALSE | FALSE | 52500 | 32600 | 2.68 | 37300 | 2.44
9035958 |  | Live | Johnson Controls Inc. (York International Norman) | YORK | Singlezone Ducted, Centrally Ducted | 9035958 |  | HRCU-A-CB | YHM60B21 |  | AVC60DX21+TXV | 10 | 16.25 | 9.25 |  |  |  | FALSE | FALSE | FALSE | 55500 | 32000 | 2.74 | 32000 | 2.74
205976136 |  | Live | Daikin North America, LLC | GOODMAN | Singlezone Ducted, Centrally Ducted | 205976136 |  | HRCU-A-CB | GVZC200601A* |  | CA*F4961*6D*+MBVC2000**-1A*+TXV | 11.5 | 20 | 10 |  |  |  | FALSE | FALSE | FALSE | 52500 | 32000 | 2.7 | 37300 | 2.44
205976191 |  | Live | Daikin North America, LLC | GOODMAN | Singlezone Ducted, Centrally Ducted | 205976191 |  | HRCU-A-CB | GVZC200601A* |  | CA*F4961*6D*+MBVC2001**-1A*+TXV | 11.5 | 20 | 10 |  |  |  | FALSE | FALSE | FALSE | 52500 | 32000 | 2.7 | 37300 | 2.44
9036009 |  | Live | Johnson Controls Inc. (York International Norman) | COLEMAN | Singlezone Ducted, Centrally Ducted | 9036009 |  | HRCU-A-CB | CH16B6021 |  | AVC60DX21+TXV | 10 | 16.25 | 9.25 |  |  |  | FALSE | FALSE | FALSE | 55500 | 32000 | 2.74 | 32000 | 2.74
9036037 |  | Live | Johnson Controls Inc. (York International Norman) | LUXAIRE | Singlezone Ducted, Centrally Ducted | 9036037 |  | HRCU-A-CB | TH16B6021 |  | AVC60DX21+TXV | 10 | 16.25 | 9.25 |  |  |  | FALSE | FALSE | FALSE | 55500 | 32000 | 2.74 | 32000 | 2.74
205976180 |  | Live | Daikin North America, LLC | GOODMAN | Singlezone Ducted, Centrally Ducted | 205976180 |  | HRCU-A-CB | GVZC200601A* |  | CHPF4860D6D*+MBVC2000**-1A*+TXV | 11.5 | 19.5 | 10 |  |  |  | FALSE | FALSE | FALSE | 51500 | 32000 | 2.7 | 37300 | 2.44
9036065 |  | Live | Johnson Controls Inc. (York International Norman) | FRASER-JOHNSTON | Singlezone Ducted, Centrally Ducted | 9036065 |  | HRCU-A-CB | TH16B6021 |  | AVC60DX21+TXV | 10 | 16.25 | 9.25 |  |  |  | FALSE | FALSE | FALSE | 55500 | 32000 | 2.74 | 32000 | 2.74
205976192 |  | Live | Daikin North America, LLC | GOODMAN | Singlezone Ducted, Centrally Ducted | 205976192 |  | HRCU-A-CB | GVZC200601A* |  | CHPF4860D6D*+MBVC2001**-1A*+TXV | 11.5 | 19.5 | 10 |  |  |  | FALSE | FALSE | FALSE | 51500 | 32000 | 2.68 | 37300 | 2.44
9036087 |  | Live | Johnson Controls Inc. (York International Norman) | CHAMPION HEATING AND COOLING | Singlezone Ducted, Centrally Ducted | 9036087 |  | HRCU-A-CB | TH16B6021 |  | AVC60DX21+TXV | 10 | 16.25 | 9.25 |  |  |  | FALSE | FALSE | FALSE | 55500 | 32000 | 2.74 | 32000 | 2.74
9060334 |  | Live | Johnson Controls Inc. (York International Norman) | YORK | Singlezone Ducted, Centrally Ducted | 9060334 |  | HRCU-A-CB | YHM24B21 |  | AVC36CX21+TXV | 12.25 | 17.75 | 9 |  |  |  | FALSE | FALSE | FALSE | 24000 | 14600 | 2.64 | 14600 | 2.64
9060434 |  | Live | Johnson Controls Inc. (York International Norman) | COLEMAN | Singlezone Ducted, Centrally Ducted | 9060434 |  | HRCU-A-CB | CH16B2421 |  | AVC36CX21+TXV | 12.25 | 17.75 | 9 |  |  |  | FALSE | FALSE | FALSE | 24000 | 14600 | 2.64 | 14600 | 2.64
9060444 |  | Live | Johnson Controls Inc. (York International Norman) | LUXAIRE | Singlezone Ducted, Centrally Ducted | 9060444 |  | HRCU-A-CB | TH16B2421 |  | AVC36CX21+TXV | 12.25 | 17.75 | 9 |  |  |  | FALSE | FALSE | FALSE | 24000 | 14600 | 2.64 | 14600 | 2.64
9060454 |  | Live | Johnson Controls Inc. (York International Norman) | FRASER-JOHNSTON | Singlezone Ducted, Centrally Ducted | 9060454 |  | HRCU-A-CB | TH16B2421 |  | AVC36CX21+TXV | 12.25 | 17.75 | 9 |  |  |  | FALSE | FALSE | FALSE | 24000 | 14600 | 2.64 | 14600 | 2.64
9060464 |  | Live | Johnson Controls Inc. (York International Norman) | CHAMPION HEATING AND COOLING | Singlezone Ducted, Centrally Ducted | 9060464 |  | HRCU-A-CB | TH16B2421 |  | AVC36CX21+TXV | 12.25 | 17.75 | 9 |  |  |  | FALSE | FALSE | FALSE | 24000 | 14600 | 2.64 | 14600 | 2.64
205880468 |  | Live | Daikin North America, LLC | GOODMAN | Singlezone Ducted, Centrally Ducted | 205880468 |  | HRCU-A-CB | GVZC200361A* |  | CA*F3743*6D*+MBVC1600**-1A*+TXV | 14 | 21 | 10 |  |  |  | FALSE | FALSE | FALSE | 35400 | 18200 | 2.46 | 28800 | 2.27
9060431 |  | Live | Johnson Controls Inc. (York International Norman) | COLEMAN | Singlezone Ducted, Centrally Ducted | 9060431 |  | HRCU-A-CB | CH16B2421 |  | AVC24BX21+TXV | 12.25 | 18 | 9 |  |  |  | FALSE | FALSE | FALSE | 24000 | 14800 | 2.64 | 14800 | 2.64
9060451 |  | Live | Johnson Controls Inc. (York International Norman) | FRASER-JOHNSTON | Singlezone Ducted, Centrally Ducted | 9060451 |  | HRCU-A-CB | TH16B2421 |  | AVC24BX21+TXV | 12.25 | 18 | 9 |  |  |  | FALSE | FALSE | FALSE | 24000 | 14800 | 2.64 | 14800 | 2.64
9060441 |  | Live | Johnson Controls Inc. (York International Norman) | LUXAIRE | Singlezone Ducted, Centrally Ducted | 9060441 |  | HRCU-A-CB | TH16B2421 |  | AVC24BX21+TXV | 12.25 | 18 | 9 |  |  |  | FALSE | FALSE | FALSE | 24000 | 14800 | 2.64 | 14800 | 2.64
9060331 |  | Live | Johnson Controls Inc. (York International Norman) | YORK | Singlezone Ducted, Centrally Ducted | 9060331 |  | HRCU-A-CB | YHM24B21 |  | AVC24BX21+TXV | 12.25 | 18 | 9 |  |  |  | FALSE | FALSE | FALSE | 24000 | 14800 | 2.64 | 14800 | 2.64
9060461 |  | Live | Johnson Controls Inc. (York International Norman) | CHAMPION HEATING AND COOLING | Singlezone Ducted, Centrally Ducted | 9060461 |  | HRCU-A-CB | TH16B2421 |  | AVC24BX21+TXV | 12.25 | 18 | 9 |  |  |  | FALSE | FALSE | FALSE | 24000 | 14800 | 2.64 | 14800 | 2.64
205886763 |  | Live | Daikin North America, LLC | GOODMAN | Singlezone Ducted, Centrally Ducted | 205886763 |  | HRCU-A-CB | GVZC200241A* |  | CA*F3137*6A*+MBVC1200**-1A*+TXV | 13 | 21 | 10 |  |  |  | FALSE | FALSE | FALSE | 23800 | 13000 | 2.61 | 15200 | 2.45
205880466 |  | Live | Daikin North America, LLC | GOODMAN | Singlezone Ducted, Centrally Ducted | 205880466 |  | HRCU-A-CB | GVZC200241A* |  | CA*F3642*6D*+MBVC1200**-1A*+TXV | 13 | 21 | 10 |  |  |  | FALSE | FALSE | FALSE | 23400 | 13000 | 2.57 | 15200 | 2.45
205880469 |  | Live | Daikin North America, LLC | GOODMAN | Singlezone Ducted, Centrally Ducted | 205880469 |  | HRCU-A-CB | GVZC200481A* |  | CA*F4961*6D*+MBVC2000**-1A*+TXV | 13 | 20 | 10 |  |  |  | FALSE | FALSE | FALSE | 46500 | 26600 | 2.85 | 34000 | 2.4
205886769 |  | Live | Daikin North America, LLC | GOODMAN | Singlezone Ducted, Centrally Ducted | 205886769 |  | HRCU-A-CB | GVZC200241A* |  | CA*F3636*6D*+MBVC1200**-1A*+TXV | 13 | 20 | 10 |  |  |  | FALSE | FALSE | FALSE | 23200 | 13000 | 2.57 | 15200 | 2.45
205886778 |  | Live | Daikin North America, LLC | GOODMAN | Singlezone Ducted, Centrally Ducted | 205886778 |  | HRCU-A-CB | GVZC200241A* |  | CA*F3743*6D*+MBVC1200**-1A*+TXV | 13 | 21 | 10 |  |  |  | FALSE | FALSE | FALSE | 23800 | 13000 | 2.63 | 15200 | 2.45
205886792 |  | Live | Daikin North America, LLC | GOODMAN | Singlezone Ducted, Centrally Ducted | 205886792 |  | HRCU-A-CB | GVZC200241A* |  | CA*F3642*6D*+MBVC1201**-1A*+TXV | 13 | 21 | 10 |  |  |  | FALSE | FALSE | FALSE | 23400 | 13000 | 2.57 | 15200 | 2.45
205886783 |  | Live | Daikin North America, LLC | GOODMAN | Singlezone Ducted, Centrally Ducted | 205886783 |  | HRCU-A-CB | GVZC200241A* |  | CHPF3636B6C*+MBVC1200**-1A*+TXV | 13 | 21 | 10 |  |  |  | FALSE | FALSE | FALSE | 23400 | 13000 | 2.61 | 15200 | 2.45
205886786 |  | Live | Daikin North America, LLC | GOODMAN | Singlezone Ducted, Centrally Ducted | 205886786 |  | HRCU-A-CB | GVZC200241A* |  | CHPF3642C6C*+MBVC1200**-1A*+TXV | 13 | 21 | 10 |  |  |  | FALSE | FALSE | FALSE | 23400 | 13000 | 2.61 | 15200 | 2.45
205886790 |  | Live | Daikin North America, LLC | GOODMAN | Singlezone Ducted, Centrally Ducted | 205886790 |  | HRCU-A-CB | GVZC200241A* |  | CA*F3137*6A*+MBVC1201**-1A*+TXV | 13 | 21 | 10 |  |  |  | FALSE | FALSE | FALSE | 23800 | 13000 | 2.61 | 15200 | 2.45
205886789 |  | Live | Daikin North America, LLC | GOODMAN | Singlezone Ducted, Centrally Ducted | 205886789 |  | HRCU-A-CB | GVZC200241A* |  | AVPEC25B14A* | 13 | 21 | 10 |  |  |  | FALSE | FALSE | FALSE | 23000 | 13600 | 2.61 | 15200 | 2.45
205886791 |  | Live | Daikin North America, LLC | GOODMAN | Singlezone Ducted, Centrally Ducted | 205886791 |  | HRCU-A-CB | GVZC200241A* |  | CA*F3636*6D*+MBVC1201**-1A*+TXV | 13 | 20 | 10 |  |  |  | FALSE | FALSE | FALSE | 23200 | 13000 | 2.57 | 15200 | 2.45
205886793 |  | Live | Daikin North America, LLC | GOODMAN | Singlezone Ducted, Centrally Ducted | 205886793 |  | HRCU-A-CB | GVZC200241A* |  | CA*F3743*6D*+MBVC1201**-1A*+TXV | 13 | 21 | 10 |  |  |  | FALSE | FALSE | FALSE | 23800 | 13000 | 2.63 | 15200 | 2.45
205886798 |  | Live | Daikin North America, LLC | GOODMAN | Singlezone Ducted, Centrally Ducted | 205886798 |  | HRCU-A-CB | GVZC200361A* |  | CA*F3137*6A*+MBVC1200**-1A*+TXV | 13.5 | 20 | 10 |  |  |  | FALSE | FALSE | FALSE | 34800 | 18000 | 2.42 | 28800 | 2.27
205886795 |  | Live | Daikin North America, LLC | GOODMAN | Singlezone Ducted, Centrally Ducted | 205886795 |  | HRCU-A-CB | GVZC200241A* |  | CHPF3642C6C*+MBVC1201**-1A*+TXV | 13 | 21 | 10 |  |  |  | FALSE | FALSE | FALSE | 23400 | 13000 | 2.61 | 15200 | 2.45
205886794 |  | Live | Daikin North America, LLC | GOODMAN | Singlezone Ducted, Centrally Ducted | 205886794 |  | HRCU-A-CB | GVZC200241A* |  | CHPF3636B6C*+MBVC1201**-1A*+TXV | 13 | 21 | 10 |  |  |  | FALSE | FALSE | FALSE | 23400 | 13000 | 2.61 | 15200 | 2.45
205886799 |  | Live | Daikin North America, LLC | GOODMAN | Singlezone Ducted, Centrally Ducted | 205886799 |  | HRCU-A-CB | GVZC200361A* |  | CA*F3137*6A*+MBVC1600**-1A*+TXV | 13.5 | 20 | 10 |  |  |  | FALSE | FALSE | FALSE | 34800 | 18200 | 2.44 | 28800 | 2.27
10153717 |  | Live | Trane U.S. Inc. | TRANE | Singlezone Ducted, Centrally Ducted | 10153717 |  | HRCU-A-CB | 4TWV8036A1 |  | TEM8A0C48V41+TDR | 12.5 | 18 | 10 |  |  |  | FALSE | FALSE | FALSE | 36200 | 25400 | 3.08 | 25700 | 2.42
205886808 |  | Live | Daikin North America, LLC | GOODMAN | Singlezone Ducted, Centrally Ducted | 205886808 |  | HRCU-A-CB | GVZC200361A* |  | CA*F3642*6D*+MBVC1600**-1A*+TXV | 13.5 | 20 | 10 |  |  |  | FALSE | FALSE | FALSE | 34600 | 18000 | 2.42 | 28800 | 2.27
206838939 |  | Live | Johnson Controls Inc. (York International Norman) | COLEMAN | Singlezone Ducted, Centrally Ducted | 206838939 |  | HRCU-A-CB | CH16B2421 |  | CF30BXA1+ME08BN21+TXV | 12.25 | 18 | 9 |  |  |  | FALSE | FALSE | FALSE | 25400 | 15100 | 2.68 | 15100 | 2.68
206838911 |  | Live | Johnson Controls Inc. (York International Norman) | YORK | Singlezone Ducted, Centrally Ducted | 206838911 |  | HRCU-A-CB | YHM24B21 |  | CF30BXA1+ME08BN21+TXV | 12.25 | 18 | 9 |  |  |  | FALSE | FALSE | FALSE | 25400 | 15100 | 2.68 | 15100 | 2.68
205886807 |  | Live | Daikin North America, LLC | GOODMAN | Singlezone Ducted, Centrally Ducted | 205886807 |  | HRCU-A-CB | GVZC200361A* |  | CA*F3642*6D*+MBVC1200**-1A*+TXV | 13 | 20 | 10 |  |  |  | FALSE | FALSE | FALSE | 34600 | 18000 | 2.4 | 28800 | 2.27
206838940 |  | Live | Johnson Controls Inc. (York International Norman) | LUXAIRE | Singlezone Ducted, Centrally Ducted | 206838940 |  | HRCU-A-CB | TH16B2421 |  | CF30BXA1+ME08BN21+TXV | 12.25 | 18 | 9 |  |  |  | FALSE | FALSE | FALSE | 25400 | 15100 | 2.68 | 15100 | 2.68
206838941 |  | Live | Johnson Controls Inc. (York International Norman) | FRASER-JOHNSTON | Singlezone Ducted, Centrally Ducted | 206838941 |  | HRCU-A-CB | TH16B2421 |  | CF30BXA1+ME08BN21+TXV | 12.25 | 18 | 9 |  |  |  | FALSE | FALSE | FALSE | 25400 | 15100 | 2.68 | 15100 | 2.68
206838942 |  | Live | Johnson Controls Inc. (York International Norman) | CHAMPION HEATING AND COOLING | Singlezone Ducted, Centrally Ducted | 206838942 |  | HRCU-A-CB | TH16B2421 |  | CF30BXA1+ME08BN21+TXV | 12.25 | 18 | 9 |  |  |  | FALSE | FALSE | FALSE | 25400 | 15100 | 2.68 | 15100 | 2.68
10093504 |  | Live | Trane U.S. Inc. | TRANE | Singlezone Ducted, Centrally Ducted | 10093504 |  | HRCU-A-CB | 4TWV8036A1 |  | TAM9A0B30V31 | 12.5 | 18 | 10 |  |  |  | FALSE | FALSE | FALSE | 34400 | 26600 | 3.25 | 26800 | 2.4
205886816 |  | Live | Daikin North America, LLC | GOODMAN | Singlezone Ducted, Centrally Ducted | 205886816 |  | HRCU-A-CB | GVZC200361A* |  | CA*F3743*6D*+MBVC1200**-1A*+TXV | 13.5 | 20 | 10 |  |  |  | FALSE | FALSE | FALSE | 35200 | 18200 | 2.42 | 28800 | 2.27
206838944 |  | Live | Johnson Controls Inc. (York International Norman) | LUXAIRE | Singlezone Ducted, Centrally Ducted | 206838944 |  | HRCU-A-CB | TH16B2421 |  | CF30BBAA1+ME08BN21 | 12.25 | 18 | 9 |  |  |  | FALSE | FALSE | FALSE | 25400 | 15100 | 2.68 | 15100 | 2.68
206838912 |  | Live | Johnson Controls Inc. (York International Norman) | YORK | Singlezone Ducted, Centrally Ducted | 206838912 |  | HRCU-A-CB | YHM24B21 |  | CF30BBAA1+ME08BN21 | 12.25 | 18 | 9 |  |  |  | FALSE | FALSE | FALSE | 25400 | 15100 | 2.68 | 15100 | 2.68
206838946 |  | Live | Johnson Controls Inc. (York International Norman) | CHAMPION HEATING AND COOLING | Singlezone Ducted, Centrally Ducted | 206838946 |  | HRCU-A-CB | TH16B2421 |  | CF30BBAA1+ME08BN21 | 12.25 | 18 | 9 |  |  |  | FALSE | FALSE | FALSE | 25400 | 15100 | 2.68 | 15100 | 2.68
206838943 |  | Live | Johnson Controls Inc. (York International Norman) | COLEMAN | Singlezone Ducted, Centrally Ducted | 206838943 |  | HRCU-A-CB | CH16B2421 |  | CF30BBAA1+ME08BN21 | 12.25 | 18 | 9 |  |  |  | FALSE | FALSE | FALSE | 25400 | 15100 | 2.68 | 15100 | 2.68
205886826 |  | Live | Daikin North America, LLC | GOODMAN | Singlezone Ducted, Centrally Ducted | 205886826 |  | HRCU-A-CB | GVZC200361A* |  | CHPF3642C6C*+MBVC1600**-1A*+TXV | 13.5 | 20 | 10 |  |  |  | FALSE | FALSE | FALSE | 35000 | 18000 | 2.42 | 28800 | 2.27
206838945 |  | Live | Johnson Controls Inc. (York International Norman) | FRASER-JOHNSTON | Singlezone Ducted, Centrally Ducted | 206838945 |  | HRCU-A-CB | TH16B2421 |  | CF30BBAA1+ME08BN21 | 12.25 | 18 | 9 |  |  |  | FALSE | FALSE | FALSE | 25400 | 15100 | 2.68 | 15100 | 2.68
205886825 |  | Live | Daikin North America, LLC | GOODMAN | Singlezone Ducted, Centrally Ducted | 205886825 |  | HRCU-A-CB | GVZC200361A* |  | CHPF3642C6C*+MBVC1200**-1A*+TXV | 13 | 20 | 10 |  |  |  | FALSE | FALSE | FALSE | 34800 | 18000 | 2.4 | 28800 | 2.27
206838913 |  | Live | Johnson Controls Inc. (York International Norman) | YORK | Singlezone Ducted, Centrally Ducted | 206838913 |  | HRCU-A-CB | YHM24B21 |  | CM30BXA1+ME08BN21+TXV | 12.25 | 18 | 9 |  |  |  | FALSE | FALSE | FALSE | 25400 | 15100 | 2.68 | 15100 | 2.68
206838947 |  | Live | Johnson Controls Inc. (York International Norman) | COLEMAN | Singlezone Ducted, Centrally Ducted | 206838947 |  | HRCU-A-CB | CH16B2421 |  | CM30BXA1+ME08BN21+TXV | 12.25 | 18 | 9 |  |  |  | FALSE | FALSE | FALSE | 25400 | 15100 | 2.68 | 15100 | 2.68
207526355 |  | Live | Trane U.S. Inc. | TRANE | Singlezone Ducted, Centrally Ducted | 207526355 |  | HRCU-A-CB | 4TWV8X36A1 |  | TEM8A0C48V41+TDR | 12.5 | 18 | 10 |  |  |  | FALSE | FALSE | FALSE | 36200 | 25400 | 3.08 | 25700 | 2.42
206838914 |  | Live | Johnson Controls Inc. (York International Norman) | YORK | Singlezone Ducted, Centrally Ducted | 206838914 |  | HRCU-A-CB | YHM24B21 |  | CM30BBAA1+ME08BN21 | 12.25 | 18 | 9 |  |  |  | FALSE | FALSE | FALSE | 25400 | 15100 | 2.68 | 15100 | 2.68
206838949 |  | Live | Johnson Controls Inc. (York International Norman) | FRASER-JOHNSTON | Singlezone Ducted, Centrally Ducted | 206838949 |  | HRCU-A-CB | TH16B2421 |  | CM30BXA1+ME08BN21+TXV | 12.25 | 18 | 9 |  |  |  | FALSE | FALSE | FALSE | 25400 | 15100 | 2.68 | 15100 | 2.68
205886835 |  | Live | Daikin North America, LLC | GOODMAN | Singlezone Ducted, Centrally Ducted | 205886835 |  | HRCU-A-CB | GVZC200361A* |  | CHPF3743C6B*+MBVC1200**-1A*+TXV | 13.5 | 20 | 10 |  |  |  | FALSE | FALSE | FALSE | 35000 | 18200 | 2.42 | 28800 | 2.27
206838948 |  | Live | Johnson Controls Inc. (York International Norman) | LUXAIRE | Singlezone Ducted, Centrally Ducted | 206838948 |  | HRCU-A-CB | TH16B2421 |  | CM30BXA1+ME08BN21+TXV | 12.25 | 18 | 9 |  |  |  | FALSE | FALSE | FALSE | 25400 | 15100 | 2.68 | 15100 | 2.68
205886836 |  | Live | Daikin North America, LLC | GOODMAN | Singlezone Ducted, Centrally Ducted | 205886836 |  | HRCU-A-CB | GVZC200361A* |  | CHPF3743C6B*+MBVC1600**-1A*+TXV | 13.5 | 20 | 10 |  |  |  | FALSE | FALSE | FALSE | 35200 | 18200 | 2.44 | 28800 | 2.27
206838950 |  | Live | Johnson Controls Inc. (York International Norman) | CHAMPION HEATING AND COOLING | Singlezone Ducted, Centrally Ducted | 206838950 |  | HRCU-A-CB | TH16B2421 |  | CM30BXA1+ME08BN21+TXV | 12.25 | 18 | 9 |  |  |  | FALSE | FALSE | FALSE | 25400 | 15100 | 2.68 | 15100 | 2.68
206838951 |  | Live | Johnson Controls Inc. (York International Norman) | COLEMAN | Singlezone Ducted, Centrally Ducted | 206838951 |  | HRCU-A-CB | CH16B2421 |  | CM30BBAA1+ME08BN21 | 12.25 | 18 | 9 |  |  |  | FALSE | FALSE | FALSE | 25400 | 15100 | 2.68 | 15100 | 2.68
206838952 |  | Live | Johnson Controls Inc. (York International Norman) | LUXAIRE | Singlezone Ducted, Centrally Ducted | 206838952 |  | HRCU-A-CB | TH16B2421 |  | CM30BBAA1+ME08BN21 | 12.25 | 18 | 9 |  |  |  | FALSE | FALSE | FALSE | 25400 | 15100 | 2.68 | 15100 | 2.68
205886853 |  | Live | Daikin North America, LLC | GOODMAN | Singlezone Ducted, Centrally Ducted | 205886853 |  | HRCU-A-CB | GVZC200361A* |  | AVPEC59D14A* | 14 | 20 | 10 |  |  |  | FALSE | FALSE | FALSE | 35800 | 18900 | 2.34 | 28800 | 2.27
205886846 |  | Live | Daikin North America, LLC | GOODMAN | Singlezone Ducted, Centrally Ducted | 205886846 |  | HRCU-A-CB | GVZC200361A* |  | CSCF3642N6D*+MBVC1200**-1A*+TXV | 13.5 | 20 | 10 |  |  |  | FALSE | FALSE | FALSE | 34800 | 18200 | 2.42 | 28800 | 2.27
9060330 |  | Live | Johnson Controls Inc. (York International Norman) | YORK | Singlezone Ducted, Centrally Ducted | 9060330 |  | HRCU-A-CB | YHM24B21 |  | AE30BX21+TXV | 12.5 | 18.25 | 9 |  |  |  | FALSE | FALSE | FALSE | 24000 | 14800 | 2.75 | 14800 | 2.75
205886847 |  | Live | Daikin North America, LLC | GOODMAN | Singlezone Ducted, Centrally Ducted | 205886847 |  | HRCU-A-CB | GVZC200361A* |  | CSCF3642N6D*+MBVC1600**-1A*+TXV | 13.5 | 20 | 10 |  |  |  | FALSE | FALSE | FALSE | 35000 | 18200 | 2.44 | 28800 | 2.27
206838954 |  | Live | Johnson Controls Inc. (York International Norman) | CHAMPION HEATING AND COOLING | Singlezone Ducted, Centrally Ducted | 206838954 |  | HRCU-A-CB | TH16B2421 |  | CM30BBAA1+ME08BN21 | 12.25 | 18 | 9 |  |  |  | FALSE | FALSE | FALSE | 25400 | 15100 | 2.68 | 15100 | 2.68
205886861 |  | Live | Daikin North America, LLC | GOODMAN | Singlezone Ducted, Centrally Ducted | 205886861 |  | HRCU-A-CB | GVZC200361A* |  | CHPF3642C6C*+MBVC1601**-1A*+TXV | 13.5 | 20 | 10 |  |  |  | FALSE | FALSE | FALSE | 35000 | 18000 | 2.42 | 28800 | 2.27
9060430 |  | Live | Johnson Controls Inc. (York International Norman) | COLEMAN | Singlezone Ducted, Centrally Ducted | 9060430 |  | HRCU-A-CB | CH16B2421 |  | AE30BX21+TXV | 12.5 | 18.25 | 9 |  |  |  | FALSE | FALSE | FALSE | 24000 | 14800 | 2.75 | 14800 | 2.75
205886855 |  | Live | Daikin North America, LLC | GOODMAN | Singlezone Ducted, Centrally Ducted | 205886855 |  | HRCU-A-CB | GVZC200361A* |  | CA*F3137*6A*+MBVC1601**-1A*+TXV | 13.5 | 20 | 10 |  |  |  | FALSE | FALSE | FALSE | 34800 | 18200 | 2.44 | 28800 | 2.27
205886854 |  | Live | Daikin North America, LLC | GOODMAN | Singlezone Ducted, Centrally Ducted | 205886854 |  | HRCU-A-CB | GVZC200361A* |  | CA*F3137*6A*+MBVC1201**-1A*+TXV | 13.5 | 20 | 10 |  |  |  | FALSE | FALSE | FALSE | 34800 | 18000 | 2.42 | 28800 | 2.27
206838953 |  | Live | Johnson Controls Inc. (York International Norman) | FRASER-JOHNSTON | Singlezone Ducted, Centrally Ducted | 206838953 |  | HRCU-A-CB | TH16B2421 |  | CM30BBAA1+ME08BN21 | 12.25 | 18 | 9 |  |  |  | FALSE | FALSE | FALSE | 25400 | 15100 | 2.68 | 15100 | 2.68
205886852 |  | Live | Daikin North America, LLC | GOODMAN | Singlezone Ducted, Centrally Ducted | 205886852 |  | HRCU-A-CB | GVZC200361A* |  | AVPEC37C14A* | 13 | 19.5 | 9.8 |  |  |  | FALSE | FALSE | FALSE | 35200 | 18900 | 2.24 | 28800 | 2.27
205886856 |  | Live | Daikin North America, LLC | GOODMAN | Singlezone Ducted, Centrally Ducted | 205886856 |  | HRCU-A-CB | GVZC200361A* |  | CA*F3642*6D*+MBVC1201**-1A*+TXV | 13 | 20 | 10 |  |  |  | FALSE | FALSE | FALSE | 34600 | 18000 | 2.4 | 28800 | 2.27
205886857 |  | Live | Daikin North America, LLC | GOODMAN | Singlezone Ducted, Centrally Ducted | 205886857 |  | HRCU-A-CB | GVZC200361A* |  | CA*F3642*6D*+MBVC1601**-1A*+TXV | 13.5 | 20 | 10 |  |  |  | FALSE | FALSE | FALSE | 34600 | 18000 | 2.42 | 28800 | 2.27
205886858 |  | Live | Daikin North America, LLC | GOODMAN | Singlezone Ducted, Centrally Ducted | 205886858 |  | HRCU-A-CB | GVZC200361A* |  | CA*F3743*6D*+MBVC1201**-1A*+TXV | 13.5 | 20 | 10 |  |  |  | FALSE | FALSE | FALSE | 35200 | 18200 | 2.42 | 28800 | 2.27
205886869 |  | Live | Daikin North America, LLC | GOODMAN | Singlezone Ducted, Centrally Ducted | 205886869 |  | HRCU-A-CB | GVZC200481A* |  | CA*F4860*6D*+MBVC1600**-1A*+TXV | 12 | 19.5 | 10 |  |  |  | FALSE | FALSE | FALSE | 44500 | 26600 | 2.76 | 34000 | 2.4
9060440 |  | Live | Johnson Controls Inc. (York International Norman) | LUXAIRE | Singlezone Ducted, Centrally Ducted | 9060440 |  | HRCU-A-CB | TH16B2421 |  | AE30BX21+TXV | 12.5 | 18.25 | 9 |  |  |  | FALSE | FALSE | FALSE | 24000 | 14800 | 2.75 | 14800 | 2.75
205886859 |  | Live | Daikin North America, LLC | GOODMAN | Singlezone Ducted, Centrally Ducted | 205886859 |  | HRCU-A-CB | GVZC200361A* |  | CA*F3743*6D*+MBVC1601**-1A*+TXV | 14 | 21 | 10 |  |  |  | FALSE | FALSE | FALSE | 35400 | 18200 | 2.46 | 28800 | 2.27
9060450 |  | Live | Johnson Controls Inc. (York International Norman) | FRASER-JOHNSTON | Singlezone Ducted, Centrally Ducted | 9060450 |  | HRCU-A-CB | TH16B2421 |  | AE30BX21+TXV | 12.5 | 18.25 | 9 |  |  |  | FALSE | FALSE | FALSE | 24000 | 14800 | 2.75 | 14800 | 2.75
205886860 |  | Live | Daikin North America, LLC | GOODMAN | Singlezone Ducted, Centrally Ducted | 205886860 |  | HRCU-A-CB | GVZC200361A* |  | CHPF3642C6C*+MBVC1201**-1A*+TXV | 13 | 20 | 10 |  |  |  | FALSE | FALSE | FALSE | 34800 | 18000 | 2.4 | 28800 | 2.27
205886862 |  | Live | Daikin North America, LLC | GOODMAN | Singlezone Ducted, Centrally Ducted | 205886862 |  | HRCU-A-CB | GVZC200361A* |  | CHPF3743C6B*+MBVC1201**-1A*+TXV | 13.5 | 20 | 10 |  |  |  | FALSE | FALSE | FALSE | 35000 | 18200 | 2.42 | 28800 | 2.27
205886863 |  | Live | Daikin North America, LLC | GOODMAN | Singlezone Ducted, Centrally Ducted | 205886863 |  | HRCU-A-CB | GVZC200361A* |  | CHPF3743C6B*+MBVC1601**-1A*+TXV | 13.5 | 20 | 10 |  |  |  | FALSE | FALSE | FALSE | 35200 | 18200 | 2.44 | 28800 | 2.27
9060460 |  | Live | Johnson Controls Inc. (York International Norman) | CHAMPION HEATING AND COOLING | Singlezone Ducted, Centrally Ducted | 9060460 |  | HRCU-A-CB | TH16B2421 |  | AE30BX21+TXV | 12.5 | 18.25 | 9 |  |  |  | FALSE | FALSE | FALSE | 24000 | 14800 | 2.75 | 14800 | 2.75
205886864 |  | Live | Daikin North America, LLC | GOODMAN | Singlezone Ducted, Centrally Ducted | 205886864 |  | HRCU-A-CB | GVZC200361A* |  | CSCF3642N6D*+MBVC1201**-1A*+TXV | 13.5 | 20 | 10 |  |  |  | FALSE | FALSE | FALSE | 34800 | 18200 | 2.42 | 28800 | 2.27
205886865 |  | Live | Daikin North America, LLC | GOODMAN | Singlezone Ducted, Centrally Ducted | 205886865 |  | HRCU-A-CB | GVZC200361A* |  | CSCF3642N6D*+MBVC1601**-1A*+TXV | 13.5 | 20 | 10 |  |  |  | FALSE | FALSE | FALSE | 35000 | 18200 | 2.44 | 28800 | 2.27
10153714 |  | Live | Trane U.S. Inc. | TRANE | Singlezone Ducted, Centrally Ducted | 10153714 |  | HRCU-A-CB | 4TWV8036A1 |  | TEM8A0C36V31+TDR | 12.5 | 18 | 10 |  |  |  | FALSE | FALSE | FALSE | 35200 | 25600 | 3.13 | 25800 | 2.39
205886870 |  | Live | Daikin North America, LLC | GOODMAN | Singlezone Ducted, Centrally Ducted | 205886870 |  | HRCU-A-CB | GVZC200481A* |  | CA*F4860*6D*+MBVC2000**-1A*+TXV | 12.5 | 20 | 10 |  |  |  | FALSE | FALSE | FALSE | 45000 | 26600 | 2.8 | 34000 | 2.4
208206673 |  | Live | Johnson Controls Inc. (York International Norman) | YORK | Singlezone Ducted, Centrally Ducted | 208206673 |  | HRCU-A-CB | HMH72B361 | Ducted Indoor Units | XAHB36DXXN1+MVC12BN21+TXV | 8.75 | 16.5 | 9.5 |  |  |  | FALSE | FALSE | FALSE | 34800 | 24400 | 2.54 | 24400 | 2.54
205886876 |  | Live | Daikin North America, LLC | GOODMAN | Singlezone Ducted, Centrally Ducted | 205886876 |  | HRCU-A-CB | GVZC200481A* |  | CHPF4860D6D*+MBVC1600**-1A*+TXV | 12 | 19.5 | 10 |  |  |  | FALSE | FALSE | FALSE | 45000 | 26600 | 2.76 | 34000 | 2.4
208400371 |  | Live | Johnson Controls Inc. (York International Norman) | COLEMAN | Singlezone Ducted, Centrally Ducted | 208400371 |  | HRCU-A-CB | HMH72B361 | Ducted Indoor Units | XAHB36DXXN1+MVC12BN21+TXV | 8.75 | 16.5 | 9.5 |  |  |  | FALSE | FALSE | FALSE | 34800 | 24400 | 2.54 | 24400 | 2.54
205886881 |  | Live | Daikin North America, LLC | GOODMAN | Singlezone Ducted, Centrally Ducted | 205886881 |  | HRCU-A-CB | GVZC200481A* |  | CSCF4860N6D*+MBVC1600**-1A*+TXV | 12 | 20 | 10 |  |  |  | FALSE | FALSE | FALSE | 45000 | 26600 | 2.8 | 34000 | 2.4
208400380 |  | Live | Johnson Controls Inc. (York International Norman) | LUXAIRE | Singlezone Ducted, Centrally Ducted | 208400380 |  | HRCU-A-CB | HMH72B361 | Ducted Indoor Units | XAHB36DXXN1+MVC12BN21+TXV | 8.75 | 16.5 | 9.5 |  |  |  | FALSE | FALSE | FALSE | 34800 | 24400 | 2.54 | 24400 | 2.54
208400383 |  | Live | Johnson Controls Inc. (York International Norman) | FRASER-JOHNSTON | Singlezone Ducted, Centrally Ducted | 208400383 |  | HRCU-A-CB | HMH72B361 | Ducted Indoor Units | XAHB36DXXN1+MVC12BN21+TXV | 8.75 | 16.5 | 9.5 |  |  |  | FALSE | FALSE | FALSE | 34800 | 24400 | 2.54 | 24400 | 2.54
205886882 |  | Live | Daikin North America, LLC | GOODMAN | Singlezone Ducted, Centrally Ducted | 205886882 |  | HRCU-A-CB | GVZC200481A* |  | CSCF4860N6D*+MBVC2000**-1A*+TXV | 12.5 | 20 | 10 |  |  |  | FALSE | FALSE | FALSE | 45000 | 26600 | 2.85 | 34000 | 2.4
208400392 |  | Live | Johnson Controls Inc. (York International Norman) | CHAMPION HEATING AND COOLING | Singlezone Ducted, Centrally Ducted | 208400392 |  | HRCU-A-CB | HMH72B361 | Ducted Indoor Units | XAHB36DXXN1+MVC12BN21+TXV | 8.75 | 16.5 | 9.5 |  |  |  | FALSE | FALSE | FALSE | 34800 | 24400 | 2.54 | 24400 | 2.54
208500340 |  | Live | Johnson Controls Inc. (York International Norman) | YORK | Singlezone Ducted, Centrally Ducted | 208500340 |  | HRCU-A-CB | HMH72B361 | Ducted Indoor Units | JHVTB36DXXC2N1+TXV | 9 | 17.5 | 10 |  |  |  | FALSE | FALSE | FALSE | 36000 | 25200 | 2.62 | 25200 | 2.62
205886886 |  | Live | Daikin North America, LLC | GOODMAN | Singlezone Ducted, Centrally Ducted | 205886886 |  | HRCU-A-CB | GVZC200481A* |  | AVPEC59D14A* | 11.7 | 19 | 9.5 |  |  |  | FALSE | FALSE | FALSE | 44500 | 27000 | 2.4 | 34000 | 2.4
205886889 |  | Live | Daikin North America, LLC | GOODMAN | Singlezone Ducted, Centrally Ducted | 205886889 |  | HRCU-A-CB | GVZC200481A* |  | CHPF4860D6D*+MBVC1601**-1A*+TXV | 12 | 19.5 | 10 |  |  |  | FALSE | FALSE | FALSE | 45000 | 26600 | 2.76 | 34000 | 2.4
208502637 |  | Live | Johnson Controls Inc. (York International Norman) | COLEMAN | Singlezone Ducted, Centrally Ducted | 208502637 |  | HRCU-A-CB | HMH72B361 | Ducted Indoor Units | JHVTB36DXXC2N1+TXV | 9 | 17.5 | 10 |  |  |  | FALSE | FALSE | FALSE | 36000 | 25200 | 2.62 | 25200 | 2.62
205886890 |  | Live | Daikin North America, LLC | GOODMAN | Singlezone Ducted, Centrally Ducted | 205886890 |  | HRCU-A-CB | GVZC200481A* |  | CHPF4860D6D*+MBVC2001**-1A*+TXV | 12.5 | 20 | 10 |  |  |  | FALSE | FALSE | FALSE | 45000 | 26600 | 2.8 | 34000 | 2.4
205886888 |  | Live | Daikin North America, LLC | GOODMAN | Singlezone Ducted, Centrally Ducted | 205886888 |  | HRCU-A-CB | GVZC200481A* |  | CA*F4860*6D*+MBVC2001**-1A*+TXV | 12.5 | 19.5 | 10 |  |  |  | FALSE | FALSE | FALSE | 45000 | 26600 | 2.8 | 34000 | 2.4
208502639 |  | Live | Johnson Controls Inc. (York International Norman) | LUXAIRE | Singlezone Ducted, Centrally Ducted | 208502639 |  | HRCU-A-CB | HMH72B361 | Ducted Indoor Units | JHVTB36DXXC2N1+TXV | 9 | 17.5 | 10 |  |  |  | FALSE | FALSE | FALSE | 36000 | 25200 | 2.62 | 25200 | 2.62
10153696 |  | Live | Trane U.S. Inc. | TRANE | Singlezone Ducted, Centrally Ducted | 10153696 |  | HRCU-A-CB | 4TWV0036A1 |  | TEM8A0C36V31+TDR | 13 | 20 | 10 |  |  |  | FALSE | FALSE | FALSE | 35400 | 25600 | 3.07 | 25600 | 2.45
205886887 |  | Live | Daikin North America, LLC | GOODMAN | Singlezone Ducted, Centrally Ducted | 205886887 |  | HRCU-A-CB | GVZC200481A* |  | CA*F4860*6D*+MBVC1601**-1A*+TXV | 12 | 19.5 | 10 |  |  |  | FALSE | FALSE | FALSE | 44500 | 26600 | 2.76 | 34000 | 2.4
208502641 |  | Live | Johnson Controls Inc. (York International Norman) | FRASER-JOHNSTON | Singlezone Ducted, Centrally Ducted | 208502641 |  | HRCU-A-CB | HMH72B361 | Ducted Indoor Units | JHVTB36DXXC2N1+TXV | 9 | 17.5 | 10 |  |  |  | FALSE | FALSE | FALSE | 36000 | 25200 | 2.62 | 25200 | 2.62
205886891 |  | Live | Daikin North America, LLC | GOODMAN | Singlezone Ducted, Centrally Ducted | 205886891 |  | HRCU-A-CB | GVZC200481A* |  | CSCF4860N6D*+MBVC1601**-1A*+TXV | 12 | 20 | 10 |  |  |  | FALSE | FALSE | FALSE | 45000 | 26600 | 2.8 | 34000 | 2.4
205886892 |  | Live | Daikin North America, LLC | GOODMAN | Singlezone Ducted, Centrally Ducted | 205886892 |  | HRCU-A-CB | GVZC200481A* |  | CSCF4860N6D*+MBVC2001**-1A*+TXV | 12.5 | 20 | 10 |  |  |  | FALSE | FALSE | FALSE | 45000 | 26600 | 2.85 | 34000 | 2.4
208502643 |  | Live | Johnson Controls Inc. (York International Norman) | CHAMPION HEATING AND COOLING | Singlezone Ducted, Centrally Ducted | 208502643 |  | HRCU-A-CB | HMH72B361 | Ducted Indoor Units | JHVTB36DXXC2N1+TXV | 9 | 17.5 | 10 |  |  |  | FALSE | FALSE | FALSE | 36000 | 25200 | 2.62 | 25200 | 2.62
205886896 |  | Live | Daikin North America, LLC | GOODMAN | Singlezone Ducted, Centrally Ducted | 205886896 |  | HRCU-A-CB | GVZC200481A* |  | CA*F4961*6D*+MBVC1600**-1A*+TXV | 12.5 | 20 | 10 |  |  |  | FALSE | FALSE | FALSE | 46500 | 26800 | 2.81 | 34000 | 2.4
208500196 |  | Live | Johnson Controls Inc. (York International Norman) | YORK | Singlezone Ducted, Centrally Ducted | 208500196 |  | HRCU-A-CB | HMH72B361 | Ducted Indoor Units | XAHC36DXXN1+JMET16CS2N1+TXV | 9 | 17 | 10 |  |  |  | FALSE | FALSE | FALSE | 35400 | 24400 | 2.6 | 24400 | 2.6
208502173 |  | Live | Johnson Controls Inc. (York International Norman) | COLEMAN | Singlezone Ducted, Centrally Ducted | 208502173 |  | HRCU-A-CB | HMH72B361 | Ducted Indoor Units | XAHC36DXXN1+JMET16CS2N1+TXV | 9 | 17 | 10 |  |  |  | FALSE | FALSE | FALSE | 35400 | 24400 | 2.6 | 24400 | 2.6
208502175 |  | Live | Johnson Controls Inc. (York International Norman) | LUXAIRE | Singlezone Ducted, Centrally Ducted | 208502175 |  | HRCU-A-CB | HMH72B361 | Ducted Indoor Units | XAHC36DXXN1+JMET16CS2N1+TXV | 9 | 17 | 10 |  |  |  | FALSE | FALSE | FALSE | 35400 | 24400 | 2.6 | 24400 | 2.6
205886900 |  | Live | Daikin North America, LLC | GOODMAN | Singlezone Ducted, Centrally Ducted | 205886900 |  | HRCU-A-CB | GVZC200481A* |  | CHPF4860D6D*+MBVC2000**-1A*+TXV | 12.5 | 20 | 10 |  |  |  | FALSE | FALSE | FALSE | 45000 | 26600 | 2.8 | 34000 | 2.4
208502177 |  | Live | Johnson Controls Inc. (York International Norman) | FRASER-JOHNSTON | Singlezone Ducted, Centrally Ducted | 208502177 |  | HRCU-A-CB | HMH72B361 | Ducted Indoor Units | XAHC36DXXN1+JMET16CS2N1+TXV | 9 | 17 | 10 |  |  |  | FALSE | FALSE | FALSE | 35400 | 24400 | 2.6 | 24400 | 2.6
205965999 |  | Live | Daikin North America, LLC | JANITROL | Singlezone Ducted, Centrally Ducted | 205965999 |  | HRCU-A-CB | GVZC200241A* |  | CA*F3642*6D*+MBVC1200**-1A*+TXV | 13 | 21 | 10 |  |  |  | FALSE | FALSE | FALSE | 23400 | 13000 | 2.57 | 15200 | 2.45
205886901 |  | Live | Daikin North America, LLC | GOODMAN | Singlezone Ducted, Centrally Ducted | 205886901 |  | HRCU-A-CB | GVZC200481A* |  | CA*F4961*6D*+MBVC1601**-1A*+TXV | 12.5 | 20 | 10 |  |  |  | FALSE | FALSE | FALSE | 46500 | 26800 | 2.81 | 34000 | 2.4
205886902 |  | Live | Daikin North America, LLC | GOODMAN | Singlezone Ducted, Centrally Ducted | 205886902 |  | HRCU-A-CB | GVZC200481A* |  | CA*F4961*6D*+MBVC2001**-1A*+TXV | 13 | 20 | 10 |  |  |  | FALSE | FALSE | FALSE | 46500 | 26600 | 2.85 | 34000 | 2.4
208502179 |  | Live | Johnson Controls Inc. (York International Norman) | CHAMPION HEATING AND COOLING | Singlezone Ducted, Centrally Ducted | 208502179 |  | HRCU-A-CB | HMH72B361 | Ducted Indoor Units | XAHC36DXXN1+JMET16CS2N1+TXV | 9 | 17 | 10 |  |  |  | FALSE | FALSE | FALSE | 35400 | 24400 | 2.6 | 24400 | 2.6
205966000 |  | Live | Daikin North America, LLC | JANITROL | Singlezone Ducted, Centrally Ducted | 205966000 |  | HRCU-A-CB | GVZC200361A* |  | CA*F3743*6D*+MBVC1600**-1A*+TXV | 14 | 21 | 10 |  |  |  | FALSE | FALSE | FALSE | 35400 | 18200 | 2.46 | 28800 | 2.27
205966001 |  | Live | Daikin North America, LLC | JANITROL | Singlezone Ducted, Centrally Ducted | 205966001 |  | HRCU-A-CB | GVZC200481A* |  | CA*F4961*6D*+MBVC2000**-1A*+TXV | 13 | 20 | 10 |  |  |  | FALSE | FALSE | FALSE | 46500 | 26600 | 2.85 | 34000 | 2.4
205966004 |  | Live | Daikin North America, LLC | JANITROL | Singlezone Ducted, Centrally Ducted | 205966004 |  | HRCU-A-CB | GVZC200241A* |  | CA*F3137*6A*+MBVC1200**-1A*+TXV | 13 | 21 | 10 |  |  |  | FALSE | FALSE | FALSE | 23800 | 13000 | 2.61 | 15200 | 2.45
205966010 |  | Live | Daikin North America, LLC | JANITROL | Singlezone Ducted, Centrally Ducted | 205966010 |  | HRCU-A-CB | GVZC200241A* |  | CA*F3636*6D*+MBVC1200**-1A*+TXV | 13 | 20 | 10 |  |  |  | FALSE | FALSE | FALSE | 23200 | 13000 | 2.57 | 15200 | 2.45
205966019 |  | Live | Daikin North America, LLC | JANITROL | Singlezone Ducted, Centrally Ducted | 205966019 |  | HRCU-A-CB | GVZC200241A* |  | CA*F3743*6D*+MBVC1200**-1A*+TXV | 13 | 21 | 10 |  |  |  | FALSE | FALSE | FALSE | 23800 | 13000 | 2.63 | 15200 | 2.45
207430562 |  | Live | Johnson Controls Inc. (York International Norman) | YORK | Singlezone Ducted, Centrally Ducted | 207430562 |  | HRCU-A-CB | HMH72B361 | Ducted Indoor Units | XAFC36DXXN1+MVC16CN21+TXV | 9.25 | 17.25 | 9.5 |  |  |  | FALSE | FALSE | FALSE | 36000 | 24800 | 2.68 | 24800 | 2.68
207434667 |  | Live | Johnson Controls Inc. (York International Norman) | COLEMAN | Singlezone Ducted, Centrally Ducted | 207434667 |  | HRCU-A-CB | HMH72B361 | Ducted Indoor Units | XAFC36DXXN1+MVC16CN21+TXV | 9.25 | 17.25 | 9.5 |  |  |  | FALSE | FALSE | FALSE | 36000 | 24800 | 2.68 | 24800 | 2.68
205966024 |  | Live | Daikin North America, LLC | JANITROL | Singlezone Ducted, Centrally Ducted | 205966024 |  | HRCU-A-CB | GVZC200241A* |  | CHPF3636B6C*+MBVC1200**-1A*+TXV | 13 | 21 | 10 |  |  |  | FALSE | FALSE | FALSE | 23400 | 13000 | 2.61 | 15200 | 2.45
207434678 |  | Live | Johnson Controls Inc. (York International Norman) | LUXAIRE | Singlezone Ducted, Centrally Ducted | 207434678 |  | HRCU-A-CB | HMH72B361 | Ducted Indoor Units | XAFC36DXXN1+MVC16CN21+TXV | 9.25 | 17.25 | 9.5 |  |  |  | FALSE | FALSE | FALSE | 36000 | 24800 | 2.68 | 24800 | 2.68
207434683 |  | Live | Johnson Controls Inc. (York International Norman) | FRASER-JOHNSTON | Singlezone Ducted, Centrally Ducted | 207434683 |  | HRCU-A-CB | HMH72B361 | Ducted Indoor Units | XAFC36DXXN1+MVC16CN21+TXV | 9.25 | 17.25 | 9.5 |  |  |  | FALSE | FALSE | FALSE | 36000 | 24800 | 2.68 | 24800 | 2.68
207434694 |  | Live | Johnson Controls Inc. (York International Norman) | CHAMPION HEATING AND COOLING | Singlezone Ducted, Centrally Ducted | 207434694 |  | HRCU-A-CB | HMH72B361 | Ducted Indoor Units | XAFC36DXXN1+MVC16CN21+TXV | 9.25 | 17.25 | 9.5 |  |  |  | FALSE | FALSE | FALSE | 36000 | 24800 | 2.68 | 24800 | 2.68
205966027 |  | Live | Daikin North America, LLC | JANITROL | Singlezone Ducted, Centrally Ducted | 205966027 |  | HRCU-A-CB | GVZC200241A* |  | CHPF3642C6C*+MBVC1200**-1A*+TXV | 13 | 21 | 10 |  |  |  | FALSE | FALSE | FALSE | 23400 | 13000 | 2.61 | 15200 | 2.45
207430565 |  | Live | Johnson Controls Inc. (York International Norman) | YORK | Singlezone Ducted, Centrally Ducted | 207430565 |  | HRCU-A-CB | HMH72B361 | Ducted Indoor Units | XAFC36DXXN1+ME12CN21+TXV | 9.25 | 17 | 9.5 |  |  |  | FALSE | FALSE | FALSE | 36000 | 24800 | 2.64 | 24800 | 2.64
205966034 |  | Live | Daikin North America, LLC | JANITROL | Singlezone Ducted, Centrally Ducted | 205966034 |  | HRCU-A-CB | GVZC200241A* |  | CA*F3743*6D*+MBVC1201**-1A*+TXV | 13 | 21 | 10 |  |  |  | FALSE | FALSE | FALSE | 23800 | 13000 | 2.63 | 15200 | 2.45
205966030 |  | Live | Daikin North America, LLC | JANITROL | Singlezone Ducted, Centrally Ducted | 205966030 |  | HRCU-A-CB | GVZC200241A* |  | AVPEC25B14A* | 13 | 21 | 10 |  |  |  | FALSE | FALSE | FALSE | 23000 | 13600 | 2.61 | 15200 | 2.45
207434670 |  | Live | Johnson Controls Inc. (York International Norman) | COLEMAN | Singlezone Ducted, Centrally Ducted | 207434670 |  | HRCU-A-CB | HMH72B361 | Ducted Indoor Units | XAFC36DXXN1+ME12CN21+TXV | 9.25 | 17 | 9.5 |  |  |  | FALSE | FALSE | FALSE | 36000 | 24800 | 2.64 | 24800 | 2.64
205966032 |  | Live | Daikin North America, LLC | JANITROL | Singlezone Ducted, Centrally Ducted | 205966032 |  | HRCU-A-CB | GVZC200241A* |  | CA*F3636*6D*+MBVC1201**-1A*+TXV | 13 | 20 | 10 |  |  |  | FALSE | FALSE | FALSE | 23200 | 13000 | 2.57 | 15200 | 2.45
207434675 |  | Live | Johnson Controls Inc. (York International Norman) | LUXAIRE | Singlezone Ducted, Centrally Ducted | 207434675 |  | HRCU-A-CB | HMH72B361 | Ducted Indoor Units | XAFC36DXXN1+ME12CN21+TXV | 9.25 | 17 | 9.5 |  |  |  | FALSE | FALSE | FALSE | 36000 | 24800 | 2.64 | 24800 | 2.64
205966031 |  | Live | Daikin North America, LLC | JANITROL | Singlezone Ducted, Centrally Ducted | 205966031 |  | HRCU-A-CB | GVZC200241A* |  | CA*F3137*6A*+MBVC1201**-1A*+TXV | 13 | 21 | 10 |  |  |  | FALSE | FALSE | FALSE | 23800 | 13000 | 2.61 | 15200 | 2.45
205966033 |  | Live | Daikin North America, LLC | JANITROL | Singlezone Ducted, Centrally Ducted | 205966033 |  | HRCU-A-CB | GVZC200241A* |  | CA*F3642*6D*+MBVC1201**-1A*+TXV | 13 | 21 | 10 |  |  |  | FALSE | FALSE | FALSE | 23400 | 13000 | 2.57 | 15200 | 2.45
207434686 |  | Live | Johnson Controls Inc. (York International Norman) | FRASER-JOHNSTON | Singlezone Ducted, Centrally Ducted | 207434686 |  | HRCU-A-CB | HMH72B361 | Ducted Indoor Units | XAFC36DXXN1+ME12CN21+TXV | 9.25 | 17 | 9.5 |  |  |  | FALSE | FALSE | FALSE | 36000 | 24800 | 2.64 | 24800 | 2.64
205966040 |  | Live | Daikin North America, LLC | JANITROL | Singlezone Ducted, Centrally Ducted | 205966040 |  | HRCU-A-CB | GVZC200361A* |  | CA*F3137*6A*+MBVC1600**-1A*+TXV | 13.5 | 20 | 10 |  |  |  | FALSE | FALSE | FALSE | 34800 | 18200 | 2.44 | 28800 | 2.27
205966036 |  | Live | Daikin North America, LLC | JANITROL | Singlezone Ducted, Centrally Ducted | 205966036 |  | HRCU-A-CB | GVZC200241A* |  | CHPF3642C6C*+MBVC1201**-1A*+TXV | 13 | 21 | 10 |  |  |  | FALSE | FALSE | FALSE | 23400 | 13000 | 2.61 | 15200 | 2.45
207434691 |  | Live | Johnson Controls Inc. (York International Norman) | CHAMPION HEATING AND COOLING | Singlezone Ducted, Centrally Ducted | 207434691 |  | HRCU-A-CB | HMH72B361 | Ducted Indoor Units | XAFC36DXXN1+ME12CN21+TXV | 9.25 | 17 | 9.5 |  |  |  | FALSE | FALSE | FALSE | 36000 | 24800 | 2.64 | 24800 | 2.64
205966039 |  | Live | Daikin North America, LLC | JANITROL | Singlezone Ducted, Centrally Ducted | 205966039 |  | HRCU-A-CB | GVZC200361A* |  | CA*F3137*6A*+MBVC1200**-1A*+TXV | 13.5 | 20 | 10 |  |  |  | FALSE | FALSE | FALSE | 34800 | 18000 | 2.42 | 28800 | 2.27
205966035 |  | Live | Daikin North America, LLC | JANITROL | Singlezone Ducted, Centrally Ducted | 205966035 |  | HRCU-A-CB | GVZC200241A* |  | CHPF3636B6C*+MBVC1201**-1A*+TXV | 13 | 21 | 10 |  |  |  | FALSE | FALSE | FALSE | 23400 | 13000 | 2.61 | 15200 | 2.45
208500733 |  | Live | Johnson Controls Inc. (York International Norman) | YORK | Singlezone Ducted, Centrally Ducted | 208500733 |  | HRCU-A-CB | HMH72B361 | Ducted Indoor Units | XAFC36DXXN1+JMVT16CC2N1+TXV | 9.25 | 17.5 | 10 |  |  |  | FALSE | FALSE | FALSE | 35800 | 24400 | 2.66 | 24400 | 2.66
208501102 |  | Live | Johnson Controls Inc. (York International Norman) | COLEMAN | Singlezone Ducted, Centrally Ducted | 208501102 |  | HRCU-A-CB | HMH72B361 | Ducted Indoor Units | XAFC36DXXN1+JMVT16CC2N1+TXV | 9.25 | 17.5 | 10 |  |  |  | FALSE | FALSE | FALSE | 35800 | 24400 | 2.66 | 24400 | 2.66
208501104 |  | Live | Johnson Controls Inc. (York International Norman) | LUXAIRE | Singlezone Ducted, Centrally Ducted | 208501104 |  | HRCU-A-CB | HMH72B361 | Ducted Indoor Units | XAFC36DXXN1+JMVT16CC2N1+TXV | 9.25 | 17.5 | 10 |  |  |  | FALSE | FALSE | FALSE | 35800 | 24400 | 2.66 | 24400 | 2.66
205966052 |  | Live | Daikin North America, LLC | JANITROL | Singlezone Ducted, Centrally Ducted | 205966052 |  | HRCU-A-CB | GVZC200361A* |  | CA*F3642*6D*+MBVC1200**-1A*+TXV | 13 | 20 | 10 |  |  |  | FALSE | FALSE | FALSE | 34600 | 18000 | 2.4 | 28800 | 2.27
205966053 |  | Live | Daikin North America, LLC | JANITROL | Singlezone Ducted, Centrally Ducted | 205966053 |  | HRCU-A-CB | GVZC200361A* |  | CA*F3642*6D*+MBVC1600**-1A*+TXV | 13.5 | 20 | 10 |  |  |  | FALSE | FALSE | FALSE | 34600 | 18000 | 2.42 | 28800 | 2.27
208501107 |  | Live | Johnson Controls Inc. (York International Norman) | FRASER-JOHNSTON | Singlezone Ducted, Centrally Ducted | 208501107 |  | HRCU-A-CB | HMH72B361 | Ducted Indoor Units | XAFC36DXXN1+JMVT16CC2N1+TXV | 9.25 | 17.5 | 10 |  |  |  | FALSE | FALSE | FALSE | 35800 | 24400 | 2.66 | 24400 | 2.66
208501108 |  | Live | Johnson Controls Inc. (York International Norman) | CHAMPION HEATING AND COOLING | Singlezone Ducted, Centrally Ducted | 208501108 |  | HRCU-A-CB | HMH72B361 | Ducted Indoor Units | XAFC36DXXN1+JMVT16CC2N1+TXV | 9.25 | 17.5 | 10 |  |  |  | FALSE | FALSE | FALSE | 35800 | 24400 | 2.66 | 24400 | 2.66
208613245 |  | Live | Johnson Controls Inc. (York International Norman) | YORK | Singlezone Ducted, Centrally Ducted | 208613245 |  | HRCU-A-CB | HMH72B361 | Ducted Indoor Units | XAFC36DBCN1+JMVT16CC2N1 | 9.25 | 17.5 | 10 |  |  |  | FALSE | FALSE | FALSE | 35800 | 24400 | 2.66 | 24400 | 2.66
205966061 |  | Live | Daikin North America, LLC | JANITROL | Singlezone Ducted, Centrally Ducted | 205966061 |  | HRCU-A-CB | GVZC200361A* |  | CA*F3743*6D*+MBVC1200**-1A*+TXV | 13.5 | 20 | 10 |  |  |  | FALSE | FALSE | FALSE | 35200 | 18200 | 2.42 | 28800 | 2.27
208614041 |  | Live | Johnson Controls Inc. (York International Norman) | COLEMAN | Singlezone Ducted, Centrally Ducted | 208614041 |  | HRCU-A-CB | HMH72B361 | Ducted Indoor Units | XAFC36DBCN1+JMVT16CC2N1 | 9.25 | 17.5 | 10 |  |  |  | FALSE | FALSE | FALSE | 35800 | 24400 | 2.66 | 24400 | 2.66
208614054 |  | Live | Johnson Controls Inc. (York International Norman) | LUXAIRE | Singlezone Ducted, Centrally Ducted | 208614054 |  | HRCU-A-CB | HMH72B361 | Ducted Indoor Units | XAFC36DBCN1+JMVT16CC2N1 | 9.25 | 17.5 | 10 |  |  |  | FALSE | FALSE | FALSE | 35800 | 24400 | 2.66 | 24400 | 2.66
206779198 |  | Live | Johnson Controls Inc. (York International Norman) | YORK | Singlezone Ducted, Centrally Ducted | 206779198 |  | HRCU-A-CB | YHM48B21 |  | CF64DXA1+ME14DN21+TXV | 10 | 17 | 10 |  |  |  | FALSE | FALSE | FALSE | 48000 | 29000 | 2.76 | 29000 | 2.76
208614057 |  | Live | Johnson Controls Inc. (York International Norman) | FRASER-JOHNSTON | Singlezone Ducted, Centrally Ducted | 208614057 |  | HRCU-A-CB | HMH72B361 | Ducted Indoor Units | XAFC36DBCN1+JMVT16CC2N1 | 9.25 | 17.5 | 10 |  |  |  | FALSE | FALSE | FALSE | 35800 | 24400 | 2.66 | 24400 | 2.66
205966071 |  | Live | Daikin North America, LLC | JANITROL | Singlezone Ducted, Centrally Ducted | 205966071 |  | HRCU-A-CB | GVZC200361A* |  | CHPF3642C6C*+MBVC1600**-1A*+TXV | 13.5 | 20 | 10 |  |  |  | FALSE | FALSE | FALSE | 35000 | 18000 | 2.42 | 28800 | 2.27
205966070 |  | Live | Daikin North America, LLC | JANITROL | Singlezone Ducted, Centrally Ducted | 205966070 |  | HRCU-A-CB | GVZC200361A* |  | CHPF3642C6C*+MBVC1200**-1A*+TXV | 13 | 20 | 10 |  |  |  | FALSE | FALSE | FALSE | 34800 | 18000 | 2.4 | 28800 | 2.27
208614070 |  | Live | Johnson Controls Inc. (York International Norman) | CHAMPION HEATING AND COOLING | Singlezone Ducted, Centrally Ducted | 208614070 |  | HRCU-A-CB | HMH72B361 | Ducted Indoor Units | XAFC36DBCN1+JMVT16CC2N1 | 9.25 | 17.5 | 10 |  |  |  | FALSE | FALSE | FALSE | 35800 | 24400 | 2.66 | 24400 | 2.66
208206686 |  | Live | Johnson Controls Inc. (York International Norman) | YORK | Singlezone Ducted, Centrally Ducted | 208206686 |  | HRCU-A-CB | HMH72B361 | Ducted Indoor Units | XAHC36DXXN1+ME16CN21+TXV | 9 | 16.5 | 9.5 |  |  |  | FALSE | FALSE | FALSE | 35200 | 24600 | 2.6 | 24600 | 2.6
206781245 |  | Live | Johnson Controls Inc. (York International Norman) | COLEMAN | Singlezone Ducted, Centrally Ducted | 206781245 |  | HRCU-A-CB | CH16B4821 |  | CF64DXA1+ME14DN21+TXV | 10 | 17 | 10 |  |  |  | FALSE | FALSE | FALSE | 48000 | 29000 | 2.76 | 29000 | 2.76
208400372 |  | Live | Johnson Controls Inc. (York International Norman) | COLEMAN | Singlezone Ducted, Centrally Ducted | 208400372 |  | HRCU-A-CB | HMH72B361 | Ducted Indoor Units | XAHC36DXXN1+ME16CN21+TXV | 9 | 16.5 | 9.5 |  |  |  | FALSE | FALSE | FALSE | 35200 | 24600 | 2.6 | 24600 | 2.6
206781248 |  | Live | Johnson Controls Inc. (York International Norman) | CHAMPION HEATING AND COOLING | Singlezone Ducted, Centrally Ducted | 206781248 |  | HRCU-A-CB | TH16B4821 |  | CF64DXA1+ME14DN21+TXV | 10 | 17 | 10 |  |  |  | FALSE | FALSE | FALSE | 48000 | 29000 | 2.76 | 29000 | 2.76
208400379 |  | Live | Johnson Controls Inc. (York International Norman) | LUXAIRE | Singlezone Ducted, Centrally Ducted | 208400379 |  | HRCU-A-CB | HMH72B361 | Ducted Indoor Units | XAHC36DXXN1+ME16CN21+TXV | 9 | 16.5 | 9.5 |  |  |  | FALSE | FALSE | FALSE | 35200 | 24600 | 2.6 | 24600 | 2.6
206781247 |  | Live | Johnson Controls Inc. (York International Norman) | FRASER-JOHNSTON | Singlezone Ducted, Centrally Ducted | 206781247 |  | HRCU-A-CB | TH16B4821 |  | CF64DXA1+ME14DN21+TXV | 10 | 17 | 10 |  |  |  | FALSE | FALSE | FALSE | 48000 | 29000 | 2.76 | 29000 | 2.76
10153699 |  | Live | Trane U.S. Inc. | TRANE | Singlezone Ducted, Centrally Ducted | 10153699 |  | HRCU-A-CB | 4TWV0036A1 |  | TEM8A0C48V41+TDR | 13 | 20 | 10 |  |  |  | FALSE | FALSE | FALSE | 35600 | 25200 | 3.08 | 25600 | 2.4
208400384 |  | Live | Johnson Controls Inc. (York International Norman) | FRASER-JOHNSTON | Singlezone Ducted, Centrally Ducted | 208400384 |  | HRCU-A-CB | HMH72B361 | Ducted Indoor Units | XAHC36DXXN1+ME16CN21+TXV | 9 | 16.5 | 9.5 |  |  |  | FALSE | FALSE | FALSE | 35200 | 24600 | 2.6 | 24600 | 2.6
206781246 |  | Live | Johnson Controls Inc. (York International Norman) | LUXAIRE | Singlezone Ducted, Centrally Ducted | 206781246 |  | HRCU-A-CB | TH16B4821 |  | CF64DXA1+ME14DN21+TXV | 10 | 17 | 10 |  |  |  | FALSE | FALSE | FALSE | 48000 | 29000 | 2.76 | 29000 | 2.76
205966080 |  | Live | Daikin North America, LLC | JANITROL | Singlezone Ducted, Centrally Ducted | 205966080 |  | HRCU-A-CB | GVZC200361A* |  | CHPF3743C6B*+MBVC1200**-1A*+TXV | 13.5 | 20 | 10 |  |  |  | FALSE | FALSE | FALSE | 35000 | 18200 | 2.42 | 28800 | 2.27
206779199 |  | Live | Johnson Controls Inc. (York International Norman) | YORK | Singlezone Ducted, Centrally Ducted | 206779199 |  | HRCU-A-CB | YHM48B21 |  | CM64DXA1+ME14DN21+TXV | 10 | 17 | 10 |  |  |  | FALSE | FALSE | FALSE | 48000 | 29000 | 2.76 | 29000 | 2.76
208400391 |  | Live | Johnson Controls Inc. (York International Norman) | CHAMPION HEATING AND COOLING | Singlezone Ducted, Centrally Ducted | 208400391 |  | HRCU-A-CB | HMH72B361 | Ducted Indoor Units | XAHC36DXXN1+ME16CN21+TXV | 9 | 16.5 | 9.5 |  |  |  | FALSE | FALSE | FALSE | 35200 | 24600 | 2.6 | 24600 | 2.6
205966081 |  | Live | Daikin North America, LLC | JANITROL | Singlezone Ducted, Centrally Ducted | 205966081 |  | HRCU-A-CB | GVZC200361A* |  | CHPF3743C6B*+MBVC1600**-1A*+TXV | 13.5 | 20 | 10 |  |  |  | FALSE | FALSE | FALSE | 35200 | 18200 | 2.44 | 28800 | 2.27
206781249 |  | Live | Johnson Controls Inc. (York International Norman) | COLEMAN | Singlezone Ducted, Centrally Ducted | 206781249 |  | HRCU-A-CB | CH16B4821 |  | CM64DXA1+ME14DN21+TXV | 10 | 17 | 10 |  |  |  | FALSE | FALSE | FALSE | 48000 | 29000 | 2.76 | 29000 | 2.76
208500029 |  | Live | Johnson Controls Inc. (York International Norman) | YORK | Singlezone Ducted, Centrally Ducted | 208500029 |  | HRCU-A-CB | HMH72B361 | Ducted Indoor Units | JHVTC36DXXC2N1+TXV | 9.5 | 17.75 | 10.5 |  |  |  | FALSE | FALSE | FALSE | 36000 | 24400 | 2.68 | 24400 | 2.68
206781250 |  | Live | Johnson Controls Inc. (York International Norman) | LUXAIRE | Singlezone Ducted, Centrally Ducted | 206781250 |  | HRCU-A-CB | TH16B4821 |  | CM64DXA1+ME14DN21+TXV | 10 | 17 | 10 |  |  |  | FALSE | FALSE | FALSE | 48000 | 29000 | 2.76 | 29000 | 2.76
208501702 |  | Live | Johnson Controls Inc. (York International Norman) | COLEMAN | Singlezone Ducted, Centrally Ducted | 208501702 |  | HRCU-A-CB | HMH72B361 | Ducted Indoor Units | JHVTC36DXXC2N1+TXV | 9.5 | 17.75 | 10.5 |  |  |  | FALSE | FALSE | FALSE | 36000 | 24400 | 2.68 | 24400 | 2.68
202143939 |  | Live | Johnson Controls Inc. (York International Norman) | FRASER-JOHNSTON | Singlezone Ducted, Centrally Ducted | 202143939 |  | HRCU-A-CB | TH16B4821 |  | AE48DBC21 | 9.75 | 17 | 9.5 |  |  |  | FALSE | FALSE | FALSE | 47000 | 28200 | 2.54 | 28200 | 2.54
208501703 |  | Live | Johnson Controls Inc. (York International Norman) | LUXAIRE | Singlezone Ducted, Centrally Ducted | 208501703 |  | HRCU-A-CB | HMH72B361 | Ducted Indoor Units | JHVTC36DXXC2N1+TXV | 9.5 | 17.75 | 10.5 |  |  |  | FALSE | FALSE | FALSE | 36000 | 24400 | 2.68 | 24400 | 2.68
202143941 |  | Live | Johnson Controls Inc. (York International Norman) | COLEMAN | Singlezone Ducted, Centrally Ducted | 202143941 |  | HRCU-A-CB | CH16B4821 |  | AE48DX21+TXV | 9.75 | 17 | 9.5 |  |  |  | FALSE | FALSE | FALSE | 47000 | 28200 | 2.54 | 28200 | 2.54
206781252 |  | Live | Johnson Controls Inc. (York International Norman) | CHAMPION HEATING AND COOLING | Singlezone Ducted, Centrally Ducted | 206781252 |  | HRCU-A-CB | TH16B4821 |  | CM64DXA1+ME14DN21+TXV | 10 | 17 | 10 |  |  |  | FALSE | FALSE | FALSE | 48000 | 29000 | 2.76 | 29000 | 2.76
205966091 |  | Live | Daikin North America, LLC | JANITROL | Singlezone Ducted, Centrally Ducted | 205966091 |  | HRCU-A-CB | GVZC200361A* |  | CSCF3642N6D*+MBVC1200**-1A*+TXV | 13.5 | 20 | 10 |  |  |  | FALSE | FALSE | FALSE | 34800 | 18200 | 2.42 | 28800 | 2.27
207526341 |  | Live | Trane U.S. Inc. | TRANE | Singlezone Ducted, Centrally Ducted | 207526341 |  | HRCU-A-CB | 4TWV0X36A1 |  | TEM8A0C48V41+TDR | 13 | 20 | 10 |  |  |  | FALSE | FALSE | FALSE | 35600 | 25200 | 3.08 | 25600 | 2.4
208501705 |  | Live | Johnson Controls Inc. (York International Norman) | FRASER-JOHNSTON | Singlezone Ducted, Centrally Ducted | 208501705 |  | HRCU-A-CB | HMH72B361 | Ducted Indoor Units | JHVTC36DXXC2N1+TXV | 9.5 | 17.75 | 10.5 |  |  |  | FALSE | FALSE | FALSE | 36000 | 24400 | 2.68 | 24400 | 2.68
206781251 |  | Live | Johnson Controls Inc. (York International Norman) | FRASER-JOHNSTON | Singlezone Ducted, Centrally Ducted | 206781251 |  | HRCU-A-CB | TH16B4821 |  | CM64DXA1+ME14DN21+TXV | 10 | 17 | 10 |  |  |  | FALSE | FALSE | FALSE | 48000 | 29000 | 2.76 | 29000 | 2.76
205966092 |  | Live | Daikin North America, LLC | JANITROL | Singlezone Ducted, Centrally Ducted | 205966092 |  | HRCU-A-CB | GVZC200361A* |  | CSCF3642N6D*+MBVC1600**-1A*+TXV | 13.5 | 20 | 10 |  |  |  | FALSE | FALSE | FALSE | 35000 | 18200 | 2.44 | 28800 | 2.27
202143686 |  | Live | Johnson Controls Inc. (York International Norman) | YORK | Singlezone Ducted, Centrally Ducted | 202143686 |  | HRCU-A-CB | YHM48B21 |  | AE48DX21+TXV | 9.75 | 17 | 9.5 |  |  |  | FALSE | FALSE | FALSE | 47000 | 28200 | 2.54 | 28200 | 2.54
208501707 |  | Live | Johnson Controls Inc. (York International Norman) | CHAMPION HEATING AND COOLING | Singlezone Ducted, Centrally Ducted | 208501707 |  | HRCU-A-CB | HMH72B361 | Ducted Indoor Units | JHVTC36DXXC2N1+TXV | 9.5 | 17.75 | 10.5 |  |  |  | FALSE | FALSE | FALSE | 36000 | 24400 | 2.68 | 24400 | 2.68
205966104 |  | Live | Daikin North America, LLC | JANITROL | Singlezone Ducted, Centrally Ducted | 205966104 |  | HRCU-A-CB | GVZC200361A* |  | CA*F3743*6D*+MBVC1601**-1A*+TXV | 14 | 21 | 10 |  |  |  | FALSE | FALSE | FALSE | 35400 | 18200 | 2.46 | 28800 | 2.27
202143942 |  | Live | Johnson Controls Inc. (York International Norman) | LUXAIRE | Singlezone Ducted, Centrally Ducted | 202143942 |  | HRCU-A-CB | TH16B4821 |  | AE48DX21+TXV | 9.75 | 17 | 9.5 |  |  |  | FALSE | FALSE | FALSE | 47000 | 28200 | 2.54 | 28200 | 2.54
205966105 |  | Live | Daikin North America, LLC | JANITROL | Singlezone Ducted, Centrally Ducted | 205966105 |  | HRCU-A-CB | GVZC200361A* |  | CHPF3642C6C*+MBVC1201**-1A*+TXV | 13 | 20 | 10 |  |  |  | FALSE | FALSE | FALSE | 34800 | 18000 | 2.4 | 28800 | 2.27
205966103 |  | Live | Daikin North America, LLC | JANITROL | Singlezone Ducted, Centrally Ducted | 205966103 |  | HRCU-A-CB | GVZC200361A* |  | CA*F3743*6D*+MBVC1201**-1A*+TXV | 13.5 | 20 | 10 |  |  |  | FALSE | FALSE | FALSE | 35200 | 18200 | 2.42 | 28800 | 2.27
202143943 |  | Live | Johnson Controls Inc. (York International Norman) | FRASER-JOHNSTON | Singlezone Ducted, Centrally Ducted | 202143943 |  | HRCU-A-CB | TH16B4821 |  | AE48DX21+TXV | 9.75 | 17 | 9.5 |  |  |  | FALSE | FALSE | FALSE | 47000 | 28200 | 2.54 | 28200 | 2.54
202143944 |  | Live | Johnson Controls Inc. (York International Norman) | CHAMPION HEATING AND COOLING | Singlezone Ducted, Centrally Ducted | 202143944 |  | HRCU-A-CB | TH16B4821 |  | AE48DX21+TXV | 9.75 | 17 | 9.5 |  |  |  | FALSE | FALSE | FALSE | 47000 | 28200 | 2.54 | 28200 | 2.54
205966098 |  | Live | Daikin North America, LLC | JANITROL | Singlezone Ducted, Centrally Ducted | 205966098 |  | HRCU-A-CB | GVZC200361A* |  | AVPEC59D14A* | 14 | 20 | 10 |  |  |  | FALSE | FALSE | FALSE | 35800 | 18900 | 2.34 | 28800 | 2.27
205966097 |  | Live | Daikin North America, LLC | JANITROL | Singlezone Ducted, Centrally Ducted | 205966097 |  | HRCU-A-CB | GVZC200361A* |  | AVPEC37C14A* | 13 | 19.5 | 9.8 |  |  |  | FALSE | FALSE | FALSE | 35200 | 18900 | 2.24 | 28800 | 2.27
202763639 |  | Live | Johnson Controls Inc. (York International Norman) | LUXAIRE | Singlezone Ducted, Centrally Ducted | 202763639 |  | HRCU-A-CB | TH16B4821 |  | AVC60CX22+TXV | 9.75 | 16.25 | 9.25 |  |  |  | FALSE | FALSE | FALSE | 47000 | 28200 | 2.56 | 28200 | 2.56
205966099 |  | Live | Daikin North America, LLC | JANITROL | Singlezone Ducted, Centrally Ducted | 205966099 |  | HRCU-A-CB | GVZC200361A* |  | CA*F3137*6A*+MBVC1201**-1A*+TXV | 13.5 | 20 | 10 |  |  |  | FALSE | FALSE | FALSE | 34800 | 18000 | 2.42 | 28800 | 2.27
205966101 |  | Live | Daikin North America, LLC | JANITROL | Singlezone Ducted, Centrally Ducted | 205966101 |  | HRCU-A-CB | GVZC200361A* |  | CA*F3642*6D*+MBVC1201**-1A*+TXV | 13 | 20 | 10 |  |  |  | FALSE | FALSE | FALSE | 34600 | 18000 | 2.4 | 28800 | 2.27
202143685 |  | Live | Johnson Controls Inc. (York International Norman) | YORK | Singlezone Ducted, Centrally Ducted | 202143685 |  | HRCU-A-CB | YHM48B21 |  | AE48DBC21 | 9.75 | 17 | 9.5 |  |  |  | FALSE | FALSE | FALSE | 47000 | 28200 | 2.54 | 28200 | 2.54
205966100 |  | Live | Daikin North America, LLC | JANITROL | Singlezone Ducted, Centrally Ducted | 205966100 |  | HRCU-A-CB | GVZC200361A* |  | CA*F3137*6A*+MBVC1601**-1A*+TXV | 13.5 | 20 | 10 |  |  |  | FALSE | FALSE | FALSE | 34800 | 18200 | 2.44 | 28800 | 2.27
205966102 |  | Live | Daikin North America, LLC | JANITROL | Singlezone Ducted, Centrally Ducted | 205966102 |  | HRCU-A-CB | GVZC200361A* |  | CA*F3642*6D*+MBVC1601**-1A*+TXV | 13.5 | 20 | 10 |  |  |  | FALSE | FALSE | FALSE | 34600 | 18000 | 2.42 | 28800 | 2.27
205966106 |  | Live | Daikin North America, LLC | JANITROL | Singlezone Ducted, Centrally Ducted | 205966106 |  | HRCU-A-CB | GVZC200361A* |  | CHPF3642C6C*+MBVC1601**-1A*+TXV | 13.5 | 20 | 10 |  |  |  | FALSE | FALSE | FALSE | 35000 | 18000 | 2.42 | 28800 | 2.27
202143937 |  | Live | Johnson Controls Inc. (York International Norman) | COLEMAN | Singlezone Ducted, Centrally Ducted | 202143937 |  | HRCU-A-CB | CH16B4821 |  | AE48DBC21 | 9.75 | 17 | 9.5 |  |  |  | FALSE | FALSE | FALSE | 47000 | 28200 | 2.54 | 28200 | 2.54
205966107 |  | Live | Daikin North America, LLC | JANITROL | Singlezone Ducted, Centrally Ducted | 205966107 |  | HRCU-A-CB | GVZC200361A* |  | CHPF3743C6B*+MBVC1201**-1A*+TXV | 13.5 | 20 | 10 |  |  |  | FALSE | FALSE | FALSE | 35000 | 18200 | 2.42 | 28800 | 2.27
202143938 |  | Live | Johnson Controls Inc. (York International Norman) | LUXAIRE | Singlezone Ducted, Centrally Ducted | 202143938 |  | HRCU-A-CB | TH16B4821 |  | AE48DBC21 | 9.75 | 17 | 9.5 |  |  |  | FALSE | FALSE | FALSE | 47000 | 28200 | 2.54 | 28200 | 2.54
205966108 |  | Live | Daikin North America, LLC | JANITROL | Singlezone Ducted, Centrally Ducted | 205966108 |  | HRCU-A-CB | GVZC200361A* |  | CHPF3743C6B*+MBVC1601**-1A*+TXV | 13.5 | 20 | 10 |  |  |  | FALSE | FALSE | FALSE | 35200 | 18200 | 2.44 | 28800 | 2.27
202763637 |  | Live | Johnson Controls Inc. (York International Norman) | YORK | Singlezone Ducted, Centrally Ducted | 202763637 |  | HRCU-A-CB | YHM48B21 |  | AVC60CX22+TXV | 9.75 | 16.25 | 9.25 |  |  |  | FALSE | FALSE | FALSE | 47000 | 28200 | 2.56 | 28200 | 2.56
205966109 |  | Live | Daikin North America, LLC | JANITROL | Singlezone Ducted, Centrally Ducted | 205966109 |  | HRCU-A-CB | GVZC200481A* |  | CA*F4860*6D*+MBVC1600**-1A*+TXV | 12 | 19.5 | 10 |  |  |  | FALSE | FALSE | FALSE | 44500 | 26600 | 2.76 | 34000 | 2.4
202143940 |  | Live | Johnson Controls Inc. (York International Norman) | CHAMPION HEATING AND COOLING | Singlezone Ducted, Centrally Ducted | 202143940 |  | HRCU-A-CB | TH16B4821 |  | AE48DBC21 | 9.75 | 17 | 9.5 |  |  |  | FALSE | FALSE | FALSE | 47000 | 28200 | 2.54 | 28200 | 2.54
202763638 |  | Live | Johnson Controls Inc. (York International Norman) | COLEMAN | Singlezone Ducted, Centrally Ducted | 202763638 |  | HRCU-A-CB | CH16B4821 |  | AVC60CX22+TXV | 9.75 | 16.25 | 9.25 |  |  |  | FALSE | FALSE | FALSE | 47000 | 28200 | 2.56 | 28200 | 2.56
205966119 |  | Live | Daikin North America, LLC | JANITROL | Singlezone Ducted, Centrally Ducted | 205966119 |  | HRCU-A-CB | GVZC200481A* |  | CSCF4860N6D*+MBVC1600**-1A*+TXV | 12 | 20 | 10 |  |  |  | FALSE | FALSE | FALSE | 45000 | 26600 | 2.8 | 34000 | 2.4
202763640 |  | Live | Johnson Controls Inc. (York International Norman) | FRASER-JOHNSTON | Singlezone Ducted, Centrally Ducted | 202763640 |  | HRCU-A-CB | TH16B4821 |  | AVC60CX22+TXV | 9.75 | 16.25 | 9.25 |  |  |  | FALSE | FALSE | FALSE | 47000 | 28200 | 2.56 | 28200 | 2.56
205966114 |  | Live | Daikin North America, LLC | JANITROL | Singlezone Ducted, Centrally Ducted | 205966114 |  | HRCU-A-CB | GVZC200481A* |  | CHPF4860D6D*+MBVC1600**-1A*+TXV | 12 | 19.5 | 10 |  |  |  | FALSE | FALSE | FALSE | 45000 | 26600 | 2.76 | 34000 | 2.4
205966129 |  | Live | Daikin North America, LLC | JANITROL | Singlezone Ducted, Centrally Ducted | 205966129 |  | HRCU-A-CB | GVZC200481A* |  | CSCF4860N6D*+MBVC1601**-1A*+TXV | 12 | 20 | 10 |  |  |  | FALSE | FALSE | FALSE | 45000 | 26600 | 2.8 | 34000 | 2.4
205966120 |  | Live | Daikin North America, LLC | JANITROL | Singlezone Ducted, Centrally Ducted | 205966120 |  | HRCU-A-CB | GVZC200481A* |  | CSCF4860N6D*+MBVC2000**-1A*+TXV | 12.5 | 20 | 10 |  |  |  | FALSE | FALSE | FALSE | 45000 | 26600 | 2.85 | 34000 | 2.4
202763641 |  | Live | Johnson Controls Inc. (York International Norman) | CHAMPION HEATING AND COOLING | Singlezone Ducted, Centrally Ducted | 202763641 |  | HRCU-A-CB | TH16B4821 |  | AVC60CX22+TXV | 9.75 | 16.25 | 9.25 |  |  |  | FALSE | FALSE | FALSE | 47000 | 28200 | 2.56 | 28200 | 2.56
205966124 |  | Live | Daikin North America, LLC | JANITROL | Singlezone Ducted, Centrally Ducted | 205966124 |  | HRCU-A-CB | GVZC200481A* |  | AVPEC59D14A* | 11.7 | 19 | 9.5 |  |  |  | FALSE | FALSE | FALSE | 44500 | 27000 | 2.4 | 34000 | 2.4
205966125 |  | Live | Daikin North America, LLC | JANITROL | Singlezone Ducted, Centrally Ducted | 205966125 |  | HRCU-A-CB | GVZC200481A* |  | CA*F4860*6D*+MBVC1601**-1A*+TXV | 12 | 19.5 | 10 |  |  |  | FALSE | FALSE | FALSE | 44500 | 26600 | 2.76 | 34000 | 2.4
205966128 |  | Live | Daikin North America, LLC | JANITROL | Singlezone Ducted, Centrally Ducted | 205966128 |  | HRCU-A-CB | GVZC200481A* |  | CHPF4860D6D*+MBVC2001**-1A*+TXV | 12.5 | 20 | 10 |  |  |  | FALSE | FALSE | FALSE | 45000 | 26600 | 2.8 | 34000 | 2.4
205966127 |  | Live | Daikin North America, LLC | JANITROL | Singlezone Ducted, Centrally Ducted | 205966127 |  | HRCU-A-CB | GVZC200481A* |  | CHPF4860D6D*+MBVC1601**-1A*+TXV | 12 | 19.5 | 10 |  |  |  | FALSE | FALSE | FALSE | 45000 | 26600 | 2.76 | 34000 | 2.4
205966126 |  | Live | Daikin North America, LLC | JANITROL | Singlezone Ducted, Centrally Ducted | 205966126 |  | HRCU-A-CB | GVZC200481A* |  | CA*F4860*6D*+MBVC2001**-1A*+TXV | 12.5 | 19.5 | 10 |  |  |  | FALSE | FALSE | FALSE | 45000 | 26600 | 2.8 | 34000 | 2.4
205966130 |  | Live | Daikin North America, LLC | JANITROL | Singlezone Ducted, Centrally Ducted | 205966130 |  | HRCU-A-CB | GVZC200481A* |  | CSCF4860N6D*+MBVC2001**-1A*+TXV | 12.5 | 20 | 10 |  |  |  | FALSE | FALSE | FALSE | 45000 | 26600 | 2.85 | 34000 | 2.4
205966134 |  | Live | Daikin North America, LLC | JANITROL | Singlezone Ducted, Centrally Ducted | 205966134 |  | HRCU-A-CB | GVZC200481A* |  | CA*F4961*6D*+MBVC1600**-1A*+TXV | 12.5 | 20 | 10 |  |  |  | FALSE | FALSE | FALSE | 46500 | 26800 | 2.81 | 34000 | 2.4
205966459 |  | Live | Daikin North America, LLC | JANITROL | Singlezone Ducted, Centrally Ducted | 205966459 |  | HRCU-A-CB | GVZC200361A* |  | CSCF3642N6D*+MBVC1601**-1A*+TXV | 13.5 | 20 | 10 |  |  |  | FALSE | FALSE | FALSE | 35000 | 18200 | 2.44 | 28800 | 2.27
205966458 |  | Live | Daikin North America, LLC | JANITROL | Singlezone Ducted, Centrally Ducted | 205966458 |  | HRCU-A-CB | GVZC200361A* |  | CSCF3642N6D*+MBVC1201**-1A*+TXV | 13.5 | 20 | 10 |  |  |  | FALSE | FALSE | FALSE | 34800 | 18200 | 2.42 | 28800 | 2.27
205966138 |  | Live | Daikin North America, LLC | JANITROL | Singlezone Ducted, Centrally Ducted | 205966138 |  | HRCU-A-CB | GVZC200481A* |  | CHPF4860D6D*+MBVC2000**-1A*+TXV | 12.5 | 20 | 10 |  |  |  | FALSE | FALSE | FALSE | 45000 | 26600 | 2.8 | 34000 | 2.4
205966139 |  | Live | Daikin North America, LLC | JANITROL | Singlezone Ducted, Centrally Ducted | 205966139 |  | HRCU-A-CB | GVZC200481A* |  | CA*F4961*6D*+MBVC1601**-1A*+TXV | 12.5 | 20 | 10 |  |  |  | FALSE | FALSE | FALSE | 46500 | 26800 | 2.81 | 34000 | 2.4
205966140 |  | Live | Daikin North America, LLC | JANITROL | Singlezone Ducted, Centrally Ducted | 205966140 |  | HRCU-A-CB | GVZC200481A* |  | CA*F4961*6D*+MBVC2001**-1A*+TXV | 13 | 20 | 10 |  |  |  | FALSE | FALSE | FALSE | 46500 | 26600 | 2.85 | 34000 | 2.4
207430579 |  | Live | Johnson Controls Inc. (York International Norman) | YORK | Singlezone Ducted, Centrally Ducted | 207430579 |  | HRCU-A-CB | HMH72B361 | Ducted Indoor Units | XAFB36DXXN1+MVC12BN21+TXV | 9.25 | 17 | 9.5 |  |  |  | FALSE | FALSE | FALSE | 35800 | 24800 | 2.64 | 24800 | 2.64
203258604 |  | Live | Daikin North America, LLC | LIBERTY HEATING & AIR CONDITIONING | Singlezone Ducted, Centrally Ducted | 203258604 |  | HRCU-A-CB | AVZC200241A* |  | AVPEC25B14A* | 13 | 21 | 10 |  |  |  | FALSE | FALSE | FALSE | 23000 | 13600 | 2.61 | 15200 | 2.45
203258605 |  | Live | Daikin North America, LLC | LIBERTY HEATING & AIR CONDITIONING | Singlezone Ducted, Centrally Ducted | 203258605 |  | HRCU-A-CB | AVZC200361A* |  | AVPEC37C14A* | 13 | 19.5 | 9.8 |  |  |  | FALSE | FALSE | FALSE | 35200 | 18900 | 2.24 | 28800 | 2.27
207434672 |  | Live | Johnson Controls Inc. (York International Norman) | COLEMAN | Singlezone Ducted, Centrally Ducted | 207434672 |  | HRCU-A-CB | HMH72B361 | Ducted Indoor Units | XAFB36DXXN1+MVC12BN21+TXV | 9.25 | 17 | 9.5 |  |  |  | FALSE | FALSE | FALSE | 35800 | 24800 | 2.64 | 24800 | 2.64
205966463 |  | Live | Daikin North America, LLC | JANITROL | Singlezone Ducted, Centrally Ducted | 205966463 |  | HRCU-A-CB | GVZC200481A* |  | CA*F4860*6D*+MBVC2000**-1A*+TXV | 12.5 | 20 | 10 |  |  |  | FALSE | FALSE | FALSE | 45000 | 26600 | 2.8 | 34000 | 2.4
207434673 |  | Live | Johnson Controls Inc. (York International Norman) | LUXAIRE | Singlezone Ducted, Centrally Ducted | 207434673 |  | HRCU-A-CB | HMH72B361 | Ducted Indoor Units | XAFB36DXXN1+MVC12BN21+TXV | 9.25 | 17 | 9.5 |  |  |  | FALSE | FALSE | FALSE | 35800 | 24800 | 2.64 | 24800 | 2.64
207434688 |  | Live | Johnson Controls Inc. (York International Norman) | FRASER-JOHNSTON | Singlezone Ducted, Centrally Ducted | 207434688 |  | HRCU-A-CB | HMH72B361 | Ducted Indoor Units | XAFB36DXXN1+MVC12BN21+TXV | 9.25 | 17 | 9.5 |  |  |  | FALSE | FALSE | FALSE | 35800 | 24800 | 2.64 | 24800 | 2.64
203258606 |  | Live | Daikin North America, LLC | LIBERTY HEATING & AIR CONDITIONING | Singlezone Ducted, Centrally Ducted | 203258606 |  | HRCU-A-CB | AVZC200361A* |  | AVPEC59D14A* | 14 | 20 | 10 |  |  |  | FALSE | FALSE | FALSE | 35800 | 18900 | 2.34 | 28800 | 2.27
207434689 |  | Live | Johnson Controls Inc. (York International Norman) | CHAMPION HEATING AND COOLING | Singlezone Ducted, Centrally Ducted | 207434689 |  | HRCU-A-CB | HMH72B361 | Ducted Indoor Units | XAFB36DXXN1+MVC12BN21+TXV | 9.25 | 17 | 9.5 |  |  |  | FALSE | FALSE | FALSE | 35800 | 24800 | 2.64 | 24800 | 2.64
203258614 |  | Live | Daikin North America, LLC | LIBERTY HEATING & AIR CONDITIONING | Singlezone Ducted, Centrally Ducted | 203258614 |  | HRCU-A-CB | AVZC200481A* |  | AVPEC59D14A* | 11.7 | 19 | 9.5 |  |  |  | FALSE | FALSE | FALSE | 44500 | 27000 | 2.4 | 34000 | 2.4
205976269 |  | Live | Daikin North America, LLC | LIBERTY HEATING & AIR CONDITIONING | Singlezone Ducted, Centrally Ducted | 205976269 |  | HRCU-A-CB | AVZC200601B* |  | CA*F4961*6D*+MBVC2001**-1A*+TXV | 11.5 | 20 | 10 |  |  |  | FALSE | FALSE | FALSE | 52500 | 32000 | 2.7 | 37300 | 2.44
207430580 |  | Live | Johnson Controls Inc. (York International Norman) | YORK | Singlezone Ducted, Centrally Ducted | 207430580 |  | HRCU-A-CB | HMH72B361 | Ducted Indoor Units | XAUB36DXXN1+MVC12BN21+TXV | 9.25 | 17 | 9.5 |  |  |  | FALSE | FALSE | FALSE | 35800 | 24800 | 2.64 | 24800 | 2.64
205976268 |  | Live | Daikin North America, LLC | LIBERTY HEATING & AIR CONDITIONING | Singlezone Ducted, Centrally Ducted | 205976268 |  | HRCU-A-CB | AVZC200601B* |  | AVPEC61D14A* | 11.5 | 20 | 10 |  |  |  | FALSE | FALSE | FALSE | 52500 | 32600 | 2.68 | 37300 | 2.44
205976139 |  | Live | Daikin North America, LLC | LIBERTY HEATING & AIR CONDITIONING | Singlezone Ducted, Centrally Ducted | 205976139 |  | HRCU-A-CB | AVZC200601B* |  | CA*F4961*6D*+MBVC2000**-1A*+TXV | 11.5 | 20 | 10 |  |  |  | FALSE | FALSE | FALSE | 52500 | 32000 | 2.7 | 37300 | 2.44
207434671 |  | Live | Johnson Controls Inc. (York International Norman) | COLEMAN | Singlezone Ducted, Centrally Ducted | 207434671 |  | HRCU-A-CB | HMH72B361 | Ducted Indoor Units | XAUB36DXXN1+MVC12BN21+TXV | 9.25 | 17 | 9.5 |  |  |  | FALSE | FALSE | FALSE | 35800 | 24800 | 2.64 | 24800 | 2.64
207434674 |  | Live | Johnson Controls Inc. (York International Norman) | LUXAIRE | Singlezone Ducted, Centrally Ducted | 207434674 |  | HRCU-A-CB | HMH72B361 | Ducted Indoor Units | XAUB36DXXN1+MVC12BN21+TXV | 9.25 | 17 | 9.5 |  |  |  | FALSE | FALSE | FALSE | 35800 | 24800 | 2.64 | 24800 | 2.64
205976270 |  | Live | Daikin North America, LLC | LIBERTY HEATING & AIR CONDITIONING | Singlezone Ducted, Centrally Ducted | 205976270 |  | HRCU-A-CB | AVZC200601B* |  | CHPF4860D6D*+MBVC2001**-1A*+TXV | 11.5 | 19.5 | 10 |  |  |  | FALSE | FALSE | FALSE | 51500 | 32000 | 2.68 | 37300 | 2.44
207434687 |  | Live | Johnson Controls Inc. (York International Norman) | FRASER-JOHNSTON | Singlezone Ducted, Centrally Ducted | 207434687 |  | HRCU-A-CB | HMH72B361 | Ducted Indoor Units | XAUB36DXXN1+MVC12BN21+TXV | 9.25 | 17 | 9.5 |  |  |  | FALSE | FALSE | FALSE | 35800 | 24800 | 2.64 | 24800 | 2.64
207434690 |  | Live | Johnson Controls Inc. (York International Norman) | CHAMPION HEATING AND COOLING | Singlezone Ducted, Centrally Ducted | 207434690 |  | HRCU-A-CB | HMH72B361 | Ducted Indoor Units | XAUB36DXXN1+MVC12BN21+TXV | 9.25 | 17 | 9.5 |  |  |  | FALSE | FALSE | FALSE | 35800 | 24800 | 2.64 | 24800 | 2.64
205976258 |  | Live | Daikin North America, LLC | LIBERTY HEATING & AIR CONDITIONING | Singlezone Ducted, Centrally Ducted | 205976258 |  | HRCU-A-CB | AVZC200601B* |  | CHPF4860D6D*+MBVC2000**-1A*+TXV | 11.5 | 19.5 | 10 |  |  |  | FALSE | FALSE | FALSE | 51500 | 32000 | 2.7 | 37300 | 2.44
208500569 |  | Live | Johnson Controls Inc. (York International Norman) | YORK | Singlezone Ducted, Centrally Ducted | 208500569 |  | HRCU-A-CB | HMH72B361 | Ducted Indoor Units | JHETC36DXXS2N1+TXV | 9.25 | 17.25 | 10 |  |  |  | FALSE | FALSE | FALSE | 35000 | 24000 | 2.61 | 24000 | 2.61
208500517 |  | Live | Johnson Controls Inc. (York International Norman) | COLEMAN | Singlezone Ducted, Centrally Ducted | 208500517 |  | HRCU-A-CB | HMH72B361 | Ducted Indoor Units | JHETC36DXXS2N1+TXV | 9.25 | 17.25 | 10 |  |  |  | FALSE | FALSE | FALSE | 35000 | 24000 | 2.61 | 24000 | 2.61
208500520 |  | Live | Johnson Controls Inc. (York International Norman) | LUXAIRE | Singlezone Ducted, Centrally Ducted | 208500520 |  | HRCU-A-CB | HMH72B361 | Ducted Indoor Units | JHETC36DXXS2N1+TXV | 9.25 | 17.25 | 10 |  |  |  | FALSE | FALSE | FALSE | 35000 | 24000 | 2.61 | 24000 | 2.61
208500523 |  | Live | Johnson Controls Inc. (York International Norman) | FRASER-JOHNSTON | Singlezone Ducted, Centrally Ducted | 208500523 |  | HRCU-A-CB | HMH72B361 | Ducted Indoor Units | JHETC36DXXS2N1+TXV | 9.25 | 17.25 | 10 |  |  |  | FALSE | FALSE | FALSE | 35000 | 24000 | 2.61 | 24000 | 2.61
208500525 |  | Live | Johnson Controls Inc. (York International Norman) | CHAMPION HEATING AND COOLING | Singlezone Ducted, Centrally Ducted | 208500525 |  | HRCU-A-CB | HMH72B361 | Ducted Indoor Units | JHETC36DXXS2N1+TXV | 9.25 | 17.25 | 10 |  |  |  | FALSE | FALSE | FALSE | 35000 | 24000 | 2.61 | 24000 | 2.61
207430564 |  | Live | Johnson Controls Inc. (York International Norman) | YORK | Singlezone Ducted, Centrally Ducted | 207430564 |  | HRCU-A-CB | HMH72B361 | Ducted Indoor Units | XAFC36DXXN1+ME16CN21+TXV | 9.25 | 17 | 9.5 |  |  |  | FALSE | FALSE | FALSE | 36000 | 25000 | 2.66 | 25000 | 2.66
207434669 |  | Live | Johnson Controls Inc. (York International Norman) | COLEMAN | Singlezone Ducted, Centrally Ducted | 207434669 |  | HRCU-A-CB | HMH72B361 | Ducted Indoor Units | XAFC36DXXN1+ME16CN21+TXV | 9.25 | 17 | 9.5 |  |  |  | FALSE | FALSE | FALSE | 36000 | 25000 | 2.66 | 25000 | 2.66
10153694 |  | Live | Trane U.S. Inc. | TRANE | Singlezone Ducted, Centrally Ducted | 10153694 |  | HRCU-A-CB | 4TWV0024A1 |  | TEM8A0B30V31+TDR | 13 | 18.75 | 9.6 |  |  |  | FALSE | FALSE | FALSE | 24400 | 17000 | 2.03 | 17000 | 2.45
207434676 |  | Live | Johnson Controls Inc. (York International Norman) | LUXAIRE | Singlezone Ducted, Centrally Ducted | 207434676 |  | HRCU-A-CB | HMH72B361 | Ducted Indoor Units | XAFC36DXXN1+ME16CN21+TXV | 9.25 | 17 | 9.5 |  |  |  | FALSE | FALSE | FALSE | 36000 | 25000 | 2.66 | 25000 | 2.66
207434685 |  | Live | Johnson Controls Inc. (York International Norman) | FRASER-JOHNSTON | Singlezone Ducted, Centrally Ducted | 207434685 |  | HRCU-A-CB | HMH72B361 | Ducted Indoor Units | XAFC36DXXN1+ME16CN21+TXV | 9.25 | 17 | 9.5 |  |  |  | FALSE | FALSE | FALSE | 36000 | 25000 | 2.66 | 25000 | 2.66
207434692 |  | Live | Johnson Controls Inc. (York International Norman) | CHAMPION HEATING AND COOLING | Singlezone Ducted, Centrally Ducted | 207434692 |  | HRCU-A-CB | HMH72B361 | Ducted Indoor Units | XAFC36DXXN1+ME16CN21+TXV | 9.25 | 17 | 9.5 |  |  |  | FALSE | FALSE | FALSE | 36000 | 25000 | 2.66 | 25000 | 2.66
208500199 |  | Live | Johnson Controls Inc. (York International Norman) | YORK | Singlezone Ducted, Centrally Ducted | 208500199 |  | HRCU-A-CB | HMH72B361 | Ducted Indoor Units | JHETB36DXXS2N1+TXV | 9 | 17 | 10 |  |  |  | FALSE | FALSE | FALSE | 36000 | 25000 | 2.62 | 25000 | 2.62
208502180 |  | Live | Johnson Controls Inc. (York International Norman) | COLEMAN | Singlezone Ducted, Centrally Ducted | 208502180 |  | HRCU-A-CB | HMH72B361 | Ducted Indoor Units | JHETB36DXXS2N1+TXV | 9 | 17 | 10 |  |  |  | FALSE | FALSE | FALSE | 36000 | 25000 | 2.62 | 25000 | 2.62
208502182 |  | Live | Johnson Controls Inc. (York International Norman) | LUXAIRE | Singlezone Ducted, Centrally Ducted | 208502182 |  | HRCU-A-CB | HMH72B361 | Ducted Indoor Units | JHETB36DXXS2N1+TXV | 9 | 17 | 10 |  |  |  | FALSE | FALSE | FALSE | 36000 | 25000 | 2.62 | 25000 | 2.62
208502184 |  | Live | Johnson Controls Inc. (York International Norman) | FRASER-JOHNSTON | Singlezone Ducted, Centrally Ducted | 208502184 |  | HRCU-A-CB | HMH72B361 | Ducted Indoor Units | JHETB36DXXS2N1+TXV | 9 | 17 | 10 |  |  |  | FALSE | FALSE | FALSE | 36000 | 25000 | 2.62 | 25000 | 2.62
208502186 |  | Live | Johnson Controls Inc. (York International Norman) | CHAMPION HEATING AND COOLING | Singlezone Ducted, Centrally Ducted | 208502186 |  | HRCU-A-CB | HMH72B361 | Ducted Indoor Units | JHETB36DXXS2N1+TXV | 9 | 17 | 10 |  |  |  | FALSE | FALSE | FALSE | 36000 | 25000 | 2.62 | 25000 | 2.62
208206702 |  | Live | Johnson Controls Inc. (York International Norman) | YORK | Singlezone Ducted, Centrally Ducted | 208206702 |  | HRCU-A-CB | HMH72B361 | Ducted Indoor Units | XAHC36DXXN1+MVC16CN21+TXV | 9 | 17 | 9.5 |  |  |  | FALSE | FALSE | FALSE | 35400 | 24400 | 2.62 | 24400 | 2.62
208400375 |  | Live | Johnson Controls Inc. (York International Norman) | COLEMAN | Singlezone Ducted, Centrally Ducted | 208400375 |  | HRCU-A-CB | HMH72B361 | Ducted Indoor Units | XAHC36DXXN1+MVC16CN21+TXV | 9 | 17 | 9.5 |  |  |  | FALSE | FALSE | FALSE | 35400 | 24400 | 2.62 | 24400 | 2.62
208400376 |  | Live | Johnson Controls Inc. (York International Norman) | LUXAIRE | Singlezone Ducted, Centrally Ducted | 208400376 |  | HRCU-A-CB | HMH72B361 | Ducted Indoor Units | XAHC36DXXN1+MVC16CN21+TXV | 9 | 17 | 9.5 |  |  |  | FALSE | FALSE | FALSE | 35400 | 24400 | 2.62 | 24400 | 2.62
208400387 |  | Live | Johnson Controls Inc. (York International Norman) | FRASER-JOHNSTON | Singlezone Ducted, Centrally Ducted | 208400387 |  | HRCU-A-CB | HMH72B361 | Ducted Indoor Units | XAHC36DXXN1+MVC16CN21+TXV | 9 | 17 | 9.5 |  |  |  | FALSE | FALSE | FALSE | 35400 | 24400 | 2.62 | 24400 | 2.62
208400388 |  | Live | Johnson Controls Inc. (York International Norman) | CHAMPION HEATING AND COOLING | Singlezone Ducted, Centrally Ducted | 208400388 |  | HRCU-A-CB | HMH72B361 | Ducted Indoor Units | XAHC36DXXN1+MVC16CN21+TXV | 9 | 17 | 9.5 |  |  |  | FALSE | FALSE | FALSE | 35400 | 24400 | 2.62 | 24400 | 2.62
208206688 |  | Live | Johnson Controls Inc. (York International Norman) | YORK | Singlezone Ducted, Centrally Ducted | 208206688 |  | HRCU-A-CB | HMH72B361 | Ducted Indoor Units | XAHC36DXXN1+ME12CN21+TXV | 9 | 16.5 | 9.5 |  |  |  | FALSE | FALSE | FALSE | 35200 | 24400 | 2.6 | 24400 | 2.6
208400373 |  | Live | Johnson Controls Inc. (York International Norman) | COLEMAN | Singlezone Ducted, Centrally Ducted | 208400373 |  | HRCU-A-CB | HMH72B361 | Ducted Indoor Units | XAHC36DXXN1+ME12CN21+TXV | 9 | 16.5 | 9.5 |  |  |  | FALSE | FALSE | FALSE | 35200 | 24400 | 2.6 | 24400 | 2.6
208400378 |  | Live | Johnson Controls Inc. (York International Norman) | LUXAIRE | Singlezone Ducted, Centrally Ducted | 208400378 |  | HRCU-A-CB | HMH72B361 | Ducted Indoor Units | XAHC36DXXN1+ME12CN21+TXV | 9 | 16.5 | 9.5 |  |  |  | FALSE | FALSE | FALSE | 35200 | 24400 | 2.6 | 24400 | 2.6
208400385 |  | Live | Johnson Controls Inc. (York International Norman) | FRASER-JOHNSTON | Singlezone Ducted, Centrally Ducted | 208400385 |  | HRCU-A-CB | HMH72B361 | Ducted Indoor Units | XAHC36DXXN1+ME12CN21+TXV | 9 | 16.5 | 9.5 |  |  |  | FALSE | FALSE | FALSE | 35200 | 24400 | 2.6 | 24400 | 2.6
203258320 |  | Live | Daikin North America, LLC | LIBERTY HEATING & AIR CONDITIONING | Singlezone Ducted, Centrally Ducted | 203258320 |  | HRCU-A-CB | AVZC200361A* |  | CA*F3642*6D*+MBVC1200**-1A*+TXV | 13 | 20 | 10 |  |  |  | FALSE | FALSE | FALSE | 34600 | 18000 | 2.08 | 28800 | 2.27
203258313 |  | Live | Daikin North America, LLC | LIBERTY HEATING & AIR CONDITIONING | Singlezone Ducted, Centrally Ducted | 203258313 |  | HRCU-A-CB | AVZC200361A* |  | CA*F3137*6A*+MBVC1600**-1A*+TXV | 13.5 | 20 | 10 |  |  |  | FALSE | FALSE | FALSE | 34800 | 18200 | 2.14 | 28800 | 2.27
208400390 |  | Live | Johnson Controls Inc. (York International Norman) | CHAMPION HEATING AND COOLING | Singlezone Ducted, Centrally Ducted | 208400390 |  | HRCU-A-CB | HMH72B361 | Ducted Indoor Units | XAHC36DXXN1+ME12CN21+TXV | 9 | 16.5 | 9.5 |  |  |  | FALSE | FALSE | FALSE | 35200 | 24400 | 2.6 | 24400 | 2.6
203258225 |  | Live | Daikin North America, LLC | LIBERTY HEATING & AIR CONDITIONING | Singlezone Ducted, Centrally Ducted | 203258225 |  | HRCU-A-CB | AVZC200241A* |  | CA*F3137*6A*+MBVC1200**-1A*+TXV | 13 | 21 | 10 |  |  |  | FALSE | FALSE | FALSE | 23800 | 13000 | 2.4 | 15200 | 2.45
208500730 |  | Live | Johnson Controls Inc. (York International Norman) | YORK | Singlezone Ducted, Centrally Ducted | 208500730 |  | HRCU-A-CB | HMH72B361 | Ducted Indoor Units | XAHC36DXXN1+JMVT16CC2N1+TXV | 9 | 17 | 10 |  |  |  | FALSE | FALSE | FALSE | 35000 | 24000 | 2.61 | 24000 | 2.61
203258253 |  | Live | Daikin North America, LLC | LIBERTY HEATING & AIR CONDITIONING | Singlezone Ducted, Centrally Ducted | 203258253 |  | HRCU-A-CB | AVZC200241A* |  | CA*F3636*6D*+MBVC1200**-1A*+TXV | 13 | 20 | 10 |  |  |  | FALSE | FALSE | FALSE | 23200 | 13000 | 2.38 | 15200 | 2.45
203258303 |  | Live | Daikin North America, LLC | LIBERTY HEATING & AIR CONDITIONING | Singlezone Ducted, Centrally Ducted | 203258303 |  | HRCU-A-CB | AVZC200241A* |  | CHPF3636B6C*+MBVC1200**-1A*+TXV | 13 | 21 | 10 |  |  |  | FALSE | FALSE | FALSE | 23400 | 13000 | 2.4 | 15200 | 2.45
203258396 |  | Live | Daikin North America, LLC | LIBERTY HEATING & AIR CONDITIONING | Singlezone Ducted, Centrally Ducted | 203258396 |  | HRCU-A-CB | AVZC200481A* |  | CA*F4860*6D*+MBVC1600**-1A*+TXV | 12 | 19.5 | 10 |  |  |  | FALSE | FALSE | FALSE | 44500 | 33400 | 2.28 | 34000 | 2.4
203258294 |  | Live | Daikin North America, LLC | LIBERTY HEATING & AIR CONDITIONING | Singlezone Ducted, Centrally Ducted | 203258294 |  | HRCU-A-CB | AVZC200241A* |  | CA*F3743*6D*+MBVC1200**-1A*+TXV | 13 | 21 | 10 |  |  |  | FALSE | FALSE | FALSE | 23800 | 13000 | 2.4 | 15200 | 2.45
208501094 |  | Live | Johnson Controls Inc. (York International Norman) | COLEMAN | Singlezone Ducted, Centrally Ducted | 208501094 |  | HRCU-A-CB | HMH72B361 | Ducted Indoor Units | XAHC36DXXN1+JMVT16CC2N1+TXV | 9 | 17 | 10 |  |  |  | FALSE | FALSE | FALSE | 35000 | 24000 | 2.61 | 24000 | 2.61
203258312 |  | Live | Daikin North America, LLC | LIBERTY HEATING & AIR CONDITIONING | Singlezone Ducted, Centrally Ducted | 203258312 |  | HRCU-A-CB | AVZC200361A* |  | CA*F3137*6A*+MBVC1200**-1A*+TXV | 13.5 | 20 | 10 |  |  |  | FALSE | FALSE | FALSE | 34800 | 18000 | 2.12 | 28800 | 2.27
208501096 |  | Live | Johnson Controls Inc. (York International Norman) | LUXAIRE | Singlezone Ducted, Centrally Ducted | 208501096 |  | HRCU-A-CB | HMH72B361 | Ducted Indoor Units | XAHC36DXXN1+JMVT16CC2N1+TXV | 9 | 17 | 10 |  |  |  | FALSE | FALSE | FALSE | 35000 | 24000 | 2.61 | 24000 | 2.61
203258321 |  | Live | Daikin North America, LLC | LIBERTY HEATING & AIR CONDITIONING | Singlezone Ducted, Centrally Ducted | 203258321 |  | HRCU-A-CB | AVZC200361A* |  | CA*F3642*6D*+MBVC1600**-1A*+TXV | 13.5 | 20 | 10 |  |  |  | FALSE | FALSE | FALSE | 34600 | 18000 | 2.08 | 28800 | 2.27
203258336 |  | Live | Daikin North America, LLC | LIBERTY HEATING & AIR CONDITIONING | Singlezone Ducted, Centrally Ducted | 203258336 |  | HRCU-A-CB | AVZC200361A* |  | CA*F3743*6D*+MBVC1200**-1A*+TXV | 13.5 | 20 | 10 |  |  |  | FALSE | FALSE | FALSE | 35200 | 18200 | 2.12 | 28800 | 2.27
203258352 |  | Live | Daikin North America, LLC | LIBERTY HEATING & AIR CONDITIONING | Singlezone Ducted, Centrally Ducted | 203258352 |  | HRCU-A-CB | AVZC200361A* |  | CHPF3642C6C*+MBVC1600**-1A*+TXV | 13.5 | 20 | 10 |  |  |  | FALSE | FALSE | FALSE | 35000 | 18000 | 2.1 | 28800 | 2.27
203258351 |  | Live | Daikin North America, LLC | LIBERTY HEATING & AIR CONDITIONING | Singlezone Ducted, Centrally Ducted | 203258351 |  | HRCU-A-CB | AVZC200361A* |  | CHPF3642C6C*+MBVC1200**-1A*+TXV | 13 | 20 | 10 |  |  |  | FALSE | FALSE | FALSE | 34800 | 18000 | 2.08 | 28800 | 2.27
208501098 |  | Live | Johnson Controls Inc. (York International Norman) | FRASER-JOHNSTON | Singlezone Ducted, Centrally Ducted | 208501098 |  | HRCU-A-CB | HMH72B361 | Ducted Indoor Units | XAHC36DXXN1+JMVT16CC2N1+TXV | 9 | 17 | 10 |  |  |  | FALSE | FALSE | FALSE | 35000 | 24000 | 2.61 | 24000 | 2.61
203258366 |  | Live | Daikin North America, LLC | LIBERTY HEATING & AIR CONDITIONING | Singlezone Ducted, Centrally Ducted | 203258366 |  | HRCU-A-CB | AVZC200361A* |  | CHPF3743C6B*+MBVC1200**-1A*+TXV | 13.5 | 20 | 10 |  |  |  | FALSE | FALSE | FALSE | 35000 | 18200 | 2.12 | 28800 | 2.27
203258381 |  | Live | Daikin North America, LLC | LIBERTY HEATING & AIR CONDITIONING | Singlezone Ducted, Centrally Ducted | 203258381 |  | HRCU-A-CB | AVZC200361A* |  | CSCF3642N6D*+MBVC1600**-1A*+TXV | 13.5 | 20 | 10 |  |  |  | FALSE | FALSE | FALSE | 35000 | 18200 | 2.16 | 28800 | 2.27
208501100 |  | Live | Johnson Controls Inc. (York International Norman) | CHAMPION HEATING AND COOLING | Singlezone Ducted, Centrally Ducted | 208501100 |  | HRCU-A-CB | HMH72B361 | Ducted Indoor Units | XAHC36DXXN1+JMVT16CC2N1+TXV | 9 | 17 | 10 |  |  |  | FALSE | FALSE | FALSE | 35000 | 24000 | 2.61 | 24000 | 2.61
203258380 |  | Live | Daikin North America, LLC | LIBERTY HEATING & AIR CONDITIONING | Singlezone Ducted, Centrally Ducted | 203258380 |  | HRCU-A-CB | AVZC200361A* |  | CSCF3642N6D*+MBVC1200**-1A*+TXV | 13.5 | 20 | 10 |  |  |  | FALSE | FALSE | FALSE | 34800 | 18200 | 2.16 | 28800 | 2.27
203258397 |  | Live | Daikin North America, LLC | LIBERTY HEATING & AIR CONDITIONING | Singlezone Ducted, Centrally Ducted | 203258397 |  | HRCU-A-CB | AVZC200481A* |  | CA*F4860*6D*+MBVC2000**-1A*+TXV | 12.5 | 20 | 10 |  |  |  | FALSE | FALSE | FALSE | 45000 | 33400 | 2.3 | 34000 | 2.4
203258367 |  | Live | Daikin North America, LLC | LIBERTY HEATING & AIR CONDITIONING | Singlezone Ducted, Centrally Ducted | 203258367 |  | HRCU-A-CB | AVZC200361A* |  | CHPF3743C6B*+MBVC1600**-1A*+TXV | 13.5 | 20 | 10 |  |  |  | FALSE | FALSE | FALSE | 35200 | 18200 | 2.12 | 28800 | 2.27
203258407 |  | Live | Daikin North America, LLC | LIBERTY HEATING & AIR CONDITIONING | Singlezone Ducted, Centrally Ducted | 203258407 |  | HRCU-A-CB | AVZC200481A* |  | CA*F4961*6D*+MBVC1600**-1A*+TXV | 12.5 | 20 | 10 |  |  |  | FALSE | FALSE | FALSE | 46500 | 34000 | 2.34 | 34000 | 2.4
207430563 |  | Live | Johnson Controls Inc. (York International Norman) | YORK | Singlezone Ducted, Centrally Ducted | 207430563 |  | HRCU-A-CB | HMH72B361 | Ducted Indoor Units | XAFC36DXXN1+MVC12CN21+TXV | 9.5 | 17.5 | 9.5 |  |  |  | FALSE | FALSE | FALSE | 36000 | 24600 | 2.68 | 24600 | 2.68
203258417 |  | Live | Daikin North America, LLC | LIBERTY HEATING & AIR CONDITIONING | Singlezone Ducted, Centrally Ducted | 203258417 |  | HRCU-A-CB | AVZC200481A* |  | CHPF4860D6D*+MBVC1600**-1A*+TXV | 12 | 19.5 | 10 |  |  |  | FALSE | FALSE | FALSE | 45000 | 34000 | 2.3 | 34000 | 2.4
207434668 |  | Live | Johnson Controls Inc. (York International Norman) | COLEMAN | Singlezone Ducted, Centrally Ducted | 207434668 |  | HRCU-A-CB | HMH72B361 | Ducted Indoor Units | XAFC36DXXN1+MVC12CN21+TXV | 9.5 | 17.5 | 9.5 |  |  |  | FALSE | FALSE | FALSE | 36000 | 24600 | 2.68 | 24600 | 2.68
203258418 |  | Live | Daikin North America, LLC | LIBERTY HEATING & AIR CONDITIONING | Singlezone Ducted, Centrally Ducted | 203258418 |  | HRCU-A-CB | AVZC200481A* |  | CHPF4860D6D*+MBVC2000**-1A*+TXV | 12.5 | 20 | 10 |  |  |  | FALSE | FALSE | FALSE | 45000 | 34000 | 2.32 | 34000 | 2.4
203258427 |  | Live | Daikin North America, LLC | LIBERTY HEATING & AIR CONDITIONING | Singlezone Ducted, Centrally Ducted | 203258427 |  | HRCU-A-CB | AVZC200481A* |  | CSCF4860N6D*+MBVC1600**-1A*+TXV | 12 | 20 | 10 |  |  |  | FALSE | FALSE | FALSE | 45000 | 33400 | 2.34 | 34000 | 2.4
207434677 |  | Live | Johnson Controls Inc. (York International Norman) | LUXAIRE | Singlezone Ducted, Centrally Ducted | 207434677 |  | HRCU-A-CB | HMH72B361 | Ducted Indoor Units | XAFC36DXXN1+MVC12CN21+TXV | 9.5 | 17.5 | 9.5 |  |  |  | FALSE | FALSE | FALSE | 36000 | 24600 | 2.68 | 24600 | 2.68
203258607 |  | Live | Daikin North America, LLC | LIBERTY HEATING & AIR CONDITIONING | Singlezone Ducted, Centrally Ducted | 203258607 |  | HRCU-A-CB | AVZC200481A* |  | AVPEC61D14A* | 12.5 | 20 | 10 |  |  |  | FALSE | FALSE | FALSE | 45500 | 28600 | 2.68 | 34000 | 2.4
203258609 |  | Live | Daikin North America, LLC | LIBERTY HEATING & AIR CONDITIONING | Singlezone Ducted, Centrally Ducted | 203258609 |  | HRCU-A-CB | AVZC200241A* |  | CA*F3642*6D*+MBVC1200**-1A*+TXV | 13 | 21 | 10 |  |  |  | FALSE | FALSE | FALSE | 23400 | 13000 | 2.38 | 15200 | 2.45
203258428 |  | Live | Daikin North America, LLC | LIBERTY HEATING & AIR CONDITIONING | Singlezone Ducted, Centrally Ducted | 203258428 |  | HRCU-A-CB | AVZC200481A* |  | CSCF4860N6D*+MBVC2000**-1A*+TXV | 12.5 | 20 | 10 |  |  |  | FALSE | FALSE | FALSE | 45000 | 33400 | 2.36 | 34000 | 2.4
207434684 |  | Live | Johnson Controls Inc. (York International Norman) | FRASER-JOHNSTON | Singlezone Ducted, Centrally Ducted | 207434684 |  | HRCU-A-CB | HMH72B361 | Ducted Indoor Units | XAFC36DXXN1+MVC12CN21+TXV | 9.5 | 17.5 | 9.5 |  |  |  | FALSE | FALSE | FALSE | 36000 | 24600 | 2.68 | 24600 | 2.68
203258610 |  | Live | Daikin North America, LLC | LIBERTY HEATING & AIR CONDITIONING | Singlezone Ducted, Centrally Ducted | 203258610 |  | HRCU-A-CB | AVZC200361A* |  | CA*F3743*6D*+MBVC1600**-1A*+TXV | 14 | 21 | 10 |  |  |  | FALSE | FALSE | FALSE | 35400 | 18200 | 2.16 | 28800 | 2.27
205966142 |  | Live | Daikin North America, LLC | LIBERTY HEATING & AIR CONDITIONING | Singlezone Ducted, Centrally Ducted | 205966142 |  | HRCU-A-CB | GVZC200361A* |  | CA*F3743*6D*+MBVC1600**-1A*+TXV | 14 | 21 | 10 |  |  |  | FALSE | FALSE | FALSE | 35400 | 18200 | 2.46 | 28800 | 2.27
207434693 |  | Live | Johnson Controls Inc. (York International Norman) | CHAMPION HEATING AND COOLING | Singlezone Ducted, Centrally Ducted | 207434693 |  | HRCU-A-CB | HMH72B361 | Ducted Indoor Units | XAFC36DXXN1+MVC12CN21+TXV | 9.5 | 17.5 | 9.5 |  |  |  | FALSE | FALSE | FALSE | 36000 | 24600 | 2.68 | 24600 | 2.68
207430566 |  | Live | Johnson Controls Inc. (York International Norman) | YORK | Singlezone Ducted, Centrally Ducted | 207430566 |  | HRCU-A-CB | HMH72B361 | Ducted Indoor Units | XAFB36DXXN1+ME12BN21+TXV | 9.25 | 16.75 | 9.5 |  |  |  | FALSE | FALSE | FALSE | 35600 | 24800 | 2.62 | 24800 | 2.62
203258613 |  | Live | Daikin North America, LLC | LIBERTY HEATING & AIR CONDITIONING | Singlezone Ducted, Centrally Ducted | 203258613 |  | HRCU-A-CB | AVZC200241A* |  | CHPF3642C6C*+MBVC1200**-1A*+TXV | 13 | 21 | 10 |  |  |  | FALSE | FALSE | FALSE | 23400 | 13000 | 2.61 | 15200 | 2.45
205966143 |  | Live | Daikin North America, LLC | LIBERTY HEATING & AIR CONDITIONING | Singlezone Ducted, Centrally Ducted | 205966143 |  | HRCU-A-CB | GVZC200481A* |  | CA*F4961*6D*+MBVC2000**-1A*+TXV | 13 | 20 | 10 |  |  |  | FALSE | FALSE | FALSE | 46500 | 26600 | 2.85 | 34000 | 2.4
205966141 |  | Live | Daikin North America, LLC | LIBERTY HEATING & AIR CONDITIONING | Singlezone Ducted, Centrally Ducted | 205966141 |  | HRCU-A-CB | GVZC200241A* |  | CA*F3642*6D*+MBVC1200**-1A*+TXV | 13 | 21 | 10 |  |  |  | FALSE | FALSE | FALSE | 23400 | 13000 | 2.57 | 15200 | 2.45
207434665 |  | Live | Johnson Controls Inc. (York International Norman) | COLEMAN | Singlezone Ducted, Centrally Ducted | 207434665 |  | HRCU-A-CB | HMH72B361 | Ducted Indoor Units | XAFB36DXXN1+ME12BN21+TXV | 9.25 | 16.75 | 9.5 |  |  |  | FALSE | FALSE | FALSE | 35600 | 24800 | 2.62 | 24800 | 2.62
207434680 |  | Live | Johnson Controls Inc. (York International Norman) | LUXAIRE | Singlezone Ducted, Centrally Ducted | 207434680 |  | HRCU-A-CB | HMH72B361 | Ducted Indoor Units | XAFB36DXXN1+ME12BN21+TXV | 9.25 | 16.75 | 9.5 |  |  |  | FALSE | FALSE | FALSE | 35600 | 24800 | 2.62 | 24800 | 2.62
207434681 |  | Live | Johnson Controls Inc. (York International Norman) | FRASER-JOHNSTON | Singlezone Ducted, Centrally Ducted | 207434681 |  | HRCU-A-CB | HMH72B361 | Ducted Indoor Units | XAFB36DXXN1+ME12BN21+TXV | 9.25 | 16.75 | 9.5 |  |  |  | FALSE | FALSE | FALSE | 35600 | 24800 | 2.62 | 24800 | 2.62
205966146 |  | Live | Daikin North America, LLC | LIBERTY HEATING & AIR CONDITIONING | Singlezone Ducted, Centrally Ducted | 205966146 |  | HRCU-A-CB | GVZC200241A* |  | CA*F3137*6A*+MBVC1200**-1A*+TXV | 13 | 21 | 10 |  |  |  | FALSE | FALSE | FALSE | 23800 | 13000 | 2.61 | 15200 | 2.45
207434696 |  | Live | Johnson Controls Inc. (York International Norman) | CHAMPION HEATING AND COOLING | Singlezone Ducted, Centrally Ducted | 207434696 |  | HRCU-A-CB | HMH72B361 | Ducted Indoor Units | XAFB36DXXN1+ME12BN21+TXV | 9.25 | 16.75 | 9.5 |  |  |  | FALSE | FALSE | FALSE | 35600 | 24800 | 2.62 | 24800 | 2.62
10093507 |  | Live | Trane U.S. Inc. | TRANE | Singlezone Ducted, Centrally Ducted | 10093507 |  | HRCU-A-CB | 4TWV8037A1 |  | TAM9A0B30V31 | 13 | 18 | 10 |  |  |  | FALSE | FALSE | FALSE | 35400 | 26200 | 3.17 | 26600 | 2.42
207430567 |  | Live | Johnson Controls Inc. (York International Norman) | YORK | Singlezone Ducted, Centrally Ducted | 207430567 |  | HRCU-A-CB | HMH72B361 | Ducted Indoor Units | XAUB36DXXN1+ME12BN21+TXV | 9.25 | 16.75 | 9.5 |  |  |  | FALSE | FALSE | FALSE | 35600 | 24800 | 2.62 | 24800 | 2.62
205966152 |  | Live | Daikin North America, LLC | LIBERTY HEATING & AIR CONDITIONING | Singlezone Ducted, Centrally Ducted | 205966152 |  | HRCU-A-CB | GVZC200241A* |  | CA*F3636*6D*+MBVC1200**-1A*+TXV | 13 | 20 | 10 |  |  |  | FALSE | FALSE | FALSE | 23200 | 13000 | 2.57 | 15200 | 2.45
207434666 |  | Live | Johnson Controls Inc. (York International Norman) | COLEMAN | Singlezone Ducted, Centrally Ducted | 207434666 |  | HRCU-A-CB | HMH72B361 | Ducted Indoor Units | XAUB36DXXN1+ME12BN21+TXV | 9.25 | 16.75 | 9.5 |  |  |  | FALSE | FALSE | FALSE | 35600 | 24800 | 2.62 | 24800 | 2.62
207434679 |  | Live | Johnson Controls Inc. (York International Norman) | LUXAIRE | Singlezone Ducted, Centrally Ducted | 207434679 |  | HRCU-A-CB | HMH72B361 | Ducted Indoor Units | XAUB36DXXN1+ME12BN21+TXV | 9.25 | 16.75 | 9.5 |  |  |  | FALSE | FALSE | FALSE | 35600 | 24800 | 2.62 | 24800 | 2.62
10093495 |  | Live | Trane U.S. Inc. | TRANE | Singlezone Ducted, Centrally Ducted | 10093495 |  | HRCU-A-CB | 4TWV0036A1 |  | TAM9A0B30V31 | 13 | 20 | 10 |  |  |  | FALSE | FALSE | TRUE | 35400 | 26200 | 3.17 | 26600 | 2.42
207434682 |  | Live | Johnson Controls Inc. (York International Norman) | FRASER-JOHNSTON | Singlezone Ducted, Centrally Ducted | 207434682 |  | HRCU-A-CB | HMH72B361 | Ducted Indoor Units | XAUB36DXXN1+ME12BN21+TXV | 9.25 | 16.75 | 9.5 |  |  |  | FALSE | FALSE | FALSE | 35600 | 24800 | 2.62 | 24800 | 2.62
207434695 |  | Live | Johnson Controls Inc. (York International Norman) | CHAMPION HEATING AND COOLING | Singlezone Ducted, Centrally Ducted | 207434695 |  | HRCU-A-CB | HMH72B361 | Ducted Indoor Units | XAUB36DXXN1+ME12BN21+TXV | 9.25 | 16.75 | 9.5 |  |  |  | FALSE | FALSE | FALSE | 35600 | 24800 | 2.62 | 24800 | 2.62
205966161 |  | Live | Daikin North America, LLC | LIBERTY HEATING & AIR CONDITIONING | Singlezone Ducted, Centrally Ducted | 205966161 |  | HRCU-A-CB | GVZC200241A* |  | CA*F3743*6D*+MBVC1200**-1A*+TXV | 13 | 21 | 10 |  |  |  | FALSE | FALSE | FALSE | 23800 | 13000 | 2.63 | 15200 | 2.45
205966166 |  | Live | Daikin North America, LLC | LIBERTY HEATING & AIR CONDITIONING | Singlezone Ducted, Centrally Ducted | 205966166 |  | HRCU-A-CB | GVZC200241A* |  | CHPF3636B6C*+MBVC1200**-1A*+TXV | 13 | 21 | 10 |  |  |  | FALSE | FALSE | FALSE | 23400 | 13000 | 2.61 | 15200 | 2.45
205966169 |  | Live | Daikin North America, LLC | LIBERTY HEATING & AIR CONDITIONING | Singlezone Ducted, Centrally Ducted | 205966169 |  | HRCU-A-CB | GVZC200241A* |  | CHPF3642C6C*+MBVC1200**-1A*+TXV | 13 | 21 | 10 |  |  |  | FALSE | FALSE | FALSE | 23400 | 13000 | 2.61 | 15200 | 2.45
205966172 |  | Live | Daikin North America, LLC | LIBERTY HEATING & AIR CONDITIONING | Singlezone Ducted, Centrally Ducted | 205966172 |  | HRCU-A-CB | GVZC200241A* |  | AVPEC25B14A* | 13 | 21 | 10 |  |  |  | FALSE | FALSE | FALSE | 23000 | 13600 | 2.61 | 15200 | 2.45
205966177 |  | Live | Daikin North America, LLC | LIBERTY HEATING & AIR CONDITIONING | Singlezone Ducted, Centrally Ducted | 205966177 |  | HRCU-A-CB | GVZC200241A* |  | CHPF3636B6C*+MBVC1201**-1A*+TXV | 13 | 21 | 10 |  |  |  | FALSE | FALSE | FALSE | 23400 | 13000 | 2.61 | 15200 | 2.45
205966176 |  | Live | Daikin North America, LLC | LIBERTY HEATING & AIR CONDITIONING | Singlezone Ducted, Centrally Ducted | 205966176 |  | HRCU-A-CB | GVZC200241A* |  | CA*F3743*6D*+MBVC1201**-1A*+TXV | 13 | 21 | 10 |  |  |  | FALSE | FALSE | FALSE | 23800 | 13000 | 2.63 | 15200 | 2.45
205966174 |  | Live | Daikin North America, LLC | LIBERTY HEATING & AIR CONDITIONING | Singlezone Ducted, Centrally Ducted | 205966174 |  | HRCU-A-CB | GVZC200241A* |  | CA*F3636*6D*+MBVC1201**-1A*+TXV | 13 | 20 | 10 |  |  |  | FALSE | FALSE | FALSE | 23200 | 13000 | 2.57 | 15200 | 2.45
205966173 |  | Live | Daikin North America, LLC | LIBERTY HEATING & AIR CONDITIONING | Singlezone Ducted, Centrally Ducted | 205966173 |  | HRCU-A-CB | GVZC200241A* |  | CA*F3137*6A*+MBVC1201**-1A*+TXV | 13 | 21 | 10 |  |  |  | FALSE | FALSE | FALSE | 23800 | 13000 | 2.61 | 15200 | 2.45
205966175 |  | Live | Daikin North America, LLC | LIBERTY HEATING & AIR CONDITIONING | Singlezone Ducted, Centrally Ducted | 205966175 |  | HRCU-A-CB | GVZC200241A* |  | CA*F3642*6D*+MBVC1201**-1A*+TXV | 13 | 21 | 10 |  |  |  | FALSE | FALSE | FALSE | 23400 | 13000 | 2.57 | 15200 | 2.45
205966178 |  | Live | Daikin North America, LLC | LIBERTY HEATING & AIR CONDITIONING | Singlezone Ducted, Centrally Ducted | 205966178 |  | HRCU-A-CB | GVZC200241A* |  | CHPF3642C6C*+MBVC1201**-1A*+TXV | 13 | 21 | 10 |  |  |  | FALSE | FALSE | FALSE | 23400 | 13000 | 2.61 | 15200 | 2.45
205966181 |  | Live | Daikin North America, LLC | LIBERTY HEATING & AIR CONDITIONING | Singlezone Ducted, Centrally Ducted | 205966181 |  | HRCU-A-CB | GVZC200361A* |  | CA*F3137*6A*+MBVC1200**-1A*+TXV | 13.5 | 20 | 10 |  |  |  | FALSE | FALSE | FALSE | 34800 | 18000 | 2.42 | 28800 | 2.27
205966182 |  | Live | Daikin North America, LLC | LIBERTY HEATING & AIR CONDITIONING | Singlezone Ducted, Centrally Ducted | 205966182 |  | HRCU-A-CB | GVZC200361A* |  | CA*F3137*6A*+MBVC1600**-1A*+TXV | 13.5 | 20 | 10 |  |  |  | FALSE | FALSE | FALSE | 34800 | 18200 | 2.44 | 28800 | 2.27
205966190 |  | Live | Daikin North America, LLC | LIBERTY HEATING & AIR CONDITIONING | Singlezone Ducted, Centrally Ducted | 205966190 |  | HRCU-A-CB | GVZC200361A* |  | CA*F3642*6D*+MBVC1200**-1A*+TXV | 13 | 20 | 10 |  |  |  | FALSE | FALSE | FALSE | 34600 | 18000 | 2.4 | 28800 | 2.27
205966191 |  | Live | Daikin North America, LLC | LIBERTY HEATING & AIR CONDITIONING | Singlezone Ducted, Centrally Ducted | 205966191 |  | HRCU-A-CB | GVZC200361A* |  | CA*F3642*6D*+MBVC1600**-1A*+TXV | 13.5 | 20 | 10 |  |  |  | FALSE | FALSE | FALSE | 34600 | 18000 | 2.42 | 28800 | 2.27
205966199 |  | Live | Daikin North America, LLC | LIBERTY HEATING & AIR CONDITIONING | Singlezone Ducted, Centrally Ducted | 205966199 |  | HRCU-A-CB | GVZC200361A* |  | CA*F3743*6D*+MBVC1200**-1A*+TXV | 13.5 | 20 | 10 |  |  |  | FALSE | FALSE | FALSE | 35200 | 18200 | 2.42 | 28800 | 2.27
208206629 |  | Live | Johnson Controls Inc. (York International Norman) | YORK | Singlezone Ducted, Centrally Ducted | 208206629 |  | HRCU-A-CB | HMH72B361 | Ducted Indoor Units | XAHC36DXXN1+MVC12CN21+TXV | 9 | 17 | 9.5 |  |  |  | FALSE | FALSE | FALSE | 35200 | 24200 | 2.62 | 24200 | 2.62
208400370 |  | Live | Johnson Controls Inc. (York International Norman) | COLEMAN | Singlezone Ducted, Centrally Ducted | 208400370 |  | HRCU-A-CB | HMH72B361 | Ducted Indoor Units | XAHC36DXXN1+MVC12CN21+TXV | 9 | 17 | 9.5 |  |  |  | FALSE | FALSE | FALSE | 35200 | 24200 | 2.62 | 24200 | 2.62
208400381 |  | Live | Johnson Controls Inc. (York International Norman) | LUXAIRE | Singlezone Ducted, Centrally Ducted | 208400381 |  | HRCU-A-CB | HMH72B361 | Ducted Indoor Units | XAHC36DXXN1+MVC12CN21+TXV | 9 | 17 | 9.5 |  |  |  | FALSE | FALSE | FALSE | 35200 | 24200 | 2.62 | 24200 | 2.62
208400382 |  | Live | Johnson Controls Inc. (York International Norman) | FRASER-JOHNSTON | Singlezone Ducted, Centrally Ducted | 208400382 |  | HRCU-A-CB | HMH72B361 | Ducted Indoor Units | XAHC36DXXN1+MVC12CN21+TXV | 9 | 17 | 9.5 |  |  |  | FALSE | FALSE | FALSE | 35200 | 24200 | 2.62 | 24200 | 2.62
208400393 |  | Live | Johnson Controls Inc. (York International Norman) | CHAMPION HEATING AND COOLING | Singlezone Ducted, Centrally Ducted | 208400393 |  | HRCU-A-CB | HMH72B361 | Ducted Indoor Units | XAHC36DXXN1+MVC12CN21+TXV | 9 | 17 | 9.5 |  |  |  | FALSE | FALSE | FALSE | 35200 | 24200 | 2.62 | 24200 | 2.62
208206704 |  | Live | Johnson Controls Inc. (York International Norman) | YORK | Singlezone Ducted, Centrally Ducted | 208206704 |  | HRCU-A-CB | HMH72B361 | Ducted Indoor Units | XAHB36DXXN1+ME12BN21+TXV | 9 | 16.25 | 9.5 |  |  |  | FALSE | FALSE | FALSE | 34800 | 24400 | 2.54 | 24400 | 2.54
208400374 |  | Live | Johnson Controls Inc. (York International Norman) | COLEMAN | Singlezone Ducted, Centrally Ducted | 208400374 |  | HRCU-A-CB | HMH72B361 | Ducted Indoor Units | XAHB36DXXN1+ME12BN21+TXV | 9 | 16.25 | 9.5 |  |  |  | FALSE | FALSE | FALSE | 34800 | 24400 | 2.54 | 24400 | 2.54
208400377 |  | Live | Johnson Controls Inc. (York International Norman) | LUXAIRE | Singlezone Ducted, Centrally Ducted | 208400377 |  | HRCU-A-CB | HMH72B361 | Ducted Indoor Units | XAHB36DXXN1+ME12BN21+TXV | 9 | 16.25 | 9.5 |  |  |  | FALSE | FALSE | FALSE | 34800 | 24400 | 2.54 | 24400 | 2.54
205966209 |  | Live | Daikin North America, LLC | LIBERTY HEATING & AIR CONDITIONING | Singlezone Ducted, Centrally Ducted | 205966209 |  | HRCU-A-CB | GVZC200361A* |  | CHPF3642C6C*+MBVC1600**-1A*+TXV | 13.5 | 20 | 10 |  |  |  | FALSE | FALSE | FALSE | 35000 | 18000 | 2.42 | 28800 | 2.27
208400386 |  | Live | Johnson Controls Inc. (York International Norman) | FRASER-JOHNSTON | Singlezone Ducted, Centrally Ducted | 208400386 |  | HRCU-A-CB | HMH72B361 | Ducted Indoor Units | XAHB36DXXN1+ME12BN21+TXV | 9 | 16.25 | 9.5 |  |  |  | FALSE | FALSE | FALSE | 34800 | 24400 | 2.54 | 24400 | 2.54
205966208 |  | Live | Daikin North America, LLC | LIBERTY HEATING & AIR CONDITIONING | Singlezone Ducted, Centrally Ducted | 205966208 |  | HRCU-A-CB | GVZC200361A* |  | CHPF3642C6C*+MBVC1200**-1A*+TXV | 13 | 20 | 10 |  |  |  | FALSE | FALSE | FALSE | 34800 | 18000 | 2.4 | 28800 | 2.27
208400389 |  | Live | Johnson Controls Inc. (York International Norman) | CHAMPION HEATING AND COOLING | Singlezone Ducted, Centrally Ducted | 208400389 |  | HRCU-A-CB | HMH72B361 | Ducted Indoor Units | XAHB36DXXN1+ME12BN21+TXV | 9 | 16.25 | 9.5 |  |  |  | FALSE | FALSE | FALSE | 34800 | 24400 | 2.54 | 24400 | 2.54
208500338 |  | Live | Johnson Controls Inc. (York International Norman) | YORK | Singlezone Ducted, Centrally Ducted | 208500338 |  | HRCU-A-CB | HMH72B361 | Ducted Indoor Units | XAFC36DXXN1+JMET12CS2N1+TXV | 9.25 | 17.25 | 10 |  |  |  | FALSE | FALSE | FALSE | 36000 | 24800 | 2.66 | 24800 | 2.66
205966218 |  | Live | Daikin North America, LLC | LIBERTY HEATING & AIR CONDITIONING | Singlezone Ducted, Centrally Ducted | 205966218 |  | HRCU-A-CB | GVZC200361A* |  | CHPF3743C6B*+MBVC1200**-1A*+TXV | 13.5 | 20 | 10 |  |  |  | FALSE | FALSE | FALSE | 35000 | 18200 | 2.42 | 28800 | 2.27
208502630 |  | Live | Johnson Controls Inc. (York International Norman) | COLEMAN | Singlezone Ducted, Centrally Ducted | 208502630 |  | HRCU-A-CB | HMH72B361 | Ducted Indoor Units | XAFC36DXXN1+JMET12CS2N1+TXV | 9.25 | 17.25 | 10 |  |  |  | FALSE | FALSE | FALSE | 36000 | 24800 | 2.66 | 24800 | 2.66
205966219 |  | Live | Daikin North America, LLC | LIBERTY HEATING & AIR CONDITIONING | Singlezone Ducted, Centrally Ducted | 205966219 |  | HRCU-A-CB | GVZC200361A* |  | CHPF3743C6B*+MBVC1600**-1A*+TXV | 13.5 | 20 | 10 |  |  |  | FALSE | FALSE | FALSE | 35200 | 18200 | 2.44 | 28800 | 2.27
208502632 |  | Live | Johnson Controls Inc. (York International Norman) | LUXAIRE | Singlezone Ducted, Centrally Ducted | 208502632 |  | HRCU-A-CB | HMH72B361 | Ducted Indoor Units | XAFC36DXXN1+JMET12CS2N1+TXV | 9.25 | 17.25 | 10 |  |  |  | FALSE | FALSE | FALSE | 36000 | 24800 | 2.66 | 24800 | 2.66
208502633 |  | Live | Johnson Controls Inc. (York International Norman) | FRASER-JOHNSTON | Singlezone Ducted, Centrally Ducted | 208502633 |  | HRCU-A-CB | HMH72B361 | Ducted Indoor Units | XAFC36DXXN1+JMET12CS2N1+TXV | 9.25 | 17.25 | 10 |  |  |  | FALSE | FALSE | FALSE | 36000 | 24800 | 2.66 | 24800 | 2.66
208502635 |  | Live | Johnson Controls Inc. (York International Norman) | CHAMPION HEATING AND COOLING | Singlezone Ducted, Centrally Ducted | 208502635 |  | HRCU-A-CB | HMH72B361 | Ducted Indoor Units | XAFC36DXXN1+JMET12CS2N1+TXV | 9.25 | 17.25 | 10 |  |  |  | FALSE | FALSE | FALSE | 36000 | 24800 | 2.66 | 24800 | 2.66
205966230 |  | Live | Daikin North America, LLC | LIBERTY HEATING & AIR CONDITIONING | Singlezone Ducted, Centrally Ducted | 205966230 |  | HRCU-A-CB | GVZC200361A* |  | CSCF3642N6D*+MBVC1600**-1A*+TXV | 13.5 | 20 | 10 |  |  |  | FALSE | FALSE | FALSE | 35000 | 18200 | 2.44 | 28800 | 2.27
208613158 |  | Live | Johnson Controls Inc. (York International Norman) | YORK | Singlezone Ducted, Centrally Ducted | 208613158 |  | HRCU-A-CB | HMH72B361 | Ducted Indoor Units | XAFC36DBCN1+JMET12CS2N1 | 9.25 | 17.25 | 10 |  |  |  | FALSE | FALSE | FALSE | 36000 | 24800 | 2.66 | 24800 | 2.66
205966229 |  | Live | Daikin North America, LLC | LIBERTY HEATING & AIR CONDITIONING | Singlezone Ducted, Centrally Ducted | 205966229 |  | HRCU-A-CB | GVZC200361A* |  | CSCF3642N6D*+MBVC1200**-1A*+TXV | 13.5 | 20 | 10 |  |  |  | FALSE | FALSE | FALSE | 34800 | 18200 | 2.42 | 28800 | 2.27
10153721 |  | Live | Trane U.S. Inc. | TRANE | Singlezone Ducted, Centrally Ducted | 10153721 |  | HRCU-A-CB | 4TWV8037A1 |  | TEM8A0C36V31+TDR | 12.5 | 18 | 10 |  |  |  | FALSE | FALSE | FALSE | 35400 | 25600 | 3.1 | 25800 | 2.42
205966235 |  | Live | Daikin North America, LLC | LIBERTY HEATING & AIR CONDITIONING | Singlezone Ducted, Centrally Ducted | 205966235 |  | HRCU-A-CB | GVZC200361A* |  | AVPEC37C14A* | 13 | 19.5 | 9.8 |  |  |  | FALSE | FALSE | FALSE | 35200 | 18900 | 2.24 | 28800 | 2.27
208614045 |  | Live | Johnson Controls Inc. (York International Norman) | COLEMAN | Singlezone Ducted, Centrally Ducted | 208614045 |  | HRCU-A-CB | HMH72B361 | Ducted Indoor Units | XAFC36DBCN1+JMET12CS2N1 | 9.25 | 17.25 | 10 |  |  |  | FALSE | FALSE | FALSE | 36000 | 24800 | 2.66 | 24800 | 2.66
205966236 |  | Live | Daikin North America, LLC | LIBERTY HEATING & AIR CONDITIONING | Singlezone Ducted, Centrally Ducted | 205966236 |  | HRCU-A-CB | GVZC200361A* |  | AVPEC59D14A* | 14 | 20 | 10 |  |  |  | FALSE | FALSE | FALSE | 35800 | 18900 | 2.34 | 28800 | 2.27
208614050 |  | Live | Johnson Controls Inc. (York International Norman) | LUXAIRE | Singlezone Ducted, Centrally Ducted | 208614050 |  | HRCU-A-CB | HMH72B361 | Ducted Indoor Units | XAFC36DBCN1+JMET12CS2N1 | 9.25 | 17.25 | 10 |  |  |  | FALSE | FALSE | FALSE | 36000 | 24800 | 2.66 | 24800 | 2.66
205966237 |  | Live | Daikin North America, LLC | LIBERTY HEATING & AIR CONDITIONING | Singlezone Ducted, Centrally Ducted | 205966237 |  | HRCU-A-CB | GVZC200361A* |  | CA*F3137*6A*+MBVC1201**-1A*+TXV | 13.5 | 20 | 10 |  |  |  | FALSE | FALSE | FALSE | 34800 | 18000 | 2.42 | 28800 | 2.27
208614061 |  | Live | Johnson Controls Inc. (York International Norman) | FRASER-JOHNSTON | Singlezone Ducted, Centrally Ducted | 208614061 |  | HRCU-A-CB | HMH72B361 | Ducted Indoor Units | XAFC36DBCN1+JMET12CS2N1 | 9.25 | 17.25 | 10 |  |  |  | FALSE | FALSE | FALSE | 36000 | 24800 | 2.66 | 24800 | 2.66
205966239 |  | Live | Daikin North America, LLC | LIBERTY HEATING & AIR CONDITIONING | Singlezone Ducted, Centrally Ducted | 205966239 |  | HRCU-A-CB | GVZC200361A* |  | CA*F3642*6D*+MBVC1201**-1A*+TXV | 13 | 20 | 10 |  |  |  | FALSE | FALSE | FALSE | 34600 | 18000 | 2.4 | 28800 | 2.27
205966242 |  | Live | Daikin North America, LLC | LIBERTY HEATING & AIR CONDITIONING | Singlezone Ducted, Centrally Ducted | 205966242 |  | HRCU-A-CB | GVZC200481A* |  | CA*F4860*6D*+MBVC1600**-1A*+TXV | 12 | 19.5 | 10 |  |  |  | FALSE | FALSE | FALSE | 44500 | 26600 | 2.76 | 34000 | 2.4
208614066 |  | Live | Johnson Controls Inc. (York International Norman) | CHAMPION HEATING AND COOLING | Singlezone Ducted, Centrally Ducted | 208614066 |  | HRCU-A-CB | HMH72B361 | Ducted Indoor Units | XAFC36DBCN1+JMET12CS2N1 | 9.25 | 17.25 | 10 |  |  |  | FALSE | FALSE | FALSE | 36000 | 24800 | 2.66 | 24800 | 2.66
205966238 |  | Live | Daikin North America, LLC | LIBERTY HEATING & AIR CONDITIONING | Singlezone Ducted, Centrally Ducted | 205966238 |  | HRCU-A-CB | GVZC200361A* |  | CA*F3137*6A*+MBVC1601**-1A*+TXV | 13.5 | 20 | 10 |  |  |  | FALSE | FALSE | FALSE | 34800 | 18200 | 2.44 | 28800 | 2.27
205966240 |  | Live | Daikin North America, LLC | LIBERTY HEATING & AIR CONDITIONING | Singlezone Ducted, Centrally Ducted | 205966240 |  | HRCU-A-CB | GVZC200361A* |  | CA*F3642*6D*+MBVC1601**-1A*+TXV | 13.5 | 20 | 10 |  |  |  | FALSE | FALSE | FALSE | 34600 | 18000 | 2.42 | 28800 | 2.27
205966241 |  | Live | Daikin North America, LLC | LIBERTY HEATING & AIR CONDITIONING | Singlezone Ducted, Centrally Ducted | 205966241 |  | HRCU-A-CB | GVZC200361A* |  | CA*F3743*6D*+MBVC1201**-1A*+TXV | 13.5 | 20 | 10 |  |  |  | FALSE | FALSE | FALSE | 35200 | 18200 | 2.42 | 28800 | 2.27
208500440 |  | Live | Johnson Controls Inc. (York International Norman) | YORK | Singlezone Ducted, Centrally Ducted | 208500440 |  | HRCU-A-CB | HMH72B361 | Ducted Indoor Units | XAHC36DXXN1+JMET12CS2N1+TXV | 9 | 17 | 10 |  |  |  | FALSE | FALSE | FALSE | 35200 | 24200 | 2.6 | 24200 | 2.6
208503336 |  | Live | Johnson Controls Inc. (York International Norman) | COLEMAN | Singlezone Ducted, Centrally Ducted | 208503336 |  | HRCU-A-CB | HMH72B361 | Ducted Indoor Units | XAHC36DXXN1+JMET12CS2N1+TXV | 9 | 17 | 10 |  |  |  | FALSE | FALSE | FALSE | 35200 | 24200 | 2.6 | 24200 | 2.6
208503342 |  | Live | Johnson Controls Inc. (York International Norman) | LUXAIRE | Singlezone Ducted, Centrally Ducted | 208503342 |  | HRCU-A-CB | HMH72B361 | Ducted Indoor Units | XAHC36DXXN1+JMET12CS2N1+TXV | 9 | 17 | 10 |  |  |  | FALSE | FALSE | FALSE | 35200 | 24200 | 2.6 | 24200 | 2.6
205966247 |  | Live | Daikin North America, LLC | LIBERTY HEATING & AIR CONDITIONING | Singlezone Ducted, Centrally Ducted | 205966247 |  | HRCU-A-CB | GVZC200481A* |  | CHPF4860D6D*+MBVC1600**-1A*+TXV | 12 | 19.5 | 10 |  |  |  | FALSE | FALSE | FALSE | 45000 | 26600 | 2.76 | 34000 | 2.4
208503344 |  | Live | Johnson Controls Inc. (York International Norman) | FRASER-JOHNSTON | Singlezone Ducted, Centrally Ducted | 208503344 |  | HRCU-A-CB | HMH72B361 | Ducted Indoor Units | XAHC36DXXN1+JMET12CS2N1+TXV | 9 | 17 | 10 |  |  |  | FALSE | FALSE | FALSE | 35200 | 24200 | 2.6 | 24200 | 2.6
208503346 |  | Live | Johnson Controls Inc. (York International Norman) | CHAMPION HEATING AND COOLING | Singlezone Ducted, Centrally Ducted | 208503346 |  | HRCU-A-CB | HMH72B361 | Ducted Indoor Units | XAHC36DXXN1+JMET12CS2N1+TXV | 9 | 17 | 10 |  |  |  | FALSE | FALSE | FALSE | 35200 | 24200 | 2.6 | 24200 | 2.6
205966252 |  | Live | Daikin North America, LLC | LIBERTY HEATING & AIR CONDITIONING | Singlezone Ducted, Centrally Ducted | 205966252 |  | HRCU-A-CB | GVZC200481A* |  | CSCF4860N6D*+MBVC1600**-1A*+TXV | 12 | 20 | 10 |  |  |  | FALSE | FALSE | FALSE | 45000 | 26600 | 2.8 | 34000 | 2.4
208500566 |  | Live | Johnson Controls Inc. (York International Norman) | YORK | Singlezone Ducted, Centrally Ducted | 208500566 |  | HRCU-A-CB | HMH72B361 | Ducted Indoor Units | XAFC36DXXN1+JMET16CS2N1+TXV | 9.25 | 17.5 | 10 |  |  |  | FALSE | FALSE | FALSE | 35400 | 24200 | 2.62 | 24200 | 2.62
205966253 |  | Live | Daikin North America, LLC | LIBERTY HEATING & AIR CONDITIONING | Singlezone Ducted, Centrally Ducted | 205966253 |  | HRCU-A-CB | GVZC200481A* |  | CSCF4860N6D*+MBVC2000**-1A*+TXV | 12.5 | 20 | 10 |  |  |  | FALSE | FALSE | FALSE | 45000 | 26600 | 2.85 | 34000 | 2.4
208500505 |  | Live | Johnson Controls Inc. (York International Norman) | COLEMAN | Singlezone Ducted, Centrally Ducted | 208500505 |  | HRCU-A-CB | HMH72B361 | Ducted Indoor Units | XAFC36DXXN1+JMET16CS2N1+TXV | 9.25 | 17.5 | 10 |  |  |  | FALSE | FALSE | FALSE | 35400 | 24200 | 2.62 | 24200 | 2.62
205966259 |  | Live | Daikin North America, LLC | LIBERTY HEATING & AIR CONDITIONING | Singlezone Ducted, Centrally Ducted | 205966259 |  | HRCU-A-CB | GVZC200481A* |  | CA*F4860*6D*+MBVC2001**-1A*+TXV | 12.5 | 19.5 | 10 |  |  |  | FALSE | FALSE | FALSE | 45000 | 26600 | 2.8 | 34000 | 2.4
208500508 |  | Live | Johnson Controls Inc. (York International Norman) | LUXAIRE | Singlezone Ducted, Centrally Ducted | 208500508 |  | HRCU-A-CB | HMH72B361 | Ducted Indoor Units | XAFC36DXXN1+JMET16CS2N1+TXV | 9.25 | 17.5 | 10 |  |  |  | FALSE | FALSE | FALSE | 35400 | 24200 | 2.62 | 24200 | 2.62
205966258 |  | Live | Daikin North America, LLC | LIBERTY HEATING & AIR CONDITIONING | Singlezone Ducted, Centrally Ducted | 205966258 |  | HRCU-A-CB | GVZC200481A* |  | CA*F4860*6D*+MBVC1601**-1A*+TXV | 12 | 19.5 | 10 |  |  |  | FALSE | FALSE | FALSE | 44500 | 26600 | 2.76 | 34000 | 2.4
205966257 |  | Live | Daikin North America, LLC | LIBERTY HEATING & AIR CONDITIONING | Singlezone Ducted, Centrally Ducted | 205966257 |  | HRCU-A-CB | GVZC200481A* |  | AVPEC59D14A* | 11.7 | 19 | 9.5 |  |  |  | FALSE | FALSE | FALSE | 44500 | 27000 | 2.4 | 34000 | 2.4
208500511 |  | Live | Johnson Controls Inc. (York International Norman) | FRASER-JOHNSTON | Singlezone Ducted, Centrally Ducted | 208500511 |  | HRCU-A-CB | HMH72B361 | Ducted Indoor Units | XAFC36DXXN1+JMET16CS2N1+TXV | 9.25 | 17.5 | 10 |  |  |  | FALSE | FALSE | FALSE | 35400 | 24200 | 2.62 | 24200 | 2.62
205966260 |  | Live | Daikin North America, LLC | LIBERTY HEATING & AIR CONDITIONING | Singlezone Ducted, Centrally Ducted | 205966260 |  | HRCU-A-CB | GVZC200481A* |  | CHPF4860D6D*+MBVC1601**-1A*+TXV | 12 | 19.5 | 10 |  |  |  | FALSE | FALSE | FALSE | 45000 | 26600 | 2.76 | 34000 | 2.4
208500514 |  | Live | Johnson Controls Inc. (York International Norman) | CHAMPION HEATING AND COOLING | Singlezone Ducted, Centrally Ducted | 208500514 |  | HRCU-A-CB | HMH72B361 | Ducted Indoor Units | XAFC36DXXN1+JMET16CS2N1+TXV | 9.25 | 17.5 | 10 |  |  |  | FALSE | FALSE | FALSE | 35400 | 24200 | 2.62 | 24200 | 2.62
205966272 |  | Live | Daikin North America, LLC | LIBERTY HEATING & AIR CONDITIONING | Singlezone Ducted, Centrally Ducted | 205966272 |  | HRCU-A-CB | GVZC200481A* |  | CA*F4961*6D*+MBVC1601**-1A*+TXV | 12.5 | 20 | 10 |  |  |  | FALSE | FALSE | FALSE | 46500 | 26800 | 2.81 | 34000 | 2.4
205966262 |  | Live | Daikin North America, LLC | LIBERTY HEATING & AIR CONDITIONING | Singlezone Ducted, Centrally Ducted | 205966262 |  | HRCU-A-CB | GVZC200481A* |  | CSCF4860N6D*+MBVC1601**-1A*+TXV | 12 | 20 | 10 |  |  |  | FALSE | FALSE | FALSE | 45000 | 26600 | 2.8 | 34000 | 2.4
208613216 |  | Live | Johnson Controls Inc. (York International Norman) | YORK | Singlezone Ducted, Centrally Ducted | 208613216 |  | HRCU-A-CB | HMH72B361 | Ducted Indoor Units | XAFC36DBCN1+JMET16CS2N1 | 9.25 | 17.5 | 10 |  |  |  | FALSE | FALSE | FALSE | 35400 | 24200 | 2.62 | 24200 | 2.62
205966263 |  | Live | Daikin North America, LLC | LIBERTY HEATING & AIR CONDITIONING | Singlezone Ducted, Centrally Ducted | 205966263 |  | HRCU-A-CB | GVZC200481A* |  | CSCF4860N6D*+MBVC2001**-1A*+TXV | 12.5 | 20 | 10 |  |  |  | FALSE | FALSE | FALSE | 45000 | 26600 | 2.85 | 34000 | 2.4
205966261 |  | Live | Daikin North America, LLC | LIBERTY HEATING & AIR CONDITIONING | Singlezone Ducted, Centrally Ducted | 205966261 |  | HRCU-A-CB | GVZC200481A* |  | CHPF4860D6D*+MBVC2001**-1A*+TXV | 12.5 | 20 | 10 |  |  |  | FALSE | FALSE | FALSE | 45000 | 26600 | 2.8 | 34000 | 2.4
208614040 |  | Live | Johnson Controls Inc. (York International Norman) | COLEMAN | Singlezone Ducted, Centrally Ducted | 208614040 |  | HRCU-A-CB | HMH72B361 | Ducted Indoor Units | XAFC36DBCN1+JMET16CS2N1 | 9.25 | 17.5 | 10 |  |  |  | FALSE | FALSE | FALSE | 35400 | 24200 | 2.62 | 24200 | 2.62
208614055 |  | Live | Johnson Controls Inc. (York International Norman) | LUXAIRE | Singlezone Ducted, Centrally Ducted | 208614055 |  | HRCU-A-CB | HMH72B361 | Ducted Indoor Units | XAFC36DBCN1+JMET16CS2N1 | 9.25 | 17.5 | 10 |  |  |  | FALSE | FALSE | FALSE | 35400 | 24200 | 2.62 | 24200 | 2.62
205966267 |  | Live | Daikin North America, LLC | LIBERTY HEATING & AIR CONDITIONING | Singlezone Ducted, Centrally Ducted | 205966267 |  | HRCU-A-CB | GVZC200481A* |  | CA*F4961*6D*+MBVC1600**-1A*+TXV | 12.5 | 20 | 10 |  |  |  | FALSE | FALSE | FALSE | 46500 | 26800 | 2.81 | 34000 | 2.4
208614056 |  | Live | Johnson Controls Inc. (York International Norman) | FRASER-JOHNSTON | Singlezone Ducted, Centrally Ducted | 208614056 |  | HRCU-A-CB | HMH72B361 | Ducted Indoor Units | XAFC36DBCN1+JMET16CS2N1 | 9.25 | 17.5 | 10 |  |  |  | FALSE | FALSE | FALSE | 35400 | 24200 | 2.62 | 24200 | 2.62
208614071 |  | Live | Johnson Controls Inc. (York International Norman) | CHAMPION HEATING AND COOLING | Singlezone Ducted, Centrally Ducted | 208614071 |  | HRCU-A-CB | HMH72B361 | Ducted Indoor Units | XAFC36DBCN1+JMET16CS2N1 | 9.25 | 17.5 | 10 |  |  |  | FALSE | FALSE | FALSE | 35400 | 24200 | 2.62 | 24200 | 2.62
205966271 |  | Live | Daikin North America, LLC | LIBERTY HEATING & AIR CONDITIONING | Singlezone Ducted, Centrally Ducted | 205966271 |  | HRCU-A-CB | GVZC200481A* |  | CHPF4860D6D*+MBVC2000**-1A*+TXV | 12.5 | 20 | 10 |  |  |  | FALSE | FALSE | FALSE | 45000 | 26600 | 2.8 | 34000 | 2.4
205966273 |  | Live | Daikin North America, LLC | LIBERTY HEATING & AIR CONDITIONING | Singlezone Ducted, Centrally Ducted | 205966273 |  | HRCU-A-CB | GVZC200481A* |  | CA*F4961*6D*+MBVC2001**-1A*+TXV | 13 | 20 | 10 |  |  |  | FALSE | FALSE | FALSE | 46500 | 26600 | 2.85 | 34000 | 2.4
205966465 |  | Live | Daikin North America, LLC | LIBERTY HEATING & AIR CONDITIONING | Singlezone Ducted, Centrally Ducted | 205966465 |  | HRCU-A-CB | GVZC200361A* |  | CA*F3743*6D*+MBVC1601**-1A*+TXV | 14 | 21 | 10 |  |  |  | FALSE | FALSE | FALSE | 35400 | 18200 | 2.46 | 28800 | 2.27
205966466 |  | Live | Daikin North America, LLC | LIBERTY HEATING & AIR CONDITIONING | Singlezone Ducted, Centrally Ducted | 205966466 |  | HRCU-A-CB | GVZC200361A* |  | CHPF3642C6C*+MBVC1201**-1A*+TXV | 13 | 20 | 10 |  |  |  | FALSE | FALSE | FALSE | 34800 | 18000 | 2.4 | 28800 | 2.27
205966467 |  | Live | Daikin North America, LLC | LIBERTY HEATING & AIR CONDITIONING | Singlezone Ducted, Centrally Ducted | 205966467 |  | HRCU-A-CB | GVZC200361A* |  | CHPF3642C6C*+MBVC1601**-1A*+TXV | 13.5 | 20 | 10 |  |  |  | FALSE | FALSE | FALSE | 35000 | 18000 | 2.42 | 28800 | 2.27
205966468 |  | Live | Daikin North America, LLC | LIBERTY HEATING & AIR CONDITIONING | Singlezone Ducted, Centrally Ducted | 205966468 |  | HRCU-A-CB | GVZC200361A* |  | CHPF3743C6B*+MBVC1201**-1A*+TXV | 13.5 | 20 | 10 |  |  |  | FALSE | FALSE | FALSE | 35000 | 18200 | 2.42 | 28800 | 2.27
205966471 |  | Live | Daikin North America, LLC | LIBERTY HEATING & AIR CONDITIONING | Singlezone Ducted, Centrally Ducted | 205966471 |  | HRCU-A-CB | GVZC200361A* |  | CSCF3642N6D*+MBVC1601**-1A*+TXV | 13.5 | 20 | 10 |  |  |  | FALSE | FALSE | FALSE | 35000 | 18200 | 2.44 | 28800 | 2.27
205966469 |  | Live | Daikin North America, LLC | LIBERTY HEATING & AIR CONDITIONING | Singlezone Ducted, Centrally Ducted | 205966469 |  | HRCU-A-CB | GVZC200361A* |  | CHPF3743C6B*+MBVC1601**-1A*+TXV | 13.5 | 20 | 10 |  |  |  | FALSE | FALSE | FALSE | 35200 | 18200 | 2.44 | 28800 | 2.27
205966470 |  | Live | Daikin North America, LLC | LIBERTY HEATING & AIR CONDITIONING | Singlezone Ducted, Centrally Ducted | 205966470 |  | HRCU-A-CB | GVZC200361A* |  | CSCF3642N6D*+MBVC1201**-1A*+TXV | 13.5 | 20 | 10 |  |  |  | FALSE | FALSE | FALSE | 34800 | 18200 | 2.42 | 28800 | 2.27
205966475 |  | Live | Daikin North America, LLC | LIBERTY HEATING & AIR CONDITIONING | Singlezone Ducted, Centrally Ducted | 205966475 |  | HRCU-A-CB | GVZC200481A* |  | CA*F4860*6D*+MBVC2000**-1A*+TXV | 12.5 | 20 | 10 |  |  |  | FALSE | FALSE | FALSE | 45000 | 26600 | 2.8 | 34000 | 2.4
205966274 |  | Live | Daikin North America, LLC | ONE HOUR AIR CONDITIONING AND HEATING | Singlezone Ducted, Centrally Ducted | 205966274 |  | HRCU-A-CB | GVZC200241A* |  | CA*F3642*6D*+MBVC1200**-1A*+TXV | 13 | 21 | 10 |  |  |  | FALSE | FALSE | FALSE | 23400 | 13000 | 2.57 | 15200 | 2.45
205966275 |  | Live | Daikin North America, LLC | ONE HOUR AIR CONDITIONING AND HEATING | Singlezone Ducted, Centrally Ducted | 205966275 |  | HRCU-A-CB | GVZC200361A* |  | CA*F3743*6D*+MBVC1600**-1A*+TXV | 14 | 21 | 10 |  |  |  | FALSE | FALSE | FALSE | 35400 | 18200 | 2.46 | 28800 | 2.27
205966276 |  | Live | Daikin North America, LLC | ONE HOUR AIR CONDITIONING AND HEATING | Singlezone Ducted, Centrally Ducted | 205966276 |  | HRCU-A-CB | GVZC200481A* |  | CA*F4961*6D*+MBVC2000**-1A*+TXV | 13 | 20 | 10 |  |  |  | FALSE | FALSE | FALSE | 46500 | 26600 | 2.85 | 34000 | 2.4
205966279 |  | Live | Daikin North America, LLC | ONE HOUR AIR CONDITIONING AND HEATING | Singlezone Ducted, Centrally Ducted | 205966279 |  | HRCU-A-CB | GVZC200241A* |  | CA*F3137*6A*+MBVC1200**-1A*+TXV | 13 | 21 | 10 |  |  |  | FALSE | FALSE | FALSE | 23800 | 13000 | 2.61 | 15200 | 2.45
205966285 |  | Live | Daikin North America, LLC | ONE HOUR AIR CONDITIONING AND HEATING | Singlezone Ducted, Centrally Ducted | 205966285 |  | HRCU-A-CB | GVZC200241A* |  | CA*F3636*6D*+MBVC1200**-1A*+TXV | 13 | 20 | 10 |  |  |  | FALSE | FALSE | FALSE | 23200 | 13000 | 2.57 | 15200 | 2.45
205966294 |  | Live | Daikin North America, LLC | ONE HOUR AIR CONDITIONING AND HEATING | Singlezone Ducted, Centrally Ducted | 205966294 |  | HRCU-A-CB | GVZC200241A* |  | CA*F3743*6D*+MBVC1200**-1A*+TXV | 13 | 21 | 10 |  |  |  | FALSE | FALSE | FALSE | 23800 | 13000 | 2.63 | 15200 | 2.45
205966299 |  | Live | Daikin North America, LLC | ONE HOUR AIR CONDITIONING AND HEATING | Singlezone Ducted, Centrally Ducted | 205966299 |  | HRCU-A-CB | GVZC200241A* |  | CHPF3636B6C*+MBVC1200**-1A*+TXV | 13 | 21 | 10 |  |  |  | FALSE | FALSE | FALSE | 23400 | 13000 | 2.61 | 15200 | 2.45
205966302 |  | Live | Daikin North America, LLC | ONE HOUR AIR CONDITIONING AND HEATING | Singlezone Ducted, Centrally Ducted | 205966302 |  | HRCU-A-CB | GVZC200241A* |  | CHPF3642C6C*+MBVC1200**-1A*+TXV | 13 | 21 | 10 |  |  |  | FALSE | FALSE | FALSE | 23400 | 13000 | 2.61 | 15200 | 2.45
205966307 |  | Live | Daikin North America, LLC | ONE HOUR AIR CONDITIONING AND HEATING | Singlezone Ducted, Centrally Ducted | 205966307 |  | HRCU-A-CB | GVZC200241A* |  | CA*F3636*6D*+MBVC1201**-1A*+TXV | 13 | 20 | 10 |  |  |  | FALSE | FALSE | FALSE | 23200 | 13000 | 2.57 | 15200 | 2.45
205966306 |  | Live | Daikin North America, LLC | ONE HOUR AIR CONDITIONING AND HEATING | Singlezone Ducted, Centrally Ducted | 205966306 |  | HRCU-A-CB | GVZC200241A* |  | CA*F3137*6A*+MBVC1201**-1A*+TXV | 13 | 21 | 10 |  |  |  | FALSE | FALSE | FALSE | 23800 | 13000 | 2.61 | 15200 | 2.45
205966305 |  | Live | Daikin North America, LLC | ONE HOUR AIR CONDITIONING AND HEATING | Singlezone Ducted, Centrally Ducted | 205966305 |  | HRCU-A-CB | GVZC200241A* |  | AVPEC25B14A* | 13 | 21 | 10 |  |  |  | FALSE | FALSE | FALSE | 23000 | 13600 | 2.61 | 15200 | 2.45
205966315 |  | Live | Daikin North America, LLC | ONE HOUR AIR CONDITIONING AND HEATING | Singlezone Ducted, Centrally Ducted | 205966315 |  | HRCU-A-CB | GVZC200361A* |  | CA*F3137*6A*+MBVC1600**-1A*+TXV | 13.5 | 20 | 10 |  |  |  | FALSE | FALSE | FALSE | 34800 | 18200 | 2.44 | 28800 | 2.27
205966314 |  | Live | Daikin North America, LLC | ONE HOUR AIR CONDITIONING AND HEATING | Singlezone Ducted, Centrally Ducted | 205966314 |  | HRCU-A-CB | GVZC200361A* |  | CA*F3137*6A*+MBVC1200**-1A*+TXV | 13.5 | 20 | 10 |  |  |  | FALSE | FALSE | FALSE | 34800 | 18000 | 2.42 | 28800 | 2.27
205966311 |  | Live | Daikin North America, LLC | ONE HOUR AIR CONDITIONING AND HEATING | Singlezone Ducted, Centrally Ducted | 205966311 |  | HRCU-A-CB | GVZC200241A* |  | CHPF3642C6C*+MBVC1201**-1A*+TXV | 13 | 21 | 10 |  |  |  | FALSE | FALSE | FALSE | 23400 | 13000 | 2.61 | 15200 | 2.45
205966308 |  | Live | Daikin North America, LLC | ONE HOUR AIR CONDITIONING AND HEATING | Singlezone Ducted, Centrally Ducted | 205966308 |  | HRCU-A-CB | GVZC200241A* |  | CA*F3642*6D*+MBVC1201**-1A*+TXV | 13 | 21 | 10 |  |  |  | FALSE | FALSE | FALSE | 23400 | 13000 | 2.57 | 15200 | 2.45
205966309 |  | Live | Daikin North America, LLC | ONE HOUR AIR CONDITIONING AND HEATING | Singlezone Ducted, Centrally Ducted | 205966309 |  | HRCU-A-CB | GVZC200241A* |  | CA*F3743*6D*+MBVC1201**-1A*+TXV | 13 | 21 | 10 |  |  |  | FALSE | FALSE | FALSE | 23800 | 13000 | 2.63 | 15200 | 2.45
205966310 |  | Live | Daikin North America, LLC | ONE HOUR AIR CONDITIONING AND HEATING | Singlezone Ducted, Centrally Ducted | 205966310 |  | HRCU-A-CB | GVZC200241A* |  | CHPF3636B6C*+MBVC1201**-1A*+TXV | 13 | 21 | 10 |  |  |  | FALSE | FALSE | FALSE | 23400 | 13000 | 2.61 | 15200 | 2.45
205966323 |  | Live | Daikin North America, LLC | ONE HOUR AIR CONDITIONING AND HEATING | Singlezone Ducted, Centrally Ducted | 205966323 |  | HRCU-A-CB | GVZC200361A* |  | CA*F3642*6D*+MBVC1200**-1A*+TXV | 13 | 20 | 10 |  |  |  | FALSE | FALSE | FALSE | 34600 | 18000 | 2.4 | 28800 | 2.27
205966324 |  | Live | Daikin North America, LLC | ONE HOUR AIR CONDITIONING AND HEATING | Singlezone Ducted, Centrally Ducted | 205966324 |  | HRCU-A-CB | GVZC200361A* |  | CA*F3642*6D*+MBVC1600**-1A*+TXV | 13.5 | 20 | 10 |  |  |  | FALSE | FALSE | FALSE | 34600 | 18000 | 2.42 | 28800 | 2.27
205966332 |  | Live | Daikin North America, LLC | ONE HOUR AIR CONDITIONING AND HEATING | Singlezone Ducted, Centrally Ducted | 205966332 |  | HRCU-A-CB | GVZC200361A* |  | CA*F3743*6D*+MBVC1200**-1A*+TXV | 13.5 | 20 | 10 |  |  |  | FALSE | FALSE | FALSE | 35200 | 18200 | 2.42 | 28800 | 2.27
205966342 |  | Live | Daikin North America, LLC | ONE HOUR AIR CONDITIONING AND HEATING | Singlezone Ducted, Centrally Ducted | 205966342 |  | HRCU-A-CB | GVZC200361A* |  | CHPF3642C6C*+MBVC1600**-1A*+TXV | 13.5 | 20 | 10 |  |  |  | FALSE | FALSE | FALSE | 35000 | 18000 | 2.42 | 28800 | 2.27
205966341 |  | Live | Daikin North America, LLC | ONE HOUR AIR CONDITIONING AND HEATING | Singlezone Ducted, Centrally Ducted | 205966341 |  | HRCU-A-CB | GVZC200361A* |  | CHPF3642C6C*+MBVC1200**-1A*+TXV | 13 | 20 | 10 |  |  |  | FALSE | FALSE | FALSE | 34800 | 18000 | 2.4 | 28800 | 2.27
205966351 |  | Live | Daikin North America, LLC | ONE HOUR AIR CONDITIONING AND HEATING | Singlezone Ducted, Centrally Ducted | 205966351 |  | HRCU-A-CB | GVZC200361A* |  | CHPF3743C6B*+MBVC1200**-1A*+TXV | 13.5 | 20 | 10 |  |  |  | FALSE | FALSE | FALSE | 35000 | 18200 | 2.42 | 28800 | 2.27
205966352 |  | Live | Daikin North America, LLC | ONE HOUR AIR CONDITIONING AND HEATING | Singlezone Ducted, Centrally Ducted | 205966352 |  | HRCU-A-CB | GVZC200361A* |  | CHPF3743C6B*+MBVC1600**-1A*+TXV | 13.5 | 20 | 10 |  |  |  | FALSE | FALSE | FALSE | 35200 | 18200 | 2.44 | 28800 | 2.27
205966380 |  | Live | Daikin North America, LLC | ONE HOUR AIR CONDITIONING AND HEATING | Singlezone Ducted, Centrally Ducted | 205966380 |  | HRCU-A-CB | GVZC200361A* |  | CSCF3642N6D*+MBVC1201**-1A*+TXV | 13.5 | 20 | 10 |  |  |  | FALSE | FALSE | FALSE | 34800 | 18200 | 2.42 | 28800 | 2.27
205966362 |  | Live | Daikin North America, LLC | ONE HOUR AIR CONDITIONING AND HEATING | Singlezone Ducted, Centrally Ducted | 205966362 |  | HRCU-A-CB | GVZC200361A* |  | CSCF3642N6D*+MBVC1200**-1A*+TXV | 13.5 | 20 | 10 |  |  |  | FALSE | FALSE | FALSE | 34800 | 18200 | 2.42 | 28800 | 2.27
205966363 |  | Live | Daikin North America, LLC | ONE HOUR AIR CONDITIONING AND HEATING | Singlezone Ducted, Centrally Ducted | 205966363 |  | HRCU-A-CB | GVZC200361A* |  | CSCF3642N6D*+MBVC1600**-1A*+TXV | 13.5 | 20 | 10 |  |  |  | FALSE | FALSE | FALSE | 35000 | 18200 | 2.44 | 28800 | 2.27
205966368 |  | Live | Daikin North America, LLC | ONE HOUR AIR CONDITIONING AND HEATING | Singlezone Ducted, Centrally Ducted | 205966368 |  | HRCU-A-CB | GVZC200361A* |  | AVPEC37C14A* | 13 | 19.5 | 9.8 |  |  |  | FALSE | FALSE | FALSE | 35200 | 18900 | 2.24 | 28800 | 2.27
205966378 |  | Live | Daikin North America, LLC | ONE HOUR AIR CONDITIONING AND HEATING | Singlezone Ducted, Centrally Ducted | 205966378 |  | HRCU-A-CB | GVZC200361A* |  | CHPF3743C6B*+MBVC1201**-1A*+TXV | 13.5 | 20 | 10 |  |  |  | FALSE | FALSE | FALSE | 35000 | 18200 | 2.42 | 28800 | 2.27
205966369 |  | Live | Daikin North America, LLC | ONE HOUR AIR CONDITIONING AND HEATING | Singlezone Ducted, Centrally Ducted | 205966369 |  | HRCU-A-CB | GVZC200361A* |  | AVPEC59D14A* | 14 | 20 | 10 |  |  |  | FALSE | FALSE | FALSE | 35800 | 18900 | 2.34 | 28800 | 2.27
205966370 |  | Live | Daikin North America, LLC | ONE HOUR AIR CONDITIONING AND HEATING | Singlezone Ducted, Centrally Ducted | 205966370 |  | HRCU-A-CB | GVZC200361A* |  | CA*F3137*6A*+MBVC1201**-1A*+TXV | 13.5 | 20 | 10 |  |  |  | FALSE | FALSE | FALSE | 34800 | 18000 | 2.42 | 28800 | 2.27
205966372 |  | Live | Daikin North America, LLC | ONE HOUR AIR CONDITIONING AND HEATING | Singlezone Ducted, Centrally Ducted | 205966372 |  | HRCU-A-CB | GVZC200361A* |  | CA*F3642*6D*+MBVC1201**-1A*+TXV | 13 | 20 | 10 |  |  |  | FALSE | FALSE | FALSE | 34600 | 18000 | 2.4 | 28800 | 2.27
205966371 |  | Live | Daikin North America, LLC | ONE HOUR AIR CONDITIONING AND HEATING | Singlezone Ducted, Centrally Ducted | 205966371 |  | HRCU-A-CB | GVZC200361A* |  | CA*F3137*6A*+MBVC1601**-1A*+TXV | 13.5 | 20 | 10 |  |  |  | FALSE | FALSE | FALSE | 34800 | 18200 | 2.44 | 28800 | 2.27
205966373 |  | Live | Daikin North America, LLC | ONE HOUR AIR CONDITIONING AND HEATING | Singlezone Ducted, Centrally Ducted | 205966373 |  | HRCU-A-CB | GVZC200361A* |  | CA*F3642*6D*+MBVC1601**-1A*+TXV | 13.5 | 20 | 10 |  |  |  | FALSE | FALSE | FALSE | 34600 | 18000 | 2.42 | 28800 | 2.27
205966375 |  | Live | Daikin North America, LLC | ONE HOUR AIR CONDITIONING AND HEATING | Singlezone Ducted, Centrally Ducted | 205966375 |  | HRCU-A-CB | GVZC200361A* |  | CA*F3743*6D*+MBVC1601**-1A*+TXV | 14 | 21 | 10 |  |  |  | FALSE | FALSE | FALSE | 35400 | 18200 | 2.46 | 28800 | 2.27
205966374 |  | Live | Daikin North America, LLC | ONE HOUR AIR CONDITIONING AND HEATING | Singlezone Ducted, Centrally Ducted | 205966374 |  | HRCU-A-CB | GVZC200361A* |  | CA*F3743*6D*+MBVC1201**-1A*+TXV | 13.5 | 20 | 10 |  |  |  | FALSE | FALSE | FALSE | 35200 | 18200 | 2.42 | 28800 | 2.27
205966376 |  | Live | Daikin North America, LLC | ONE HOUR AIR CONDITIONING AND HEATING | Singlezone Ducted, Centrally Ducted | 205966376 |  | HRCU-A-CB | GVZC200361A* |  | CHPF3642C6C*+MBVC1201**-1A*+TXV | 13 | 20 | 10 |  |  |  | FALSE | FALSE | FALSE | 34800 | 18000 | 2.4 | 28800 | 2.27
205966379 |  | Live | Daikin North America, LLC | ONE HOUR AIR CONDITIONING AND HEATING | Singlezone Ducted, Centrally Ducted | 205966379 |  | HRCU-A-CB | GVZC200361A* |  | CHPF3743C6B*+MBVC1601**-1A*+TXV | 13.5 | 20 | 10 |  |  |  | FALSE | FALSE | FALSE | 35200 | 18200 | 2.44 | 28800 | 2.27
205966377 |  | Live | Daikin North America, LLC | ONE HOUR AIR CONDITIONING AND HEATING | Singlezone Ducted, Centrally Ducted | 205966377 |  | HRCU-A-CB | GVZC200361A* |  | CHPF3642C6C*+MBVC1601**-1A*+TXV | 13.5 | 20 | 10 |  |  |  | FALSE | FALSE | FALSE | 35000 | 18000 | 2.42 | 28800 | 2.27
205966381 |  | Live | Daikin North America, LLC | ONE HOUR AIR CONDITIONING AND HEATING | Singlezone Ducted, Centrally Ducted | 205966381 |  | HRCU-A-CB | GVZC200361A* |  | CSCF3642N6D*+MBVC1601**-1A*+TXV | 13.5 | 20 | 10 |  |  |  | FALSE | FALSE | FALSE | 35000 | 18200 | 2.44 | 28800 | 2.27
208206698 |  | Live | Johnson Controls Inc. (York International Norman) | YORK | Singlezone Ducted, Centrally Ducted | 208206698 |  | HRCU-A-CB | HMH72B241 | Ducted Indoor Units | XAHB36DXXN1+MVC12BN21+TXV | 10 | 17 | 9.3 |  |  |  | FALSE | FALSE | FALSE | 21800 | 14100 | 2.42 | 14100 | 2.42
205966385 |  | Live | Daikin North America, LLC | ONE HOUR AIR CONDITIONING AND HEATING | Singlezone Ducted, Centrally Ducted | 205966385 |  | HRCU-A-CB | GVZC200481A* |  | CA*F4860*6D*+MBVC1600**-1A*+TXV | 12 | 19.5 | 10 |  |  |  | FALSE | FALSE | FALSE | 44500 | 26600 | 2.76 | 34000 | 2.4
205966386 |  | Live | Daikin North America, LLC | ONE HOUR AIR CONDITIONING AND HEATING | Singlezone Ducted, Centrally Ducted | 205966386 |  | HRCU-A-CB | GVZC200481A* |  | CA*F4860*6D*+MBVC2000**-1A*+TXV | 12.5 | 20 | 10 |  |  |  | FALSE | FALSE | FALSE | 45000 | 26600 | 2.8 | 34000 | 2.4
208400359 |  | Live | Johnson Controls Inc. (York International Norman) | COLEMAN | Singlezone Ducted, Centrally Ducted | 208400359 |  | HRCU-A-CB | HMH72B241 | Ducted Indoor Units | XAHB36DXXN1+MVC12BN21+TXV | 10 | 17 | 9.3 |  |  |  | FALSE | FALSE | FALSE | 21800 | 14100 | 2.42 | 14100 | 2.42
208400362 |  | Live | Johnson Controls Inc. (York International Norman) | LUXAIRE | Singlezone Ducted, Centrally Ducted | 208400362 |  | HRCU-A-CB | HMH72B241 | Ducted Indoor Units | XAHB36DXXN1+MVC12BN21+TXV | 10 | 17 | 9.3 |  |  |  | FALSE | FALSE | FALSE | 21800 | 14100 | 2.42 | 14100 | 2.42
208400365 |  | Live | Johnson Controls Inc. (York International Norman) | FRASER-JOHNSTON | Singlezone Ducted, Centrally Ducted | 208400365 |  | HRCU-A-CB | HMH72B241 | Ducted Indoor Units | XAHB36DXXN1+MVC12BN21+TXV | 10 | 17 | 9.3 |  |  |  | FALSE | FALSE | FALSE | 21800 | 14100 | 2.42 | 14100 | 2.42
208400368 |  | Live | Johnson Controls Inc. (York International Norman) | CHAMPION HEATING AND COOLING | Singlezone Ducted, Centrally Ducted | 208400368 |  | HRCU-A-CB | HMH72B241 | Ducted Indoor Units | XAHB36DXXN1+MVC12BN21+TXV | 10 | 17 | 9.3 |  |  |  | FALSE | FALSE | FALSE | 21800 | 14100 | 2.42 | 14100 | 2.42
205966402 |  | Live | Daikin North America, LLC | ONE HOUR AIR CONDITIONING AND HEATING | Singlezone Ducted, Centrally Ducted | 205966402 |  | HRCU-A-CB | GVZC200481A* |  | AVPEC59D14A* | 11.7 | 19 | 9.5 |  |  |  | FALSE | FALSE | FALSE | 44500 | 27000 | 2.4 | 34000 | 2.4
205966392 |  | Live | Daikin North America, LLC | ONE HOUR AIR CONDITIONING AND HEATING | Singlezone Ducted, Centrally Ducted | 205966392 |  | HRCU-A-CB | GVZC200481A* |  | CHPF4860D6D*+MBVC1600**-1A*+TXV | 12 | 19.5 | 10 |  |  |  | FALSE | FALSE | FALSE | 45000 | 26600 | 2.76 | 34000 | 2.4
205966407 |  | Live | Daikin North America, LLC | ONE HOUR AIR CONDITIONING AND HEATING | Singlezone Ducted, Centrally Ducted | 205966407 |  | HRCU-A-CB | GVZC200481A* |  | CSCF4860N6D*+MBVC1601**-1A*+TXV | 12 | 20 | 10 |  |  |  | FALSE | FALSE | FALSE | 45000 | 26600 | 2.8 | 34000 | 2.4
205966397 |  | Live | Daikin North America, LLC | ONE HOUR AIR CONDITIONING AND HEATING | Singlezone Ducted, Centrally Ducted | 205966397 |  | HRCU-A-CB | GVZC200481A* |  | CSCF4860N6D*+MBVC1600**-1A*+TXV | 12 | 20 | 10 |  |  |  | FALSE | FALSE | FALSE | 45000 | 26600 | 2.8 | 34000 | 2.4
205966398 |  | Live | Daikin North America, LLC | ONE HOUR AIR CONDITIONING AND HEATING | Singlezone Ducted, Centrally Ducted | 205966398 |  | HRCU-A-CB | GVZC200481A* |  | CSCF4860N6D*+MBVC2000**-1A*+TXV | 12.5 | 20 | 10 |  |  |  | FALSE | FALSE | FALSE | 45000 | 26600 | 2.85 | 34000 | 2.4
205966403 |  | Live | Daikin North America, LLC | ONE HOUR AIR CONDITIONING AND HEATING | Singlezone Ducted, Centrally Ducted | 205966403 |  | HRCU-A-CB | GVZC200481A* |  | CA*F4860*6D*+MBVC1601**-1A*+TXV | 12 | 19.5 | 10 |  |  |  | FALSE | FALSE | FALSE | 44500 | 26600 | 2.76 | 34000 | 2.4
205966404 |  | Live | Daikin North America, LLC | ONE HOUR AIR CONDITIONING AND HEATING | Singlezone Ducted, Centrally Ducted | 205966404 |  | HRCU-A-CB | GVZC200481A* |  | CA*F4860*6D*+MBVC2001**-1A*+TXV | 12.5 | 19.5 | 10 |  |  |  | FALSE | FALSE | FALSE | 45000 | 26600 | 2.8 | 34000 | 2.4
205966416 |  | Live | Daikin North America, LLC | ONE HOUR AIR CONDITIONING AND HEATING | Singlezone Ducted, Centrally Ducted | 205966416 |  | HRCU-A-CB | GVZC200481A* |  | CHPF4860D6D*+MBVC2000**-1A*+TXV | 12.5 | 20 | 10 |  |  |  | FALSE | FALSE | FALSE | 45000 | 26600 | 2.8 | 34000 | 2.4
205966405 |  | Live | Daikin North America, LLC | ONE HOUR AIR CONDITIONING AND HEATING | Singlezone Ducted, Centrally Ducted | 205966405 |  | HRCU-A-CB | GVZC200481A* |  | CHPF4860D6D*+MBVC1601**-1A*+TXV | 12 | 19.5 | 10 |  |  |  | FALSE | FALSE | FALSE | 45000 | 26600 | 2.76 | 34000 | 2.4
205966408 |  | Live | Daikin North America, LLC | ONE HOUR AIR CONDITIONING AND HEATING | Singlezone Ducted, Centrally Ducted | 205966408 |  | HRCU-A-CB | GVZC200481A* |  | CSCF4860N6D*+MBVC2001**-1A*+TXV | 12.5 | 20 | 10 |  |  |  | FALSE | FALSE | FALSE | 45000 | 26600 | 2.85 | 34000 | 2.4
205966406 |  | Live | Daikin North America, LLC | ONE HOUR AIR CONDITIONING AND HEATING | Singlezone Ducted, Centrally Ducted | 205966406 |  | HRCU-A-CB | GVZC200481A* |  | CHPF4860D6D*+MBVC2001**-1A*+TXV | 12.5 | 20 | 10 |  |  |  | FALSE | FALSE | FALSE | 45000 | 26600 | 2.8 | 34000 | 2.4
205966412 |  | Live | Daikin North America, LLC | ONE HOUR AIR CONDITIONING AND HEATING | Singlezone Ducted, Centrally Ducted | 205966412 |  | HRCU-A-CB | GVZC200481A* |  | CA*F4961*6D*+MBVC1600**-1A*+TXV | 12.5 | 20 | 10 |  |  |  | FALSE | FALSE | FALSE | 46500 | 26800 | 2.81 | 34000 | 2.4
205966417 |  | Live | Daikin North America, LLC | ONE HOUR AIR CONDITIONING AND HEATING | Singlezone Ducted, Centrally Ducted | 205966417 |  | HRCU-A-CB | GVZC200481A* |  | CA*F4961*6D*+MBVC1601**-1A*+TXV | 12.5 | 20 | 10 |  |  |  | FALSE | FALSE | FALSE | 46500 | 26800 | 2.81 | 34000 | 2.4
205966418 |  | Live | Daikin North America, LLC | ONE HOUR AIR CONDITIONING AND HEATING | Singlezone Ducted, Centrally Ducted | 205966418 |  | HRCU-A-CB | GVZC200481A* |  | CA*F4961*6D*+MBVC2001**-1A*+TXV | 13 | 20 | 10 |  |  |  | FALSE | FALSE | FALSE | 46500 | 26600 | 2.85 | 34000 | 2.4
9116985 |  | Live | Daikin North America, LLC | DAIKIN | Singlezone Ducted, Centrally Ducted | 9116985 |  | HRCU-A-CB | DZ20VC0241B* |  | DV25PECB14A* | 13 | 21 | 10 |  |  |  | FALSE | FALSE | FALSE | 23000 | 13600 | 2.61 | 15200 | 2.45
9116987 |  | Live | Daikin North America, LLC | DAIKIN | Singlezone Ducted, Centrally Ducted | 9116987 |  | HRCU-A-CB | DZ20VC0241B* |  | CA*F3636*6D*+MBVC1200**-1A*+TXV | 13 | 20 | 10 |  |  |  | FALSE | FALSE | FALSE | 23200 | 13000 | 2.57 | 15200 | 2.45
9116989 |  | Live | Daikin North America, LLC | DAIKIN | Singlezone Ducted, Centrally Ducted | 9116989 |  | HRCU-A-CB | DZ20VC0241B* |  | CA*F3743*6D*+MBVC1200**-1A*+TXV | 13 | 21 | 10 |  |  |  | FALSE | FALSE | FALSE | 23800 | 13000 | 2.63 | 15200 | 2.45
9116986 |  | Live | Daikin North America, LLC | DAIKIN | Singlezone Ducted, Centrally Ducted | 9116986 |  | HRCU-A-CB | DZ20VC0241B* |  | CA*F3137*6A*+MBVC1200**-1A*+TXV | 13 | 21 | 10 |  |  |  | FALSE | FALSE | FALSE | 23800 | 13000 | 2.61 | 15200 | 2.45
9116990 |  | Live | Daikin North America, LLC | DAIKIN | Singlezone Ducted, Centrally Ducted | 9116990 |  | HRCU-A-CB | DZ20VC0241B* |  | CHPF3636B6C*+MBVC1200**-1A*+TXV | 13 | 21 | 10 |  |  |  | FALSE | FALSE | FALSE | 23400 | 13000 | 2.61 | 15200 | 2.45
9116991 |  | Live | Daikin North America, LLC | DAIKIN | Singlezone Ducted, Centrally Ducted | 9116991 |  | HRCU-A-CB | DZ20VC0241B* |  | CSCF3642N6D*+MBVC1200**-1A*+TXV | 13 | 21 | 10 |  |  |  | FALSE | FALSE | FALSE | 23600 | 13000 | 2.63 | 15200 | 2.45
10153716 |  | Live | Trane U.S. Inc. | TRANE | Singlezone Ducted, Centrally Ducted | 10153716 |  | HRCU-A-CB | 4TWV8036A1 |  | TEM8A0C42V41+TDR | 12.5 | 18 | 10 |  |  |  | FALSE | FALSE | FALSE | 35400 | 25600 | 3.23 | 25800 | 2.33
208500436 |  | Live | Johnson Controls Inc. (York International Norman) | YORK | Singlezone Ducted, Centrally Ducted | 208500436 |  | HRCU-A-CB | HMH72B241 | Ducted Indoor Units | JHVTC36DXXC2N1+TXV | 10.5 | 18 | 9.5 |  |  |  | FALSE | FALSE | FALSE | 22400 | 14100 | 2.47 | 14100 | 2.47
208503271 |  | Live | Johnson Controls Inc. (York International Norman) | COLEMAN | Singlezone Ducted, Centrally Ducted | 208503271 |  | HRCU-A-CB | HMH72B241 | Ducted Indoor Units | JHVTC36DXXC2N1+TXV | 10.5 | 18 | 9.5 |  |  |  | FALSE | FALSE | FALSE | 22400 | 14100 | 2.47 | 14100 | 2.47
208503281 |  | Live | Johnson Controls Inc. (York International Norman) | LUXAIRE | Singlezone Ducted, Centrally Ducted | 208503281 |  | HRCU-A-CB | HMH72B241 | Ducted Indoor Units | JHVTC36DXXC2N1+TXV | 10.5 | 18 | 9.5 |  |  |  | FALSE | FALSE | FALSE | 22400 | 14100 | 2.47 | 14100 | 2.47
208503286 |  | Live | Johnson Controls Inc. (York International Norman) | FRASER-JOHNSTON | Singlezone Ducted, Centrally Ducted | 208503286 |  | HRCU-A-CB | HMH72B241 | Ducted Indoor Units | JHVTC36DXXC2N1+TXV | 10.5 | 18 | 9.5 |  |  |  | FALSE | FALSE | FALSE | 22400 | 14100 | 2.47 | 14100 | 2.47
208503290 |  | Live | Johnson Controls Inc. (York International Norman) | CHAMPION HEATING AND COOLING | Singlezone Ducted, Centrally Ducted | 208503290 |  | HRCU-A-CB | HMH72B241 | Ducted Indoor Units | JHVTC36DXXC2N1+TXV | 10.5 | 18 | 9.5 |  |  |  | FALSE | FALSE | FALSE | 22400 | 14100 | 2.47 | 14100 | 2.47
208613190 |  | Live | Johnson Controls Inc. (York International Norman) | YORK | Singlezone Ducted, Centrally Ducted | 208613190 |  | HRCU-A-CB | HMH72B241 | Ducted Indoor Units | JHVTC36DBAC2N1 | 10.5 | 18 | 9.5 |  |  |  | FALSE | FALSE | FALSE | 22400 | 14100 | 2.47 | 14100 | 2.47
208614009 |  | Live | Johnson Controls Inc. (York International Norman) | COLEMAN | Singlezone Ducted, Centrally Ducted | 208614009 |  | HRCU-A-CB | HMH72B241 | Ducted Indoor Units | JHVTC36DBAC2N1 | 10.5 | 18 | 9.5 |  |  |  | FALSE | FALSE | FALSE | 22400 | 14100 | 2.47 | 14100 | 2.47
208614022 |  | Live | Johnson Controls Inc. (York International Norman) | LUXAIRE | Singlezone Ducted, Centrally Ducted | 208614022 |  | HRCU-A-CB | HMH72B241 | Ducted Indoor Units | JHVTC36DBAC2N1 | 10.5 | 18 | 9.5 |  |  |  | FALSE | FALSE | FALSE | 22400 | 14100 | 2.47 | 14100 | 2.47
208614025 |  | Live | Johnson Controls Inc. (York International Norman) | FRASER-JOHNSTON | Singlezone Ducted, Centrally Ducted | 208614025 |  | HRCU-A-CB | HMH72B241 | Ducted Indoor Units | JHVTC36DBAC2N1 | 10.5 | 18 | 9.5 |  |  |  | FALSE | FALSE | FALSE | 22400 | 14100 | 2.47 | 14100 | 2.47
9117041 |  | Live | Daikin North America, LLC | DAIKIN | Singlezone Ducted, Centrally Ducted | 9117041 |  | HRCU-A-CB | DZ20VC0361B* |  | DV59PECD14A* | 14 | 20 | 10 |  |  |  | FALSE | FALSE | FALSE | 35800 | 18900 | 2.34 | 28800 | 2.27
208614038 |  | Live | Johnson Controls Inc. (York International Norman) | CHAMPION HEATING AND COOLING | Singlezone Ducted, Centrally Ducted | 208614038 |  | HRCU-A-CB | HMH72B241 | Ducted Indoor Units | JHVTC36DBAC2N1 | 10.5 | 18 | 9.5 |  |  |  | FALSE | FALSE | FALSE | 22400 | 14100 | 2.47 | 14100 | 2.47
208500561 |  | Live | Johnson Controls Inc. (York International Norman) | YORK | Singlezone Ducted, Centrally Ducted | 208500561 |  | HRCU-A-CB | HMH72B241 | Ducted Indoor Units | JHVTB36DXXC2N1+TXV | 10.25 | 18 | 9.5 |  |  |  | FALSE | FALSE | FALSE | 22200 | 14000 | 2.44 | 14000 | 2.44
208504346 |  | Live | Johnson Controls Inc. (York International Norman) | COLEMAN | Singlezone Ducted, Centrally Ducted | 208504346 |  | HRCU-A-CB | HMH72B241 | Ducted Indoor Units | JHVTB36DXXC2N1+TXV | 10.25 | 18 | 9.5 |  |  |  | FALSE | FALSE | FALSE | 22200 | 14000 | 2.44 | 14000 | 2.44
208504348 |  | Live | Johnson Controls Inc. (York International Norman) | LUXAIRE | Singlezone Ducted, Centrally Ducted | 208504348 |  | HRCU-A-CB | HMH72B241 | Ducted Indoor Units | JHVTB36DXXC2N1+TXV | 10.25 | 18 | 9.5 |  |  |  | FALSE | FALSE | FALSE | 22200 | 14000 | 2.44 | 14000 | 2.44
208504350 |  | Live | Johnson Controls Inc. (York International Norman) | FRASER-JOHNSTON | Singlezone Ducted, Centrally Ducted | 208504350 |  | HRCU-A-CB | HMH72B241 | Ducted Indoor Units | JHVTB36DXXC2N1+TXV | 10.25 | 18 | 9.5 |  |  |  | FALSE | FALSE | FALSE | 22200 | 14000 | 2.44 | 14000 | 2.44
208504353 |  | Live | Johnson Controls Inc. (York International Norman) | CHAMPION HEATING AND COOLING | Singlezone Ducted, Centrally Ducted | 208504353 |  | HRCU-A-CB | HMH72B241 | Ducted Indoor Units | JHVTB36DXXC2N1+TXV | 10.25 | 18 | 9.5 |  |  |  | FALSE | FALSE | FALSE | 22200 | 14000 | 2.44 | 14000 | 2.44
208613214 |  | Live | Johnson Controls Inc. (York International Norman) | YORK | Singlezone Ducted, Centrally Ducted | 208613214 |  | HRCU-A-CB | HMH72B241 | Ducted Indoor Units | JHVTB36DBAC2N1 | 10.25 | 18 | 9.5 |  |  |  | FALSE | FALSE | FALSE | 22200 | 14000 | 2.44 | 14000 | 2.44
208614010 |  | Live | Johnson Controls Inc. (York International Norman) | COLEMAN | Singlezone Ducted, Centrally Ducted | 208614010 |  | HRCU-A-CB | HMH72B241 | Ducted Indoor Units | JHVTB36DBAC2N1 | 10.25 | 18 | 9.5 |  |  |  | FALSE | FALSE | FALSE | 22200 | 14000 | 2.44 | 14000 | 2.44
208614021 |  | Live | Johnson Controls Inc. (York International Norman) | LUXAIRE | Singlezone Ducted, Centrally Ducted | 208614021 |  | HRCU-A-CB | HMH72B241 | Ducted Indoor Units | JHVTB36DBAC2N1 | 10.25 | 18 | 9.5 |  |  |  | FALSE | FALSE | FALSE | 22200 | 14000 | 2.44 | 14000 | 2.44
9117040 |  | Live | Daikin North America, LLC | DAIKIN | Singlezone Ducted, Centrally Ducted | 9117040 |  | HRCU-A-CB | DZ20VC0361B* |  | DV37PECC14A* | 13 | 19.5 | 9.8 |  |  |  | FALSE | FALSE | FALSE | 35200 | 18900 | 2.24 | 28800 | 2.27
208614026 |  | Live | Johnson Controls Inc. (York International Norman) | FRASER-JOHNSTON | Singlezone Ducted, Centrally Ducted | 208614026 |  | HRCU-A-CB | HMH72B241 | Ducted Indoor Units | JHVTB36DBAC2N1 | 10.25 | 18 | 9.5 |  |  |  | FALSE | FALSE | FALSE | 22200 | 14000 | 2.44 | 14000 | 2.44
9117044 |  | Live | Daikin North America, LLC | DAIKIN | Singlezone Ducted, Centrally Ducted | 9117044 |  | HRCU-A-CB | DZ20VC0361B* |  | CA*F3743*6D*+MBVC1200**-1A*+TXV | 13.5 | 20 | 10 |  |  |  | FALSE | FALSE | FALSE | 35800 | 18200 | 2.42 | 28800 | 2.27
9117045 |  | Live | Daikin North America, LLC | DAIKIN | Singlezone Ducted, Centrally Ducted | 9117045 |  | HRCU-A-CB | DZ20VC0361B* |  | CHPF3642C6C*+MBVC1200**-1A*+TXV | 13 | 20 | 10 |  |  |  | FALSE | FALSE | FALSE | 35400 | 18000 | 2.4 | 28800 | 2.27
208614037 |  | Live | Johnson Controls Inc. (York International Norman) | CHAMPION HEATING AND COOLING | Singlezone Ducted, Centrally Ducted | 208614037 |  | HRCU-A-CB | HMH72B241 | Ducted Indoor Units | JHVTB36DBAC2N1 | 10.25 | 18 | 9.5 |  |  |  | FALSE | FALSE | FALSE | 22200 | 14000 | 2.44 | 14000 | 2.44
9117042 |  | Live | Daikin North America, LLC | DAIKIN | Singlezone Ducted, Centrally Ducted | 9117042 |  | HRCU-A-CB | DZ20VC0361B* |  | CA*F3137*6A*+MBVC1200**-1A*+TXV | 13.5 | 20 | 10 |  |  |  | FALSE | FALSE | FALSE | 35400 | 18200 | 2.42 | 28800 | 2.27
9117047 |  | Live | Daikin North America, LLC | DAIKIN | Singlezone Ducted, Centrally Ducted | 9117047 |  | HRCU-A-CB | DZ20VC0361B* |  | CSCF3642N6D*+MBVC1200**-1A*+TXV | 13.5 | 20 | 10 |  |  |  | FALSE | FALSE | FALSE | 35400 | 18200 | 2.42 | 28800 | 2.27
9117043 |  | Live | Daikin North America, LLC | DAIKIN | Singlezone Ducted, Centrally Ducted | 9117043 |  | HRCU-A-CB | DZ20VC0361B* |  | CA*F3642*6D*+MBVC1200**-1A*+TXV | 13 | 20 | 10 |  |  |  | FALSE | FALSE | FALSE | 35200 | 18000 | 2.4 | 28800 | 2.27
9117046 |  | Live | Daikin North America, LLC | DAIKIN | Singlezone Ducted, Centrally Ducted | 9117046 |  | HRCU-A-CB | DZ20VC0361B* |  | CHPF3743C6B*+MBVC1200**-1A*+TXV | 13.5 | 20 | 10 |  |  |  | FALSE | FALSE | FALSE | 35600 | 18200 | 2.42 | 28800 | 2.27
9117048 |  | Live | Daikin North America, LLC | DAIKIN | Singlezone Ducted, Centrally Ducted | 9117048 |  | HRCU-A-CB | DZ20VC0361B* |  | CA*F3137*6A*+MBVC1600**-1A*+TXV | 13.5 | 20 | 10 |  |  |  | FALSE | FALSE | FALSE | 35400 | 18200 | 2.44 | 28800 | 2.27
9117051 |  | Live | Daikin North America, LLC | DAIKIN | Singlezone Ducted, Centrally Ducted | 9117051 |  | HRCU-A-CB | DZ20VC0361B* |  | CHPF3642C6C*+MBVC1600**-1A*+TXV | 13.5 | 20 | 10 |  |  |  | FALSE | FALSE | FALSE | 35600 | 18000 | 2.42 | 28800 | 2.27
9117049 |  | Live | Daikin North America, LLC | DAIKIN | Singlezone Ducted, Centrally Ducted | 9117049 |  | HRCU-A-CB | DZ20VC0361B* |  | CA*F3642*6D*+MBVC1600**-1A*+TXV | 13.5 | 20 | 10 |  |  |  | FALSE | FALSE | FALSE | 35200 | 18000 | 2.42 | 28800 | 2.27
9117052 |  | Live | Daikin North America, LLC | DAIKIN | Singlezone Ducted, Centrally Ducted | 9117052 |  | HRCU-A-CB | DZ20VC0361B* |  | CHPF3743C6B*+MBVC1600**-1A*+TXV | 13.5 | 20 | 10 |  |  |  | FALSE | FALSE | FALSE | 35800 | 18200 | 2.44 | 28800 | 2.27
9117053 |  | Live | Daikin North America, LLC | DAIKIN | Singlezone Ducted, Centrally Ducted | 9117053 |  | HRCU-A-CB | DZ20VC0361B* |  | CSCF3642N6D*+MBVC1600**-1A*+TXV | 13.5 | 20 | 10 |  |  |  | FALSE | FALSE | FALSE | 35600 | 18200 | 2.44 | 28800 | 2.27
9117133 |  | Live | Daikin North America, LLC | DAIKIN | Singlezone Ducted, Centrally Ducted | 9117133 |  | HRCU-A-CB | DZ20VC0481B* |  | CA*F4961*6D*+MBVC1600**-1A*+TXV | 12.5 | 20 | 10 |  |  |  | FALSE | FALSE | FALSE | 46500 | 28000 | 2.8 | 34000 | 2.4
9117132 |  | Live | Daikin North America, LLC | DAIKIN | Singlezone Ducted, Centrally Ducted | 9117132 |  | HRCU-A-CB | DZ20VC0481B* |  | CA*F4860*6D*+MBVC1600**-1A*+TXV | 12 | 19.5 | 10 |  |  |  | FALSE | FALSE | FALSE | 44500 | 27400 | 2.76 | 34000 | 2.4
9117134 |  | Live | Daikin North America, LLC | DAIKIN | Singlezone Ducted, Centrally Ducted | 9117134 |  | HRCU-A-CB | DZ20VC0481B* |  | CHPF4860D6D*+MBVC1600**-1A*+TXV | 12 | 19.5 | 10 |  |  |  | FALSE | FALSE | FALSE | 45000 | 28000 | 2.76 | 34000 | 2.4
9117136 |  | Live | Daikin North America, LLC | DAIKIN | Singlezone Ducted, Centrally Ducted | 9117136 |  | HRCU-A-CB | DZ20VC0481B* |  | CA*F4860*6D*+MBVC2000**-1A*+TXV | 12.5 | 20 | 10 |  |  |  | FALSE | FALSE | FALSE | 45000 | 27400 | 2.8 | 34000 | 2.4
9117135 |  | Live | Daikin North America, LLC | DAIKIN | Singlezone Ducted, Centrally Ducted | 9117135 |  | HRCU-A-CB | DZ20VC0481B* |  | CSCF4860N6D*+MBVC1600**-1A*+TXV | 12 | 20 | 10 |  |  |  | FALSE | FALSE | FALSE | 45500 | 27400 | 2.8 | 34000 | 2.4
9117138 |  | Live | Daikin North America, LLC | DAIKIN | Singlezone Ducted, Centrally Ducted | 9117138 |  | HRCU-A-CB | DZ20VC0481B* |  | CHPF4860D6D*+MBVC2000**-1A*+TXV | 12.5 | 20 | 10 |  |  |  | FALSE | FALSE | FALSE | 45000 | 28000 | 2.8 | 34000 | 2.4
202327351 |  | Live | Daikin North America, LLC | DAIKIN | Singlezone Ducted, Centrally Ducted | 202327351 |  | HRCU-A-CB | DZ20VC0481B* |  | DV59PECD14A* | 11.7 | 19 | 9.5 |  |  |  | FALSE | FALSE | FALSE | 44500 | 27000 | 2.4 | 34000 | 2.4
205976137 |  | Live | Daikin North America, LLC | DAIKIN | Singlezone Ducted, Centrally Ducted | 205976137 |  | HRCU-A-CB | DZ20VC0601C* |  | CA*F4961*6D*+MBVC2000**-1A*+TXV | 11.5 | 20 | 10 |  |  |  | FALSE | FALSE | FALSE | 52500 | 32000 | 2.7 | 37300 | 2.44
205976207 |  | Live | Daikin North America, LLC | DAIKIN | Singlezone Ducted, Centrally Ducted | 205976207 |  | HRCU-A-CB | DZ20VC0601C* |  | CHPF4860D6D*+MBVC2000**-1A*+TXV | 11.5 | 19.5 | 10 |  |  |  | FALSE | FALSE | FALSE | 51500 | 32000 | 2.7 | 37300 | 2.44
207430571 |  | Live | Johnson Controls Inc. (York International Norman) | YORK | Singlezone Ducted, Centrally Ducted | 207430571 |  | HRCU-A-CB | HMH72B241 | Ducted Indoor Units | XAFC36DXXN1+ME12CN21+TXV | 10.25 | 17.5 | 9.5 |  |  |  | FALSE | FALSE | FALSE | 22200 | 14200 | 2.46 | 14200 | 2.46
207434643 |  | Live | Johnson Controls Inc. (York International Norman) | COLEMAN | Singlezone Ducted, Centrally Ducted | 207434643 |  | HRCU-A-CB | HMH72B241 | Ducted Indoor Units | XAFC36DXXN1+ME12CN21+TXV | 10.25 | 17.5 | 9.5 |  |  |  | FALSE | FALSE | FALSE | 22200 | 14200 | 2.46 | 14200 | 2.46
207434650 |  | Live | Johnson Controls Inc. (York International Norman) | LUXAIRE | Singlezone Ducted, Centrally Ducted | 207434650 |  | HRCU-A-CB | HMH72B241 | Ducted Indoor Units | XAFC36DXXN1+ME12CN21+TXV | 10.25 | 17.5 | 9.5 |  |  |  | FALSE | FALSE | FALSE | 22200 | 14200 | 2.46 | 14200 | 2.46
207434655 |  | Live | Johnson Controls Inc. (York International Norman) | FRASER-JOHNSTON | Singlezone Ducted, Centrally Ducted | 207434655 |  | HRCU-A-CB | HMH72B241 | Ducted Indoor Units | XAFC36DXXN1+ME12CN21+TXV | 10.25 | 17.5 | 9.5 |  |  |  | FALSE | FALSE | FALSE | 22200 | 14200 | 2.46 | 14200 | 2.46
207434662 |  | Live | Johnson Controls Inc. (York International Norman) | CHAMPION HEATING AND COOLING | Singlezone Ducted, Centrally Ducted | 207434662 |  | HRCU-A-CB | HMH72B241 | Ducted Indoor Units | XAFC36DXXN1+ME12CN21+TXV | 10.25 | 17.5 | 9.5 |  |  |  | FALSE | FALSE | FALSE | 22200 | 14200 | 2.46 | 14200 | 2.46
205976218 |  | Live | Daikin North America, LLC | DAIKIN | Singlezone Ducted, Centrally Ducted | 205976218 |  | HRCU-A-CB | DZ20VC0601C* |  | DV61PECD14A* | 11.5 | 20 | 10 |  |  |  | FALSE | FALSE | FALSE | 52500 | 32600 | 2.68 | 37300 | 2.44
10595346 |  | Live | Daikin North America, LLC | DAIKIN | Singlezone Ducted, Centrally Ducted | 10595346 |  | HRCU-A-CB | DZ20VC0241B* |  | CHPF3642C6C*+MBVC1200**-1A*+TXV | 13 | 21 | 10 |  |  |  | FALSE | FALSE | FALSE | 23400 | 13000 | 2.61 | 14990 | 2.57
10324715 |  | Live | Daikin North America, LLC | DAIKIN | Singlezone Ducted, Centrally Ducted | 10324715 |  | HRCU-A-CB | DZ20VC0601B |  | CA*F4961*6D*+MBVC2000**-1A*+TXV | 12.5 | 20 | 10 |  |  |  | FALSE | FALSE | FALSE | 52500 | 32000 | 2.7 | 34000 | 2.45
10324711 |  | Live | Daikin North America, LLC | DAIKIN | Singlezone Ducted, Centrally Ducted | 10324711 |  | HRCU-A-CB | DZ20VC0361B* |  | CA*F3743*6D*+MBVC1600**-1A*+TXV | 14 | 21 | 10 |  |  |  | FALSE | FALSE | FALSE | 35400 | 18200 | 2.55 | 28800 | 2.27
10324709 |  | Live | Daikin North America, LLC | DAIKIN | Singlezone Ducted, Centrally Ducted | 10324709 |  | HRCU-A-CB | DZ20VC0241B* |  | CA*F3642*6D*+MBVC1200**-1A*+TXV | 13 | 21 | 10 |  |  |  | FALSE | FALSE | FALSE | 23400 | 13000 | 2.56 | 15200 | 2.45
10324707 |  | Live | Daikin North America, LLC | AMANA | Singlezone Ducted, Centrally Ducted | 10324707 |  | HRCU-A-CB | AVZC200601A* |  | CA*F4961*6D*+MBVC2000**-1A*+TX | 12.5 | 20 | 10 |  |  |  | FALSE | FALSE | FALSE | 52500 | 34000 | 2.87 | 34000 | 2.45
10324704 |  | Live | Daikin North America, LLC | AMANA | Singlezone Ducted, Centrally Ducted | 10324704 |  | HRCU-A-CB | AVZC200241A* |  | CA*F3642*6D*+MBVC1200**-1A*+TX | 13 | 21 | 10 |  |  |  | FALSE | FALSE | FALSE | 23400 | 15200 | 2.99 | 15200 | 2.45
204875384 |  | Live | Daikin North America, LLC | DAIKIN | Singlezone Ducted, Centrally Ducted | 204875384 |  | HRCU-A-CB | DZ17VSA241A* |  | DV24FECB14A* | 11.3 | 18 | 10 |  |  |  | FALSE | FALSE | FALSE | 22800 | 14300 | 2.7 | 17300 | 2.88
204875639 |  | Live | Daikin North America, LLC | DAIKIN | Singlezone Ducted, Centrally Ducted | 204875639 |  | HRCU-A-CB | DZ17VSA181A* |  | CA*EA1818*4A*+MBVC1200**-1A* | 12.3 | 18 | 9.6 |  |  |  | FALSE | FALSE | FALSE | 17100 | 10500 | 2.8 | 16950 | 2.6
204875642 |  | Live | Daikin North America, LLC | DAIKIN | Singlezone Ducted, Centrally Ducted | 204875642 |  | HRCU-A-CB | DZ17VSA181A* |  | CA*EA1818*4A*+MBVC1600**-1A* | 12.3 | 18 | 10 |  |  |  | FALSE | FALSE | FALSE | 17100 | 10500 | 2.8 | 16950 | 2.6
204875381 |  | Live | Daikin North America, LLC | DAIKIN | Singlezone Ducted, Centrally Ducted | 204875381 |  | HRCU-A-CB | DZ17VSA181A* |  | DV24FECB14A* | 12.3 | 18 | 10 |  |  |  | FALSE | FALSE | FALSE | 17100 | 10500 | 2.8 | 17000 | 2.66
204875737 |  | Live | Daikin North America, LLC | DAIKIN | Singlezone Ducted, Centrally Ducted | 204875737 |  | HRCU-A-CB | DZ17VSA241A* |  | CA*EA1818*4A*+MBVC1600**-1A* | 11.3 | 18 | 10 |  |  |  | FALSE | FALSE | FALSE | 22800 | 14300 | 2.7 | 17000 | 2.8
204875734 |  | Live | Daikin North America, LLC | DAIKIN | Singlezone Ducted, Centrally Ducted | 204875734 |  | HRCU-A-CB | DZ17VSA241A* |  | CA*EA2422*4A*+MBVC1600**-1A* | 11.3 | 18 | 10 |  |  |  | FALSE | FALSE | FALSE | 22800 | 14300 | 2.7 | 17000 | 2.8
204875729 |  | Live | Daikin North America, LLC | DAIKIN | Singlezone Ducted, Centrally Ducted | 204875729 |  | HRCU-A-CB | DZ17VSA241A* |  | CA*EA2422*4A*+MBVC1200**-1A* | 11.3 | 18 | 10 |  |  |  | FALSE | FALSE | FALSE | 22800 | 14300 | 2.7 | 17000 | 2.8
204875732 |  | Live | Daikin North America, LLC | DAIKIN | Singlezone Ducted, Centrally Ducted | 204875732 |  | HRCU-A-CB | DZ17VSA241A* |  | CA*EA1818*4A*+MBVC1200**-1A* | 11.3 | 17 | 9.6 |  |  |  | FALSE | FALSE | FALSE | 22800 | 14300 | 2.7 | 17000 | 2.8
209941287 |  | Live | Lennox Industries | GE | Singlezone Ducted, Centrally Ducted | 209941287 |  | HRCU-A-CB | NS18H60MA4-** | Ducted Indoor Units | NAM60E1TA4-** | 10 | 16 | 9 |  |  |  | FALSE | FALSE | FALSE | 55000 | 37800 | 2.15 | 37800 | 2.15
200059311 |  | Live | Midea Electric Trading | MDV | Singlezone Non-Ducted, Wall Placement | 200059311 |  | HRCU-A-CB-O | MOBA30-12HFN1-BP0W | Mini-Splits | MSAEB-12HRFN1-BQ0W | 10 | 19.8 | 10.6 |  |  |  | FALSE | FALSE | FALSE | 12000 | 7200 | 2.43 | 7339 | 2.42
200059317 |  | Live | Midea Electric Trading | MDV | Singlezone Non-Ducted, Wall Placement | 200059317 |  | HRCU-A-CB-O | MOB30-18HFN1-MP0W | Mini-Splits | MSAEC-18HRDN1-MP0W | 11.2 | 19 | 10.6 |  |  |  | FALSE | FALSE | FALSE | 18000 | 11400 | 2.63 | 12856 | 2.5
10028968 |  | Live | Midea Electric Trading | MDV | Singlezone Ducted, Compact Ducted | 10028968 |  | HRCU-A-CB | MOE30U-48HFN1-M* | Mini-Splits | MTI-48HWFN1-M | 9.2 | 17.4 | 10.3 |  |  |  | FALSE | FALSE | FALSE | 48000 | 33400 | 2.7 | 43500 | 2.43
8704431 |  | Live | Midea Electric Trading | MDV | Singlezone Non-Ducted, Wall Placement | 8704431 |  | HRCU-A-CB-O | MOB30-09HFN1-MX0W | Mini-Splits | CS11M-09HRFN1-MX0W(A) | 14.5 | 25 | 11.2 |  |  |  | TRUE | FALSE | FALSE | 9000 | 6900 | 2.73 | 13890 | 2.1
8740667 |  | Live | Midea Electric Trading | MDV | Singlezone Non-Ducted, Ceiling Placement | 8740667 |  | HRCU-A-CB-O | MOBA30-09HFN1-MT0W | Mini-Splits | CCA3U-09HRFN1-M(C) | 13 | 20 | 10.5 |  |  |  | FALSE | FALSE | FALSE | 9000 | 5800 | 2.66 | 8639 | 2.08
9101403 |  | Live | Midea Electric Trading | MDV | Singlezone Non-Ducted, Wall Placement | 9101403 |  | HRCU-A-CB-O | MOCA31-18HFN1-MT0W | Mini-Splits | CS11M-18HRFN1-MT0W | 13 | 21 | 10.4 |  |  |  | TRUE | FALSE | FALSE | 18000 | 11400 | 2.72 | 14016 | 2.49
8779030 |  | Live | Midea Electric Trading | MDV | Singlezone Non-Ducted, Wall Placement | 8779030 |  | HRCU-A-CB-O | MOB32-09HFN1-MX0W | Mini-Splits | CS11M-09HRFN1-MX0W(A) | 14.5 | 24 | 10.5 |  |  |  | TRUE | FALSE | FALSE | 9000 | 6900 | 2.73 | 13890 | 2.1
9101401 |  | Live | Midea Electric Trading | MDV | Singlezone Non-Ducted, Wall Placement | 9101401 |  | HRCU-A-CB-O | MOBA30-09HFN1-MT0W | Mini-Splits | CS11M-09HRFN1-MX0W(A) | 14.9 | 23.5 | 10.8 |  |  |  | TRUE | TRUE | FALSE | 9000 | 5800 | 2.74 | 10085 | 2.27
9101402 |  | Live | Midea Electric Trading | MDV | Singlezone Non-Ducted, Wall Placement | 9101402 |  | HRCU-A-CB-O | MOB30-12HFN1-MT0W | Mini-Splits | CS11M-12HRFN1-MU5W | 13.7 | 22.7 | 11 |  |  |  | TRUE | TRUE | FALSE | 12000 | 7700 | 2.75 | 11116 | 2.45
9101404 |  | Live | Midea Electric Trading | MDV | Singlezone Non-Ducted, Wall Placement | 9101404 |  | HRCU-A-CB-O | MOD31-24HFN1-MT0W | Mini-Splits | CS11M-23HRFN1-MT0W | 13.7 | 20.7 | 11.5 |  |  |  | TRUE | FALSE | FALSE | 24000 | 15300 | 2.7 | 19036 | 2.21
8779031 |  | Live | Midea Electric Trading | MDV | Singlezone Non-Ducted, Ceiling Placement | 8779031 |  | HRCU-A-CB-O | MOB32-12HFN1-MV0W | Mini-Splits | MCA3U-12HRFN1-M(C) | 12.5 | 19 | 10 |  |  |  | FALSE | FALSE | FALSE | 12000 | 8200 | 2.58 | 13136 | 1.97
8740664 |  | Live | Midea Electric Trading | MDV | Singlezone Non-Ducted, Ceiling Placement | 8740664 |  | HRCU-A-CB-O | MOB30-12HFN1-MV0W | Mini-Splits | CCA3U-12HRFN1-M(C) | 12.5 | 19.5 | 10.6 |  |  |  | TRUE | FALSE | FALSE | 12000 | 8700 | 2.68 | 13136 | 1.97
8740674 |  | Live | Midea Electric Trading | MDV | Singlezone Non-Ducted, Ceiling Placement | 8740674 |  | HRCU-A-CB-O | MOD31-24HFN1-MT0W | Mini-Splits | MCDU-24HRFN1-M(C) | 12.5 | 20 | 10.5 |  |  |  | FALSE | FALSE | FALSE | 24000 | 15800 | 2.56 | 17841 | 2.09
8738631 |  | Live | Midea Electric Trading | MDV | Singlezone Non-Ducted, Wall Placement | 8738631 |  | HRCU-A-CB-O | MOB30-12HFN1-BV0W | Mini-Splits | MS11M-12HRFN1-BV0W | 13 | 22 | 10.2 |  |  |  | TRUE | FALSE | FALSE | 12000 | 7600 | 2.59 | 8034 | 2.53
202415590 |  | Live | Midea Electric Trading | MDV | Singlezone Non-Ducted, Wall Placement | 202415590 |  | HRCU-A-CB-O | MOD30-22HFN1-MW5W | Mini-Splits | MSAB2F-22HRFN1-MW5W | 13.7 | 23.5 | 12 |  |  |  | TRUE | TRUE | TRUE | 22000 | 15400 | 3.01 | 22291 | 2.09
8688148 |  | Live | Midea Electric Trading | MDV | Singlezone Non-Ducted, Wall Placement | 8688148 |  | HRCU-A-CB-O | MOBA30-09HFN1-MT0W | Mini-Splits | MSABB-09HRFN1-MT0W | 14 | 22.8 | 10.5 |  |  |  | FALSE | FALSE | FALSE | 9000 | 6400 | 2.76 | 9229 | 2.15
8719215 |  | Live | Midea Electric Trading | MDV | Singlezone Non-Ducted, Wall Placement | 8719215 |  | HRCU-A-CB-O | MOCA31-18HFN1-MT0W | Mini-Splits | MSABE-18HRFN1-MT0W | 13 | 21 | 10 |  |  |  | TRUE | FALSE | FALSE | 18000 | 10400 | 2.72 | 13597 | 2.46
8779182 |  | Live | Midea Electric Trading | MDV | Singlezone Non-Ducted, Wall Placement | 8779182 |  | HRCU-A-CB-O | MOB01-12HFN1-BT0W | Mini-Splits | MSMBB-12HRFN1-BT0W | 12.5 | 20.4 | 11 |  |  |  | FALSE | FALSE | FALSE | 12000 | 7100 | 2.54 | 8065 | 2.41
200059281 |  | Live | Midea Electric Trading | MDV | Singlezone Non-Ducted, Wall Placement | 200059281 |  | HRCU-A-CB-O | MOCA30-09HFN1-MZA5W | Mini-Splits | MSOP1B-09HRFN1-MZA5W | 15 | 42 | 15 |  |  |  | TRUE | TRUE | TRUE | 9000 | 7200 | 2.78 | 14845 | 2.08
200059283 |  | Live | Midea Electric Trading | MDV | Singlezone Non-Ducted, Wall Placement | 200059283 |  | HRCU-A-CB-O | MOCA30-12HFN1-MZ50W | Mini-Splits | MSOP1B-12HRFN1-MZ50W | 13.5 | 32 | 14 |  |  |  | TRUE | TRUE | TRUE | 12000 | 6800 | 2.62 | 16012 | 2.16
200059293 |  | Live | Midea Electric Trading | MDV | Singlezone Ducted, Compact Ducted | 200059293 |  | HRCU-A-CB | MOB30-12HFN1-MV0W | Mini-Splits | MTIU-12HWFN1-M | 12.5 | 20.5 | 11 |  |  |  | TRUE | TRUE | TRUE | 12000 | 8500 | 2.57 | 12400 | 1.79
200059299 |  | Live | Midea Electric Trading | MDV | Singlezone Ducted, Compact Ducted | 200059299 |  | HRCU-A-CB | MOD31-24HFN1-MT0W | Mini-Splits | MTIU-24HWFN1-M | 12.5 | 21.5 | 11 |  |  |  | TRUE | TRUE | TRUE | 24000 | 16000 | 2.69 | 18900 | 2.22
10028966 |  | Live | Midea Electric Trading | MDV | Singlezone Ducted, Compact Ducted | 10028966 |  | HRCU-A-CB | MOD30-24HFN1-MT0W* | Mini-Splits | MTIU-24HWFN1-M | 12.5 | 20.5 | 12.5 |  |  |  | TRUE | TRUE | TRUE | 24000 | 17200 | 2.56 | 25200 | 1.81
8740675 |  | Live | Midea Electric Trading | MDV | Singlezone Non-Ducted, Floor Placement | 8740675 |  | HRCU-A-CB-O | MOD31-24HFN1-MT0W | Mini-Splits | MUEU-24HRFN1-M(C) | 12.5 | 20 | 11 |  |  |  | TRUE | FALSE | FALSE | 24000 | 15000 | 2.85 | 17858 | 2.02
200059291 |  | Live | Midea Electric Trading | MDV | Singlezone Ducted, Compact Ducted | 200059291 |  | HRCU-A-CB | MOBA30-09HFN1-MT0W | Mini-Splits | MTIU-09HWFN1-M | 13.5 | 20.5 | 11.5 |  |  |  | TRUE | TRUE | TRUE | 9000 | 6800 | 2.93 | 8900 | 2.09
8775829 |  | Live | Midea Electric Trading | DIRECT AIR | Singlezone Non-Ducted, Wall Placement | 8775829 |  | HRCU-A-CB-O | MOD30-24HFN1-MT0W | Mini-Splits | CS11M-23HRFN1-MT0W | 13 | 20.5 | 11.5 |  |  |  | TRUE | FALSE | FALSE | 24000 | 15400 | 2.75 | 26330 | 1.85
8775845 |  | Live | Midea Electric Trading | DIRECT AIR | Singlezone Non-Ducted, Wall Placement | 8775845 |  | HRCU-A-CB-O | MOB30-12HFN1-MT0W | Mini-Splits | CCA3U-12HRFN1-M(C) | 14 | 21.5 | 10.5 |  |  |  | FALSE | FALSE | FALSE | 12000 | 7500 | 2.68 | 9444 | 2.49
9104551 |  | Live | Midea Electric Trading | DIRECT AIR | Singlezone Non-Ducted, Wall Placement | 9104551 |  | HRCU-A-CB-O | MOCA31-18HFN1-MT0W | Mini-Splits | MSAED-18HRFN1-MT0W | 13 | 22 | 10 |  |  |  | FALSE | FALSE | FALSE | 18000 | 11100 | 2.76 | 13730 | 2.48
9104550 |  | Live | Midea Electric Trading | DIRECT AIR | Singlezone Non-Ducted, Wall Placement | 9104550 |  | HRCU-A-CB-O | MOD31-24HFN1-MT0W | Mini-Splits | MSAED-23HRFN1-MT0W | 12.5 | 20 | 10 |  |  |  | FALSE | FALSE | FALSE | 24000 | 16000 | 2.46 | 18650 | 2.2
9680947 |  | Live | Midea Electric Trading | DIRECT AIR | Singlezone Non-Ducted, Wall Placement | 9680947 |  | HRCU-A-CB-O | MOBA30-09HFN1-MT0W | Mini-Splits | CS11M-09HRFN1-MX0W(A) | 14.9 | 23.5 | 10.8 |  |  |  | TRUE | TRUE | FALSE | 9000 | 5800 | 2.74 | 10085 | 2.27
200059035 |  | Live | Midea Electric Trading | COMFORT-AIRE | Singlezone Non-Ducted, Wall Placement | 200059035 |  | HRCU-A-CB-O | A-VMH24SU-1 | Mini-Splits | B-VMH24SU-1 | 13 | 20.5 | 11.5 |  |  |  | TRUE | FALSE | FALSE | 24000 | 15400 | 2.75 | 25710 | 1.95
200059036 |  | Live | Midea Electric Trading | CENTURY | Singlezone Non-Ducted, Wall Placement | 200059036 |  | HRCU-A-CB-O | A-VMH24SU-1 | Mini-Splits | B-VMH24SU-1 | 13 | 20.5 | 11.5 |  |  |  | TRUE | FALSE | FALSE | 24000 | 15400 | 2.75 | 25710 | 1.95
200059041 |  | Live | Midea Electric Trading | COMFORT-AIRE | Singlezone Non-Ducted, Wall Placement | 200059041 |  | HRCU-A-CB-O | A-VMH09SU-1 | Mini-Splits | B-VMH09SU-1 | 14.5 | 25 | 11.2 |  |  |  | TRUE | FALSE | FALSE | 9000 | 6900 | 2.73 | 12575 | 1.99
208206694 |  | Live | Johnson Controls Inc. (York International Norman) | YORK | Singlezone Ducted, Centrally Ducted | 208206694 |  | HRCU-A-CB | HMH72B241 | Ducted Indoor Units | XAHC36DXXN1+MVC12CN21+TXV | 10 | 17.25 | 9.3 |  |  |  | FALSE | FALSE | FALSE | 22000 | 14000 | 2.44 | 14000 | 2.44
200059042 |  | Live | Midea Electric Trading | CENTURY | Singlezone Non-Ducted, Wall Placement | 200059042 |  | HRCU-A-CB-O | A-VMH09SU-1 | Mini-Splits | B-VMH09SU-1 | 14.5 | 25 | 11.2 |  |  |  | TRUE | FALSE | FALSE | 9000 | 6900 | 2.73 | 12575 | 1.99
201830345 |  | Live | Midea Electric Trading | KARDA | Singlezone Non-Ducted, Wall Placement | 201830345 |  | HRCU-A-CB-O | 1PAMSHH09-SZO-25 | Mini-Splits | 1PAMSHH09-SZW-25 | 14.5 | 25 | 11.2 |  |  |  | TRUE | FALSE | FALSE | 9000 | 6900 | 2.73 | 12575 | 1.99
201830346 |  | Live | Midea Electric Trading | KARDA | Singlezone Non-Ducted, Wall Placement | 201830346 |  | HRCU-A-CB-O | 1PAMSHH12-SZO-22.5 | Mini-Splits | 1PAMSHH12-SZW-22.5 | 13 | 22.5 | 12 |  |  |  | FALSE | FALSE | FALSE | 12000 | 7800 | 2.63 | 14140 | 2.2
208400360 |  | Live | Johnson Controls Inc. (York International Norman) | COLEMAN | Singlezone Ducted, Centrally Ducted | 208400360 |  | HRCU-A-CB | HMH72B241 | Ducted Indoor Units | XAHC36DXXN1+MVC12CN21+TXV | 10 | 17.25 | 9.3 |  |  |  | FALSE | FALSE | FALSE | 22000 | 14000 | 2.44 | 14000 | 2.44
9856845 |  | Live | Midea Electric Trading | PERFECTAIRE | Singlezone Non-Ducted, Wall Placement | 9856845 |  | HRCU-A-CB-O | 1PAMSHH12-SZO-22.5 | Mini-Splits | 1PAMSHH12-SZW-22.5 | 13 | 22.5 | 12 |  |  |  | FALSE | FALSE | FALSE | 12000 | 7800 | 2.63 | 14140 | 2.2
9856844 |  | Live | Midea Electric Trading | PERFECTAIRE | Singlezone Non-Ducted, Wall Placement | 9856844 |  | HRCU-A-CB-O | 1PAMSHH09-SZO-25 | Mini-Splits | 1PAMSHH09-SZW-25 | 14.5 | 25 | 11.2 |  |  |  | TRUE | FALSE | FALSE | 9000 | 6900 | 2.73 | 12575 | 1.99
208400361 |  | Live | Johnson Controls Inc. (York International Norman) | LUXAIRE | Singlezone Ducted, Centrally Ducted | 208400361 |  | HRCU-A-CB | HMH72B241 | Ducted Indoor Units | XAHC36DXXN1+MVC12CN21+TXV | 10 | 17.25 | 9.3 |  |  |  | FALSE | FALSE | FALSE | 22000 | 14000 | 2.44 | 14000 | 2.44
201830348 |  | Live | Midea Electric Trading | KARDA | Singlezone Non-Ducted, Wall Placement | 201830348 |  | HRCU-A-CB-O | 1PAMSHH24-SZO-20.5 | Mini-Splits | 1PAMSHH24-SZW-20.5 | 13 | 20.5 | 11.5 |  |  |  | TRUE | FALSE | FALSE | 24000 | 15400 | 2.75 | 25710 | 1.95
9856849 |  | Live | Midea Electric Trading | PERFECTAIRE | Singlezone Non-Ducted, Wall Placement | 9856849 |  | HRCU-A-CB-O | 1PAMSHH24-SZO-20.5 | Mini-Splits | 1PAMSHH24-SZW-20.5 | 13 | 20.5 | 11.5 |  |  |  | TRUE | FALSE | FALSE | 24000 | 15400 | 2.75 | 25710 | 1.95
9710790 |  | Live | Midea Electric Trading | KERR | Singlezone Non-Ducted, Wall Placement | 9710790 |  | HRCU-A-CB-O | A-KMH12SU-1 | Mini-Splits | B-KMH12SU-1 | 13 | 22.5 | 12 |  |  |  | FALSE | FALSE | FALSE | 12000 | 7800 | 2.63 | 12259 | 1.96
9710789 |  | Live | Midea Electric Trading | KERR | Singlezone Non-Ducted, Wall Placement | 9710789 |  | HRCU-A-CB-O | A-KMH09SU-1 | Mini-Splits | B-KMH09SU-1 | 14.5 | 25 | 11.2 |  |  |  | TRUE | FALSE | FALSE | 9000 | 6900 | 2.73 | 13890 | 2.1
208400366 |  | Live | Johnson Controls Inc. (York International Norman) | FRASER-JOHNSTON | Singlezone Ducted, Centrally Ducted | 208400366 |  | HRCU-A-CB | HMH72B241 | Ducted Indoor Units | XAHC36DXXN1+MVC12CN21+TXV | 10 | 17.25 | 9.3 |  |  |  | FALSE | FALSE | FALSE | 22000 | 14000 | 2.44 | 14000 | 2.44
204760839 |  | Live | Midea Electric Trading | KANIONCO | Singlezone Non-Ducted, Wall Placement | 204760839 |  | HRCU-A-CB-O | KWSM-09IR410AHS21 | Mini-Splits | KWSM-09IR410AHS21 | 14 | 22.8 | 10.5 |  |  |  | FALSE | FALSE | FALSE | 9000 | 6400 | 2.76 | 9229 | 2.15
8993368 |  | Live | Midea Electric Trading | EMI | Singlezone Non-Ducted, Ceiling Placement | 8993368 |  | HRCU-A-CB-O | SZ1H18DAA | Mini-Splits | CASH18DAA | 12.5 | 20 | 10.3 |  |  |  | TRUE | FALSE | FALSE | 18000 | 12000 | 2.53 | 12000 | 2.23
8993364 |  | Live | Midea Electric Trading | EMI | Singlezone Non-Ducted, Ceiling Placement | 8993364 |  | HRCU-A-CB-O | SZ1H09DAA | Mini-Splits | CASH09DAA | 13 | 20 | 10.5 |  |  |  | FALSE | FALSE | FALSE | 9000 | 5800 | 2.66 | 8639 | 2.08
208400367 |  | Live | Johnson Controls Inc. (York International Norman) | CHAMPION HEATING AND COOLING | Singlezone Ducted, Centrally Ducted | 208400367 |  | HRCU-A-CB | HMH72B241 | Ducted Indoor Units | XAHC36DXXN1+MVC12CN21+TXV | 10 | 17.25 | 9.3 |  |  |  | FALSE | FALSE | FALSE | 22000 | 14000 | 2.44 | 14000 | 2.44
8993367 |  | Live | Midea Electric Trading | EMI | Singlezone Non-Ducted, Wall Placement | 8993367 |  | HRCU-A-CB-O | SZ1H18DAA | Mini-Splits | WALH18DAA | 13 | 21 | 10 |  |  |  | TRUE | FALSE | FALSE | 18000 | 10400 | 2.72 | 13597 | 2.46
8993363 |  | Live | Midea Electric Trading | EMI | Singlezone Non-Ducted, Wall Placement | 8993363 |  | HRCU-A-CB-O | SZ1H09DAA | Mini-Splits | WALH09DAA | 14 | 22.8 | 10.5 |  |  |  | FALSE | FALSE | FALSE | 9000 | 6400 | 2.76 | 9229 | 2.15
205300181 |  | Live | Midea Electric Trading | ELIOS | Singlezone Non-Ducted, Ceiling Placement | 205300181 |  | HRCU-A-CB-O | DE36HOS18230E5 | Mini-Splits | DM36HICU230X5 | 9 | 17.5 | 10.5 |  |  |  | FALSE | FALSE | FALSE | 36000 | 25200 | 2.64 | 31769 | 2.16
208500563 |  | Live | Johnson Controls Inc. (York International Norman) | YORK | Singlezone Ducted, Centrally Ducted | 208500563 |  | HRCU-A-CB | HMH72B241 | Ducted Indoor Units | JHETC36DXXS2N1+TXV | 10.5 | 18 | 9.5 |  |  |  | FALSE | FALSE | FALSE | 22400 | 14200 | 2.48 | 14200 | 2.48
205300184 |  | Live | Midea Electric Trading | ELIOS | Singlezone Non-Ducted, Ceiling Placement | 205300184 |  | HRCU-A-CB-O | DE12HOS25230E3 | Mini-Splits | DM12HICU230X5 | 12.5 | 19.5 | 10.6 |  |  |  | TRUE | FALSE | FALSE | 12000 | 8700 | 2.68 | 13136 | 1.97
208504355 |  | Live | Johnson Controls Inc. (York International Norman) | COLEMAN | Singlezone Ducted, Centrally Ducted | 208504355 |  | HRCU-A-CB | HMH72B241 | Ducted Indoor Units | JHETC36DXXS2N1+TXV | 10.5 | 18 | 9.5 |  |  |  | FALSE | FALSE | FALSE | 22400 | 14200 | 2.48 | 14200 | 2.48
205300182 |  | Live | Midea Electric Trading | ELIOS | Singlezone Non-Ducted, Ceiling Placement | 205300182 |  | HRCU-A-CB-O | DE48HOS18230E5 | Mini-Splits | DM48HICU230X5 | 9.5 | 16.8 | 11 |  |  |  | FALSE | FALSE | FALSE | 48000 | 35000 | 2.36 | 40862 | 2.32
205300180 |  | Live | Midea Electric Trading | ELIOS | Singlezone Non-Ducted, Ceiling Placement | 205300180 |  | HRCU-A-CB-O | DE24HOS23230E2 | Mini-Splits | DM24HICU230X5 | 12.5 | 20 | 10.5 |  |  |  | FALSE | FALSE | FALSE | 24000 | 15800 | 2.56 | 17841 | 2.09
208504358 |  | Live | Johnson Controls Inc. (York International Norman) | LUXAIRE | Singlezone Ducted, Centrally Ducted | 208504358 |  | HRCU-A-CB | HMH72B241 | Ducted Indoor Units | JHETC36DXXS2N1+TXV | 10.5 | 18 | 9.5 |  |  |  | FALSE | FALSE | FALSE | 22400 | 14200 | 2.48 | 14200 | 2.48
205300178 |  | Live | Midea Electric Trading | ELIOS | Singlezone Non-Ducted, Ceiling Placement | 205300178 |  | HRCU-A-CB-O | DE12HOS23230E2 | Mini-Splits | DM12HICU230X5 | 14 | 21.5 | 10.5 |  |  |  | FALSE | FALSE | FALSE | 12000 | 7500 | 2.68 | 9444 | 2.49
205300179 |  | Live | Midea Electric Trading | ELIOS | Singlezone Non-Ducted, Ceiling Placement | 205300179 |  | HRCU-A-CB-O | DE18HOS23230E2 | Mini-Splits | DM18HICU230X5 | 12.5 | 20 | 10.3 |  |  |  | TRUE | FALSE | FALSE | 18000 | 12000 | 2.53 | 12000 | 2.23
208504361 |  | Live | Johnson Controls Inc. (York International Norman) | FRASER-JOHNSTON | Singlezone Ducted, Centrally Ducted | 208504361 |  | HRCU-A-CB | HMH72B241 | Ducted Indoor Units | JHETC36DXXS2N1+TXV | 10.5 | 18 | 9.5 |  |  |  | FALSE | FALSE | FALSE | 22400 | 14200 | 2.48 | 14200 | 2.48
205300176 |  | Live | Midea Electric Trading | ELIOS | Singlezone Ducted, Compact Ducted | 205300176 |  | HRCU-A-CB | DE24HOS25230E3 | Mini-Splits | DM24HIDU230X5 | 12.5 | 20.5 | 12.5 |  |  |  | TRUE | TRUE | TRUE | 24000 | 17200 | 2.56 | 25200 | 1.81
208500502 |  | Live | Johnson Controls Inc. (York International Norman) | CHAMPION HEATING AND COOLING | Singlezone Ducted, Centrally Ducted | 208500502 |  | HRCU-A-CB | HMH72B241 | Ducted Indoor Units | JHETC36DXXS2N1+TXV | 10.5 | 18 | 9.5 |  |  |  | FALSE | FALSE | FALSE | 22400 | 14200 | 2.48 | 14200 | 2.48
205300177 |  | Live | Midea Electric Trading | ELIOS | Singlezone Non-Ducted, Ceiling Placement | 205300177 |  | HRCU-A-CB-O | DE09HOS23230E2 | Mini-Splits | DM09HICU230X5 | 13 | 20 | 10.5 |  |  |  | FALSE | FALSE | FALSE | 9000 | 5800 | 2.66 | 8639 | 2.08
205300174 |  | Live | Midea Electric Trading | ELIOS | Singlezone Ducted, Compact Ducted | 205300174 |  | HRCU-A-CB | DE12HOS25230E3 | Mini-Splits | DM12HIDU230X5 | 12.5 | 20.5 | 11 |  |  |  | TRUE | TRUE | TRUE | 12000 | 8500 | 2.57 | 12400 | 1.79
208613215 |  | Live | Johnson Controls Inc. (York International Norman) | YORK | Singlezone Ducted, Centrally Ducted | 208613215 |  | HRCU-A-CB | HMH72B241 | Ducted Indoor Units | JHETC36DBAS2N1 | 10.5 | 18 | 9.5 |  |  |  | FALSE | FALSE | FALSE | 22400 | 14200 | 2.48 | 14200 | 2.48
205300173 |  | Live | Midea Electric Trading | ELIOS | Singlezone Ducted, Compact Ducted | 205300173 |  | HRCU-A-CB | DE09HOS25230E3 | Mini-Splits | DM09HIDU230X5 | 13.5 | 23 | 12 |  |  |  | TRUE | TRUE | TRUE | 9000 | 7200 | 2.74 | 11300 | 1.55
205300171 |  | Live | Midea Electric Trading | ELIOS | Singlezone Ducted, Compact Ducted | 205300171 |  | HRCU-A-CB | DE48HOS18230E5 | Mini-Splits | DM48HIDU230X5 | 9.2 | 17.4 | 10.3 |  |  |  | FALSE | FALSE | FALSE | 48000 | 33400 | 2.7 | 43500 | 2.43
208614011 |  | Live | Johnson Controls Inc. (York International Norman) | COLEMAN | Singlezone Ducted, Centrally Ducted | 208614011 |  | HRCU-A-CB | HMH72B241 | Ducted Indoor Units | JHETC36DBAS2N1 | 10.5 | 18 | 9.5 |  |  |  | FALSE | FALSE | FALSE | 22400 | 14200 | 2.48 | 14200 | 2.48
205300170 |  | Live | Midea Electric Trading | ELIOS | Singlezone Ducted, Compact Ducted | 205300170 |  | HRCU-A-CB | DE36HOS18230E5 | Mini-Splits | DM36HIDU230X5 | 9 | 16.5 | 11.5 |  |  |  | FALSE | FALSE | FALSE | 36000 | 27600 | 2.74 | 33100 | 2.3
205300169 |  | Live | Midea Electric Trading | ELIOS | Singlezone Ducted, Compact Ducted | 205300169 |  | HRCU-A-CB | DE24HOS23230E2 | Mini-Splits | DM24HIDU230X5 | 12.5 | 21.5 | 11 |  |  |  | TRUE | TRUE | TRUE | 24000 | 16000 | 2.69 | 18900 | 2.22
208614020 |  | Live | Johnson Controls Inc. (York International Norman) | LUXAIRE | Singlezone Ducted, Centrally Ducted | 208614020 |  | HRCU-A-CB | HMH72B241 | Ducted Indoor Units | JHETC36DBAS2N1 | 10.5 | 18 | 9.5 |  |  |  | FALSE | FALSE | FALSE | 22400 | 14200 | 2.48 | 14200 | 2.48
205300168 |  | Live | Midea Electric Trading | ELIOS | Singlezone Ducted, Compact Ducted | 205300168 |  | HRCU-A-CB | DE18HOS23230E2 | Mini-Splits | DM18HIDU230X5 | 12.5 | 19 | 10.5 |  |  |  | TRUE | FALSE | FALSE | 18000 | 12000 | 2.61 | 12500 | 2.39
205300166 |  | Live | Midea Electric Trading | ELIOS | Singlezone Ducted, Compact Ducted | 205300166 |  | HRCU-A-CB | DE09HOS23230E2 | Mini-Splits | DM09HIDU230X5 | 13.5 | 20.5 | 11.5 |  |  |  | TRUE | TRUE | TRUE | 9000 | 6800 | 2.93 | 8900 | 2.09
203269787 |  | Live | Midea Electric Trading | DIRECT AIR | Multizone All Ducted | 203269787 |  | HMSV-A-CB | M4OH-36HFN1-M | Ducted Indoor Units |  | 11.3 | 19 | 11 |  |  |  | TRUE | FALSE | FALSE | 36000 | 24600 | 2.7 | 39296 | 2.19
208614027 |  | Live | Johnson Controls Inc. (York International Norman) | FRASER-JOHNSTON | Singlezone Ducted, Centrally Ducted | 208614027 |  | HRCU-A-CB | HMH72B241 | Ducted Indoor Units | JHETC36DBAS2N1 | 10.5 | 18 | 9.5 |  |  |  | FALSE | FALSE | FALSE | 22400 | 14200 | 2.48 | 14200 | 2.48
202606685 |  | Live | Midea Electric Trading | SENVILLE | Singlezone Non-Ducted, Wall Placement | 202606685 |  | HRCU-A-CB-O | SENL/18CD/OX | Mini-Splits | SENL/18CD/IX | 11 | 19 | 10 |  |  |  | FALSE | FALSE | FALSE | 18000 | 11000 | 2.58 | 11041 | 2.2
202606683 |  | Live | Midea Electric Trading | SENVILLE | Singlezone Non-Ducted, Wall Placement | 202606683 |  | HRCU-A-CB-O | SENL/09CD/OX | Mini-Splits | SENL/09CD/IX | 11.5 | 19 | 10 |  |  |  | FALSE | FALSE | FALSE | 9000 | 6000 | 2.55 | 7599 | 2.16
208614036 |  | Live | Johnson Controls Inc. (York International Norman) | CHAMPION HEATING AND COOLING | Singlezone Ducted, Centrally Ducted | 208614036 |  | HRCU-A-CB | HMH72B241 | Ducted Indoor Units | JHETC36DBAS2N1 | 10.5 | 18 | 9.5 |  |  |  | FALSE | FALSE | FALSE | 22400 | 14200 | 2.48 | 14200 | 2.48
8797150 |  | Live | Midea Electric Trading | SENVILLE | Singlezone Non-Ducted, Wall Placement | 8797150 |  | HRCU-A-CB-O | SENA/12HF/OZ | Mini-Splits | SENA/12HF/IZ | 13 | 22.5 | 12 |  |  |  | FALSE | FALSE | FALSE | 12000 | 7800 | 2.63 | 12259 | 1.96
8797149 |  | Live | Midea Electric Trading | SENVILLE | Singlezone Non-Ducted, Wall Placement | 8797149 |  | HRCU-A-CB-O | SENA/09HF/OZ | Mini-Splits | SENA/09HF/IZ | 14.5 | 25 | 11.2 |  |  |  | TRUE | FALSE | FALSE | 9000 | 6900 | 2.73 | 13890 | 2.1
203913326 |  | Live | Midea Electric Trading | CANAIR | Singlezone Non-Ducted, Wall Placement | 203913326 |  | HRCU-A-CB-O | C19SCH09H11 | Mini-Splits | C19SEH09H11 | 11.5 | 19 | 10 |  |  |  | FALSE | FALSE | FALSE | 9000 | 6000 | 2.55 | 7599 | 2.16
203913330 |  | Live | Midea Electric Trading | CANAIR | Singlezone Non-Ducted, Wall Placement | 203913330 |  | HRCU-A-CB-O | C19SCH18H21 | Mini-Splits | C19SEH18H21 | 11 | 19 | 10 |  |  |  | FALSE | FALSE | FALSE | 18000 | 11000 | 2.58 | 11041 | 2.2
205306861 |  | Live | Midea Electric Trading | CANAIR | Singlezone Non-Ducted, Wall Placement | 205306861 |  | HRCU-A-CB-O | C23SCH09H21 | Mini-Splits | C23SEH09H21 | 14.5 | 25 | 11.2 |  |  |  | TRUE | FALSE | FALSE | 9000 | 6900 | 2.73 | 13890 | 2.1
205767337 |  | Live | Midea Electric Trading | MDV | Singlezone Ducted, Compact Ducted | 205767337 |  | HRCU-A-CB | MOE30U-36HFN1-M-[X] | Mini-Splits | MTI-36HWFN1-M | 9 | 17.5 | 11.5 |  |  |  | FALSE | TRUE | FALSE | 36000 | 28000 | 2.75 | 47500 | 2.22
205306855 |  | Live | Midea Electric Trading | MDV | Multizone All Ducted | 205306855 |  | HMSV-A-CB | M5OG-48HFN1-M-[X] | Ducted Indoor Units | MTIU-09HWFN1-M | 11.9 | 20.2 | 10.5 |  |  |  | FALSE | FALSE | FALSE | 48000 | 28000 | 2.41 | 49000 | 2.24
204829821 |  | Live | Midea Electric Trading | MDV | Singlezone Ducted, Compact Ducted | 204829821 |  | HRCU-A-CB | MOE30U-48HFN1-M-[X] | Mini-Splits | MTI-48HWFN1-M | 8.7 | 16 | 11.1 |  |  |  | FALSE | TRUE | FALSE | 48000 | 33000 | 2.74 | 54000 | 2.35
204829817 |  | Live | Midea Electric Trading | MDV | Singlezone Non-Ducted, Ceiling Placement | 204829817 |  | HRCU-A-CB-O | MOE30U-48HFN1-M-[X] | Mini-Splits | MCD-48HRFN1-M(D) | 8.3 | 16.5 | 10.7 |  |  |  | FALSE | FALSE | FALSE | 48000 | 35000 | 2.6 | 53974 | 2.18
205767334 |  | Live | Midea Electric Trading | MDV | Singlezone Non-Ducted, Floor Placement | 205767334 |  | HRCU-A-CB-O | MOE30U-36HFN1-M-[X] | Mini-Splits | MUE-36HRFN1-M(C) | 8.6 | 17.5 | 10 |  |  |  | FALSE | FALSE | FALSE | 36000 | 25000 | 2.34 | 44147 | 1.95
205306862 |  | Live | Midea Electric Trading | CANAIR | Singlezone Non-Ducted, Wall Placement | 205306862 |  | HRCU-A-CB-O | C23SCH12H21 | Mini-Splits | C23SEH12H21 | 13 | 22.5 | 12 |  |  |  | FALSE | FALSE | FALSE | 12000 | 7800 | 2.63 | 12259 | 1.96
205782168 |  | Live | Midea Electric Trading | MOOVAIR | Singlezone Non-Ducted, Floor Placement | 205782168 |  | HRCU-A-CB-O | DM12HOS23230E2 | Mini-Splits | DM12HIFU230E5 | 13 | 20.5 | 10 |  |  |  | TRUE | FALSE | FALSE | 12000 | 7200 | 2.67 | 11225 | 2.28
205782170 |  | Live | Midea Electric Trading | ELIOS | Singlezone Non-Ducted, Floor Placement | 205782170 |  | HRCU-A-CB-O | DE12HOS23230E2 | Mini-Splits | DM12HIFU230E5 | 13 | 20.5 | 10 |  |  |  | TRUE | FALSE | FALSE | 12000 | 7200 | 2.67 | 11225 | 2.28
205782860 |  | Live | Midea Electric Trading | MDV | Singlezone Ducted, Compact Ducted | 205782860 |  | HRCU-A-CB | MOD01-23HFN1-MT0W | Mini-Splits | MVB-24HWFN1-M | 12.5 | 20 | 10 |  |  |  | FALSE | FALSE | FALSE | 20800 | 17500 | 2.26 | 28872 | 2.01
205782859 |  | Live | Midea Electric Trading | MDV | Singlezone Ducted, Compact Ducted | 205782859 |  | HRCU-A-CB | MOD30-24HFN1-MT0W | Mini-Splits | MVB-24HWFN1-M | 12.5 | 20 | 10 |  |  |  | FALSE | FALSE | FALSE | 20800 | 17500 | 2.56 | 23388 | 1.83
205645142 |  | Live | Midea Electric Trading | PERFECTAIRE | Multizone All Ducted | 205645142 |  | HMSV-A-CB | 2PAMS48-HH-MZO5 | Ducted Indoor Units |  | 11.9 | 20.2 | 10.5 |  |  |  | FALSE | FALSE | FALSE | 48000 | 28000 | 2.41 | 49000 | 2.24
205756426 |  | Live | Midea Electric Trading | KARDA | Singlezone Non-Ducted, Wall Placement | 205756426 |  | HRCU-A-CB-O | 1KARDA09SZO25 | Mini-Splits | 1KARDA09UVW | 14.5 | 25 | 11.2 |  |  |  | TRUE | FALSE | FALSE | 9000 | 6900 | 2.73 | 13890 | 2.1
205756427 |  | Live | Midea Electric Trading | KARDA | Singlezone Non-Ducted, Wall Placement | 205756427 |  | HRCU-A-CB-O | 1KARDA12SZO22.5 | Mini-Splits | 1KARDA12UVW | 13 | 22.5 | 12 |  |  |  | FALSE | FALSE | FALSE | 12000 | 7800 | 2.63 | 12259 | 1.96
205645139 |  | Live | Midea Electric Trading | PERFECTAIRE | Multizone All Ducted | 205645139 |  | HMSV-A-CB | 2PAMS36-HH-MZO4 | Ducted Indoor Units |  | 11.3 | 19 | 11 |  |  |  | FALSE | FALSE | FALSE | 36000 | 24600 | 2.7 | 39296 | 2.19
205309414 |  | Live | Midea Electric Trading | MOOVAIR | Multizone All Ducted | 205309414 |  | HMSV-A-CB | DM48HOM25230X3 | Ducted Indoor Units |  | 11.9 | 20.2 | 10.5 |  |  |  | FALSE | FALSE | FALSE | 48000 | 28000 | 2.41 | 49000 | 2.24
205920170 |  | Live | Midea Electric Trading | DIRECT AIR | Multizone All Ducted | 205920170 |  | HMSV-A-CB | M5OG-48HFN1-M-[X] | Ducted Indoor Units |  | 11.9 | 20.2 | 10.5 |  |  |  | FALSE | FALSE | FALSE | 48000 | 28000 | 2.41 | 49000 | 2.24
8952870 |  | Live | Midea Electric Trading | DIRECT AIR | Singlezone Non-Ducted, Wall Placement | 8952870 |  | HRCU-A-CB-O | MOB30-12HFN1-MV0W | Mini-Splits | CS11M-12HRFN1-MU5W | 13 | 22.5 | 12 |  |  |  | FALSE | FALSE | FALSE | 12000 | 7800 | 2.63 | 12448 | 1.86
208500020 |  | Live | Johnson Controls Inc. (York International Norman) | YORK | Singlezone Ducted, Centrally Ducted | 208500020 |  | HRCU-A-CB | HMH72B241 | Ducted Indoor Units | XAFB36DXXN1+JMVT12BC2N1+TXV | 10.25 | 17.75 | 9.5 |  |  |  | FALSE | FALSE | FALSE | 22000 | 14000 | 2.41 | 14000 | 2.41
205823026 |  | Live | Midea Electric Trading | MDV | Singlezone Ducted, Compact Ducted | 205823026 |  | HRCU-A-CB | MOE30U-32HFN1-M-[X] | Mini-Splits | MTI-32HWFN1-M | 12.5 | 17 | 11 |  |  |  | TRUE | FALSE | FALSE | 32000 | 25000 | 2.88 | 54000 | 2.35
205823024 |  | Live | Midea Electric Trading | MDV | Singlezone Non-Ducted, Ceiling Placement | 205823024 |  | HRCU-A-CB-O | MOE30U-32HFN1-M-[X] | Mini-Splits | MCD-32HRFN1-M(D) | 12.5 | 18 | 11.5 |  |  |  | FALSE | FALSE | FALSE | 32000 | 23000 | 2.41 | 53974 | 2.18
205823025 |  | Live | Midea Electric Trading | MDV | Singlezone Non-Ducted, Floor Placement | 205823025 |  | HRCU-A-CB-O | MOE30U-32HFN1-M-[X] | Mini-Splits | MUE-32HRFN1-M(C) | 12.5 | 19 | 11 |  |  |  | FALSE | FALSE | FALSE | 32000 | 23000 | 2.32 | 52012 | 2.12
208501680 |  | Live | Johnson Controls Inc. (York International Norman) | COLEMAN | Singlezone Ducted, Centrally Ducted | 208501680 |  | HRCU-A-CB | HMH72B241 | Ducted Indoor Units | XAFB36DXXN1+JMVT12BC2N1+TXV | 10.25 | 17.75 | 9.5 |  |  |  | FALSE | FALSE | FALSE | 22000 | 14000 | 2.41 | 14000 | 2.41
205572568 |  | Live | Midea Electric Trading | KANIONCO | Singlezone Non-Ducted, Wall Placement | 205572568 |  | HRCU-A-CB-O | KWSM-12IR410AHS25 | Mini-Splits | KWSM-12IR410AHS25 | 13 | 22.5 | 12 |  |  |  | FALSE | FALSE | FALSE | 12000 | 7800 | 2.63 | 12259 | 1.96
205746736 |  | Live | Midea Electric Trading | KANIONCO | Singlezone Non-Ducted, Wall Placement | 205746736 |  | HRCU-A-CB-O | KWSM-09IR410AHS25 | Mini-Splits | KWSM-09IR410AHS25 | 14.5 | 25 | 11.2 |  |  |  | TRUE | FALSE | FALSE | 9000 | 6900 | 2.73 | 13890 | 2.1
205497614 |  | Live | Midea Electric Trading | VALIEV | Singlezone Non-Ducted, Wall Placement | 205497614 |  | HRCU-A-CB-O | VWSM-18IR410AHS21 | Mini-Splits | VWSM-18IR410AHS21 | 13 | 21 | 10 |  |  |  | FALSE | FALSE | FALSE | 18000 | 10400 | 2.72 | 13597 | 2.46
208501682 |  | Live | Johnson Controls Inc. (York International Norman) | LUXAIRE | Singlezone Ducted, Centrally Ducted | 208501682 |  | HRCU-A-CB | HMH72B241 | Ducted Indoor Units | XAFB36DXXN1+JMVT12BC2N1+TXV | 10.25 | 17.75 | 9.5 |  |  |  | FALSE | FALSE | FALSE | 22000 | 14000 | 2.41 | 14000 | 2.41
206347314 |  | Live | Midea Electric Trading | VALIEV | Singlezone Non-Ducted, Wall Placement | 206347314 |  | HRCU-A-CB-O | VWSM-12IR410AHS21L | Mini-Splits | VWSM-12IR410AHS21L | 12.5 | 21.5 | 11.2 |  |  |  | FALSE | FALSE | FALSE | 12000 | 7100 | 2.6 | 8005 | 2.23
206143051 |  | Live | Midea Electric Trading | MDV | Singlezone Ducted, Centrally Ducted | 206143051 |  | HRCU-A-CB | MOD30-24HFN1-MU0W | Mini-Splits | MVB-24HWFN1-M | 12.5 | 20 | 11.6 |  |  |  | FALSE | FALSE | FALSE | 22000 | 16500 | 2.6 | 26548 | 2.26
208501684 |  | Live | Johnson Controls Inc. (York International Norman) | FRASER-JOHNSTON | Singlezone Ducted, Centrally Ducted | 208501684 |  | HRCU-A-CB | HMH72B241 | Ducted Indoor Units | XAFB36DXXN1+JMVT12BC2N1+TXV | 10.25 | 17.75 | 9.5 |  |  |  | FALSE | FALSE | FALSE | 22000 | 14000 | 2.41 | 14000 | 2.41
206143045 |  | Live | Midea Electric Trading | MDV | Singlezone Non-Ducted, Floor Placement | 206143045 |  | HRCU-A-CB-O | MOD30U-36HFN1-MP0 | Mini-Splits | MUE-36HRFN1-M(C) | 8 | 17 | 10 |  |  |  | FALSE | FALSE | FALSE | 36000 | 22000 | 2.23 | 25972 | 2.16
205287684 |  | Live | Midea Electric Trading | COMFORT-AIRE | Singlezone Non-Ducted, Wall Placement | 205287684 |  | HRCU-A-CB-O | A-DVH09SG-0 | Mini-Splits | B-DVH09SG-0 | 11.5 | 19 | 10 |  |  |  | FALSE | FALSE | FALSE | 9000 | 6000 | 2.55 | 7599 | 2.16
208501686 |  | Live | Johnson Controls Inc. (York International Norman) | CHAMPION HEATING AND COOLING | Singlezone Ducted, Centrally Ducted | 208501686 |  | HRCU-A-CB | HMH72B241 | Ducted Indoor Units | XAFB36DXXN1+JMVT12BC2N1+TXV | 10.25 | 17.75 | 9.5 |  |  |  | FALSE | FALSE | FALSE | 22000 | 14000 | 2.41 | 14000 | 2.41
201810033 |  | Live | Midea Electric Trading | COMFORT-AIRE | Multizone All Ducted | 201810033 |  | HMSV-A-CB | A-VMH36QU-1 | Ducted Indoor Units |  | 11.3 | 19 | 11 |  |  |  | FALSE | FALSE | FALSE | 36000 | 24600 | 2.7 | 39296 | 2.19
205047889 |  | Live | Midea Electric Trading | COMFORT-AIRE | Singlezone Non-Ducted, Wall Placement | 205047889 |  | HRCU-A-CB-O | A-DVH18SG-1 | Mini-Splits | B-DVH18SG-1 | 11 | 19 | 10 |  |  |  | FALSE | FALSE | FALSE | 18000 | 11000 | 2.58 | 11041 | 2.2
208613097 |  | Live | Johnson Controls Inc. (York International Norman) | YORK | Singlezone Ducted, Centrally Ducted | 208613097 |  | HRCU-A-CB | HMH72B241 | Ducted Indoor Units | XAFB36DBAN1+JMVT12BC2N1 | 10.25 | 17.75 | 9.5 |  |  |  | FALSE | FALSE | FALSE | 22000 | 14000 | 2.41 | 14000 | 2.41
205263867 |  | Live | Midea Electric Trading | C&H | Singlezone Non-Ducted, Wall Placement | 205263867 |  | HRCU-A-CB-O | CH-12SPH-115VO | Mini-Splits | CH-12SPHWM-115VI | 12.5 | 21.5 | 11.2 |  |  |  | FALSE | FALSE | FALSE | 12000 | 7100 | 2.6 | 8005 | 2.23
205263866 |  | Live | Midea Electric Trading | C&H | Singlezone Non-Ducted, Wall Placement | 205263866 |  | HRCU-A-CB-O | CH-SR09SPH-115VO | Mini-Splits | CH-SR09SPHWM-115VI | 12.5 | 21.5 | 11.2 |  |  |  | FALSE | FALSE | FALSE | 12000 | 7100 | 2.6 | 8005 | 2.23
208614015 |  | Live | Johnson Controls Inc. (York International Norman) | COLEMAN | Singlezone Ducted, Centrally Ducted | 208614015 |  | HRCU-A-CB | HMH72B241 | Ducted Indoor Units | XAFB36DBAN1+JMVT12BC2N1 | 10.25 | 17.75 | 9.5 |  |  |  | FALSE | FALSE | FALSE | 22000 | 14000 | 2.41 | 14000 | 2.41
205263873 |  | Live | Midea Electric Trading | C&H | Singlezone Non-Ducted, Wall Placement | 205263873 |  | HRCU-A-CB-O | CH-HYP09SPH230VO | Mini-Splits | CH-D09MSPHWM-230VI | 14.5 | 25 | 11.2 |  |  |  | TRUE | FALSE | FALSE | 9000 | 6900 | 2.73 | 13890 | 2.1
205263869 |  | Live | Midea Electric Trading | C&H | Singlezone Non-Ducted, Wall Placement | 205263869 |  | HRCU-A-CB-O | CH-18SPH-230VO | Mini-Splits | CH-18MSPHWM-230VI | 13 | 21 | 10 |  |  |  | TRUE | FALSE | FALSE | 18000 | 10400 | 2.72 | 13597 | 2.46
208614016 |  | Live | Johnson Controls Inc. (York International Norman) | LUXAIRE | Singlezone Ducted, Centrally Ducted | 208614016 |  | HRCU-A-CB | HMH72B241 | Ducted Indoor Units | XAFB36DBAN1+JMVT12BC2N1 | 10.25 | 17.75 | 9.5 |  |  |  | FALSE | FALSE | FALSE | 22000 | 14000 | 2.41 | 14000 | 2.41
205263874 |  | Live | Midea Electric Trading | C&H | Singlezone Non-Ducted, Wall Placement | 205263874 |  | HRCU-A-CB-O | CH-HYP12SPH230VO | Mini-Splits | CH-D12MSPHWM-230VI | 13 | 22.5 | 12 |  |  |  | FALSE | FALSE | FALSE | 12000 | 7800 | 2.63 | 12259 | 1.96
205263862 |  | Live | Midea Electric Trading | C&H | Singlezone Non-Ducted, Ceiling Placement | 205263862 |  | HRCU-A-CB-O | CH-36LCU/O | Mini-Splits | CH-36LCCT-230VI | 9 | 17.5 | 10.5 |  |  |  | FALSE | FALSE | FALSE | 36000 | 25200 | 2.64 | 31769 | 2.16
208614031 |  | Live | Johnson Controls Inc. (York International Norman) | FRASER-JOHNSTON | Singlezone Ducted, Centrally Ducted | 208614031 |  | HRCU-A-CB | HMH72B241 | Ducted Indoor Units | XAFB36DBAN1+JMVT12BC2N1 | 10.25 | 17.75 | 9.5 |  |  |  | FALSE | FALSE | FALSE | 22000 | 14000 | 2.41 | 14000 | 2.41
205263861 |  | Live | Midea Electric Trading | C&H | Singlezone Non-Ducted, Ceiling Placement | 205263861 |  | HRCU-A-CB-O | CH-48LCU/O | Mini-Splits | CH-48LCCT-230VI | 9.5 | 16.8 | 11 |  |  |  | FALSE | FALSE | FALSE | 48000 | 35000 | 2.36 | 40862 | 2.32
205282616 |  | Live | Midea Electric Trading | C&H | Singlezone Non-Ducted, Floor Placement | 205282616 |  | HRCU-A-CB-O | CH-48LCU/O | Mini-Splits | CH-48LCFCI | 9.3 | 17.8 | 11 |  |  |  | FALSE | FALSE | FALSE | 48000 | 35000 | 2.36 | 40834 | 2.33
208614032 |  | Live | Johnson Controls Inc. (York International Norman) | CHAMPION HEATING AND COOLING | Singlezone Ducted, Centrally Ducted | 208614032 |  | HRCU-A-CB | HMH72B241 | Ducted Indoor Units | XAFB36DBAN1+JMVT12BC2N1 | 10.25 | 17.75 | 9.5 |  |  |  | FALSE | FALSE | FALSE | 22000 | 14000 | 2.41 | 14000 | 2.41
205263877 |  | Live | Midea Electric Trading | C&H | Singlezone Non-Ducted, Wall Placement | 205263877 |  | HRCU-A-CB-O | CH-09SPH-230VO | Mini-Splits | CH-D09MSPHWM-230VI | 14.9 | 23.5 | 10.8 |  |  |  | TRUE | TRUE | FALSE | 9000 | 5800 | 2.74 | 10085 | 2.27
205263878 |  | Live | Midea Electric Trading | C&H | Singlezone Non-Ducted, Wall Placement | 205263878 |  | HRCU-A-CB-O | CH-12SPH-230VO | Mini-Splits | CH-D12MSPHWM-230VI | 13.7 | 22.7 | 11 |  |  |  | TRUE | TRUE | FALSE | 12000 | 7700 | 2.75 | 11116 | 2.45
208500023 |  | Live | Johnson Controls Inc. (York International Norman) | YORK | Singlezone Ducted, Centrally Ducted | 208500023 |  | HRCU-A-CB | HMH72B241 | Ducted Indoor Units | XAUB36DXXN1+JMVT12BC2N1+TXV | 10.25 | 17.75 | 9.5 |  |  |  | FALSE | FALSE | FALSE | 22000 | 14000 | 2.41 | 14000 | 2.41
205263880 |  | Live | Midea Electric Trading | C&H | Singlezone Non-Ducted, Wall Placement | 205263880 |  | HRCU-A-CB-O | CH-24SPH-230VO | Mini-Splits | CH-D24MSPHWM-230VI | 13.7 | 20.7 | 11.5 |  |  |  | TRUE | FALSE | FALSE | 24000 | 15300 | 2.7 | 19036 | 2.21
205263879 |  | Live | Midea Electric Trading | C&H | Singlezone Non-Ducted, Wall Placement | 205263879 |  | HRCU-A-CB-O | CH-18SPH-230VO | Mini-Splits | CH-D18MSPHWM-230VI | 13 | 21 | 10.4 |  |  |  | TRUE | FALSE | FALSE | 18000 | 11400 | 2.72 | 14016 | 2.49
205263858 |  | Live | Midea Electric Trading | C&H | Singlezone Ducted, Compact Ducted | 205263858 |  | HRCU-A-CB | CH-HYP24SPH230VO | Mini-Splits | CH-M24DTUI | 12.5 | 20.5 | 12.5 |  |  |  | TRUE | TRUE | TRUE | 24000 | 17200 | 2.56 | 25200 | 1.81
208501687 |  | Live | Johnson Controls Inc. (York International Norman) | COLEMAN | Singlezone Ducted, Centrally Ducted | 208501687 |  | HRCU-A-CB | HMH72B241 | Ducted Indoor Units | XAUB36DXXN1+JMVT12BC2N1+TXV | 10.25 | 17.75 | 9.5 |  |  |  | FALSE | FALSE | FALSE | 22000 | 14000 | 2.41 | 14000 | 2.41
205263857 |  | Live | Midea Electric Trading | C&H | Singlezone Ducted, Compact Ducted | 205263857 |  | HRCU-A-CB | CH-24LCU/O | Mini-Splits | CH-M24DTUI | 12.5 | 20.5 | 12.5 |  |  |  | TRUE | TRUE | TRUE | 24000 | 17200 | 2.56 | 25200 | 1.81
205287344 |  | Live | Midea Electric Trading | C&H | Singlezone Non-Ducted, Floor Placement | 205287344 |  | HRCU-A-CB-O | CH-60LCU/O | Mini-Splits | CH-60LCFC/I | 9.8 | 18 | 10.5 |  |  |  | FALSE | FALSE | FALSE | 54000 | 39000 | 2.6 | 39128 | 2.25
205282614 |  | Live | Midea Electric Trading | C&H | Singlezone Non-Ducted, Floor Placement | 205282614 |  | HRCU-A-CB-O | CH-60LCU/O | Mini-Splits | CH-60LCFCI | 9.8 | 18 | 10.5 |  |  |  | FALSE | FALSE | FALSE | 54000 | 39000 | 2.6 | 39128 | 2.25
208501689 |  | Live | Johnson Controls Inc. (York International Norman) | LUXAIRE | Singlezone Ducted, Centrally Ducted | 208501689 |  | HRCU-A-CB | HMH72B241 | Ducted Indoor Units | XAUB36DXXN1+JMVT12BC2N1+TXV | 10.25 | 17.75 | 9.5 |  |  |  | FALSE | FALSE | FALSE | 22000 | 14000 | 2.41 | 14000 | 2.41
205263851 |  | Live | Midea Electric Trading | C&H | Singlezone Ducted, Compact Ducted | 205263851 |  | HRCU-A-CB | CH-HYP09SPH230VO | Mini-Splits | CH-M09DTUI | 13.5 | 23 | 12 |  |  |  | TRUE | TRUE | TRUE | 9000 | 7200 | 2.74 | 11300 | 1.55
205263852 |  | Live | Midea Electric Trading | C&H | Singlezone Ducted, Compact Ducted | 205263852 |  | HRCU-A-CB | CH-09SPH-230VO | Mini-Splits | CH-M09DTUI | 13.5 | 20.5 | 11.5 |  |  |  | TRUE | TRUE | TRUE | 9000 | 6800 | 2.93 | 8900 | 2.09
205263853 |  | Live | Midea Electric Trading | C&H | Singlezone Ducted, Compact Ducted | 205263853 |  | HRCU-A-CB | CH-HYP12SPH230VO | Mini-Splits | CH-M12DTUI | 12.5 | 20.5 | 11 |  |  |  | TRUE | TRUE | TRUE | 12000 | 8500 | 2.57 | 12400 | 1.79
208501691 |  | Live | Johnson Controls Inc. (York International Norman) | FRASER-JOHNSTON | Singlezone Ducted, Centrally Ducted | 208501691 |  | HRCU-A-CB | HMH72B241 | Ducted Indoor Units | XAUB36DXXN1+JMVT12BC2N1+TXV | 10.25 | 17.75 | 9.5 |  |  |  | FALSE | FALSE | FALSE | 22000 | 14000 | 2.41 | 14000 | 2.41
205263859 |  | Live | Midea Electric Trading | C&H | Singlezone Ducted, Compact Ducted | 205263859 |  | HRCU-A-CB | CH-24SPH-230VO | Mini-Splits | CH-M24DTUI | 12.5 | 21.5 | 11 |  |  |  | TRUE | TRUE | TRUE | 24000 | 16000 | 2.69 | 18900 | 2.22
205263856 |  | Live | Midea Electric Trading | C&H | Singlezone Ducted, Compact Ducted | 205263856 |  | HRCU-A-CB | CH-18SPH-230VO | Mini-Splits | CH-M18DTUI | 12.5 | 19 | 10.5 |  |  |  | TRUE | FALSE | FALSE | 18000 | 12000 | 2.61 | 12500 | 2.39
208501693 |  | Live | Johnson Controls Inc. (York International Norman) | CHAMPION HEATING AND COOLING | Singlezone Ducted, Centrally Ducted | 208501693 |  | HRCU-A-CB | HMH72B241 | Ducted Indoor Units | XAUB36DXXN1+JMVT12BC2N1+TXV | 10.25 | 17.75 | 9.5 |  |  |  | FALSE | FALSE | FALSE | 22000 | 14000 | 2.41 | 14000 | 2.41
8952855 |  | Live | Midea Electric Trading | NAPOLEON | Singlezone Non-Ducted, Wall Placement | 8952855 |  | HRCU-A-CB-O | NH25-09F-O | Mini-Splits | NH25-09F-I | 14.5 | 25 | 11.2 |  |  |  | TRUE | FALSE | FALSE | 9000 | 6900 | 2.73 | 13890 | 2.1
205309938 |  | Live | Midea Electric Trading | NAPOLEON | Singlezone Non-Ducted, Wall Placement | 205309938 |  | HRCU-A-CB-O | NH21-24F-O | Mini-Splits | NH25-24F-I | 13.7 | 20.7 | 11.5 |  |  |  | TRUE | FALSE | FALSE | 24000 | 15300 | 2.7 | 19036 | 2.21
8952856 |  | Live | Midea Electric Trading | NAPOLEON | Singlezone Non-Ducted, Wall Placement | 8952856 |  | HRCU-A-CB-O | NH25-12F-O | Mini-Splits | NH25-12F-I | 13 | 22.5 | 12 |  |  |  | FALSE | FALSE | FALSE | 12000 | 7800 | 2.63 | 12259 | 1.96
205309935 |  | Live | Midea Electric Trading | NAPOLEON | Singlezone Non-Ducted, Wall Placement | 205309935 |  | HRCU-A-CB-O | NH21-09F-O | Mini-Splits | NH25-09F-I | 14.9 | 23.5 | 10.8 |  |  |  | TRUE | TRUE | FALSE | 9000 | 5800 | 2.74 | 10085 | 2.27
208500187 |  | Live | Johnson Controls Inc. (York International Norman) | YORK | Singlezone Ducted, Centrally Ducted | 208500187 |  | HRCU-A-CB | HMH72B241 | Ducted Indoor Units | JHETB36DXXS2N1+TXV | 10.25 | 17.5 | 9.3 |  |  |  | FALSE | FALSE | FALSE | 22200 | 14300 | 2.47 | 14300 | 2.47
205309936 |  | Live | Midea Electric Trading | NAPOLEON | Singlezone Non-Ducted, Wall Placement | 205309936 |  | HRCU-A-CB-O | NH21-12F-O | Mini-Splits | NH25-12F-I | 13.7 | 22.7 | 11 |  |  |  | TRUE | TRUE | FALSE | 12000 | 7700 | 2.75 | 11116 | 2.45
205309937 |  | Live | Midea Electric Trading | NAPOLEON | Singlezone Non-Ducted, Wall Placement | 205309937 |  | HRCU-A-CB-O | NH21-18F-O | Mini-Splits | NH25-18F-I | 13 | 21 | 10.4 |  |  |  | TRUE | FALSE | FALSE | 18000 | 11400 | 2.72 | 14016 | 2.49
8952863 |  | Live | Midea Electric Trading | NAPOLEON | Singlezone Non-Ducted, Wall Placement | 8952863 |  | HRCU-A-CB-O | NH21-18F-O | Mini-Splits | NH21-18F-I | 13 | 21 | 10 |  |  |  | TRUE | FALSE | FALSE | 18000 | 10400 | 2.72 | 13597 | 2.46
208502151 |  | Live | Johnson Controls Inc. (York International Norman) | COLEMAN | Singlezone Ducted, Centrally Ducted | 208502151 |  | HRCU-A-CB | HMH72B241 | Ducted Indoor Units | JHETB36DXXS2N1+TXV | 10.25 | 17.5 | 9.3 |  |  |  | FALSE | FALSE | FALSE | 22200 | 14300 | 2.47 | 14300 | 2.47
8952861 |  | Live | Midea Electric Trading | NAPOLEON | Singlezone Non-Ducted, Wall Placement | 8952861 |  | HRCU-A-CB-O | NH21-09F-O | Mini-Splits | NH21-09F-I | 14 | 22.8 | 10.5 |  |  |  | FALSE | FALSE | FALSE | 9000 | 6400 | 2.76 | 9229 | 2.15
208502153 |  | Live | Johnson Controls Inc. (York International Norman) | LUXAIRE | Singlezone Ducted, Centrally Ducted | 208502153 |  | HRCU-A-CB | HMH72B241 | Ducted Indoor Units | JHETB36DXXS2N1+TXV | 10.25 | 17.5 | 9.3 |  |  |  | FALSE | FALSE | FALSE | 22200 | 14300 | 2.47 | 14300 | 2.47
203363533 |  | Live | Midea Electric Trading | NAPOLEON | Singlezone Non-Ducted, Wall Placement | 203363533 |  | HRCU-A-CB-O | NHAS-18-O | Mini-Splits | NHAS-18-I | 11 | 19 | 10 |  |  |  | FALSE | FALSE | FALSE | 18000 | 11000 | 2.58 | 11041 | 2.2
203363519 |  | Live | Midea Electric Trading | CONTINENTAL | Singlezone Non-Ducted, Wall Placement | 203363519 |  | HRCU-A-CB-O | CH25-09-O | Mini-Splits | CH25-09-I | 14.5 | 25 | 11.2 |  |  |  | FALSE | FALSE | FALSE | 9000 | 6900 | 2.73 | 13890 | 2.1
208502155 |  | Live | Johnson Controls Inc. (York International Norman) | FRASER-JOHNSTON | Singlezone Ducted, Centrally Ducted | 208502155 |  | HRCU-A-CB | HMH72B241 | Ducted Indoor Units | JHETB36DXXS2N1+TXV | 10.25 | 17.5 | 9.3 |  |  |  | FALSE | FALSE | FALSE | 22200 | 14300 | 2.47 | 14300 | 2.47
203363520 |  | Live | Midea Electric Trading | CONTINENTAL | Singlezone Non-Ducted, Wall Placement | 203363520 |  | HRCU-A-CB-O | CH25-12-O | Mini-Splits | CH25-12-I | 13 | 22.5 | 12 |  |  |  | FALSE | FALSE | FALSE | 12000 | 7800 | 2.63 | 12259 | 1.96
205309940 |  | Live | Midea Electric Trading | CONTINENTAL | Singlezone Non-Ducted, Wall Placement | 205309940 |  | HRCU-A-CB-O | CH21-18-O | Mini-Splits | CH25-18-I | 13 | 21 | 10.4 |  |  |  | FALSE | FALSE | FALSE | 18000 | 11400 | 2.72 | 14016 | 2.49
205309939 |  | Live | Midea Electric Trading | CONTINENTAL | Singlezone Non-Ducted, Wall Placement | 205309939 |  | HRCU-A-CB-O | CH21-12-O | Mini-Splits | CH25-12-I | 13.7 | 22.7 | 11 |  |  |  | FALSE | FALSE | FALSE | 12000 | 7700 | 2.75 | 11116 | 2.45
208502157 |  | Live | Johnson Controls Inc. (York International Norman) | CHAMPION HEATING AND COOLING | Singlezone Ducted, Centrally Ducted | 208502157 |  | HRCU-A-CB | HMH72B241 | Ducted Indoor Units | JHETB36DXXS2N1+TXV | 10.25 | 17.5 | 9.3 |  |  |  | FALSE | FALSE | FALSE | 22200 | 14300 | 2.47 | 14300 | 2.47
203363526 |  | Live | Midea Electric Trading | CONTINENTAL | Singlezone Non-Ducted, Wall Placement | 203363526 |  | HRCU-A-CB-O | CH21-18-O | Mini-Splits | CH21-18-I | 13 | 21 | 10 |  |  |  | FALSE | FALSE | FALSE | 18000 | 10400 | 2.72 | 13597 | 2.46
205309941 |  | Live | Midea Electric Trading | CONTINENTAL | Singlezone Non-Ducted, Wall Placement | 205309941 |  | HRCU-A-CB-O | CH21-24-O | Mini-Splits | CH25-24-I | 13.7 | 20.7 | 11.5 |  |  |  | FALSE | FALSE | FALSE | 24000 | 15300 | 2.7 | 19036 | 2.21
204783911 |  | Live | Midea Electric Trading | MRCOOL | Singlezone Non-Ducted, Wall Placement | 204783911 |  | HRCU-A-CB-O | O-ES-09-HP-C-230 | Mini-Splits | O-09-HP-WMAH-230A | 14.9 | 23.5 | 10.8 |  |  |  | TRUE | TRUE | FALSE | 9000 | 5800 | 2.74 | 10085 | 2.27
208613132 |  | Live | Johnson Controls Inc. (York International Norman) | YORK | Singlezone Ducted, Centrally Ducted | 208613132 |  | HRCU-A-CB | HMH72B241 | Ducted Indoor Units | JHETB36DBAS2N1 | 10.25 | 17.5 | 9.3 |  |  |  | FALSE | FALSE | FALSE | 22200 | 14300 | 2.47 | 14300 | 2.47
204783915 |  | Live | Midea Electric Trading | MRCOOL | Singlezone Non-Ducted, Wall Placement | 204783915 |  | HRCU-A-CB-O | O-HH-09-HP-C-230 | Mini-Splits | O-09-HP-WMAH-230A | 14.5 | 25 | 11.2 |  |  |  | TRUE | FALSE | FALSE | 9000 | 6900 | 2.73 | 13890 | 2.1
204783912 |  | Live | Midea Electric Trading | MRCOOL | Singlezone Non-Ducted, Wall Placement | 204783912 |  | HRCU-A-CB-O | O-ES-12-HP-C-230 | Mini-Splits | O-12-HP-WMAH-230A | 13.7 | 22.7 | 11 |  |  |  | TRUE | TRUE | FALSE | 12000 | 7700 | 2.75 | 11116 | 2.45
204783916 |  | Live | Midea Electric Trading | MRCOOL | Singlezone Non-Ducted, Wall Placement | 204783916 |  | HRCU-A-CB-O | O-HH-12-HP-C-230 | Mini-Splits | O-12-HP-WMAH-230A | 13 | 22.5 | 12 |  |  |  | FALSE | FALSE | FALSE | 12000 | 7800 | 2.63 | 12259 | 1.96
208614012 |  | Live | Johnson Controls Inc. (York International Norman) | COLEMAN | Singlezone Ducted, Centrally Ducted | 208614012 |  | HRCU-A-CB | HMH72B241 | Ducted Indoor Units | JHETB36DBAS2N1 | 10.25 | 17.5 | 9.3 |  |  |  | FALSE | FALSE | FALSE | 22200 | 14300 | 2.47 | 14300 | 2.47
204469768 |  | Live | Midea Electric Trading | MRCOOL | Singlezone Ducted, Compact Ducted | 204469768 |  | HRCU-A-CB | O-HH-09-HP-C-230 | Mini-Splits | DUCT-09HP-230 | 13.5 | 23 | 12 |  |  |  | TRUE | TRUE | TRUE | 9000 | 7200 | 2.74 | 11300 | 1.55
204783913 |  | Live | Midea Electric Trading | MRCOOL | Singlezone Non-Ducted, Wall Placement | 204783913 |  | HRCU-A-CB-O | O-ES-18-HP-C-230 | Mini-Splits | O-18-HP-WMAH-230A | 13 | 21 | 10.4 |  |  |  | TRUE | FALSE | FALSE | 18000 | 11400 | 2.72 | 14016 | 2.49
204783914 |  | Live | Midea Electric Trading | MRCOOL | Singlezone Non-Ducted, Wall Placement | 204783914 |  | HRCU-A-CB-O | O-ES-24-HP-C-230 | Mini-Splits | O-24-HP-WMAH-230A | 13.7 | 20.7 | 11.5 |  |  |  | TRUE | FALSE | FALSE | 24000 | 15300 | 2.7 | 19036 | 2.21
208614019 |  | Live | Johnson Controls Inc. (York International Norman) | LUXAIRE | Singlezone Ducted, Centrally Ducted | 208614019 |  | HRCU-A-CB | HMH72B241 | Ducted Indoor Units | JHETB36DBAS2N1 | 10.25 | 17.5 | 9.3 |  |  |  | FALSE | FALSE | FALSE | 22200 | 14300 | 2.47 | 14300 | 2.47
202918800 |  | Live | Midea Electric Trading | MRCOOL | Singlezone Non-Ducted, Wall Placement | 202918800 |  | HRCU-A-CB-O | A-18-HP-C-230B | Mini-Splits | A-18-HP-WMAH-230B | 11 | 19 | 10 |  |  |  | FALSE | FALSE | FALSE | 18000 | 11000 | 2.58 | 11041 | 2.2
204469761 |  | Live | Midea Electric Trading | MRCOOL | Singlezone Ducted, Compact Ducted | 204469761 |  | HRCU-A-CB | O-ES-09-HP-C-230 | Mini-Splits | DUCT-09HP-230 | 13.5 | 20.5 | 11.5 |  |  |  | TRUE | TRUE | TRUE | 9000 | 6800 | 2.93 | 8900 | 2.09
204469771 |  | Live | Midea Electric Trading | MRCOOL | Singlezone Ducted, Compact Ducted | 204469771 |  | HRCU-A-CB | O-HH-24-HP-C-230 | Mini-Splits | DUCT-24HP-230 | 12.5 | 20.5 | 12.5 |  |  |  | TRUE | TRUE | TRUE | 24000 | 17200 | 2.56 | 25200 | 1.81
204469763 |  | Live | Midea Electric Trading | MRCOOL | Singlezone Ducted, Compact Ducted | 204469763 |  | HRCU-A-CB | O-ES-18-HP-C-230 | Mini-Splits | DUCT-18HP-230 | 12.5 | 19 | 10.5 |  |  |  | TRUE | FALSE | FALSE | 18000 | 12000 | 2.61 | 12500 | 2.39
208614028 |  | Live | Johnson Controls Inc. (York International Norman) | FRASER-JOHNSTON | Singlezone Ducted, Centrally Ducted | 208614028 |  | HRCU-A-CB | HMH72B241 | Ducted Indoor Units | JHETB36DBAS2N1 | 10.25 | 17.5 | 9.3 |  |  |  | FALSE | FALSE | FALSE | 22200 | 14300 | 2.47 | 14300 | 2.47
204469769 |  | Live | Midea Electric Trading | MRCOOL | Singlezone Ducted, Compact Ducted | 204469769 |  | HRCU-A-CB | O-HH-12-HP-C-230 | Mini-Splits | DUCT-12HP-230 | 12.5 | 20.5 | 11 |  |  |  | TRUE | TRUE | TRUE | 12000 | 8500 | 2.57 | 12400 | 1.79
204469764 |  | Live | Midea Electric Trading | MRCOOL | Singlezone Ducted, Compact Ducted | 204469764 |  | HRCU-A-CB | O-ES-24-HP-C-230 | Mini-Splits | DUCT-24HP-230 | 12.5 | 21.5 | 11 |  |  |  | TRUE | TRUE | TRUE | 24000 | 16000 | 2.69 | 18900 | 2.22
204340473 |  | Live | Midea Electric Trading | MRCOOL | Singlezone Non-Ducted, Ceiling Placement | 204340473 |  | HRCU-A-CB-O | O-HH-12-HP-C-230 | Mini-Splits | CASSETTE12HP-230 | 12.5 | 19.5 | 10.6 |  |  |  | TRUE | FALSE | FALSE | 12000 | 8700 | 2.68 | 13136 | 1.97
208614035 |  | Live | Johnson Controls Inc. (York International Norman) | CHAMPION HEATING AND COOLING | Singlezone Ducted, Centrally Ducted | 208614035 |  | HRCU-A-CB | HMH72B241 | Ducted Indoor Units | JHETB36DBAS2N1 | 10.25 | 17.5 | 9.3 |  |  |  | FALSE | FALSE | FALSE | 22200 | 14300 | 2.47 | 14300 | 2.47
204469759 |  | Live | Midea Electric Trading | MRCOOL | Singlezone Non-Ducted, Ceiling Placement | 204469759 |  | HRCU-A-CB-O | O-ES-18-HP-C-230 | Mini-Splits | CASSETTE18HP-230 | 12.5 | 20 | 10.3 |  |  |  | TRUE | FALSE | FALSE | 18000 | 12000 | 2.53 | 12000 | 2.23
204469760 |  | Live | Midea Electric Trading | MRCOOL | Singlezone Non-Ducted, Ceiling Placement | 204469760 |  | HRCU-A-CB-O | O-ES-24-HP-C-230 | Mini-Splits | CASSETTE24HP-230 | 12.5 | 20 | 10.5 |  |  |  | FALSE | FALSE | FALSE | 24000 | 15800 | 2.56 | 17841 | 2.09
204469758 |  | Live | Midea Electric Trading | MRCOOL | Singlezone Non-Ducted, Ceiling Placement | 204469758 |  | HRCU-A-CB-O | O-ES-12-HP-C-230 | Mini-Splits | CASSETTE12HP-230 | 14 | 21.5 | 10.5 |  |  |  | FALSE | FALSE | FALSE | 12000 | 7500 | 2.68 | 9444 | 2.49
204711122 |  | Live | Midea Electric Trading | MRCOOL | Singlezone Non-Ducted, Wall Placement | 204711122 |  | HRCU-A-CB-O | DIY-12-HP-C-115B | Mini-Splits | DIY-12-HP-WMAH-115B | 12.7 | 22 | 10 |  |  |  | FALSE | FALSE | FALSE | 12000 | 7200 | 2.64 | 7646 | 2.41
204711124 |  | Live | Midea Electric Trading | MRCOOL | Singlezone Non-Ducted, Wall Placement | 204711124 |  | HRCU-A-CB-O | DIY-24-HP-C-230B | Mini-Splits | DIY-24-HP-WMAH-230B | 12.5 | 20 | 10 |  |  |  | TRUE | FALSE | FALSE | 23000 | 14800 | 2.49 | 19790 | 2.16
204711123 |  | Live | Midea Electric Trading | MRCOOL | Singlezone Non-Ducted, Wall Placement | 204711123 |  | HRCU-A-CB-O | DIY-18-HP-C-230B | Mini-Splits | DIY-18-HP-WMAH-230B | 12.5 | 20 | 10 |  |  |  | TRUE | FALSE | FALSE | 18000 | 11300 | 2.81 | 15163 | 2.55
202081019 |  | Live | Midea Electric Trading | C&H | Singlezone Non-Ducted, Wall Placement | 202081019 |  | HRCU-A-CB-O | CH-09DKT230VO | Mini-Splits | CH-09DKT230VI | 14.5 | 25 | 11.2 |  |  |  | TRUE | FALSE | FALSE | 9000 | 6900 | 2.73 | 13890 | 2.1
204098412 |  | Live | Midea Electric Trading | C&H | Singlezone Non-Ducted, Ceiling Placement | 204098412 |  | HRCU-A-CB-O | CH-09SPH-230VO | Mini-Splits | CH-09MSPHCT-230VI | 13 | 20 | 10.5 |  |  |  | FALSE | FALSE | FALSE | 9000 | 5800 | 2.66 | 8639 | 2.08
205047857 |  | Live | Midea Electric Trading | C&H | Singlezone Non-Ducted, Wall Placement | 205047857 |  | HRCU-A-CB-O | CH-09SPH-230VO | Mini-Splits | CH-09DKT230VI | 14.9 | 23.5 | 10.8 |  |  |  | TRUE | TRUE | FALSE | 9000 | 5800 | 2.74 | 10085 | 2.27
205047866 |  | Live | Midea Electric Trading | C&H | Multizone All Ducted | 205047866 |  | HMSV-A-CB | CH-HYP36MSPH-230VO | Ducted Indoor Units |  | 11.3 | 19 | 11 |  |  |  | TRUE | FALSE | FALSE | 36000 | 24600 | 2.7 | 39296 | 2.19
204098417 |  | Live | Midea Electric Trading | C&H | Singlezone Non-Ducted, Ceiling Placement | 204098417 |  | HRCU-A-CB-O | CH-12DKT230VO | Mini-Splits | CH-12MSPHCT-230VI | 12.5 | 19.5 | 10.6 |  |  |  | TRUE | FALSE | FALSE | 12000 | 8700 | 2.68 | 13136 | 1.97
204098415 |  | Live | Midea Electric Trading | C&H | Singlezone Non-Ducted, Ceiling Placement | 204098415 |  | HRCU-A-CB-O | CH-24SPH-230VO | Mini-Splits | CH-24MSPHCT-230VI | 12.5 | 20 | 10.5 |  |  |  | FALSE | FALSE | FALSE | 24000 | 15800 | 2.56 | 17841 | 2.09
203748693 |  | Live | Midea Electric Trading | C&H | Singlezone Non-Ducted, Wall Placement | 203748693 |  | HRCU-A-CB-O | CH-09MIA115VO | Mini-Splits | CH-09MIA115VI | 11.5 | 19 | 10 |  |  |  | FALSE | FALSE | FALSE | 9000 | 6000 | 2.55 | 7599 | 2.16
204098433 |  | Live | Midea Electric Trading | C&H | Singlezone Non-Ducted, Floor Placement | 204098433 |  | HRCU-A-CB-O | CH-24SPH-230VO | Mini-Splits | CH-24MSPHFC-230VI | 12.5 | 20 | 11 |  |  |  | TRUE | FALSE | FALSE | 24000 | 15000 | 2.85 | 17858 | 2.02
9119324 |  | Live | Midea Electric Trading | C&H | Singlezone Non-Ducted, Wall Placement | 9119324 |  | HRCU-A-CB-O | CH-09SPH-230VO | Mini-Splits | CH-09SPH-230VI | 14 | 22.8 | 10.5 |  |  |  | FALSE | FALSE | FALSE | 9000 | 6400 | 2.76 | 9229 | 2.15
9119326 |  | Live | Midea Electric Trading | C&H | Singlezone Non-Ducted, Wall Placement | 9119326 |  | HRCU-A-CB-O | CH-18SPH-230VO | Mini-Splits | CH-18SPH-230VI | 13 | 21 | 10 |  |  |  | TRUE | FALSE | FALSE | 18000 | 10400 | 2.72 | 13597 | 2.46
204098423 |  | Live | Midea Electric Trading | C&H | Singlezone Ducted, Compact Ducted | 204098423 |  | HRCU-A-CB | CH-24SPH-230VO | Mini-Splits | CH-24LCDTU/I | 12.5 | 21.5 | 11 |  |  |  | TRUE | TRUE | TRUE | 24000 | 16000 | 2.69 | 18900 | 2.22
201755335 |  | Live | Midea Electric Trading | C&H | Singlezone Ducted, Compact Ducted | 201755335 |  | HRCU-A-CB | CH-24LCU/O | Mini-Splits | CH-24LCDTU/I | 12.5 | 20.5 | 12.5 |  |  |  | TRUE | TRUE | TRUE | 24000 | 17200 | 2.56 | 25200 | 1.81
202534925 |  | Live | Midea Electric Trading | C&H | Singlezone Non-Ducted, Ceiling Placement | 202534925 |  | HRCU-A-CB-O | CH-48LCU/O | Mini-Splits | CH-48MSPHCT-230VI | 9.5 | 16.8 | 11 |  |  |  | FALSE | FALSE | FALSE | 48000 | 35000 | 2.36 | 40862 | 2.32
9119323 |  | Live | Midea Electric Trading | C&H | Singlezone Non-Ducted, Wall Placement | 9119323 |  | HRCU-A-CB-O | CH-12SPH-115VO | Mini-Splits | CH-12SPH-115VI | 12.5 | 21.5 | 11.2 |  |  |  | FALSE | FALSE | FALSE | 12000 | 7100 | 2.6 | 8005 | 2.23
203456306 |  | Live | Midea Electric Trading | C&H | Singlezone Non-Ducted, Wall Placement | 203456306 |  | HRCU-A-CB-O | CH-SR09SPH-115VO | Mini-Splits | CH-SR09SPH-115VI | 15 | 25 | 10.5 |  |  |  | TRUE | FALSE | FALSE | 9000 | 5800 | 2.79 | 8005 | 2.23
202081220 |  | Live | Midea Electric Trading | C&H | Singlezone Non-Ducted, Wall Placement | 202081220 |  | HRCU-A-CB-O | CH-12DKT230VO | Mini-Splits | CH-12DKT230VI | 13 | 22.5 | 12 |  |  |  | FALSE | FALSE | FALSE | 12000 | 7800 | 2.63 | 12259 | 1.96
204098413 |  | Live | Midea Electric Trading | C&H | Singlezone Non-Ducted, Ceiling Placement | 204098413 |  | HRCU-A-CB-O | CH-12SPH-230VO | Mini-Splits | CH-12MSPHCT-230VI | 14 | 21.5 | 10.5 |  |  |  | FALSE | FALSE | FALSE | 12000 | 7500 | 2.68 | 9444 | 2.49
204098429 |  | Live | Midea Electric Trading | C&H | Singlezone Non-Ducted, Floor Placement | 204098429 |  | HRCU-A-CB-O | CH-12SPH-230VO | Mini-Splits | CH-12MSPHMC-230VI | 13 | 20.5 | 10 |  |  |  | TRUE | FALSE | FALSE | 12000 | 7200 | 2.67 | 11225 | 2.28
202534924 |  | Live | Midea Electric Trading | C&H | Singlezone Non-Ducted, Ceiling Placement | 202534924 |  | HRCU-A-CB-O | CH-36LCU/O | Mini-Splits | CH-36MSPHCT-230VI | 9 | 17.5 | 10.5 |  |  |  | FALSE | FALSE | FALSE | 36000 | 25200 | 2.64 | 31769 | 2.16
204098414 |  | Live | Midea Electric Trading | C&H | Singlezone Non-Ducted, Ceiling Placement | 204098414 |  | HRCU-A-CB-O | CH-18SPH-230VO | Mini-Splits | CH-18MSPHCT-230VI | 12.5 | 20 | 10.3 |  |  |  | TRUE | FALSE | FALSE | 18000 | 12000 | 2.53 | 12000 | 2.23
204098432 |  | Live | Midea Electric Trading | C&H | Singlezone Non-Ducted, Floor Placement | 204098432 |  | HRCU-A-CB-O | CH-18SPH-230VO | Mini-Splits | CH-18MSPHFC-230VI | 12.5 | 20 | 10.5 |  |  |  | TRUE | FALSE | FALSE | 18000 | 12000 | 2.43 | 12709 | 2.24
205047859 |  | Live | Midea Electric Trading | C&H | Singlezone Non-Ducted, Floor Placement | 205047859 |  | HRCU-A-CB-O | CH-48LCU/O | Mini-Splits | CH-48LCFC/I | 9.3 | 17.8 | 11 |  |  |  | FALSE | FALSE | FALSE | 48000 | 35000 | 2.36 | 40834 | 2.33
205047858 |  | Live | Midea Electric Trading | C&H | Singlezone Non-Ducted, Floor Placement | 205047858 |  | HRCU-A-CB-O | CH-60LCU/O | Mini-Splits | CH-60LCFC/I | 9.8 | 18 | 10.5 |  |  |  | FALSE | FALSE | FALSE | 54000 | 39000 | 2.6 | 39128 | 2.25
10443490 |  | Live | Midea Electric Trading | C&H | Singlezone Ducted, Compact Ducted | 10443490 |  | HRCU-A-CB | CH-24LCDTU/O | Mini-Splits | CH-24LCDTU/I | 12.5 | 20.5 | 12.5 |  |  |  | TRUE | TRUE | TRUE | 24000 | 17200 | 2.56 | 25200 | 1.81
204098427 |  | Live | Midea Electric Trading | C&H | Singlezone Ducted, Compact Ducted | 204098427 |  | HRCU-A-CB | CH-24DKT230VO | Mini-Splits | CH-24LCDTU/I | 12.5 | 20.5 | 12.5 |  |  |  | TRUE | TRUE | TRUE | 24000 | 17200 | 2.56 | 25200 | 1.81
10443492 |  | Live | Midea Electric Trading | C&H | Singlezone Ducted, Compact Ducted | 10443492 |  | HRCU-A-CB | CH-48LCDTU/O | Mini-Splits | CH-48LCDTU/I | 9.2 | 17.4 | 10.3 |  |  |  | FALSE | FALSE | FALSE | 48000 | 33400 | 2.7 | 43500 | 2.43
201755337 |  | Live | Midea Electric Trading | C&H | Singlezone Ducted, Compact Ducted | 201755337 |  | HRCU-A-CB | CH-48LCU/O | Mini-Splits | CH-48LCDTU/I | 9.2 | 17.4 | 10.3 |  |  |  | FALSE | FALSE | FALSE | 48000 | 33400 | 2.7 | 43500 | 2.43
205104725 |  | Live | Midea Electric Trading | C&H | Singlezone Non-Ducted, Wall Placement | 205104725 |  | HRCU-A-CB-O | CH-12SPH-230VO | Mini-Splits | CH-12DKT230VI | 13.7 | 22.7 | 11 |  |  |  | TRUE | TRUE | FALSE | 12000 | 7700 | 2.75 | 11116 | 2.45
205104726 |  | Live | Midea Electric Trading | C&H | Singlezone Non-Ducted, Wall Placement | 205104726 |  | HRCU-A-CB-O | CH-18SPH-230VO | Mini-Splits | CH-18DKT230VI | 13 | 21 | 10.4 |  |  |  | TRUE | FALSE | FALSE | 18000 | 11400 | 2.72 | 14016 | 2.49
205104727 |  | Live | Midea Electric Trading | C&H | Singlezone Non-Ducted, Wall Placement | 205104727 |  | HRCU-A-CB-O | CH-24SPH-230VO | Mini-Splits | CH-24DKT230VI | 13.7 | 20.7 | 11.5 |  |  |  | TRUE | FALSE | FALSE | 24000 | 15300 | 2.7 | 19036 | 2.21
204098425 |  | Live | Midea Electric Trading | C&H | Singlezone Ducted, Compact Ducted | 204098425 |  | HRCU-A-CB | CH-12DKT230VO | Mini-Splits | CH-12LCDTU/I | 12.5 | 20.5 | 11 |  |  |  | TRUE | TRUE | TRUE | 12000 | 8500 | 2.57 | 12400 | 1.79
204098420 |  | Live | Midea Electric Trading | C&H | Singlezone Ducted, Compact Ducted | 204098420 |  | HRCU-A-CB | CH-09SPH-230VO | Mini-Splits | CH-09LCDTU/I | 13.5 | 20.5 | 11.5 |  |  |  | TRUE | TRUE | TRUE | 9000 | 6800 | 2.93 | 8900 | 2.09
204098424 |  | Live | Midea Electric Trading | C&H | Singlezone Ducted, Compact Ducted | 204098424 |  | HRCU-A-CB | CH-09DKT230VO | Mini-Splits | CH-09LCDTU/I | 13.5 | 23 | 12 |  |  |  | TRUE | TRUE | TRUE | 9000 | 7200 | 2.74 | 11300 | 1.55
201755336 |  | Live | Midea Electric Trading | C&H | Singlezone Ducted, Compact Ducted | 201755336 |  | HRCU-A-CB | CH-36LCU/O | Mini-Splits | CH-36LCDTU/I | 9 | 16.5 | 11.5 |  |  |  | FALSE | FALSE | FALSE | 36000 | 27600 | 2.74 | 33100 | 2.3
204098422 |  | Live | Midea Electric Trading | C&H | Singlezone Ducted, Compact Ducted | 204098422 |  | HRCU-A-CB | CH-18SPH-230VO | Mini-Splits | CH-18LCDTU/I | 12.5 | 19 | 10.5 |  |  |  | TRUE | FALSE | FALSE | 18000 | 12000 | 2.61 | 12500 | 2.39
204005744 |  | Live | Midea Electric Trading | MOOVAIR | Singlezone Non-Ducted, Ceiling Placement | 204005744 |  | HRCU-A-CB-O | DM09HOS23230E2 | Mini-Splits | DM09HICU230X5 | 13 | 20 | 10.5 |  |  |  | FALSE | FALSE | FALSE | 9000 | 5800 | 2.66 | 8639 | 2.08
204005732 |  | Live | Midea Electric Trading | MOOVAIR | Singlezone Non-Ducted, Wall Placement | 204005732 |  | HRCU-A-CB-O | DM09HOS25230E3 | Mini-Splits | DM09HIW23230E3 | 14.5 | 25 | 11.2 |  |  |  | TRUE | FALSE | FALSE | 9000 | 6900 | 2.73 | 13890 | 2.1
203238509 |  | Live | Midea Electric Trading | MOOVAIR | Singlezone Non-Ducted, Wall Placement | 203238509 |  | HRCU-A-CB-O | DM09HOS23230E2 | Mini-Splits | DM09HIW23230E3 | 14.9 | 23.5 | 10.8 |  |  |  | TRUE | TRUE | FALSE | 9000 | 5800 | 2.74 | 10085 | 2.27
203238512 |  | Live | Midea Electric Trading | MOOVAIR | Singlezone Non-Ducted, Wall Placement | 203238512 |  | HRCU-A-CB-O | DM18HOS23230E2 | Mini-Splits | DM18HIW23230E3 | 13 | 21 | 10.4 |  |  |  | TRUE | FALSE | FALSE | 18000 | 11400 | 2.72 | 14016 | 2.49
203238510 |  | Live | Midea Electric Trading | MOOVAIR | Singlezone Non-Ducted, Wall Placement | 203238510 |  | HRCU-A-CB-O | DM12HOS23230E2 | Mini-Splits | DM12HIW23230E3 | 13.7 | 22.7 | 11 |  |  |  | TRUE | TRUE | FALSE | 12000 | 7700 | 2.75 | 11116 | 2.45
204005761 |  | Live | Midea Electric Trading | MOOVAIR | Multizone All Ducted | 204005761 |  | HMSV-A-CB | DM36HOM25230X3 | Ducted Indoor Units |  | 11.3 | 19 | 11 |  |  |  | TRUE | FALSE | FALSE | 36000 | 24600 | 2.7 | 39296 | 2.19
203238514 |  | Live | Midea Electric Trading | MOOVAIR | Singlezone Non-Ducted, Wall Placement | 203238514 |  | HRCU-A-CB-O | DM24HOS23230E2 | Mini-Splits | DM24HIW23230E3 | 13.7 | 20.7 | 11.5 |  |  |  | TRUE | FALSE | FALSE | 24000 | 15300 | 2.7 | 19036 | 2.21
204005749 |  | Live | Midea Electric Trading | MOOVAIR | Singlezone Non-Ducted, Ceiling Placement | 204005749 |  | HRCU-A-CB-O | DM12HOS25230E3 | Mini-Splits | DM12HICU230X5 | 12.5 | 19.5 | 10.6 |  |  |  | TRUE | FALSE | FALSE | 12000 | 8700 | 2.68 | 13136 | 1.97
204005747 |  | Live | Midea Electric Trading | MOOVAIR | Singlezone Non-Ducted, Ceiling Placement | 204005747 |  | HRCU-A-CB-O | DM24HOS23230E2 | Mini-Splits | DM24HICU230X5 | 12.5 | 20 | 10.5 |  |  |  | FALSE | FALSE | FALSE | 24000 | 15800 | 2.56 | 17841 | 2.09
202635799 |  | Live | Midea Electric Trading | MOOVAIR | Singlezone Non-Ducted, Wall Placement | 202635799 |  | HRCU-A-CB-O | DM09HOS19115S1 | Mini-Splits | DM09HIW19115S1 | 11.5 | 19 | 10 |  |  |  | FALSE | FALSE | FALSE | 9000 | 6000 | 2.55 | 7599 | 2.16
204005739 |  | Live | Midea Electric Trading | MOOVAIR | Singlezone Ducted, Compact Ducted | 204005739 |  | HRCU-A-CB | DM24HOS23230E2 | Mini-Splits | DM24HIDU230X5 | 12.5 | 21.5 | 11 |  |  |  | TRUE | TRUE | TRUE | 24000 | 16000 | 2.69 | 18900 | 2.22
202635801 |  | Live | Midea Electric Trading | MOOVAIR | Singlezone Non-Ducted, Wall Placement | 202635801 |  | HRCU-A-CB-O | DM18HOS19230S1 | Mini-Splits | DM18HIW19230S1 | 11 | 19 | 10 |  |  |  | FALSE | FALSE | FALSE | 18000 | 11000 | 2.58 | 11041 | 2.2
204005754 |  | Live | Midea Electric Trading | MOOVAIR | Singlezone Ducted, Compact Ducted | 204005754 |  | HRCU-A-CB | DM48HOS18230E5 | Mini-Splits | DM48HIDU230X5 | 9.2 | 17.4 | 10.3 |  |  |  | FALSE | FALSE | FALSE | 48000 | 33400 | 2.7 | 43500 | 2.43
204005743 |  | Live | Midea Electric Trading | MOOVAIR | Singlezone Ducted, Compact Ducted | 204005743 |  | HRCU-A-CB | DM24HOS25230E3 | Mini-Splits | DM24HIDU230X5 | 12.5 | 20.5 | 12.5 |  |  |  | TRUE | TRUE | TRUE | 24000 | 17200 | 2.56 | 25200 | 1.81
204005741 |  | Live | Midea Electric Trading | MOOVAIR | Singlezone Ducted, Compact Ducted | 204005741 |  | HRCU-A-CB | DM12HOS25230E3 | Mini-Splits | DM12HIDU230X5 | 12.5 | 20.5 | 11 |  |  |  | TRUE | TRUE | TRUE | 12000 | 8500 | 2.57 | 12400 | 1.79
204005736 |  | Live | Midea Electric Trading | MOOVAIR | Singlezone Ducted, Compact Ducted | 204005736 |  | HRCU-A-CB | DM09HOS23230E2 | Mini-Splits | DM09HIDU230X5 | 13.5 | 20.5 | 11.5 |  |  |  | TRUE | TRUE | TRUE | 9000 | 6800 | 2.93 | 8900 | 2.09
204005733 |  | Live | Midea Electric Trading | MOOVAIR | Singlezone Non-Ducted, Wall Placement | 204005733 |  | HRCU-A-CB-O | DM12HOS25230E3 | Mini-Splits | DM12HIW23230E3 | 13 | 22.5 | 12 |  |  |  | FALSE | FALSE | FALSE | 12000 | 7800 | 2.63 | 12259 | 1.96
204005740 |  | Live | Midea Electric Trading | MOOVAIR | Singlezone Ducted, Compact Ducted | 204005740 |  | HRCU-A-CB | DM09HOS25230E3 | Mini-Splits | DM09HIDU230X5 | 13.5 | 23 | 12 |  |  |  | TRUE | TRUE | TRUE | 9000 | 7200 | 2.74 | 11300 | 1.55
204005745 |  | Live | Midea Electric Trading | MOOVAIR | Singlezone Non-Ducted, Ceiling Placement | 204005745 |  | HRCU-A-CB-O | DM12HOS23230E2 | Mini-Splits | DM12HICU230X5 | 14 | 21.5 | 10.5 |  |  |  | FALSE | FALSE | FALSE | 12000 | 7500 | 2.68 | 9444 | 2.49
204005738 |  | Live | Midea Electric Trading | MOOVAIR | Singlezone Ducted, Compact Ducted | 204005738 |  | HRCU-A-CB | DM18HOS23230E2 | Mini-Splits | DM18HIDU230X5 | 12.5 | 19 | 10.5 |  |  |  | TRUE | FALSE | FALSE | 18000 | 12000 | 2.61 | 12500 | 2.39
204005746 |  | Live | Midea Electric Trading | MOOVAIR | Singlezone Non-Ducted, Ceiling Placement | 204005746 |  | HRCU-A-CB-O | DM18HOS23230E2 | Mini-Splits | DM18HICU230X5 | 12.5 | 20 | 10.3 |  |  |  | TRUE | FALSE | FALSE | 18000 | 12000 | 2.53 | 12000 | 2.23
204005753 |  | Live | Midea Electric Trading | MOOVAIR | Singlezone Ducted, Compact Ducted | 204005753 |  | HRCU-A-CB | DM36HOS18230E5 | Mini-Splits | DM36HIDU230X5 | 9 | 16.5 | 11.5 |  |  |  | FALSE | FALSE | FALSE | 36000 | 27600 | 2.74 | 33100 | 2.3
204005757 |  | Live | Midea Electric Trading | MOOVAIR | Singlezone Non-Ducted, Ceiling Placement | 204005757 |  | HRCU-A-CB-O | DM36HOS18230E5 | Mini-Splits | DM36HICU230X5 | 9 | 17.5 | 10.5 |  |  |  | FALSE | FALSE | FALSE | 36000 | 25200 | 2.64 | 31769 | 2.16
203238486 |  | Live | Midea Electric Trading | ELIOS | Singlezone Non-Ducted, Wall Placement | 203238486 |  | HRCU-A-CB-O | DE09HOS23230E2 | Mini-Splits | DE09HIW23230E3 | 14.9 | 23.5 | 10.8 |  |  |  | TRUE | TRUE | FALSE | 9000 | 5800 | 2.74 | 10085 | 2.27
204005758 |  | Live | Midea Electric Trading | MOOVAIR | Singlezone Non-Ducted, Ceiling Placement | 204005758 |  | HRCU-A-CB-O | DM48HOS18230E5 | Mini-Splits | DM48HICU230X5 | 9.5 | 16.8 | 11 |  |  |  | FALSE | FALSE | FALSE | 48000 | 35000 | 2.36 | 40862 | 2.32
204005774 |  | Live | Midea Electric Trading | ELIOS | Singlezone Non-Ducted, Wall Placement | 204005774 |  | HRCU-A-CB-O | DE09HOS25230E3 | Mini-Splits | DE09HIW23230E3 | 14.5 | 25 | 11.2 |  |  |  | TRUE | FALSE | FALSE | 9000 | 6900 | 2.73 | 13890 | 2.1
203238487 |  | Live | Midea Electric Trading | ELIOS | Singlezone Non-Ducted, Wall Placement | 203238487 |  | HRCU-A-CB-O | DE12HOS23230E2 | Mini-Splits | DE12HIW23230E3 | 13.7 | 22.7 | 11 |  |  |  | TRUE | TRUE | FALSE | 12000 | 7700 | 2.75 | 11116 | 2.45
204005775 |  | Live | Midea Electric Trading | ELIOS | Singlezone Non-Ducted, Wall Placement | 204005775 |  | HRCU-A-CB-O | DE12HOS25230E3 | Mini-Splits | DE12HIW23230E3 | 13 | 22.5 | 12 |  |  |  | FALSE | FALSE | FALSE | 12000 | 7800 | 2.63 | 12259 | 1.96
203238490 |  | Live | Midea Electric Trading | ELIOS | Singlezone Non-Ducted, Wall Placement | 203238490 |  | HRCU-A-CB-O | DE24HOS23230E2 | Mini-Splits | DE24HIW23230E3 | 13.7 | 20.7 | 11.5 |  |  |  | TRUE | FALSE | FALSE | 24000 | 15300 | 2.7 | 19036 | 2.21
203238488 |  | Live | Midea Electric Trading | ELIOS | Singlezone Non-Ducted, Wall Placement | 203238488 |  | HRCU-A-CB-O | DE18HOS23230E2 | Mini-Splits | DE18HIW23230E3 | 13 | 21 | 10.4 |  |  |  | TRUE | FALSE | FALSE | 18000 | 11400 | 2.72 | 14016 | 2.49
202635790 |  | Live | Midea Electric Trading | ELIOS | Singlezone Non-Ducted, Wall Placement | 202635790 |  | HRCU-A-CB-O | DE18HOS19230S1 | Mini-Splits | DE18HIW19230S1 | 11 | 19 | 10 |  |  |  | FALSE | FALSE | FALSE | 18000 | 11000 | 2.58 | 11041 | 2.2
202635787 |  | Live | Midea Electric Trading | ELIOS | Singlezone Non-Ducted, Wall Placement | 202635787 |  | HRCU-A-CB-O | DE09HOS19115S1 | Mini-Splits | DE09HIW19115S1 | 11.5 | 19 | 10 |  |  |  | FALSE | FALSE | FALSE | 9000 | 6000 | 2.55 | 7599 | 2.16
203238492 |  | Live | Midea Electric Trading | ELIOS | Singlezone Ducted, Compact Ducted | 203238492 |  | HRCU-A-CB | DE09HOS23230E2 | Mini-Splits | DE09HIDU230X5 | 13.5 | 20.5 | 11.5 |  |  |  | TRUE | TRUE | TRUE | 9000 | 6800 | 2.93 | 8900 | 2.09
204005778 |  | Live | Midea Electric Trading | ELIOS | Singlezone Ducted, Compact Ducted | 204005778 |  | HRCU-A-CB | DE09HOS25230E3 | Mini-Splits | DE09HIDU230X5 | 13.5 | 23 | 12 |  |  |  | TRUE | TRUE | TRUE | 9000 | 7200 | 2.74 | 11300 | 1.55
204005779 |  | Live | Midea Electric Trading | ELIOS | Singlezone Ducted, Compact Ducted | 204005779 |  | HRCU-A-CB | DE12HOS25230E3 | Mini-Splits | DE12HIDU230X5 | 12.5 | 20.5 | 11 |  |  |  | TRUE | TRUE | TRUE | 12000 | 8500 | 2.57 | 12400 | 1.79
203238495 |  | Live | Midea Electric Trading | ELIOS | Singlezone Ducted, Compact Ducted | 203238495 |  | HRCU-A-CB | DE18HOS23230E2 | Mini-Splits | DE18HIDU230X5 | 12.5 | 19 | 10.5 |  |  |  | TRUE | FALSE | FALSE | 18000 | 12000 | 2.61 | 12500 | 2.39
204005781 |  | Live | Midea Electric Trading | ELIOS | Singlezone Ducted, Compact Ducted | 204005781 |  | HRCU-A-CB | DE24HOS25230E3 | Mini-Splits | DE24HIDU230X5 | 12.5 | 20.5 | 12.5 |  |  |  | TRUE | TRUE | TRUE | 24000 | 17200 | 2.56 | 25200 | 1.81
203238496 |  | Live | Midea Electric Trading | ELIOS | Singlezone Ducted, Compact Ducted | 203238496 |  | HRCU-A-CB | DE24HOS23230E2 | Mini-Splits | DE24HIDU230X5 | 12.5 | 21.5 | 11 |  |  |  | TRUE | TRUE | TRUE | 24000 | 16000 | 2.69 | 18900 | 2.22
202635809 |  | Live | Midea Electric Trading | ELIOS | Singlezone Ducted, Compact Ducted | 202635809 |  | HRCU-A-CB | DE36HOS18230E5 | Mini-Splits | DE36HIDU230X5 | 9 | 16.5 | 11.5 |  |  |  | FALSE | FALSE | FALSE | 36000 | 27600 | 2.74 | 33100 | 2.3
202635791 |  | Live | Midea Electric Trading | ELIOS | Singlezone Ducted, Compact Ducted | 202635791 |  | HRCU-A-CB | DE48HOS18230E5 | Mini-Splits | DE48HIDU230X5 | 9.2 | 17.4 | 10.3 |  |  |  | FALSE | FALSE | FALSE | 48000 | 33400 | 2.7 | 43500 | 2.43
203238498 |  | Live | Midea Electric Trading | ELIOS | Singlezone Non-Ducted, Ceiling Placement | 203238498 |  | HRCU-A-CB-O | DE09HOS23230E2 | Mini-Splits | DE09HICU230X5 | 13 | 20 | 10.5 |  |  |  | FALSE | FALSE | FALSE | 9000 | 5800 | 2.66 | 8639 | 2.08
204005783 |  | Live | Midea Electric Trading | ELIOS | Singlezone Non-Ducted, Ceiling Placement | 204005783 |  | HRCU-A-CB-O | DE12HOS25230E3 | Mini-Splits | DE12HICU230X5 | 12.5 | 19.5 | 10.6 |  |  |  | TRUE | FALSE | FALSE | 12000 | 8700 | 2.68 | 13136 | 1.97
203238499 |  | Live | Midea Electric Trading | ELIOS | Singlezone Non-Ducted, Ceiling Placement | 203238499 |  | HRCU-A-CB-O | DE12HOS23230E2 | Mini-Splits | DE12HICU230X5 | 14 | 21.5 | 10.5 |  |  |  | FALSE | FALSE | FALSE | 12000 | 7500 | 2.68 | 9444 | 2.49
203238501 |  | Live | Midea Electric Trading | ELIOS | Singlezone Non-Ducted, Ceiling Placement | 203238501 |  | HRCU-A-CB-O | DE18HOS23230E2 | Mini-Splits | DE18HICU230X5 | 12.5 | 20 | 10.3 |  |  |  | TRUE | FALSE | FALSE | 18000 | 12000 | 2.53 | 12000 | 2.23
203238503 |  | Live | Midea Electric Trading | ELIOS | Singlezone Non-Ducted, Ceiling Placement | 203238503 |  | HRCU-A-CB-O | DE24HOS23230E2 | Mini-Splits | DE24HICU230X5 | 12.5 | 20 | 10.5 |  |  |  | FALSE | FALSE | FALSE | 24000 | 15800 | 2.56 | 17841 | 2.09
202635793 |  | Live | Midea Electric Trading | ELIOS | Singlezone Non-Ducted, Ceiling Placement | 202635793 |  | HRCU-A-CB-O | DE36HOS18230E5 | Mini-Splits | DE36HICU230X5 | 9 | 17.5 | 10.5 |  |  |  | FALSE | FALSE | FALSE | 36000 | 25200 | 2.64 | 31769 | 2.16
202635794 |  | Live | Midea Electric Trading | ELIOS | Singlezone Non-Ducted, Ceiling Placement | 202635794 |  | HRCU-A-CB-O | DE48HOS18230E5 | Mini-Splits | DE48HICU230X5 | 9.5 | 16.8 | 11 |  |  |  | FALSE | FALSE | FALSE | 48000 | 35000 | 2.36 | 40862 | 2.32
204005791 |  | Live | Midea Electric Trading | ELIOS | Multizone All Ducted | 204005791 |  | HMSV-A-CB | DE36HOM25230X3 | Ducted Indoor Units |  | 11.3 | 19 | 11 |  |  |  | TRUE | FALSE | FALSE | 36000 | 24600 | 2.7 | 39296 | 2.19
205123795 |  | Live | Midea Electric Trading | COMFORT-AIRE | Singlezone Non-Ducted, Wall Placement | 205123795 |  | HRCU-A-CB-O | A-VMH12SU-1 | Mini-Splits | B-VMH12SU-1C | 13 | 22.5 | 12 |  |  |  | FALSE | FALSE | FALSE | 12000 | 7800 | 2.63 | 12259 | 1.96
205123794 |  | Live | Midea Electric Trading | COMFORT-AIRE | Singlezone Non-Ducted, Wall Placement | 205123794 |  | HRCU-A-CB-O | A-VMH09SU-1 | Mini-Splits | B-VMH09SU-1C | 14.5 | 25 | 11.2 |  |  |  | TRUE | FALSE | FALSE | 9000 | 6900 | 2.73 | 13890 | 2.1
205123797 |  | Live | Midea Electric Trading | COMFORT-AIRE | Singlezone Non-Ducted, Ceiling Placement | 205123797 |  | HRCU-A-CB-O | A-VMH12SU-1 | Mini-Splits | B-VMH12CU-1 | 12.5 | 19.5 | 10.6 |  |  |  | TRUE | FALSE | FALSE | 12000 | 8700 | 2.68 | 13136 | 1.97
9119308 |  | Live | Midea Electric Trading | COMFORTSTAR | Singlezone Non-Ducted, Ceiling Placement | 9119308 |  | HRCU-A-CB-O | CPP009CD(O) | Mini-Splits | TPA-09 | 13 | 20 | 10.5 |  |  |  | FALSE | FALSE | FALSE | 9000 | 5800 | 2.66 | 8639 | 2.08
202575859 |  | Live | Midea Electric Trading | COMFORTSTAR | Singlezone Non-Ducted, Wall Placement | 202575859 |  | HRCU-A-CB-O | CPP009CD(O) | Mini-Splits | CXH009CD(I) | 14.9 | 23.5 | 10.8 |  |  |  | TRUE | TRUE | FALSE | 9000 | 5800 | 2.74 | 10085 | 2.27
10595495 |  | Live | Midea Electric Trading | COMFORTSTAR | Singlezone Non-Ducted, Wall Placement | 10595495 |  | HRCU-A-CB-O | CXH009CD(O) | Mini-Splits | CXH009CD(I) | 14.5 | 25 | 11.2 |  |  |  | TRUE | FALSE | FALSE | 9000 | 6900 | 2.73 | 13890 | 2.1
202575861 |  | Live | Midea Electric Trading | COMFORTSTAR | Singlezone Non-Ducted, Wall Placement | 202575861 |  | HRCU-A-CB-O | CPP018CD(O) | Mini-Splits | CXH018CD(I) | 13 | 21 | 10.4 |  |  |  | TRUE | FALSE | FALSE | 18000 | 11400 | 2.72 | 14016 | 2.49
202575860 |  | Live | Midea Electric Trading | COMFORTSTAR | Singlezone Non-Ducted, Wall Placement | 202575860 |  | HRCU-A-CB-O | CPP012CD(O) | Mini-Splits | CXH012CD(I) | 13.7 | 22.7 | 11 |  |  |  | TRUE | TRUE | FALSE | 12000 | 7700 | 2.75 | 11116 | 2.45
202575878 |  | Live | Midea Electric Trading | COMFORTSTAR | Multizone All Ducted | 202575878 |  | HMSV-A-CB | CM4-36-4ZX | Ducted Indoor Units |  | 11.3 | 19 | 11 |  |  |  | TRUE | FALSE | FALSE | 36000 | 24600 | 2.7 | 39296 | 2.19
202575862 |  | Live | Midea Electric Trading | COMFORTSTAR | Singlezone Non-Ducted, Wall Placement | 202575862 |  | HRCU-A-CB-O | CPP024CD(O) | Mini-Splits | CXH024CD(I) | 13.7 | 20.7 | 11.5 |  |  |  | TRUE | FALSE | FALSE | 24000 | 15300 | 2.7 | 19036 | 2.21
9119316 |  | Live | Midea Electric Trading | COMFORTSTAR | Singlezone Non-Ducted, Ceiling Placement | 9119316 |  | HRCU-A-CB-O | CPP024CD(O) | Mini-Splits | TPA-24 | 12.5 | 20 | 10.5 |  |  |  | FALSE | FALSE | FALSE | 24000 | 15800 | 2.56 | 17841 | 2.09
202575864 |  | Live | Midea Electric Trading | COMFORTSTAR | Singlezone Non-Ducted, Ceiling Placement | 202575864 |  | HRCU-A-CB-O | CXH012CD(O) | Mini-Splits | TPA-12 | 12.5 | 19.5 | 10.6 |  |  |  | TRUE | FALSE | FALSE | 12000 | 8700 | 2.68 | 13136 | 1.97
208206690 |  | Live | Johnson Controls Inc. (York International Norman) | YORK | Singlezone Ducted, Centrally Ducted | 208206690 |  | HRCU-A-CB | HMH72B241 | Ducted Indoor Units | XAHB36DXXN1+ME08BN21+TXV | 10 | 16.75 | 9 |  |  |  | FALSE | FALSE | FALSE | 21800 | 14200 | 2.41 | 14200 | 2.41
202575858 |  | Live | Midea Electric Trading | COMFORTSTAR | Singlezone Non-Ducted, Wall Placement | 202575858 |  | HRCU-A-CB-O | CPP12CA(O)-B | Mini-Splits | CXH012CA(I) | 13 | 22 | 10.2 |  |  |  | TRUE | FALSE | FALSE | 12000 | 7600 | 2.59 | 8034 | 2.53
202575867 |  | Live | Midea Electric Trading | COMFORTSTAR | Singlezone Ducted, Compact Ducted | 202575867 |  | HRCU-A-CB | CXH012CD(O) | Mini-Splits | CPA-12B | 12.5 | 20.5 | 11 |  |  |  | TRUE | TRUE | TRUE | 12000 | 8500 | 2.57 | 12400 | 1.79
8854585 |  | Live | Midea Electric Trading | COMFORTSTAR | Singlezone Non-Ducted, Wall Placement | 8854585 |  | HRCU-A-CB-O | CPP018CD(O) | Mini-Splits | CPP018CD(I) | 13 | 21 | 10 |  |  |  | TRUE | FALSE | FALSE | 18000 | 10400 | 2.72 | 13597 | 2.46
202576840 |  | Live | Midea Electric Trading | COMFORTSTAR | Singlezone Non-Ducted, Wall Placement | 202576840 |  | HRCU-A-CB-O | CPG009CA(O)-B | Mini-Splits | CPG009CA(I)-B | 11.5 | 19 | 10 |  |  |  | FALSE | FALSE | FALSE | 9000 | 6000 | 2.55 | 7599 | 2.16
208400358 |  | Live | Johnson Controls Inc. (York International Norman) | COLEMAN | Singlezone Ducted, Centrally Ducted | 208400358 |  | HRCU-A-CB | HMH72B241 | Ducted Indoor Units | XAHB36DXXN1+ME08BN21+TXV | 10 | 16.75 | 9 |  |  |  | FALSE | FALSE | FALSE | 21800 | 14200 | 2.41 | 14200 | 2.41
202576844 |  | Live | Midea Electric Trading | COMFORTSTAR | Singlezone Non-Ducted, Wall Placement | 202576844 |  | HRCU-A-CB-O | CPG018CD(O)-B | Mini-Splits | CPG018CD(I)-B | 11 | 19 | 10 |  |  |  | FALSE | FALSE | FALSE | 18000 | 11000 | 2.58 | 11041 | 2.2
10595500 |  | Live | Midea Electric Trading | COMFORTSTAR | Singlezone Ducted, Compact Ducted | 10595500 |  | HRCU-A-CB | CPP048CD(O)-DU | Mini-Splits | CPA-48DUB | 9.2 | 17.4 | 10.3 |  |  |  | FALSE | FALSE | FALSE | 48000 | 33400 | 2.7 | 43500 | 2.43
208400363 |  | Live | Johnson Controls Inc. (York International Norman) | LUXAIRE | Singlezone Ducted, Centrally Ducted | 208400363 |  | HRCU-A-CB | HMH72B241 | Ducted Indoor Units | XAHB36DXXN1+ME08BN21+TXV | 10 | 16.75 | 9 |  |  |  | FALSE | FALSE | FALSE | 21800 | 14200 | 2.41 | 14200 | 2.41
8854582 |  | Live | Midea Electric Trading | COMFORTSTAR | Singlezone Non-Ducted, Wall Placement | 8854582 |  | HRCU-A-CB-O | CPP009CD(O) | Mini-Splits | CPP009CD(I) | 14 | 22.8 | 10.5 |  |  |  | FALSE | FALSE | FALSE | 9000 | 6400 | 2.76 | 9229 | 2.15
202575869 |  | Live | Midea Electric Trading | COMFORTSTAR | Singlezone Ducted, Compact Ducted | 202575869 |  | HRCU-A-CB | CXH024CD(O) | Mini-Splits | CPA-24B | 12.5 | 20.5 | 12.5 |  |  |  | TRUE | TRUE | TRUE | 24000 | 17200 | 2.56 | 25200 | 1.81
9119315 |  | Live | Midea Electric Trading | COMFORTSTAR | Singlezone Non-Ducted, Floor Placement | 9119315 |  | HRCU-A-CB-O | CPP024CD(O) | Mini-Splits | FPA-24 | 12.5 | 20 | 11 |  |  |  | TRUE | FALSE | FALSE | 24000 | 15000 | 2.85 | 17858 | 2.02
208400364 |  | Live | Johnson Controls Inc. (York International Norman) | FRASER-JOHNSTON | Singlezone Ducted, Centrally Ducted | 208400364 |  | HRCU-A-CB | HMH72B241 | Ducted Indoor Units | XAHB36DXXN1+ME08BN21+TXV | 10 | 16.75 | 9 |  |  |  | FALSE | FALSE | FALSE | 21800 | 14200 | 2.41 | 14200 | 2.41
10595506 |  | Live | Midea Electric Trading | COMFORTSTAR | Singlezone Ducted, Compact Ducted | 10595506 |  | HRCU-A-CB | CPP024CD(O) | Mini-Splits | CPA-24B | 12.5 | 21.5 | 11 |  |  |  | TRUE | TRUE | TRUE | 24000 | 16000 | 2.69 | 18900 | 2.22
8854583 |  | Live | Midea Electric Trading | COMFORTSTAR | Singlezone Non-Ducted, Wall Placement | 8854583 |  | HRCU-A-CB-O | CPP012CA(O) | Mini-Splits | CPP012CA(I) | 12.5 | 21.5 | 11.2 |  |  |  | FALSE | FALSE | FALSE | 12000 | 7100 | 2.6 | 8005 | 2.23
10595503 |  | Live | Midea Electric Trading | COMFORTSTAR | Singlezone Ducted, Compact Ducted | 10595503 |  | HRCU-A-CB | CPP009CD(O) | Mini-Splits | CPA-09B | 13.5 | 20.5 | 11.5 |  |  |  | TRUE | TRUE | TRUE | 9000 | 6800 | 2.93 | 8900 | 2.09
202575857 |  | Live | Midea Electric Trading | COMFORTSTAR | Singlezone Non-Ducted, Wall Placement | 202575857 |  | HRCU-A-CB-O | CPP09CA(O)-B | Mini-Splits | CXH009CA(I) | 15.5 | 25.5 | 11.5 |  |  |  | TRUE | FALSE | FALSE | 9500 | 6000 | 2.84 | 8034 | 2.53
208400369 |  | Live | Johnson Controls Inc. (York International Norman) | CHAMPION HEATING AND COOLING | Singlezone Ducted, Centrally Ducted | 208400369 |  | HRCU-A-CB | HMH72B241 | Ducted Indoor Units | XAHB36DXXN1+ME08BN21+TXV | 10 | 16.75 | 9 |  |  |  | FALSE | FALSE | FALSE | 21800 | 14200 | 2.41 | 14200 | 2.41
202575866 |  | Live | Midea Electric Trading | COMFORTSTAR | Singlezone Ducted, Compact Ducted | 202575866 |  | HRCU-A-CB | CXH009CD(O) | Mini-Splits | CPA-09B | 13.5 | 23 | 12 |  |  |  | TRUE | TRUE | TRUE | 9000 | 7200 | 2.74 | 11300 | 1.55
10595496 |  | Live | Midea Electric Trading | COMFORTSTAR | Singlezone Non-Ducted, Wall Placement | 10595496 |  | HRCU-A-CB-O | CXH012CD(O) | Mini-Splits | CXH012CD(I) | 13 | 22.5 | 12 |  |  |  | FALSE | FALSE | FALSE | 12000 | 7800 | 2.63 | 12259 | 1.96
208500182 |  | Live | Johnson Controls Inc. (York International Norman) | YORK | Singlezone Ducted, Centrally Ducted | 208500182 |  | HRCU-A-CB | HMH72B241 | Ducted Indoor Units | XAHB36DXXN1+JMET12BS2N1+TXV | 10 | 17 | 9 |  |  |  | FALSE | FALSE | FALSE | 21600 | 13900 | 2.35 | 13900 | 2.35
9119310 |  | Live | Midea Electric Trading | COMFORTSTAR | Singlezone Non-Ducted, Ceiling Placement | 9119310 |  | HRCU-A-CB-O | CPP012CD(O) | Mini-Splits | TPA-12 | 14 | 21.5 | 10.5 |  |  |  | FALSE | FALSE | FALSE | 12000 | 7500 | 2.68 | 9444 | 2.49
9119312 |  | Live | Midea Electric Trading | COMFORTSTAR | Singlezone Non-Ducted, Floor Placement | 9119312 |  | HRCU-A-CB-O | CPP018CD(O) | Mini-Splits | FPA-18 | 12.5 | 20 | 10.5 |  |  |  | TRUE | FALSE | FALSE | 18000 | 12000 | 2.43 | 12709 | 2.24
9119313 |  | Live | Midea Electric Trading | COMFORTSTAR | Singlezone Non-Ducted, Ceiling Placement | 9119313 |  | HRCU-A-CB-O | CPP018CD(O) | Mini-Splits | TPA-18 | 12.5 | 20 | 10.3 |  |  |  | TRUE | FALSE | FALSE | 18000 | 12000 | 2.53 | 12000 | 2.23
10595505 |  | Live | Midea Electric Trading | COMFORTSTAR | Singlezone Ducted, Compact Ducted | 10595505 |  | HRCU-A-CB | CPP018CD(O) | Mini-Splits | CPA-18B | 12.5 | 19 | 10.5 |  |  |  | TRUE | FALSE | FALSE | 18000 | 12000 | 2.61 | 12500 | 2.39
208502138 |  | Live | Johnson Controls Inc. (York International Norman) | COLEMAN | Singlezone Ducted, Centrally Ducted | 208502138 |  | HRCU-A-CB | HMH72B241 | Ducted Indoor Units | XAHB36DXXN1+JMET12BS2N1+TXV | 10 | 17 | 9 |  |  |  | FALSE | FALSE | FALSE | 21600 | 13900 | 2.35 | 13900 | 2.35
9119319 |  | Live | Midea Electric Trading | COMFORTSTAR | Singlezone Non-Ducted, Ceiling Placement | 9119319 |  | HRCU-A-CB-O | CPP036CD(O)-DU | Mini-Splits | TPA-36DU | 9 | 17.5 | 10.5 |  |  |  | FALSE | FALSE | FALSE | 36000 | 25200 | 2.64 | 31769 | 2.16
10595499 |  | Live | Midea Electric Trading | COMFORTSTAR | Singlezone Ducted, Compact Ducted | 10595499 |  | HRCU-A-CB | CPP036CD(O)-DU | Mini-Splits | CPA-36DUB | 9 | 16.5 | 11.5 |  |  |  | FALSE | FALSE | FALSE | 36000 | 27600 | 2.74 | 33100 | 2.3
208502139 |  | Live | Johnson Controls Inc. (York International Norman) | LUXAIRE | Singlezone Ducted, Centrally Ducted | 208502139 |  | HRCU-A-CB | HMH72B241 | Ducted Indoor Units | XAHB36DXXN1+JMET12BS2N1+TXV | 10 | 17 | 9 |  |  |  | FALSE | FALSE | FALSE | 21600 | 13900 | 2.35 | 13900 | 2.35
9119321 |  | Live | Midea Electric Trading | COMFORTSTAR | Singlezone Non-Ducted, Floor Placement | 9119321 |  | HRCU-A-CB-O | CPP048CD(O)-DU | Mini-Splits | FPA-48DU | 9.3 | 17.8 | 11 |  |  |  | FALSE | FALSE | FALSE | 48000 | 35000 | 2.36 | 40834 | 2.33
10595502 |  | Live | Midea Electric Trading | COMFORTSTAR | Singlezone Non-Ducted, Floor Placement | 10595502 |  | HRCU-A-CB-O | CPP060CD(O)-DU | Mini-Splits | FPA-60DU | 9.8 | 18 | 10.5 |  |  |  | FALSE | FALSE | FALSE | 54000 | 39000 | 2.6 | 39128 | 2.25
208502141 |  | Live | Johnson Controls Inc. (York International Norman) | FRASER-JOHNSTON | Singlezone Ducted, Centrally Ducted | 208502141 |  | HRCU-A-CB | HMH72B241 | Ducted Indoor Units | XAHB36DXXN1+JMET12BS2N1+TXV | 10 | 17 | 9 |  |  |  | FALSE | FALSE | FALSE | 21600 | 13900 | 2.35 | 13900 | 2.35
9119322 |  | Live | Midea Electric Trading | COMFORTSTAR | Singlezone Non-Ducted, Ceiling Placement | 9119322 |  | HRCU-A-CB-O | CPP048CD(O)-DU | Mini-Splits | TPA-48DU | 9.5 | 16.8 | 11 |  |  |  | FALSE | FALSE | FALSE | 48000 | 35000 | 2.36 | 40862 | 2.32
202575853 |  | Live | Midea Electric Trading | COMFORTSTAR | Singlezone Non-Ducted, Wall Placement | 202575853 |  | HRCU-A-CB-O | CPP009CD(O) | Mini-Splits | CXH009CD(I)-WIFI | 14.9 | 23.5 | 10.8 |  |  |  | TRUE | TRUE | FALSE | 9000 | 5800 | 2.74 | 10085 | 2.27
208502143 |  | Live | Johnson Controls Inc. (York International Norman) | CHAMPION HEATING AND COOLING | Singlezone Ducted, Centrally Ducted | 208502143 |  | HRCU-A-CB | HMH72B241 | Ducted Indoor Units | XAHB36DXXN1+JMET12BS2N1+TXV | 10 | 17 | 9 |  |  |  | FALSE | FALSE | FALSE | 21600 | 13900 | 2.35 | 13900 | 2.35
202575855 |  | Live | Midea Electric Trading | COMFORTSTAR | Singlezone Non-Ducted, Wall Placement | 202575855 |  | HRCU-A-CB-O | CPP018CD(O) | Mini-Splits | CXH018CD(I)-WIFI | 13 | 21 | 10.4 |  |  |  | TRUE | FALSE | FALSE | 18000 | 11400 | 2.72 | 14016 | 2.49
202575854 |  | Live | Midea Electric Trading | COMFORTSTAR | Singlezone Non-Ducted, Wall Placement | 202575854 |  | HRCU-A-CB-O | CPP012CD(O) | Mini-Splits | CXH012CD(I)-WIFI | 13.7 | 22.7 | 11 |  |  |  | TRUE | TRUE | FALSE | 12000 | 7700 | 2.75 | 11116 | 2.45
202575856 |  | Live | Midea Electric Trading | COMFORTSTAR | Singlezone Non-Ducted, Wall Placement | 202575856 |  | HRCU-A-CB-O | CPP024CD(O) | Mini-Splits | CXH024CD(I)-WIFI | 13.7 | 20.7 | 11.5 |  |  |  | TRUE | FALSE | FALSE | 24000 | 15300 | 2.7 | 19036 | 2.21
208500025 |  | Live | Johnson Controls Inc. (York International Norman) | YORK | Singlezone Ducted, Centrally Ducted | 208500025 |  | HRCU-A-CB | HMH72B241 | Ducted Indoor Units | JHETB30DXXS2N1+TXV | 10.25 | 17.5 | 9.5 |  |  |  | FALSE | FALSE | FALSE | 22600 | 14600 | 2.5 | 14600 | 2.5
202575851 |  | Live | Midea Electric Trading | COMFORTSTAR | Singlezone Non-Ducted, Wall Placement | 202575851 |  | HRCU-A-CB-O | CPP09CA(O)-B | Mini-Splits | CXH009CA(I)-WIFI | 15.5 | 25.5 | 11.5 |  |  |  | TRUE | FALSE | FALSE | 9500 | 6000 | 2.84 | 8034 | 2.53
202575852 |  | Live | Midea Electric Trading | COMFORTSTAR | Singlezone Non-Ducted, Wall Placement | 202575852 |  | HRCU-A-CB-O | CPP12CA(O)-B | Mini-Splits | CXH012CA(I)-WIFI | 13 | 22 | 10.2 |  |  |  | TRUE | FALSE | FALSE | 12000 | 7600 | 2.59 | 8034 | 2.53
203514056 |  | Live | Midea Electric Trading | EMI | Singlezone Non-Ducted, Wall Placement | 203514056 |  | HRCU-A-CB-O | DHSZ109DA | Mini-Splits | DHWAL09DA | 14.5 | 25 | 11.2 |  |  |  | TRUE | FALSE | FALSE | 9000 | 6900 | 2.73 | 13890 | 2.1
208501694 |  | Live | Johnson Controls Inc. (York International Norman) | COLEMAN | Singlezone Ducted, Centrally Ducted | 208501694 |  | HRCU-A-CB | HMH72B241 | Ducted Indoor Units | JHETB30DXXS2N1+TXV | 10.25 | 17.5 | 9.5 |  |  |  | FALSE | FALSE | FALSE | 22600 | 14600 | 2.5 | 14600 | 2.5
204745048 |  | Live | Midea Electric Trading | EMI | Singlezone Non-Ducted, Wall Placement | 204745048 |  | HRCU-A-CB-O | SZ1H12AAA | Mini-Splits | WALH12AAA | 12.5 | 21.5 | 11.2 |  |  |  | FALSE | FALSE | FALSE | 12000 | 7100 | 2.6 | 8005 | 2.23
203514057 |  | Live | Midea Electric Trading | EMI | Singlezone Non-Ducted, Wall Placement | 203514057 |  | HRCU-A-CB-O | DHSZ112DA | Mini-Splits | DHWAL12DA | 13 | 22.5 | 12 |  |  |  | FALSE | FALSE | FALSE | 12000 | 7800 | 2.63 | 12259 | 1.96
202147804 |  | Live | Midea Electric Trading | MDV | Singlezone Non-Ducted, Wall Placement | 202147804 |  | HRCU-A-CB-O | MOB30-09HFN1-BX0W | Mini-Splits | MSABB-09HRFN1-BX0W | 15 | 25 | 10.5 |  |  |  | TRUE | FALSE | FALSE | 9000 | 5800 | 2.79 | 8005 | 2.23
8687736 |  | Live | Midea Electric Trading | MDV | Singlezone Non-Ducted, Wall Placement | 8687736 |  | HRCU-A-CB-O | MOB30-12HFN1-BT0W | Mini-Splits | MSABB-12HRFN1-BT0W | 12.5 | 21.5 | 11.2 |  |  |  | FALSE | FALSE | FALSE | 12000 | 7100 | 2.6 | 8005 | 2.23
208501697 |  | Live | Johnson Controls Inc. (York International Norman) | LUXAIRE | Singlezone Ducted, Centrally Ducted | 208501697 |  | HRCU-A-CB | HMH72B241 | Ducted Indoor Units | JHETB30DXXS2N1+TXV | 10.25 | 17.5 | 9.5 |  |  |  | FALSE | FALSE | FALSE | 22600 | 14600 | 2.5 | 14600 | 2.5
8704432 |  | Live | Midea Electric Trading | MDV | Singlezone Non-Ducted, Wall Placement | 8704432 |  | HRCU-A-CB-O | MOB30-12HFN1-MV0W | Mini-Splits | CS11M-12HRFN1-MU5W | 13 | 22.5 | 12 |  |  |  | FALSE | FALSE | FALSE | 12000 | 7800 | 2.63 | 12259 | 1.96
8779033 |  | Live | Midea Electric Trading | MDV | Singlezone Non-Ducted, Wall Placement | 8779033 |  | HRCU-A-CB-O | MOB32-12HFN1-MV0W | Mini-Splits | CS11M-12HRFN1-MU5W | 12.5 | 22 | 10 |  |  |  | TRUE | FALSE | FALSE | 12000 | 7800 | 2.63 | 12259 | 1.96
208501698 |  | Live | Johnson Controls Inc. (York International Norman) | FRASER-JOHNSTON | Singlezone Ducted, Centrally Ducted | 208501698 |  | HRCU-A-CB | HMH72B241 | Ducted Indoor Units | JHETB30DXXS2N1+TXV | 10.25 | 17.5 | 9.5 |  |  |  | FALSE | FALSE | FALSE | 22600 | 14600 | 2.5 | 14600 | 2.5
10028967 |  | Live | Midea Electric Trading | MDV | Singlezone Ducted, Compact Ducted | 10028967 |  | HRCU-A-CB | MOD30U-36HFN1-M* | Mini-Splits | MTI-36HWFN1-M | 9 | 16.5 | 11.5 |  |  |  | FALSE | FALSE | FALSE | 36000 | 27600 | 2.74 | 33100 | 2.3
200059289 |  | Live | Midea Electric Trading | MDV | Singlezone Ducted, Compact Ducted | 200059289 |  | HRCU-A-CB | MOB30-09HFN1-MX0W | Mini-Splits | MTIU-09HWFN1-M | 13.5 | 23 | 12 |  |  |  | TRUE | TRUE | TRUE | 9000 | 7200 | 2.74 | 11300 | 1.55
8739928 |  | Live | Midea Electric Trading | MDV | Singlezone Non-Ducted, Ceiling Placement | 8739928 |  | HRCU-A-CB-O | MOB30-12HFN1-MT0W | Mini-Splits | CCA3U-12HRFN1-M(C) | 14 | 21.5 | 10.5 |  |  |  | FALSE | FALSE | FALSE | 12000 | 7500 | 2.68 | 9444 | 2.49
208501700 |  | Live | Johnson Controls Inc. (York International Norman) | CHAMPION HEATING AND COOLING | Singlezone Ducted, Centrally Ducted | 208501700 |  | HRCU-A-CB | HMH72B241 | Ducted Indoor Units | JHETB30DXXS2N1+TXV | 10.25 | 17.5 | 9.5 |  |  |  | FALSE | FALSE | FALSE | 22600 | 14600 | 2.5 | 14600 | 2.5
8739929 |  | Live | Midea Electric Trading | MDV | Singlezone Non-Ducted, Floor Placement | 8739929 |  | HRCU-A-CB-O | MOB30-12HFN1-MT0W | Mini-Splits | CFAU-12HRFN1-M(C) | 13 | 20.5 | 10 |  |  |  | TRUE | FALSE | FALSE | 12000 | 7200 | 2.67 | 11225 | 2.28
8740671 |  | Live | Midea Electric Trading | MDV | Singlezone Non-Ducted, Ceiling Placement | 8740671 |  | HRCU-A-CB-O | MOCA31-18HFN1-MT0W | Mini-Splits | CCA3U-18HRFN1-M(C) | 12.5 | 20 | 10.3 |  |  |  | TRUE | FALSE | FALSE | 18000 | 12000 | 2.53 | 12000 | 2.23
200059297 |  | Live | Midea Electric Trading | MDV | Singlezone Ducted, Compact Ducted | 200059297 |  | HRCU-A-CB | MOCA31-18HFN1-MT0W | Mini-Splits | MTIU-18HWFN1-M | 12.5 | 19 | 10.5 |  |  |  | TRUE | FALSE | FALSE | 18000 | 12000 | 2.61 | 12500 | 2.39
8740676 |  | Live | Midea Electric Trading | MDV | Singlezone Non-Ducted, Ceiling Placement | 8740676 |  | HRCU-A-CB-O | MOD30U-36HFN1-M | Mini-Splits | MCD-36HRFN1-M(C) | 9 | 17.5 | 10.5 |  |  |  | FALSE | FALSE | FALSE | 36000 | 25200 | 2.64 | 31769 | 2.16
208613098 |  | Live | Johnson Controls Inc. (York International Norman) | YORK | Singlezone Ducted, Centrally Ducted | 208613098 |  | HRCU-A-CB | HMH72B241 | Ducted Indoor Units | JHETB30DBAS2N1 | 10.25 | 17.5 | 9.5 |  |  |  | FALSE | FALSE | FALSE | 22600 | 14600 | 2.5 | 14600 | 2.5
8740672 |  | Live | Midea Electric Trading | MDV | Singlezone Non-Ducted, Floor Placement | 8740672 |  | HRCU-A-CB-O | MOCA31-18HFN1-MT0W | Mini-Splits | MUEU-18HRFN1-M(C) | 12.5 | 20 | 10.5 |  |  |  | TRUE | FALSE | FALSE | 18000 | 12000 | 2.43 | 12709 | 2.24
8819860 |  | Live | Midea Electric Trading | MDV | Singlezone Non-Ducted, Floor Placement | 8819860 |  | HRCU-A-CB-O | MOE30U-48HFN1-M | Mini-Splits | MUE-48HRFN1-M(C) | 9.3 | 17.8 | 11 |  |  |  | FALSE | FALSE | FALSE | 48000 | 35000 | 2.36 | 40834 | 2.33
208614014 |  | Live | Johnson Controls Inc. (York International Norman) | COLEMAN | Singlezone Ducted, Centrally Ducted | 208614014 |  | HRCU-A-CB | HMH72B241 | Ducted Indoor Units | JHETB30DBAS2N1 | 10.25 | 17.5 | 9.5 |  |  |  | FALSE | FALSE | FALSE | 22600 | 14600 | 2.5 | 14600 | 2.5
8819859 |  | Live | Midea Electric Trading | MDV | Singlezone Non-Ducted, Ceiling Placement | 8819859 |  | HRCU-A-CB-O | MOE30U-48HFN1-M | Mini-Splits | MCD-48HRFN1-M(D) | 9.5 | 16.8 | 11 |  |  |  | FALSE | FALSE | FALSE | 48000 | 35000 | 2.36 | 40862 | 2.32
208614017 |  | Live | Johnson Controls Inc. (York International Norman) | LUXAIRE | Singlezone Ducted, Centrally Ducted | 208614017 |  | HRCU-A-CB | HMH72B241 | Ducted Indoor Units | JHETB30DBAS2N1 | 10.25 | 17.5 | 9.5 |  |  |  | FALSE | FALSE | FALSE | 22600 | 14600 | 2.5 | 14600 | 2.5
200059287 |  | Live | Midea Electric Trading | MDV | Singlezone Non-Ducted, Floor Placement | 200059287 |  | HRCU-A-CB-O | MOE30U-60HFN1-M | Mini-Splits | MUE-60HRFN1-MW | 9.8 | 18 | 10.5 |  |  |  | FALSE | FALSE | FALSE | 54000 | 39000 | 2.6 | 39128 | 2.25
201810029 |  | Live | Midea Electric Trading | MDV | Multizone All Ducted | 201810029 |  | HMSV-A-CB | M4OH-36HFN1-M | Ducted Indoor Units | MTIU-09HWFN1-M | 11.3 | 19 | 11 |  |  |  | TRUE | FALSE | FALSE | 36000 | 24600 | 2.7 | 39296 | 2.19
202576816 |  | Live | Midea Electric Trading | MDV | Singlezone Non-Ducted, Wall Placement | 202576816 |  | HRCU-A-CB-O | MOBA30-09HFN1-BS0W | Mini-Splits | MSABA-09HRFN1-BS0W | 11.5 | 19 | 10 |  |  |  | FALSE | FALSE | FALSE | 9000 | 6000 | 2.55 | 7599 | 2.16
208614030 |  | Live | Johnson Controls Inc. (York International Norman) | FRASER-JOHNSTON | Singlezone Ducted, Centrally Ducted | 208614030 |  | HRCU-A-CB | HMH72B241 | Ducted Indoor Units | JHETB30DBAS2N1 | 10.25 | 17.5 | 9.5 |  |  |  | FALSE | FALSE | FALSE | 22600 | 14600 | 2.5 | 14600 | 2.5
202576820 |  | Live | Midea Electric Trading | MDV | Singlezone Non-Ducted, Wall Placement | 202576820 |  | HRCU-A-CB-O | MOB30-18HFN1-MS0W | Mini-Splits | MSABD-18HRFN1-MS0W | 11 | 19 | 10 |  |  |  | FALSE | FALSE | FALSE | 18000 | 11000 | 2.58 | 11041 | 2.2
206369507 |  | Live | Midea Electric Trading | MDV | Singlezone Non-Ducted, Wall Placement | 206369507 |  | HRCU-A-CB-O | MOX330-18HFN1-MS0W | Mini-Splits | MSAEC-18HRDN1-MP0W | 11.2 | 19 | 11 |  |  |  | TRUE | FALSE | FALSE | 18000 | 11900 | 2.72 | 12500 | 2.49
208614033 |  | Live | Johnson Controls Inc. (York International Norman) | CHAMPION HEATING AND COOLING | Singlezone Ducted, Centrally Ducted | 208614033 |  | HRCU-A-CB | HMH72B241 | Ducted Indoor Units | JHETB30DBAS2N1 | 10.25 | 17.5 | 9.5 |  |  |  | FALSE | FALSE | FALSE | 22600 | 14600 | 2.5 | 14600 | 2.5
206361865 |  | Live | Midea Electric Trading | MDV | Singlezone Non-Ducted, Wall Placement | 206361865 |  | HRCU-A-CB-O | MOX230-09HFN1-MW5W | Mini-Splits | MSAG11B-09HRFN1-MV8W(GA) | 14.7 | 24 | 12.7 |  |  |  | FALSE | FALSE | FALSE | 9000 | 6100 | 2.98 | 9543 | 2.48
206369506 |  | Live | Midea Electric Trading | MDV | Singlezone Non-Ducted, Wall Placement | 206369506 |  | HRCU-A-CB-O | MOX230-12HFN1-MS8W | Mini-Splits | MSAEB-12HRFN1-MQ0W | 10.2 | 20.2 | 10 |  |  |  | FALSE | FALSE | FALSE | 12000 | 7000 | 2.5 | 9170 | 1.93
206369560 |  | Live | Midea Electric Trading | MDV | Singlezone Non-Ducted, Wall Placement | 206369560 |  | HRCU-A-CB-O | MOX430-18HFN1-MT8W | Mini-Splits | MSEPC-18HRFN1-MU0W | 12.5 | 22.6 | 12 |  |  |  | FALSE | FALSE | FALSE | 18000 | 12700 | 2.55 | 15934 | 2.37
206330135 |  | Live | Midea Electric Trading | MDV | Singlezone Non-Ducted, Ceiling Placement | 206330135 |  | HRCU-A-CB-O | MOD30-24HFN1-MU0W | Mini-Splits | MCDU-24HRFN1-M(C) | 11 | 20 | 11.6 |  |  |  | FALSE | FALSE | FALSE | 24000 | 14500 | 2.27 | 25545 | 2.2
201866484 |  | Live | Midea Electric Trading | KERR | Multizone All Ducted | 201866484 |  | HMSV-A-CB | A-KMH36QU-1 | Ducted Indoor Units |  | 11.3 | 19 | 11 |  |  |  | TRUE | FALSE | FALSE | 36000 | 24600 | 2.7 | 39296 | 2.19
202110997 |  | Live | Midea Electric Trading | KERR | Singlezone Ducted, Compact Ducted | 202110997 |  | HRCU-A-CB | A-KMH09SU-1 | Mini-Splits | B-KMH09DU-1 | 13.5 | 23 | 12 |  |  |  | TRUE | TRUE | TRUE | 9000 | 7200 | 2.74 | 11300 | 1.55
202110998 |  | Live | Midea Electric Trading | KERR | Singlezone Ducted, Compact Ducted | 202110998 |  | HRCU-A-CB | A-KMH12SU-1 | Mini-Splits | B-KMH12DU-1 | 12.5 | 20.5 | 11 |  |  |  | TRUE | TRUE | TRUE | 12000 | 8500 | 2.57 | 12400 | 1.79
206347316 |  | Live | Midea Electric Trading | KERR | Singlezone Non-Ducted, Ceiling Placement | 206347316 |  | HRCU-A-CB-O | A-KMH12SU-1 | Mini-Splits | B-KMH12CU-1 | 12.5 | 19.5 | 10.6 |  |  |  | TRUE | FALSE | FALSE | 12000 | 8700 | 2.68 | 13136 | 1.97
206377754 |  | Live | Midea Electric Trading | MOOVAIR | Singlezone Non-Ducted, Wall Placement | 206377754 |  | HRCU-A-CB-O | DM09HOS42230E4 | Mini-Splits | DM09HIW42230E4 | 15 | 42 | 15 |  |  |  | TRUE | TRUE | TRUE | 9000 | 7200 | 2.78 | 14845 | 2.08
206377757 |  | Live | Midea Electric Trading | ELIOS | Singlezone Non-Ducted, Wall Placement | 206377757 |  | HRCU-A-CB-O | DE12HOS42230E4 | Mini-Splits | DE12HIW42230E4 | 13.5 | 32 | 14 |  |  |  | TRUE | TRUE | TRUE | 12000 | 6800 | 2.62 | 16012 | 2.16
206377756 |  | Live | Midea Electric Trading | MOOVAIR | Singlezone Non-Ducted, Wall Placement | 206377756 |  | HRCU-A-CB-O | DM12HOS42230E4 | Mini-Splits | DM12HIW42230E4 | 13.5 | 32 | 14 |  |  |  | TRUE | TRUE | TRUE | 12000 | 6800 | 2.62 | 16012 | 2.16
206377755 |  | Live | Midea Electric Trading | ELIOS | Singlezone Non-Ducted, Wall Placement | 206377755 |  | HRCU-A-CB-O | DE09HOS42230E4 | Mini-Splits | DE09HIW42230E4 | 15 | 42 | 15 |  |  |  | TRUE | TRUE | TRUE | 9000 | 7200 | 2.78 | 14845 | 2.08
203238005 |  | Live | Midea Electric Trading | SUPREME | Singlezone Non-Ducted, Wall Placement | 203238005 |  | HRCU-A-CB-O | YS25M-12HRDN1 | Mini-Splits | YS25M-12HRDN1 | 13 | 22.5 | 12 |  |  |  | FALSE | FALSE | FALSE | 12000 | 7800 | 2.63 | 12259 | 1.96
204760849 |  | Live | Midea Electric Trading | KANIONCO | Singlezone Ducted, Compact Ducted | 204760849 |  | HRCU-A-CB | KD-48R410AH | Mini-Splits | KD-48R410AH | 9.2 | 17.4 | 10.3 |  |  |  | FALSE | FALSE | FALSE | 48000 | 33400 | 2.7 | 43500 | 2.43
204760848 |  | Live | Midea Electric Trading | KANIONCO | Singlezone Ducted, Compact Ducted | 204760848 |  | HRCU-A-CB | KD-36R410AH | Mini-Splits | KD-36R410AH | 9 | 16.5 | 11.5 |  |  |  | FALSE | FALSE | FALSE | 36000 | 27600 | 2.74 | 33100 | 2.3
204760846 |  | Live | Midea Electric Trading | KANIONCO | Singlezone Ducted, Compact Ducted | 204760846 |  | HRCU-A-CB | KD-18R410AH | Mini-Splits | KD-18R410AH | 12.5 | 19 | 10.5 |  |  |  | TRUE | FALSE | FALSE | 18000 | 12000 | 2.61 | 12500 | 2.39
204760844 |  | Live | Midea Electric Trading | KANIONCO | Singlezone Non-Ducted, Ceiling Placement | 204760844 |  | HRCU-A-CB-O | KD-09R410AH | Mini-Splits | KD-09R410AH | 13 | 20 | 10.5 |  |  |  | FALSE | FALSE | FALSE | 9000 | 5800 | 2.66 | 8639 | 2.08
204760835 |  | Live | Midea Electric Trading | KANIONCO | Singlezone Non-Ducted, Wall Placement | 204760835 |  | HRCU-A-CB-O | KWSM-18IR410AHS19 | Mini-Splits | KWSM-18IR410AHS19 | 11 | 19 | 10 |  |  |  | FALSE | FALSE | FALSE | 18000 | 11000 | 2.58 | 11041 | 2.2
204760838 |  | Live | Midea Electric Trading | KANIONCO | Singlezone Non-Ducted, Wall Placement | 204760838 |  | HRCU-A-CB-O | KWSM-12IR410AHS21L | Mini-Splits | KWSM-12IR410AHS21L | 12.5 | 21.5 | 11.2 |  |  |  | FALSE | FALSE | FALSE | 12000 | 7100 | 2.6 | 8005 | 2.23
204760847 |  | Live | Midea Electric Trading | KANIONCO | Singlezone Ducted, Compact Ducted | 204760847 |  | HRCU-A-CB | KD-24R410AH | Mini-Splits | KD-24R410AH | 12.5 | 21.5 | 11 |  |  |  | TRUE | TRUE | TRUE | 24000 | 16000 | 2.69 | 18900 | 2.22
204760841 |  | Live | Midea Electric Trading | KANIONCO | Singlezone Non-Ducted, Wall Placement | 204760841 |  | HRCU-A-CB-O | KWSM-18IR410AHS21 | Mini-Splits | KWSM-18IR410AHS21 | 13 | 21 | 10 |  |  |  | TRUE | FALSE | FALSE | 18000 | 10400 | 2.72 | 13597 | 2.46
206401450 |  | Live | Midea Electric Trading | ELIOS | Singlezone Non-Ducted, Ceiling Placement | 206401450 |  | HRCU-A-CB-O | DE24HOS25230E3A | Mini-Splits | DM24HICU230X5 | 11 | 20 | 11.6 |  |  |  | FALSE | FALSE | FALSE | 24000 | 14500 | 2.27 | 25545 | 2.2
204760831 |  | Live | Midea Electric Trading | KANIONCO | Singlezone Non-Ducted, Wall Placement | 204760831 |  | HRCU-A-CB-O | KWSM-09IR410AHS19L | Mini-Splits | KWSM-09IR410AHS19L | 11.5 | 19 | 10 |  |  |  | FALSE | FALSE | FALSE | 9000 | 6000 | 2.55 | 7599 | 2.16
206401444 |  | Live | Midea Electric Trading | MOOVAIR | Singlezone Non-Ducted, Ceiling Placement | 206401444 |  | HRCU-A-CB-O | DM24HOS25230E3A | Mini-Splits | DM24HICU230X5 | 11 | 20 | 11.6 |  |  |  | FALSE | FALSE | FALSE | 24000 | 14500 | 2.27 | 25545 | 2.2
202111000 |  | Live | Midea Electric Trading | KERR | Singlezone Ducted, Compact Ducted | 202111000 |  | HRCU-A-CB | A-KMH24SU-1 | Mini-Splits | B-KMH24DU-1 | 12.5 | 20.5 | 12.5 |  |  |  | TRUE | TRUE | TRUE | 24000 | 17200 | 2.56 | 25200 | 1.81
206347318 |  | Live | Midea Electric Trading | KERR | Singlezone Non-Ducted, Ceiling Placement | 206347318 |  | HRCU-A-CB-O | A-KMH24SU-1A | Mini-Splits | B-KMH24CU-1 | 11 | 20 | 11.6 |  |  |  | FALSE | FALSE | FALSE | 24000 | 14500 | 2.27 | 25545 | 2.2
205993851 |  | Live | Midea Electric Trading | MDV | Singlezone Non-Ducted, Wall Placement | 205993851 |  | HRCU-A-CB-O | MOX230-12HFN1-BW0W | Mini-Splits | MS11M-12HRFN1-BV0W | 13 | 22 | 10 |  |  |  | TRUE | FALSE | FALSE | 12000 | 6800 | 2.55 | 8910 | 2.84
202576838 |  | Live | Midea Electric Trading | PIONEER | Singlezone Non-Ducted, Wall Placement | 202576838 |  | HRCU-A-CB-O | YN018GMFI19RPD | Mini-Splits | WS018GMFI19HLD | 11 | 19 | 10 |  |  |  | FALSE | FALSE | FALSE | 18000 | 11000 | 2.58 | 11041 | 2.2
8819849 |  | Live | Midea Electric Trading | PIONEER | Singlezone Non-Ducted, Wall Placement | 8819849 |  | HRCU-A-CB-O | YN009GMFI22RPD | Mini-Splits | WS009GMFI22HLD | 14 | 22.8 | 10.5 |  |  |  | FALSE | FALSE | FALSE | 9000 | 6400 | 2.76 | 9229 | 2.15
202576834 |  | Live | Midea Electric Trading | PIONEER | Singlezone Non-Ducted, Wall Placement | 202576834 |  | HRCU-A-CB-O | YN009AMFI19RPD | Mini-Splits | WS009AMFI19HLD | 11.5 | 19 | 10 |  |  |  | FALSE | FALSE | FALSE | 9000 | 6000 | 2.55 | 7599 | 2.16
8819851 |  | Live | Midea Electric Trading | PIONEER | Singlezone Non-Ducted, Wall Placement | 8819851 |  | HRCU-A-CB-O | YN018GMFI22RPD | Mini-Splits | WS018GMFI22HLD | 13 | 21 | 10 |  |  |  | TRUE | FALSE | FALSE | 18000 | 10400 | 2.72 | 13597 | 2.46
8819848 |  | Live | Midea Electric Trading | PIONEER | Singlezone Non-Ducted, Wall Placement | 8819848 |  | HRCU-A-CB-O | YN012AMFI22RPD | Mini-Splits | WS012AMFI22HLD | 12.5 | 21.5 | 11.2 |  |  |  | FALSE | FALSE | FALSE | 12000 | 7100 | 2.6 | 8005 | 2.23
207252578 |  | Live | Midea Electric Trading | MITS AIR | Singlezone Ducted, Centrally Ducted | 207252578 |  | HRCU-A-CB | MOE30U-60HFN1-MR0 | Mini-Splits | MVC-60HWFN1-M | 10.3 | 18 | 9.2 |  |  |  | FALSE | FALSE | FALSE | 57000 | 33800 | 2.46 | 37000 | 1.97
207252577 |  | Live | Midea Electric Trading | MITS AIR | Singlezone Ducted, Centrally Ducted | 207252577 |  | HRCU-A-CB | MOE30U-48HFN1-MR0 | Mini-Splits | MVC-48HWFN1-M | 9.3 | 17.3 | 10 |  |  |  | FALSE | FALSE | FALSE | 47000 | 33000 | 2 | 36800 | 2
207252576 |  | Live | Midea Electric Trading | MITS AIR | Singlezone Ducted, Centrally Ducted | 207252576 |  | HRCU-A-CB | MOD30U-36HFN1-MR0 | Mini-Splits | MVC-36HWFN1-M | 10.4 | 18 | 9.1 |  |  |  | FALSE | FALSE | FALSE | 36000 | 18400 | 2.29 | 22000 | 2.05
207252574 |  | Live | Midea Electric Trading | MITS AIR | Singlezone Ducted, Centrally Ducted | 207252574 |  | HRCU-A-CB | MOX430U-24HFN1-MR0 | Mini-Splits | MVC-24HWFN1-M | 11.3 | 19.4 | 11.3 |  |  |  | FALSE | FALSE | FALSE | 24000 | 17000 | 2.75 | 21500 | 2.35
207252573 |  | Live | Midea Electric Trading | MITS AIR | Singlezone Ducted, Centrally Ducted | 207252573 |  | HRCU-A-CB | MOX330U-18HFN1-MR0 | Mini-Splits | MVC-18HWFN1-M | 11.1 | 19 | 10.8 |  |  |  | FALSE | FALSE | FALSE | 18000 | 11500 | 2.7 | 11900 | 2.13
207252575 |  | Live | Midea Electric Trading | MITS AIR | Singlezone Ducted, Centrally Ducted | 207252575 |  | HRCU-A-CB | MOD30U-30HFN1-MR0 | Mini-Splits | MVC-30HWFN1-M | 10.9 | 19.5 | 10.3 |  |  |  | FALSE | FALSE | FALSE | 30000 | 19000 | 2.34 | 22030 | 2.21
206401439 |  | Live | Midea Electric Trading | MOOVAIR | Singlezone Non-Ducted, Wall Placement | 206401439 |  | HRCU-A-CB-O | DM18HOS25230E3A | Mini-Splits | DM18HIW23230E3 | 12.5 | 20.5 | 11 |  |  |  | TRUE | FALSE | FALSE | 17000 | 10900 | 2.58 | 14016 | 2.49
206422438 |  | Live | Midea Electric Trading | CONVECTAIR | Singlezone Non-Ducted, Wall Placement | 206422438 |  | HRCU-A-CB-O | 8180-O | Mini-Splits | 8180-I | 12.5 | 20.5 | 11 |  |  |  | FALSE | FALSE | FALSE | 17000 | 10900 | 2.58 | 14016 | 2.49
206764064 |  | Live | Midea Electric Trading | FRANKLIN | Singlezone Non-Ducted, Wall Placement | 206764064 |  | HRCU-A-CB-O | MSH183E23MCAA | Mini-Splits | MSH183E23AXAA | 12.5 | 20.5 | 11 |  |  |  | TRUE | FALSE | FALSE | 17000 | 10900 | 2.58 | 14016 | 2.49
206401445 |  | Live | Midea Electric Trading | ELIOS | Singlezone Non-Ducted, Wall Placement | 206401445 |  | HRCU-A-CB-O | DE18HOS25230E3A | Mini-Splits | DE18HIW23230E3 | 12.5 | 20.5 | 11 |  |  |  | TRUE | FALSE | FALSE | 17000 | 10900 | 2.58 | 14016 | 2.49
205816491 |  | Live | Midea Electric Trading | DIRECT AIR | Singlezone Non-Ducted, Wall Placement | 205816491 |  | HRCU-A-CB-O | MOX430-17HFN1-MT0W | Mini-Splits | CS11M-18HRFN1-MT0W | 12.5 | 20.5 | 11 |  |  |  | TRUE | FALSE | FALSE | 17000 | 10900 | 2.58 | 14016 | 2.49
205816493 |  | Live | Midea Electric Trading | CANAIR | Singlezone Non-Ducted, Wall Placement | 205816493 |  | HRCU-A-CB-O | C23SCH18H22 | Mini-Splits | C23SEH18H21 | 12.5 | 20.5 | 11 |  |  |  | TRUE | FALSE | FALSE | 17000 | 10900 | 2.58 | 14016 | 2.49
205747696 |  | Live | Midea Electric Trading | COMFORT-AIRE | Singlezone Non-Ducted, Wall Placement | 205747696 |  | HRCU-A-CB-O | A-VMH18SU-1B | Mini-Splits | B-VMH18SU-1B | 12.5 | 20.5 | 11 |  |  |  | TRUE | FALSE | FALSE | 17000 | 10900 | 2.58 | 14016 | 2.49
205746254 |  | Live | Midea Electric Trading | MDV | Singlezone Non-Ducted, Wall Placement | 205746254 |  | HRCU-A-CB-O | MOX430-17HFN1-MT0W | Mini-Splits | CS11M-18HRFN1-MT0W | 12.5 | 20.5 | 11 |  |  |  | TRUE | FALSE | FALSE | 17000 | 10900 | 2.58 | 14016 | 2.49
207641328 |  | Live | Midea Electric Trading | LBG PRODUCTS | Singlezone Ducted, Centrally Ducted | 207641328 |  | HRCU-A-CB | LCHB60DO | Mini-Splits | LCHB60DHNI | 10.3 | 18 | 9.2 |  |  |  | FALSE | FALSE | FALSE | 57000 | 33800 | 2.46 | 37000 | 1.97
201992972 |  | Live | Midea Electric Trading | C&H | Singlezone Ducted, Compact Ducted | 201992972 |  | HRCU-A-CB | CH-09LCU/O | Mini-Splits | CH-09LCDTU/I | 13.5 | 20.5 | 11.5 |  |  |  | TRUE | TRUE | TRUE | 9000 | 6800 | 2.93 | 8900 | 2.09
205741612 |  | Live | Midea Electric Trading | C&H | Singlezone Non-Ducted, Wall Placement | 205741612 |  | HRCU-A-CB-O | CH-09SPH-230VO | Mini-Splits | CH-09MSPHWM-230VI | 14 | 22.8 | 10.5 |  |  |  | FALSE | FALSE | FALSE | 9000 | 6400 | 2.76 | 9229 | 2.15
207526880 |  | Live | Trane U.S. Inc. | TRANE | Singlezone Ducted, Centrally Ducted | 207526880 |  | HRCU-A-CB | 4TWV0X36A1 |  | TEM6A0C36H31+TDR+RP | 13 | 20 | 9.6 |  |  |  | FALSE | FALSE | FALSE | 34800 | 25000 | 3.08 | 25300 | 2.38
206597270 |  | Live | Midea Electric Trading | C&H | Singlezone Ducted, Centrally Ducted | 206597270 |  | HRCU-A-CB | CH-24LCU/O | Mini-Splits | CH-24AHU | 12.5 | 20 | 10 |  |  |  | FALSE | FALSE | FALSE | 20800 | 17500 | 2.56 | 23388 | 1.83
206597269 |  | Live | Midea Electric Trading | C&H | Singlezone Ducted, Centrally Ducted | 206597269 |  | HRCU-A-CB | CH-HYP24SPH230VO | Mini-Splits | CH-24AHU | 12.5 | 20 | 10 |  |  |  | FALSE | FALSE | FALSE | 20800 | 17500 | 2.56 | 23388 | 1.83
205756420 |  | Live | Midea Electric Trading | C&H | Singlezone Non-Ducted, Wall Placement | 205756420 |  | HRCU-A-CB-O | CH-NG09MIA115VO | Mini-Splits | CH-NG09MIA115VI | 11.5 | 19 | 10 |  |  |  | FALSE | FALSE | FALSE | 9000 | 6000 | 2.55 | 7599 | 2.16
201992974 |  | Live | Midea Electric Trading | C&H | Singlezone Ducted, Compact Ducted | 201992974 |  | HRCU-A-CB | CH-18LCU/O | Mini-Splits | CH-18LCDTU/I | 12.5 | 19 | 10.5 |  |  |  | TRUE | FALSE | FALSE | 18000 | 12000 | 2.61 | 12500 | 2.39
205756424 |  | Live | Midea Electric Trading | C&H | Singlezone Non-Ducted, Wall Placement | 205756424 |  | HRCU-A-CB-O | CH-NG18MIA230VO | Mini-Splits | CH-NG18MIA230VI | 11 | 19 | 10 |  |  |  | FALSE | FALSE | FALSE | 18000 | 11000 | 2.58 | 11041 | 2.2
10443491 |  | Live | Midea Electric Trading | C&H | Singlezone Ducted, Compact Ducted | 10443491 |  | HRCU-A-CB | CH-36LCDTU/O | Mini-Splits | CH-36LCDTU/I | 9 | 16.5 | 11.5 |  |  |  | FALSE | FALSE | FALSE | 36000 | 27600 | 2.74 | 33100 | 2.3
205263864 |  | Live | Midea Electric Trading | C&H | Singlezone Ducted, Compact Ducted | 205263864 |  | HRCU-A-CB | CH-HYP48LCUO | Mini-Splits | CH-48LCDTU/I | 8.7 | 16 | 11.1 |  |  |  | FALSE | FALSE | FALSE | 48000 | 33000 | 2.74 | 54000 | 2.35
205263863 |  | Live | Midea Electric Trading | C&H | Singlezone Non-Ducted, Ceiling Placement | 205263863 |  | HRCU-A-CB-O | CH-HYP48LCUO | Mini-Splits | CH-48MSPHCT-230VI | 8.3 | 16.5 | 10.7 |  |  |  | FALSE | FALSE | FALSE | 48000 | 35000 | 2.6 | 53974 | 2.18
205263860 |  | Live | Midea Electric Trading | C&H | Singlezone Non-Ducted, Ceiling Placement | 205263860 |  | HRCU-A-CB-O | CH-HYP48LCUO | Mini-Splits | CH-48LCCT-230VI | 8.3 | 16.5 | 10.7 |  |  |  | FALSE | FALSE | FALSE | 48000 | 35000 | 2.6 | 53974 | 2.18
205901586 |  | Live | Midea Electric Trading | C&H | Singlezone Ducted, Compact Ducted | 205901586 |  | HRCU-A-CB | CH-HYP36LCUO | Mini-Splits | CH-36LCDTU/I | 9 | 17.5 | 11.5 |  |  |  | FALSE | TRUE | FALSE | 36000 | 28000 | 2.75 | 47500 | 2.22
207691816 |  | Live | Midea Electric Trading | KERR | Singlezone Ducted, Centrally Ducted | 207691816 |  | HRCU-A-CB | A-KCD36SA-1 | Mini-Splits | B-KCD36SA-1 | 10.5 | 18 | 10.5 |  |  |  | FALSE | FALSE | FALSE | 36000 | 24000 | 2.68 | 46000 | 2.01
207691814 |  | Live | Midea Electric Trading | KERR | Singlezone Ducted, Centrally Ducted | 207691814 |  | HRCU-A-CB | A-KCD24SA-1 | Mini-Splits | B-KCD24SA-1 | 12.5 | 20 | 12 |  |  |  | FALSE | FALSE | FALSE | 24000 | 16700 | 2.73 | 25000 | 2
207657605 |  | Live | Midea Electric Trading | KERR | Multizone All Ducted | 207657605 |  | HMSV-A-CB | A-KMH36QV-1 | Ducted Indoor Units |  | 11.3 | 19 | 11 |  |  |  | TRUE | FALSE | FALSE | 36000 | 23000 | 2.6 | 33500 | 1.98
207742582 |  | Live | Midea Electric Trading | MOOVAIR | Singlezone Ducted, Centrally Ducted | 207742582 |  | HRCU-A-CB | DM24HOS25230E3A | Ducted Indoor Units | FM24HIAHUU230X6 | 12.5 | 20 | 11.6 |  |  |  | TRUE | FALSE | FALSE | 22000 | 16500 | 2.6 | 26548 | 2.26
207742581 |  | Live | Midea Electric Trading | MOOVAIR | Singlezone Ducted, Centrally Ducted | 207742581 |  | HRCU-A-CB | DM24HOS25230E3 | Ducted Indoor Units | FM24HIAHUU230X6 | 12.5 | 20 | 10 |  |  |  | TRUE | FALSE | FALSE | 20800 | 17500 | 2.56 | 23388 | 1.83
206918569 |  | Live | Trane U.S. Inc. | TRANE | Singlezone Ducted, Centrally Ducted | 206918569 |  | HRCU-A-CB | 4TWV8037A1 |  | TEM6A0C36H31+TDR+RP | 13 | 18 | 9.6 |  |  |  | FALSE | FALSE | FALSE | 34800 | 25000 | 3.08 | 25300 | 2.38
207742580 |  | Live | Midea Electric Trading | MDV | Singlezone Ducted, Centrally Ducted | 207742580 |  | HRCU-A-CB | MOD30-24HFN1-MU0W | Ducted Indoor Units | MVB-24HWFN1-M | 12.5 | 20 | 11.6 |  |  |  | TRUE | FALSE | FALSE | 22000 | 16500 | 2.6 | 26548 | 2.26
207742579 |  | Live | Midea Electric Trading | MDV | Singlezone Ducted, Centrally Ducted | 207742579 |  | HRCU-A-CB | MOD30-24HFN1-MT0W | Ducted Indoor Units | MVB-24HWFN1-M | 12.5 | 20 | 10 |  |  |  | TRUE | FALSE | FALSE | 20800 | 17500 | 2.56 | 23388 | 1.83
207690464 |  | Live | Midea Electric Trading | MDV | Singlezone Ducted, Centrally Ducted | 207690464 |  | HRCU-A-CB | MOE31U-36HFN1-M | Mini-Splits | MVC-36HWFN1-M | 10.5 | 18 | 10.5 |  |  |  | FALSE | FALSE | FALSE | 36000 | 24000 | 2.68 | 46000 | 2.01
207690461 |  | Live | Midea Electric Trading | MDV | Singlezone Ducted, Centrally Ducted | 207690461 |  | HRCU-A-CB | MOX430U-18HFN1-M | Mini-Splits | MVC-18HWFN1-M | 12.5 | 20 | 11 |  |  |  | FALSE | FALSE | FALSE | 18000 | 13000 | 2.76 | 21400 | 2.27
207690462 |  | Live | Midea Electric Trading | MDV | Singlezone Ducted, Centrally Ducted | 207690462 |  | HRCU-A-CB | MOD30-24HFN1-MW | Mini-Splits | MVC-24HWFN1-M | 12.5 | 20 | 12 |  |  |  | FALSE | FALSE | FALSE | 24000 | 16700 | 2.73 | 25000 | 2
207657623 |  | Live | Midea Electric Trading | CONVECTAIR | Multizone All Ducted | 207657623 |  | HMSV-A-CB | 8422-C36-O | Ducted Indoor Units |  | 11.3 | 19 | 11 |  |  |  | FALSE | FALSE | FALSE | 36000 | 23000 | 2.6 | 33500 | 1.98
207743792 |  | Live | Midea Electric Trading | DIRECT AIR | Multizone All Ducted | 207743792 |  | HMSV-A-CB | DIRM-36HXPRO28-4Z | Ducted Indoor Units |  | 11.3 | 19 | 11 |  |  |  | TRUE | FALSE | FALSE | 36000 | 23000 | 2.6 | 33500 | 1.98
207743783 |  | Live | Midea Electric Trading | DIRECT AIR | Multizone All Ducted | 207743783 |  | HMSV-A-CB | DIRM-48DA25-5Z | Ducted Indoor Units |  | 10.1 | 20.5 | 11.5 |  |  |  | FALSE | FALSE | FALSE | 49000 | 30400 | 2.69 | 37000 | 2.1
207742482 |  | Live | Midea Electric Trading | ELIOS | Multizone All Ducted | 207742482 |  | HMSV-A-CB | DEA48HOM23230X2 | Ducted Indoor Units |  | 10.1 | 20.5 | 11.5 |  |  |  | FALSE | FALSE | FALSE | 49000 | 30400 | 2.69 | 37000 | 2.1
206918561 |  | Live | Trane U.S. Inc. | TRANE | Singlezone Ducted, Centrally Ducted | 206918561 |  | HRCU-A-CB | 4TWV0036A1 |  | TEM6A0C36H31+TDR+RP | 13 | 20 | 9.6 |  |  |  | FALSE | FALSE | FALSE | 34800 | 25000 | 3.08 | 25300 | 2.38
207742467 |  | Live | Midea Electric Trading | ELIOS | Multizone All Ducted | 207742467 |  | HMSV-A-CB | DEA36HOM25230X3 | Ducted Indoor Units |  | 11.3 | 19 | 11 |  |  |  | TRUE | FALSE | FALSE | 36000 | 23000 | 2.6 | 33500 | 1.98
207742548 |  | Live | Midea Electric Trading | MOOVAIR | Multizone All Ducted | 207742548 |  | HMSV-A-CB | DMA36HOM25230X3 | Ducted Indoor Units |  | 11.3 | 19 | 11 |  |  |  | TRUE | FALSE | FALSE | 36000 | 23000 | 2.6 | 33500 | 1.98
207742539 |  | Live | Midea Electric Trading | MOOVAIR | Multizone All Ducted | 207742539 |  | HMSV-A-CB | DMA48HOM23230X2 | Ducted Indoor Units |  | 10.1 | 20.5 | 11.5 |  |  |  | FALSE | FALSE | FALSE | 49000 | 30400 | 2.69 | 37000 | 2.1
207690472 |  | Live | Midea Electric Trading | CANAIR | Singlezone Ducted, Centrally Ducted | 207690472 |  | HRCU-A-CB | CDH2018C21 | Mini-Splits | CDH2018F21 | 12.5 | 20 | 11 |  |  |  | FALSE | FALSE | FALSE | 18000 | 13000 | 2.76 | 21400 | 2.27
207690477 |  | Live | Midea Electric Trading | CANAIR | Singlezone Ducted, Centrally Ducted | 207690477 |  | HRCU-A-CB | CDH2060C21 | Mini-Splits | CDH2060F21 | 10.3 | 18 | 9.2 |  |  |  | FALSE | FALSE | FALSE | 57000 | 33800 | 2.46 | 37000 | 1.97
207690473 |  | Live | Midea Electric Trading | CANAIR | Singlezone Ducted, Centrally Ducted | 207690473 |  | HRCU-A-CB | CDH2024C21 | Mini-Splits | CDH2024F21 | 12.5 | 20 | 12 |  |  |  | FALSE | FALSE | FALSE | 24000 | 16700 | 2.73 | 25000 | 2
207690475 |  | Live | Midea Electric Trading | CANAIR | Singlezone Ducted, Centrally Ducted | 207690475 |  | HRCU-A-CB | CDH2036C21 | Mini-Splits | CDH2036F21 | 10.5 | 18 | 10.5 |  |  |  | FALSE | FALSE | FALSE | 36000 | 24000 | 2.68 | 46000 | 2.01
207641339 |  | Live | Midea Electric Trading | SENVILLE | Multizone All Ducted | 207641339 |  | HMSV-A-CB | SENA/48HF/MOQ | Ducted Indoor Units |  | 10.1 | 20.5 | 11.5 |  |  |  | FALSE | FALSE | FALSE | 49000 | 30400 | 2.69 | 37000 | 2.1
205747697 |  | Live | Midea Electric Trading | KERR | Singlezone Non-Ducted, Wall Placement | 205747697 |  | HRCU-A-CB-O | A-KMH18SU-1A | Mini-Splits | B-KMH18SU-1A | 12.5 | 20.5 | 11 |  |  |  | TRUE | FALSE | FALSE | 17000 | 10900 | 2.58 | 20400 | 1.84
207641289 |  | Live | Midea Electric Trading | BLUERIDGE | Multizone All Ducted | 207641289 |  | HMSV-A-CB | BMM48C | Ducted Indoor Units |  | 10.1 | 20.5 | 11.5 |  |  |  | FALSE | FALSE | FALSE | 49000 | 30400 | 2.69 | 37000 | 2.1
207641298 |  | Live | Midea Electric Trading | BLUERIDGE | Multizone All Ducted | 207641298 |  | HMSV-A-CB | BMM36HHC | Ducted Indoor Units |  | 11.3 | 19 | 11 |  |  |  | TRUE | FALSE | FALSE | 36000 | 23000 | 2.6 | 33500 | 1.98
207339182 |  | Live | Midea Electric Trading | BLUERIDGE | Singlezone Non-Ducted, Wall Placement | 207339182 |  | HRCU-A-CB-O | BMY36DIY18C | Mini-Splits | BMY36DIY18WM | 8.7 | 18 | 12 |  |  |  | FALSE | FALSE | FALSE | 36000 | 21000 | 2.25 | 24000 | 1.91
207339178 |  | Live | Midea Electric Trading | BLUERIDGE | Singlezone Non-Ducted, Wall Placement | 207339178 |  | HRCU-A-CB-O | BMY3618C | Mini-Splits | BMY3618WM | 9.5 | 18 | 12 |  |  |  | FALSE | FALSE | FALSE | 36000 | 20000 | 2.31 | 26800 | 2.07
206905357 |  | Live | Midea Electric Trading | BLUERIDGE | Multizone All Ducted | 206905357 |  | HMSV-A-CB | BMHH48M22C | Ducted Indoor Units |  | 11.9 | 20.2 | 10.5 |  |  |  | FALSE | FALSE | FALSE | 48000 | 28000 | 2.41 | 49000 | 2.24
202897338 |  | Live | Midea Electric Trading | BLUERIDGE | Singlezone Non-Ducted, Wall Placement | 202897338 |  | HRCU-A-CB-O | BM18Y19C | Mini-Splits | BM18Y19WM | 11 | 19 | 10 |  |  |  | FALSE | FALSE | FALSE | 18000 | 11000 | 2.58 | 11041 | 2.2
202918812 |  | Live | Midea Electric Trading | BLUERIDGE | Multizone All Ducted | 202918812 |  | HMSV-A-CB | BMHH36M17C | Ducted Indoor Units |  | 11.3 | 19 | 11 |  |  |  | TRUE | FALSE | FALSE | 36000 | 24600 | 2.7 | 39296 | 2.19
207825583 |  | Live | Midea Electric Trading | ACIQ | Multizone All Ducted | 207825583 |  | HMSV-A-CB | ACIQ-36Z-HH-M4B | Ducted Indoor Units |  | 11.3 | 19 | 11 |  |  |  | TRUE | FALSE | FALSE | 36000 | 23000 | 2.6 | 33500 | 1.98
206315637 |  | Live | Midea Electric Trading | ACIQ | Singlezone Ducted, Centrally Ducted | 206315637 |  | HRCU-A-CB | ACIQ-24-HP | Mini-Splits | ACIQ-24-AH | 12.5 | 20 | 11.6 |  |  |  | FALSE | FALSE | FALSE | 22000 | 16500 | 2.6 | 26548 | 2.26
206315633 |  | Live | Midea Electric Trading | ACIQ | Singlezone Non-Ducted, Wall Placement | 206315633 |  | HRCU-A-CB-O | ACIQ-18Z-HP230 | Mini-Splits | ACIQ-18W-HP230 | 11 | 19 | 10 |  |  |  | FALSE | FALSE | FALSE | 18000 | 11000 | 2.58 | 11041 | 2.2
206315631 |  | Live | Midea Electric Trading | ACIQ | Singlezone Non-Ducted, Wall Placement | 206315631 |  | HRCU-A-CB-O | ACIQ-09Z-HP115 | Mini-Splits | ACIQ-09W-HP115 | 11.5 | 19 | 10 |  |  |  | FALSE | FALSE | FALSE | 9000 | 6000 | 2.55 | 7599 | 2.16
207825571 |  | Live | Midea Electric Trading | 1HVAC | Multizone All Ducted | 207825571 |  | HMSV-A-CB | ACIQ-36Z-HH-M4B | Ducted Indoor Units |  | 11.3 | 19 | 11 |  |  |  | TRUE | FALSE | FALSE | 36000 | 23000 | 2.6 | 33500 | 1.98
206315646 |  | Live | Midea Electric Trading | 1HVAC | Singlezone Ducted, Centrally Ducted | 206315646 |  | HRCU-A-CB | ACIQ-24-HP | Mini-Splits | ACIQ-24-AH | 12.5 | 20 | 11.6 |  |  |  | FALSE | FALSE | FALSE | 22000 | 16500 | 2.6 | 26548 | 2.26
207657342 |  | Live | Midea Electric Trading | PERFECTAIRE | Multizone All Ducted | 207657342 |  | HMSV-A-CB | 3PAMS36-HH-MZO4 | Ducted Indoor Units |  | 11.3 | 19 | 11 |  |  |  | TRUE | FALSE | FALSE | 36000 | 23000 | 2.6 | 33500 | 1.98
207657357 |  | Live | Midea Electric Trading | PERFECTAIRE | Multizone All Ducted | 207657357 |  | HMSV-A-CB | 3PAMSH48-MZO5 | Ducted Indoor Units |  | 10.1 | 20.5 | 11.5 |  |  |  | FALSE | FALSE | FALSE | 49000 | 30400 | 2.69 | 37000 | 2.1
207192280 |  | Live | Midea Electric Trading | PERFECTAIRE | Singlezone Non-Ducted, Ceiling Placement | 207192280 |  | HRCU-A-CB-O | 1PAMSHH24-SZW-20.5 | Mini-Splits | 2PAMSCH24 | 11 | 20 | 11.6 |  |  |  | FALSE | FALSE | FALSE | 24000 | 14500 | 2.27 | 25545 | 2.2
207338159 |  | Live | Midea Electric Trading | PERFECTAIRE | Singlezone Non-Ducted, Wall Placement | 207338159 |  | HRCU-A-CB-O | 3PAMSHH18-SZO-20.5 | Mini-Splits | 2PAMSHH18-SZW-20 | 12.5 | 20.5 | 11 |  |  |  | TRUE | FALSE | FALSE | 17000 | 10900 | 2.58 | 20400 | 1.84
207192285 |  | Live | Midea Electric Trading | PERFECTAIRE | Singlezone Non-Ducted, Ceiling Placement | 207192285 |  | HRCU-A-CB-O | 1PAMSHH12-SZO-22.5 | Mini-Splits | 2PAMSCH12 | 12.5 | 19.5 | 10.6 |  |  |  | TRUE | FALSE | FALSE | 12000 | 8700 | 2.68 | 13136 | 1.97
207192289 |  | Live | Midea Electric Trading | PERFECTAIRE | Singlezone Ducted, Compact Ducted | 207192289 |  | HRCU-A-CB | 1PAMSHH12-SZO-22.5 | Mini-Splits | 2PAMSDH12 | 12.5 | 20.5 | 11 |  |  |  | TRUE | TRUE | TRUE | 12000 | 8500 | 2.57 | 12400 | 1.79
207192288 |  | Live | Midea Electric Trading | PERFECTAIRE | Singlezone Ducted, Compact Ducted | 207192288 |  | HRCU-A-CB | 1PAMSHH09-SZO-25 | Mini-Splits | 2PAMSDH09 | 13.5 | 23 | 12 |  |  |  | TRUE | TRUE | TRUE | 9000 | 7200 | 2.74 | 11300 | 1.55
207192283 |  | Live | Midea Electric Trading | PERFECTAIRE | Singlezone Non-Ducted, Wall Placement | 207192283 |  | HRCU-A-CB-O | 2PAMSH18-MZO | Mini-Splits | 2PAMSH18-MZW | 13 | 21 | 10 |  |  |  | TRUE | FALSE | FALSE | 18000 | 10400 | 2.72 | 13597 | 2.46
207657369 |  | Live | Midea Electric Trading | KARDA | Multizone All Ducted | 207657369 |  | HMSV-A-CB | 3KARDA48MZ5 | Ducted Indoor Units |  | 10.1 | 20.5 | 11.5 |  |  |  | FALSE | FALSE | FALSE | 49000 | 30400 | 2.69 | 37000 | 2.1
207614052 |  | Live | Midea Electric Trading | KARDA | Singlezone Non-Ducted, Wall Placement | 207614052 |  | HRCU-A-CB-O | 3KARDA12SZO | Mini-Splits | 1KARDA12UVW | 13.5 | 24.5 | 12.5 |  |  |  | TRUE | TRUE | TRUE | 12000 | 7600 | 2.89 | 12737 | 2.26
205921403 |  | Live | Midea Electric Trading | KARDA | Singlezone Non-Ducted, Ceiling Placement | 205921403 |  | HRCU-A-CB-O | 1PAMSHH12-SZO-22.5 | Mini-Splits | 2KARDA12UVCS | 12.5 | 19.5 | 10.6 |  |  |  | TRUE | FALSE | FALSE | 12000 | 8700 | 2.68 | 13136 | 1.97
206348120 |  | Live | Midea Electric Trading | KARDA | Singlezone Ducted, Compact Ducted | 206348120 |  | HRCU-A-CB | 1KARDA09SZO25 | Mini-Splits | 2PAMSDH09 | 13.5 | 23 | 12 |  |  |  | TRUE | TRUE | TRUE | 9000 | 7200 | 2.74 | 11300 | 1.55
205921401 |  | Live | Midea Electric Trading | KARDA | Singlezone Ducted, Compact Ducted | 205921401 |  | HRCU-A-CB | 1PAMSHH24-SZO-20.5 | Mini-Splits | 2KARDA24UVD | 12.5 | 20.5 | 12.5 |  |  |  | TRUE | TRUE | TRUE | 24000 | 17200 | 2.56 | 25200 | 1.81
205921404 |  | Live | Midea Electric Trading | KARDA | Singlezone Ducted, Compact Ducted | 205921404 |  | HRCU-A-CB | 1PAMSHH12-SZO-22.5 | Mini-Splits | 2KARDA12UVD | 12.5 | 20.5 | 11 |  |  |  | TRUE | TRUE | TRUE | 12000 | 8500 | 2.57 | 12400 | 1.79
208073221 |  | Live | Midea Electric Trading | AC BEST LA | Singlezone Ducted, Centrally Ducted | 208073221 |  | HRCU-A-CB | MOE30U-60HFN1-MR0 | Mini-Splits | MVC-60HWFN1-M | 10.3 | 18 | 9.2 |  |  |  | FALSE | FALSE | FALSE | 57000 | 33800 | 2.46 | 37000 | 1.97
206315642 |  | Live | Midea Electric Trading | 1HVAC | Singlezone Non-Ducted, Wall Placement | 206315642 |  | HRCU-A-CB-O | ACIQ-18Z-HP230 | Mini-Splits | ACIQ-18W-HP230 | 11 | 19 | 10 |  |  |  | FALSE | FALSE | FALSE | 18000 | 11000 | 2.58 | 11041 | 2.2
206315640 |  | Live | Midea Electric Trading | 1HVAC | Singlezone Non-Ducted, Wall Placement | 206315640 |  | HRCU-A-CB-O | ACIQ-09Z-HP115 | Mini-Splits | ACIQ-09W-HP115 | 11.5 | 19 | 10 |  |  |  | FALSE | FALSE | FALSE | 9000 | 6000 | 2.55 | 7599 | 2.16
207825595 |  | Live | Midea Electric Trading | DIYCOOL | Multizone All Ducted | 207825595 |  | HMSV-A-CB | ACIQ-36Z-HH-M4B | Ducted Indoor Units |  | 11.3 | 19 | 11 |  |  |  | TRUE | FALSE | FALSE | 36000 | 23000 | 2.6 | 33500 | 1.98
206315628 |  | Live | Midea Electric Trading | DIYCOOL | Singlezone Ducted, Centrally Ducted | 206315628 |  | HRCU-A-CB | ACIQ-24-HP | Mini-Splits | ACIQ-24-AH | 12.5 | 20 | 11.6 |  |  |  | FALSE | FALSE | FALSE | 22000 | 16500 | 2.6 | 26548 | 2.26
206315624 |  | Live | Midea Electric Trading | DIYCOOL | Singlezone Non-Ducted, Wall Placement | 206315624 |  | HRCU-A-CB-O | ACIQ-18Z-HP230 | Mini-Splits | ACIQ-18W-HP230 | 11 | 19 | 10 |  |  |  | FALSE | FALSE | FALSE | 18000 | 11000 | 2.58 | 11041 | 2.2
206315622 |  | Live | Midea Electric Trading | DIYCOOL | Singlezone Non-Ducted, Wall Placement | 206315622 |  | HRCU-A-CB-O | ACIQ-09Z-HP115 | Mini-Splits | ACIQ-09W-HP115 | 11.5 | 19 | 10 |  |  |  | FALSE | FALSE | FALSE | 9000 | 6000 | 2.55 | 7599 | 2.16
205921395 |  | Live | Midea Electric Trading | AC PRO.COM | Singlezone Non-Ducted, Wall Placement | 205921395 |  | HRCU-A-CB-O | AOBA30-09HFN1-MT0W | Mini-Splits | AS11M-09HRFN1-MXOW(A) | 14.9 | 23.5 | 10.8 |  |  |  | FALSE | FALSE | FALSE | 9000 | 5800 | 2.74 | 10085 | 2.27
205921396 |  | Live | Midea Electric Trading | AC PRO.COM | Singlezone Non-Ducted, Wall Placement | 205921396 |  | HRCU-A-CB-O | AOB30-12HFN1-MT0W | Mini-Splits | AS11M-12HRFN1-MU5W | 13.7 | 22.7 | 11 |  |  |  | FALSE | FALSE | FALSE | 12000 | 7700 | 2.75 | 11116 | 2.45
205355555 |  | Live | Midea Electric Trading | AC PRO.COM | Singlezone Ducted, Compact Ducted | 205355555 |  | HRCU-A-CB | AOCA31-18HFN1-MT0W | Mini-Splits | ATIU-18HWFN1-M | 12.5 | 19 | 10.5 |  |  |  | FALSE | FALSE | FALSE | 18000 | 12000 | 2.61 | 12500 | 2.39
205355570 |  | Live | Midea Electric Trading | AC PRO.COM | Singlezone Non-Ducted, Wall Placement | 205355570 |  | HRCU-A-CB-O | AOBA30-09HFN1-BS0W | Mini-Splits | ASABA-09HRFN1-BS0W | 11.5 | 19 | 10 |  |  |  | FALSE | FALSE | FALSE | 9000 | 6000 | 2.55 | 7599 | 2.16
205355574 |  | Live | Midea Electric Trading | AC PRO.COM | Singlezone Non-Ducted, Wall Placement | 205355574 |  | HRCU-A-CB-O | AOB30-18HFN1-MS0W | Mini-Splits | ASABD-18HRFN1-MS0W | 11 | 19 | 10 |  |  |  | FALSE | FALSE | FALSE | 18000 | 11000 | 2.58 | 11041 | 2.2
205921398 |  | Live | Midea Electric Trading | AC PRO.COM | Singlezone Non-Ducted, Wall Placement | 205921398 |  | HRCU-A-CB-O | AOD31-24HFN1-MT0W | Mini-Splits | AS11M-23HRFN1-MTOW | 13.7 | 20.7 | 11.5 |  |  |  | FALSE | FALSE | FALSE | 24000 | 15300 | 2.7 | 19036 | 2.21
205355553 |  | Live | Midea Electric Trading | AC PRO.COM | Singlezone Ducted, Compact Ducted | 205355553 |  | HRCU-A-CB | AOBA30-09HFN1-MT0W | Mini-Splits | ATIU-09HWFN1-M | 13.5 | 20.5 | 11.5 |  |  |  | FALSE | FALSE | TRUE | 9000 | 6800 | 2.93 | 8900 | 2.09
205921397 |  | Live | Midea Electric Trading | AC PRO.COM | Singlezone Non-Ducted, Wall Placement | 205921397 |  | HRCU-A-CB-O | AOCA31-18HFN1-MT0W | Mini-Splits | AS11M-18HRFN1-MTOW | 13 | 21 | 10.4 |  |  |  | FALSE | FALSE | FALSE | 18000 | 11400 | 2.72 | 14016 | 2.49
205355559 |  | Live | Midea Electric Trading | AC PRO.COM | Singlezone Non-Ducted, Ceiling Placement | 205355559 |  | HRCU-A-CB-O | AOBA30-09HFN1-MT0W | Mini-Splits | ACCA3U-09HRFN1-M | 13 | 20 | 10.5 |  |  |  | FALSE | FALSE | FALSE | 9000 | 5800 | 2.66 | 8639 | 2.08
205355561 |  | Live | Midea Electric Trading | AC PRO.COM | Singlezone Non-Ducted, Ceiling Placement | 205355561 |  | HRCU-A-CB-O | AOCA31-18HFN1-MT0W | Mini-Splits | ACCA3U-18HRFN1-M | 12.5 | 20 | 10.3 |  |  |  | FALSE | FALSE | FALSE | 18000 | 12000 | 2.53 | 12000 | 2.23
205355556 |  | Live | Midea Electric Trading | AC PRO.COM | Singlezone Ducted, Compact Ducted | 205355556 |  | HRCU-A-CB | AOD31-24HFN1-MT0W | Mini-Splits | ATIU-24HWFN1-M | 12.5 | 21.5 | 11 |  |  |  | FALSE | FALSE | TRUE | 24000 | 16000 | 2.69 | 18900 | 2.22
205355558 |  | Live | Midea Electric Trading | AC PRO.COM | Singlezone Ducted, Compact Ducted | 205355558 |  | HRCU-A-CB | AOE30U-48HFN1-M | Mini-Splits | ATI-48HWFN1-M | 9.2 | 17.4 | 10.3 |  |  |  | FALSE | FALSE | FALSE | 48000 | 33400 | 2.7 | 43500 | 2.43
207430569 |  | Live | Johnson Controls Inc. (York International Norman) | YORK | Singlezone Ducted, Centrally Ducted | 207430569 |  | HRCU-A-CB | HMH72B241 | Ducted Indoor Units | XAFB36DXXN1+MVC12BN21+TXV | 10.25 | 17.75 | 9.5 |  |  |  | FALSE | FALSE | FALSE | 22400 | 14300 | 2.48 | 14300 | 2.48
205355557 |  | Live | Midea Electric Trading | AC PRO.COM | Singlezone Ducted, Compact Ducted | 205355557 |  | HRCU-A-CB | AOD30U-36HFN1-M | Mini-Splits | ATI-36HWFN1-M | 9 | 16.5 | 11.5 |  |  |  | FALSE | FALSE | FALSE | 36000 | 27600 | 2.74 | 33100 | 2.3
205355562 |  | Live | Midea Electric Trading | AC PRO.COM | Singlezone Non-Ducted, Ceiling Placement | 205355562 |  | HRCU-A-CB-O | AOD31-24HFN1-MT0W | Mini-Splits | ACDU-24HRFN1-M | 12.5 | 20 | 10.5 |  |  |  | FALSE | FALSE | FALSE | 24000 | 15800 | 2.56 | 17841 | 2.09
205355564 |  | Live | Midea Electric Trading | AC PRO.COM | Singlezone Non-Ducted, Ceiling Placement | 205355564 |  | HRCU-A-CB-O | AOE30U-48HFN1-M | Mini-Splits | ACDU-48HRFN1-M | 9.5 | 16.8 | 11 |  |  |  | FALSE | FALSE | FALSE | 48000 | 35000 | 2.36 | 40862 | 2.32
207434642 |  | Live | Johnson Controls Inc. (York International Norman) | COLEMAN | Singlezone Ducted, Centrally Ducted | 207434642 |  | HRCU-A-CB | HMH72B241 | Ducted Indoor Units | XAFB36DXXN1+MVC12BN21+TXV | 10.25 | 17.75 | 9.5 |  |  |  | FALSE | FALSE | FALSE | 22400 | 14300 | 2.48 | 14300 | 2.48
205355563 |  | Live | Midea Electric Trading | AC PRO.COM | Singlezone Non-Ducted, Ceiling Placement | 205355563 |  | HRCU-A-CB-O | AOD30U-36HFN1-M | Mini-Splits | ACDU-36HRFN1-M | 9 | 17.5 | 10.5 |  |  |  | FALSE | FALSE | FALSE | 36000 | 25200 | 2.64 | 31769 | 2.16
205355566 |  | Live | Midea Electric Trading | AC PRO.COM | Singlezone Non-Ducted, Floor Placement | 205355566 |  | HRCU-A-CB-O | AOCA31-18HFN1-MT0W | Mini-Splits | AUEU-18HRFN1-M(C) | 12.5 | 20 | 10.5 |  |  |  | FALSE | FALSE | FALSE | 18000 | 12000 | 2.43 | 12709 | 2.24
205355567 |  | Live | Midea Electric Trading | AC PRO.COM | Singlezone Non-Ducted, Floor Placement | 205355567 |  | HRCU-A-CB-O | AOD31-24HFN1-MT0W | Mini-Splits | AUEU-24HRFN1-M(C) | 12.5 | 20 | 11 |  |  |  | FALSE | FALSE | FALSE | 24000 | 15000 | 2.85 | 17858 | 2.02
207434651 |  | Live | Johnson Controls Inc. (York International Norman) | LUXAIRE | Singlezone Ducted, Centrally Ducted | 207434651 |  | HRCU-A-CB | HMH72B241 | Ducted Indoor Units | XAFB36DXXN1+MVC12BN21+TXV | 10.25 | 17.75 | 9.5 |  |  |  | FALSE | FALSE | FALSE | 22400 | 14300 | 2.48 | 14300 | 2.48
205355565 |  | Live | Midea Electric Trading | AC PRO.COM | Singlezone Non-Ducted, Floor Placement | 205355565 |  | HRCU-A-CB-O | AOB30-12HFN1-MT0W | Mini-Splits | AFAU-12HRFN1-M(C) | 13 | 20.5 | 10 |  |  |  | FALSE | FALSE | FALSE | 12000 | 7200 | 2.67 | 11225 | 2.28
205355560 |  | Live | Midea Electric Trading | AC PRO.COM | Singlezone Non-Ducted, Ceiling Placement | 205355560 |  | HRCU-A-CB-O | AOB30-12HFN1-MT0W | Mini-Splits | ACCA3U-12HRFN1-M | 14 | 21.5 | 10.5 |  |  |  | FALSE | FALSE | FALSE | 12000 | 7500 | 2.68 | 9444 | 2.49
205355569 |  | Live | Midea Electric Trading | AC PRO.COM | Singlezone Non-Ducted, Floor Placement | 205355569 |  | HRCU-A-CB-O | AOE30U-48HFN1-M | Mini-Splits | AUE-48HRFN1-M(C) | 9.3 | 17.8 | 11 |  |  |  | FALSE | FALSE | FALSE | 48000 | 35000 | 2.36 | 40834 | 2.33
207434654 |  | Live | Johnson Controls Inc. (York International Norman) | FRASER-JOHNSTON | Singlezone Ducted, Centrally Ducted | 207434654 |  | HRCU-A-CB | HMH72B241 | Ducted Indoor Units | XAFB36DXXN1+MVC12BN21+TXV | 10.25 | 17.75 | 9.5 |  |  |  | FALSE | FALSE | FALSE | 22400 | 14300 | 2.48 | 14300 | 2.48
207691810 |  | Live | Midea Electric Trading | AC PRO.COM | Singlezone Ducted, Centrally Ducted | 207691810 |  | HRCU-A-CB | AOX430-24HFN1-MR0 | Mini-Splits | AVC-24HWFN1-M | 11.3 | 19.4 | 11.3 |  |  |  | FALSE | FALSE | FALSE | 24000 | 17000 | 2.75 | 21500 | 2.35
207691812 |  | Live | Midea Electric Trading | AC PRO.COM | Singlezone Ducted, Centrally Ducted | 207691812 |  | HRCU-A-CB | AOE30U-48HFN1-MR0 | Mini-Splits | AVC-48HWFN1-M | 9.3 | 17.3 | 10 |  |  |  | FALSE | FALSE | FALSE | 47000 | 33000 | 2 | 36800 | 2
207434663 |  | Live | Johnson Controls Inc. (York International Norman) | CHAMPION HEATING AND COOLING | Singlezone Ducted, Centrally Ducted | 207434663 |  | HRCU-A-CB | HMH72B241 | Ducted Indoor Units | XAFB36DXXN1+MVC12BN21+TXV | 10.25 | 17.75 | 9.5 |  |  |  | FALSE | FALSE | FALSE | 22400 | 14300 | 2.48 | 14300 | 2.48
207691811 |  | Live | Midea Electric Trading | AC PRO.COM | Singlezone Ducted, Centrally Ducted | 207691811 |  | HRCU-A-CB | AOD30U-36HFN1-MR0 | Mini-Splits | AVC-36HWFN1-M | 10.4 | 18 | 9.1 |  |  |  | FALSE | FALSE | FALSE | 36000 | 18400 | 2.29 | 22000 | 2.05
207691813 |  | Live | Midea Electric Trading | AC PRO.COM | Singlezone Ducted, Centrally Ducted | 207691813 |  | HRCU-A-CB | AOE30U-60HFN1-MR0 | Mini-Splits | AVC-60HWFN1-M | 10.3 | 18 | 9.2 |  |  |  | FALSE | FALSE | FALSE | 57000 | 33800 | 2.46 | 37000 | 1.97
207430570 |  | Live | Johnson Controls Inc. (York International Norman) | YORK | Singlezone Ducted, Centrally Ducted | 207430570 |  | HRCU-A-CB | HMH72B241 | Ducted Indoor Units | XAUB36DXXN1+MVC12BN21+TXV | 10.25 | 17.75 | 9.5 |  |  |  | FALSE | FALSE | FALSE | 22400 | 14300 | 2.48 | 14300 | 2.48
207827131 |  | Live | Midea Electric Trading | AC PRO.COM | Multizone All Ducted | 207827131 |  | HMSV-A-CB | A5OG-48HFN1-M | Ducted Indoor Units |  | 10.1 | 20.5 | 11.5 |  |  |  | FALSE | FALSE | FALSE | 49000 | 30400 | 2.69 | 37000 | 2.1
205129432 |  | Live | Midea Electric Trading | INNOVAIR | Singlezone Non-Ducted, Wall Placement | 205129432 |  | HRCU-A-CB-O | VIN520H2V51(O) | Mini-Splits | VIN520H2V51(I) | 11 | 19 | 10 |  |  |  | FALSE | FALSE | FALSE | 18000 | 11000 | 2.58 | 11041 | 2.2
205129429 |  | Live | Midea Electric Trading | INNOVAIR | Singlezone Non-Ducted, Wall Placement | 205129429 |  | HRCU-A-CB-O | VIN310H1V51(O) | Mini-Splits | VIN310H1V51(I) | 11.5 | 19 | 10 |  |  |  | FALSE | FALSE | FALSE | 9000 | 6000 | 2.55 | 7599 | 2.16
207434644 |  | Live | Johnson Controls Inc. (York International Norman) | COLEMAN | Singlezone Ducted, Centrally Ducted | 207434644 |  | HRCU-A-CB | HMH72B241 | Ducted Indoor Units | XAUB36DXXN1+MVC12BN21+TXV | 10.25 | 17.75 | 9.5 |  |  |  | FALSE | FALSE | FALSE | 22400 | 14300 | 2.48 | 14300 | 2.48
207743717 |  | Live | Midea Electric Trading | AURORA | Multizone All Ducted | 207743717 |  | HMSV-A-CB | AU-MU48-2A-U | Ducted Indoor Units | AU-LCF09-2A-I | 10.1 | 20.5 | 11.5 |  |  |  | FALSE | FALSE | FALSE | 49000 | 30400 | 2.69 | 37000 | 2.1
207339168 |  | Live | Midea Electric Trading | AURORA | Singlezone Non-Ducted, Wall Placement | 207339168 |  | HRCU-A-CB-O | AU-A12HR-2B-O | Mini-Splits | AU-A12HR-2B-I | 10.8 | 20.5 | 10.7 |  |  |  | FALSE | FALSE | FALSE | 12000 | 7000 | 2.5 | 9300 | 2
207434649 |  | Live | Johnson Controls Inc. (York International Norman) | LUXAIRE | Singlezone Ducted, Centrally Ducted | 207434649 |  | HRCU-A-CB | HMH72B241 | Ducted Indoor Units | XAUB36DXXN1+MVC12BN21+TXV | 10.25 | 17.75 | 9.5 |  |  |  | FALSE | FALSE | FALSE | 22400 | 14300 | 2.48 | 14300 | 2.48
207434656 |  | Live | Johnson Controls Inc. (York International Norman) | FRASER-JOHNSTON | Singlezone Ducted, Centrally Ducted | 207434656 |  | HRCU-A-CB | HMH72B241 | Ducted Indoor Units | XAUB36DXXN1+MVC12BN21+TXV | 10.25 | 17.75 | 9.5 |  |  |  | FALSE | FALSE | FALSE | 22400 | 14300 | 2.48 | 14300 | 2.48
205788778 |  | Live | Midea Electric Trading | AURORA | Singlezone Non-Ducted, Wall Placement | 205788778 |  | HRCU-A-CB-O | AU-A09HR-1A-O | Mini-Splits | AU-A09HR-1A-I | 11.5 | 19 | 10 |  |  |  | FALSE | FALSE | FALSE | 9000 | 6000 | 2.55 | 7599 | 2.16
205788782 |  | Live | Midea Electric Trading | AURORA | Singlezone Non-Ducted, Wall Placement | 205788782 |  | HRCU-A-CB-O | AU-A18HR-2A-O | Mini-Splits | AU-A18HR-2A-I | 11 | 19 | 10 |  |  |  | FALSE | FALSE | FALSE | 18000 | 11000 | 2.58 | 11041 | 2.2
208121939 |  | Live | Midea Electric Trading | EMI | Multizone All Ducted | 208121939 |  | HMSV-A-CB | MHMZ436DA | Ducted Indoor Units |  | 11.3 | 19 | 11 |  |  |  | TRUE | FALSE | FALSE | 36000 | 23000 | 2.6 | 33500 | 1.98
207434661 |  | Live | Johnson Controls Inc. (York International Norman) | CHAMPION HEATING AND COOLING | Singlezone Ducted, Centrally Ducted | 207434661 |  | HRCU-A-CB | HMH72B241 | Ducted Indoor Units | XAUB36DXXN1+MVC12BN21+TXV | 10.25 | 17.75 | 9.5 |  |  |  | FALSE | FALSE | FALSE | 22400 | 14300 | 2.48 | 14300 | 2.48
206902026 |  | Live | Midea Electric Trading | ECO AC | Singlezone Ducted, Compact Ducted | 206902026 |  | HRCU-A-CB | EHH-O18BA | Mini-Splits | EHH-D18BA | 12.5 | 19 | 10.5 |  |  |  | TRUE | FALSE | FALSE | 18000 | 12000 | 2.61 | 12500 | 2.39
206902023 |  | Live | Midea Electric Trading | ECO AC | Singlezone Non-Ducted, Wall Placement | 206902023 |  | HRCU-A-CB-O | EHH-O18BA | Mini-Splits | EHH-W18BA | 13 | 21 | 10 |  |  |  | TRUE | FALSE | FALSE | 18000 | 10400 | 2.72 | 13597 | 2.46
206223111 |  | Live | Trane U.S. Inc. | TRANE | Singlezone Ducted, Centrally Ducted | 206223111 |  | HRCU-A-CB | 4TWV8X36A1 |  | TAMXA0B30V3PA | 12.5 | 18 | 10 |  |  |  | FALSE | FALSE | FALSE | 34400 | 26000 | 3.23 | 26200 | 2.36
206902024 |  | Live | Midea Electric Trading | ECO AC | Singlezone Ducted, Compact Ducted | 206902024 |  | HRCU-A-CB | EHH-O09BA | Mini-Splits | EHH-D09BA | 13.5 | 20.5 | 11.5 |  |  |  | TRUE | TRUE | TRUE | 9000 | 6800 | 2.93 | 8900 | 2.09
206902020 |  | Live | Midea Electric Trading | ECO AC | Singlezone Non-Ducted, Wall Placement | 206902020 |  | HRCU-A-CB-O | EHS-O18BA | Mini-Splits | EHS-W18BA | 11 | 19 | 10 |  |  |  | FALSE | FALSE | FALSE | 18000 | 11000 | 2.58 | 11041 | 2.2
207641323 |  | Live | Midea Electric Trading | LBG PRODUCTS | Multizone All Ducted | 207641323 |  | HMSV-A-CB | LMUHB36DO | Ducted Indoor Units |  | 11.3 | 19 | 11 |  |  |  | TRUE | FALSE | FALSE | 36000 | 23000 | 2.6 | 33500 | 1.98
207641314 |  | Live | Midea Electric Trading | LBG PRODUCTS | Multizone All Ducted | 207641314 |  | HMSV-A-CB | LMHB48DO | Ducted Indoor Units |  | 10.1 | 20.5 | 11.5 |  |  |  | FALSE | FALSE | FALSE | 49000 | 30400 | 2.69 | 37000 | 2.1
205921399 |  | Live | Midea Electric Trading | MOOVAIR | Singlezone Ducted, Centrally Ducted | 205921399 |  | HRCU-A-CB | DM24HOS25230E3 | Mini-Splits | FM24HIAHUU230X6 | 12.5 | 20 | 10 |  |  |  | FALSE | FALSE | FALSE | 20800 | 17500 | 2.56 | 23388 | 1.83
208119825 |  | Live | Midea Electric Trading | MOOVAIR | Singlezone Non-Ducted, Wall Placement | 208119825 |  | HRCU-A-CB-O | DMA12HOS28230E8 | Mini-Splits | DM12HIW23230E3 | 13.5 | 24.5 | 12.5 |  |  |  | TRUE | TRUE | TRUE | 12000 | 7600 | 2.89 | 12737 | 2.26
208119824 |  | Live | Midea Electric Trading | MOOVAIR | Singlezone Non-Ducted, Wall Placement | 208119824 |  | HRCU-A-CB-O | DMA09HOS28230E8 | Mini-Splits | DM09HIW23230E3 | 15.6 | 26.3 | 12.5 |  |  |  | TRUE | FALSE | FALSE | 9000 | 7100 | 2.85 | 12436 | 2.22
207131748 |  | Live | Midea Electric Trading | MOOVAIR | Singlezone Ducted, Centrally Ducted | 207131748 |  | HRCU-A-CB | DM24HOS25230E3A | Mini-Splits | FM24HIAHUU230X6 | 12.5 | 20 | 11.6 |  |  |  | FALSE | FALSE | FALSE | 22000 | 16500 | 2.6 | 26548 | 2.26
208119826 |  | Live | Midea Electric Trading | MOOVAIR | Singlezone Non-Ducted, Wall Placement | 208119826 |  | HRCU-A-CB-O | DMA18HOS28230E8 | Mini-Splits | DM18HIW23230E3 | 12.5 | 20.5 | 11 |  |  |  | TRUE | FALSE | FALSE | 17000 | 10900 | 2.58 | 20400 | 1.84
208128298 |  | Live | Midea Electric Trading | SEA BREEZE+ | Multizone All Ducted | 208128298 |  | HMSV-A-CB | HMZ36H424ZMO | Ducted Indoor Units |  | 11.3 | 19 | 11 |  |  |  | TRUE | FALSE | FALSE | 36000 | 23000 | 2.6 | 33500 | 1.98
208128292 |  | Live | Midea Electric Trading | SEA BREEZE+ | Multizone All Ducted | 208128292 |  | HMSV-A-CB | MZ48H424ZMO | Ducted Indoor Units |  | 10.1 | 20.5 | 11.5 |  |  |  | FALSE | FALSE | FALSE | 49000 | 30400 | 2.69 | 37000 | 2.1
208128287 |  | Live | Midea Electric Trading | SEA BREEZE+ | Multizone Mix of Ducted and Non-Ducted | 208128287 |  | HMSV-A-CB | MZ27H424ZMO | Mixed Ducted and Non-Ducted Indoor Units |  | 12.5 | 22.05 | 10.35 |  |  |  | TRUE | TRUE | FALSE | 24000 | 15900 | 2.81 | 20076 | 2.16
208128286 |  | Live | Midea Electric Trading | SEA BREEZE+ | Multizone All Ducted | 208128286 |  | HMSV-A-CB | MZ27H424ZMO | Ducted Indoor Units |  | 12.5 | 21.1 | 10.5 |  |  |  | TRUE | TRUE | TRUE | 24000 | 18500 | 2.79 | 21608 | 2.25
207862105 |  | Live | Midea Electric Trading | BREEZE33 | Multizone All Ducted | 207862105 |  | HMSV-A-CB | BZ33-HYP364Z2-G2-P | Ducted Indoor Units |  | 11.3 | 19 | 11 |  |  |  | TRUE | FALSE | FALSE | 36000 | 23000 | 2.6 | 33500 | 1.98
207862096 |  | Live | Midea Electric Trading | BREEZE33 | Multizone All Ducted | 207862096 |  | HMSV-A-CB | BZ33-HP485Z2-G2-P | Ducted Indoor Units |  | 10.1 | 20.5 | 11.5 |  |  |  | FALSE | FALSE | FALSE | 49000 | 30400 | 2.69 | 37000 | 2.1
207742380 |  | Live | Midea Electric Trading | C&H | Multizone All Ducted | 207742380 |  | HMSV-A-CB | CH-HPR36M-230VO | Ducted Indoor Units |  | 11.3 | 19 | 11 |  |  |  | TRUE | FALSE | FALSE | 36000 | 23000 | 2.6 | 33500 | 1.98
207742371 |  | Live | Midea Electric Trading | C&H | Multizone All Ducted | 207742371 |  | HMSV-A-CB | CH-48MES-230VO | Ducted Indoor Units |  | 10.1 | 20.5 | 11.5 |  |  |  | FALSE | FALSE | FALSE | 49000 | 30400 | 2.69 | 37000 | 2.1
207740517 |  | Live | Midea Electric Trading | C&H | Singlezone Non-Ducted, Wall Placement | 207740517 |  | HRCU-A-CB-O | CH-EL36-230VO | Mini-Splits | CH-36ELVWM-230VI | 9.5 | 18 | 12 |  |  |  | FALSE | FALSE | FALSE | 36000 | 20000 | 2.31 | 26800 | 2.07
207252580 |  | Live | Midea Electric Trading | DUOHOME | Singlezone Ducted, Centrally Ducted | 207252580 |  | HRCU-A-CB | DOE30U-48HFN1-MR0 | Mini-Splits | DVC-48HWFN1-M | 9.3 | 17.3 | 10 |  |  |  | FALSE | FALSE | FALSE | 47000 | 33000 | 2 | 36800 | 2
207252581 |  | Live | Midea Electric Trading | DUOHOME | Singlezone Ducted, Centrally Ducted | 207252581 |  | HRCU-A-CB | DOE30U-60HFN1-MR0 | Mini-Splits | DVC-60HWFN1-M | 10.3 | 18 | 9.2 |  |  |  | FALSE | FALSE | FALSE | 57000 | 33800 | 2.46 | 37000 | 1.97
207252579 |  | Live | Midea Electric Trading | DUOHOME | Singlezone Ducted, Centrally Ducted | 207252579 |  | HRCU-A-CB | DOD30U-36HFN1-MR0 | Mini-Splits | DVC-36HWFN1-M | 10.4 | 18 | 9.1 |  |  |  | FALSE | FALSE | FALSE | 36000 | 18400 | 2.29 | 22000 | 2.05
206314612 |  | Live | Midea Electric Trading | DUOHOME | Singlezone Ducted, Compact Ducted | 206314612 |  | HRCU-A-CB | DOE30U-48HFN1-M | Mini-Splits | DTI-48HWFN1-M | 9.2 | 17.4 | 10.3 |  |  |  | FALSE | FALSE | FALSE | 48000 | 33400 | 2.7 | 43500 | 2.43
206314610 |  | Live | Midea Electric Trading | DUOHOME | Singlezone Ducted, Compact Ducted | 206314610 |  | HRCU-A-CB | DOD31-24HFN1-MT0W | Mini-Splits | DTIU-24HWFN1-M | 12.5 | 21.5 | 11 |  |  |  | FALSE | FALSE | TRUE | 24000 | 16000 | 2.69 | 18900 | 2.22
206314611 |  | Live | Midea Electric Trading | DUOHOME | Singlezone Ducted, Compact Ducted | 206314611 |  | HRCU-A-CB | DOD30U-36HFN1-M | Mini-Splits | DTI-36HWFN1-M | 9 | 16.5 | 11.5 |  |  |  | FALSE | FALSE | FALSE | 36000 | 27600 | 2.74 | 33100 | 2.3
205355547 |  | Live | Midea Electric Trading | DUOHOME | Singlezone Non-Ducted, Wall Placement | 205355547 |  | HRCU-A-CB-O | DOBA30-09HFN1-BS0W | Mini-Splits | DSABA-09HRFN1-BS0W | 11.5 | 19 | 10 |  |  |  | FALSE | FALSE | FALSE | 9000 | 6000 | 2.55 | 7599 | 2.16
205355550 |  | Live | Midea Electric Trading | DUOHOME | Singlezone Non-Ducted, Wall Placement | 205355550 |  | HRCU-A-CB-O | DOB30-18HFN1-MS0W | Mini-Splits | DSABD-18HRFN1-MS0W | 11 | 19 | 10 |  |  |  | FALSE | FALSE | FALSE | 18000 | 11000 | 2.58 | 11041 | 2.2
9038619 |  | Live | Midea Electric Trading | WILLIS | Singlezone Non-Ducted, Wall Placement | 9038619 |  | HRCU-A-CB-O | WUHO12KW22S | Mini-Splits | WUHI12KHW | 12.5 | 22.5 | 12 |  |  |  | FALSE | FALSE | FALSE | 12000 | 7800 | 2.63 | 14140 | 2.2
9038618 |  | Live | Midea Electric Trading | WILLIS | Singlezone Non-Ducted, Wall Placement | 9038618 |  | HRCU-A-CB-O | WUHO09KW25S | Mini-Splits | WUHI09KHW | 14.5 | 25 | 11.2 |  |  |  | FALSE | FALSE | FALSE | 9000 | 6900 | 2.73 | 12575 | 1.99
9038626 |  | Live | Midea Electric Trading | WILLIS | Singlezone Non-Ducted, Wall Placement | 9038626 |  | HRCU-A-CB-O | WSM09MH20S/O | Mini-Splits | WSM09MH20S/I | 14 | 20.5 | 10 |  |  |  | FALSE | FALSE | FALSE | 9800 | 6300 | 2.68 | 7979 | 2.15
9038621 |  | Live | Midea Electric Trading | WILLIS | Singlezone Non-Ducted, Wall Placement | 9038621 |  | HRCU-A-CB-O | WUHO24KW20S | Mini-Splits | WUHI24KHW | 13 | 20.5 | 11.5 |  |  |  | FALSE | FALSE | FALSE | 24000 | 15400 | 2.75 | 25710 | 1.95
202415591 |  | Live | Midea Electric Trading | MDV | Singlezone Non-Ducted, Wall Placement | 202415591 |  | HRCU-A-CB-O | MOD30-18HFN1-MZ22W | Mini-Splits | MSAB2F-18HRFN1-MZ22W | 14.5 | 28 | 14 |  |  |  | TRUE | TRUE | TRUE | 18000 | 12300 | 3.19 | 22843 | 2.47
202160451 |  | Live | Midea Electric Trading | MDV | Singlezone Non-Ducted, Wall Placement | 202160451 |  | HRCU-A-CB-O | MOB30-09HFN1-BV0W | Mini-Splits | MS11M-09HRFN1-BV0W | 15.5 | 25.5 | 11.5 |  |  |  | TRUE | FALSE | FALSE | 9500 | 6000 | 2.84 | 8034 | 2.53
9038629 |  | Live | Midea Electric Trading | WILLIS | Singlezone Non-Ducted, Wall Placement | 9038629 |  | HRCU-A-CB-O | WSM24MH20S/O | Mini-Splits | WSM24MH20S/I | 12.5 | 20 | 10 |  |  |  | FALSE | FALSE | FALSE | 24000 | 16000 | 2.46 | 18330 | 1.92
206853242 |  | Live | Midea Electric Trading | ELIOS | Singlezone Ducted, Compact Ducted | 206853242 |  | HRCU-A-CB | DE36HOS25230E3 | Mini-Splits | DM36HIDU230X5 | 9 | 17.5 | 11.5 |  |  |  | FALSE | TRUE | FALSE | 36000 | 28000 | 2.75 | 47500 | 2.22
206853243 |  | Live | Midea Electric Trading | ELIOS | Singlezone Ducted, Compact Ducted | 206853243 |  | HRCU-A-CB | DE48HOS25230E3 | Mini-Splits | DM48HIDU230X5 | 8.7 | 16 | 11.1 |  |  |  | FALSE | FALSE | FALSE | 48000 | 33000 | 2.74 | 54000 | 2.35
206853240 |  | Live | Midea Electric Trading | MOOVAIR | Singlezone Ducted, Compact Ducted | 206853240 |  | HRCU-A-CB | DM36HOS25230E3 | Mini-Splits | DM36HIDU230X5 | 9 | 17.5 | 11.5 |  |  |  | FALSE | TRUE | FALSE | 36000 | 28000 | 2.75 | 47500 | 2.22
206853241 |  | Live | Midea Electric Trading | MOOVAIR | Singlezone Ducted, Compact Ducted | 206853241 |  | HRCU-A-CB | DM48HOS25230E3 | Mini-Splits | DM48HIDU230X5 | 8.7 | 16 | 11.1 |  |  |  | FALSE | FALSE | FALSE | 48000 | 33000 | 2.74 | 54000 | 2.35
206764063 |  | Live | Midea Electric Trading | FRANKLIN | Singlezone Non-Ducted, Wall Placement | 206764063 |  | HRCU-A-CB-O | MSH123E23MCAA | Mini-Splits | MSH123E23AXAA | 13.5 | 24.5 | 12.5 |  |  |  | TRUE | TRUE | TRUE | 12000 | 7500 | 2.85 | 12737 | 2.26
206422437 |  | Live | Midea Electric Trading | CONVECTAIR | Singlezone Non-Ducted, Wall Placement | 206422437 |  | HRCU-A-CB-O | 8120-O | Mini-Splits | 8120-I | 13.5 | 24.5 | 12.5 |  |  |  | FALSE | FALSE | TRUE | 12000 | 7500 | 2.85 | 12737 | 2.26
206764062 |  | Live | Midea Electric Trading | FRANKLIN | Singlezone Non-Ducted, Wall Placement | 206764062 |  | HRCU-A-CB-O | MSH093E23MCAA | Mini-Splits | MSH093E23AXAA | 15.6 | 26.3 | 12.5 |  |  |  | TRUE | FALSE | FALSE | 9000 | 7100 | 2.85 | 12436 | 2.22
205993853 |  | Live | Midea Electric Trading | MDV | Singlezone Non-Ducted, Wall Placement | 205993853 |  | HRCU-A-CB-O | MOX330-12HFN1-MW5W | Mini-Splits | CS11M-12HRFN1-MU5W | 13.5 | 24.5 | 12.5 |  |  |  | TRUE | TRUE | TRUE | 12000 | 7500 | 2.85 | 12737 | 2.26
205993852 |  | Live | Midea Electric Trading | MDV | Singlezone Non-Ducted, Wall Placement | 205993852 |  | HRCU-A-CB-O | MOX330-09HFN1-MY5W | Mini-Splits | CS11M-09HRFN1-MX0W(A) | 15.6 | 26.3 | 12.5 |  |  |  | TRUE | FALSE | FALSE | 9000 | 7100 | 2.85 | 12436 | 2.22
206422436 |  | Live | Midea Electric Trading | CONVECTAIR | Singlezone Non-Ducted, Wall Placement | 206422436 |  | HRCU-A-CB-O | 8090-O | Mini-Splits | 8090-I | 15.6 | 26.3 | 12.5 |  |  |  | FALSE | FALSE | FALSE | 9000 | 7100 | 2.85 | 12436 | 2.22
205313424 |  | Live | Midea Electric Trading | C&H | Multizone All Ducted | 205313424 |  | HMSV-A-CB | CH-HYP48MSPH-230VO | Ducted Indoor Units |  | 11.9 | 20.2 | 10.5 |  |  |  | FALSE | FALSE | FALSE | 48000 | 28000 | 2.41 | 49000 | 2.24
207657616 |  | Live | Midea Electric Trading | COMFORT-AIRE | Multizone All Ducted | 207657616 |  | HMSV-A-CB | A-VMH36QV-1 | Ducted Indoor Units |  | 11.3 | 19 | 11 |  |  |  | TRUE | FALSE | FALSE | 36000 | 23000 | 2.6 | 33500 | 1.98
204012243 |  | Live | Midea Electric Trading | MAX-R | Singlezone Non-Ducted, Wall Placement | 204012243 |  | HRCU-A-CB-O | MAX-R/9K30-OUT | Mini-Splits | MAX-R/9K30-INT | 14.5 | 25 | 11.2 |  |  |  | FALSE | FALSE | FALSE | 9000 | 6900 | 2.73 | 13890 | 2.1
204012248 |  | Live | Midea Electric Trading | MAX-R | Singlezone Non-Ducted, Wall Placement | 204012248 |  | HRCU-A-CB-O | MAX-R/18K20-OUT | Mini-Splits | MAX-R/18K20-INT | 11 | 19 | 10 |  |  |  | FALSE | FALSE | FALSE | 18000 | 11000 | 2.58 | 11041 | 2.2
204012244 |  | Live | Midea Electric Trading | MAX-R | Singlezone Non-Ducted, Wall Placement | 204012244 |  | HRCU-A-CB-O | MAX-R/12K30-OUT | Mini-Splits | MAX-R/12K30-INT | 13 | 22.5 | 12 |  |  |  | FALSE | FALSE | FALSE | 12000 | 7800 | 2.63 | 12259 | 1.96
207645903 |  | Live | Midea Electric Trading | ELIOS | Singlezone Non-Ducted, Ceiling Placement | 207645903 |  | HRCU-A-CB-O | DE48HOS25230E3 | Mini-Splits | DM48HICU230X5 | 8.3 | 16.5 | 10.7 |  |  |  | FALSE | FALSE | FALSE | 48000 | 35000 | 2.6 | 53974 | 2.18
207645901 |  | Live | Midea Electric Trading | MOOVAIR | Singlezone Non-Ducted, Ceiling Placement | 207645901 |  | HRCU-A-CB-O | DM48HOS25230E3 | Mini-Splits | DM48HICU230X5 | 8.3 | 16.5 | 10.7 |  |  |  | FALSE | FALSE | FALSE | 48000 | 35000 | 2.6 | 53974 | 2.18
9150139 |  | Live | Midea Electric Trading | DUCTLESSAIRE | Singlezone Non-Ducted, Wall Placement | 9150139 |  | HRCU-A-CB-O | DA1821-H2-O | Mini-Splits | DA1821-H2-I | 13 | 21 | 10 |  |  |  | TRUE | FALSE | FALSE | 18000 | 10400 | 2.72 | 13597 | 2.46
207430577 |  | Live | Johnson Controls Inc. (York International Norman) | YORK | Singlezone Ducted, Centrally Ducted | 207430577 |  | HRCU-A-CB | HMH72B241 | Ducted Indoor Units | XAFB36DXXN1+ME08BN21+TXV | 10.25 | 17.25 | 9.3 |  |  |  | FALSE | FALSE | FALSE | 22000 | 14100 | 2.4 | 14100 | 2.4
208119830 |  | Live | Midea Electric Trading | ELIOS | Singlezone Non-Ducted, Wall Placement | 208119830 |  | HRCU-A-CB-O | DEA18HOS28230E8 | Mini-Splits | DE18HIW23230E3 | 12.5 | 20.5 | 11 |  |  |  | TRUE | FALSE | FALSE | 17000 | 10900 | 2.58 | 20400 | 1.84
208119828 |  | Live | Midea Electric Trading | ELIOS | Singlezone Non-Ducted, Wall Placement | 208119828 |  | HRCU-A-CB-O | DEA09HOS28230E8 | Mini-Splits | DE09HIW23230E3 | 15.6 | 26.3 | 12.5 |  |  |  | TRUE | FALSE | FALSE | 9000 | 7100 | 2.85 | 12436 | 2.22
208119829 |  | Live | Midea Electric Trading | ELIOS | Singlezone Non-Ducted, Wall Placement | 208119829 |  | HRCU-A-CB-O | DEA12HOS28230E8 | Mini-Splits | DE12HIW23230E3 | 13.5 | 24.5 | 12.5 |  |  |  | TRUE | TRUE | TRUE | 12000 | 7500 | 2.85 | 12737 | 2.26
207434646 |  | Live | Johnson Controls Inc. (York International Norman) | COLEMAN | Singlezone Ducted, Centrally Ducted | 207434646 |  | HRCU-A-CB | HMH72B241 | Ducted Indoor Units | XAFB36DXXN1+ME08BN21+TXV | 10.25 | 17.25 | 9.3 |  |  |  | FALSE | FALSE | FALSE | 22000 | 14100 | 2.4 | 14100 | 2.4
207339190 |  | Live | Midea Electric Trading | MRCOOL | Singlezone Non-Ducted, Wall Placement | 207339190 |  | HRCU-A-CB-O | DIY-36-HP-C-230C | Mini-Splits | DIY-36-HP-WMAH-230C25 | 8.7 | 18 | 12 |  |  |  | FALSE | FALSE | FALSE | 36000 | 21000 | 2.25 | 24000 | 1.91
205415980 |  | Live | Midea Electric Trading | MRCOOL | Singlezone Non-Ducted, Wall Placement | 205415980 |  | HRCU-A-CB-O | A-09-HP-C-115B | Mini-Splits | A-09-HP-WMAH-115B | 11.5 | 19 | 10 |  |  |  | FALSE | FALSE | FALSE | 9000 | 6000 | 2.55 | 7599 | 2.16
207434647 |  | Live | Johnson Controls Inc. (York International Norman) | LUXAIRE | Singlezone Ducted, Centrally Ducted | 207434647 |  | HRCU-A-CB | HMH72B241 | Ducted Indoor Units | XAFB36DXXN1+ME08BN21+TXV | 10.25 | 17.25 | 9.3 |  |  |  | FALSE | FALSE | FALSE | 22000 | 14100 | 2.4 | 14100 | 2.4
203401044 |  | Live | Midea Electric Trading | AIRLUX | Singlezone Ducted, Compact Ducted | 203401044 |  | HRCU-A-CB | ASZ18O | Mini-Splits | AMD18I | 12.5 | 19 | 10.5 |  |  |  | FALSE | FALSE | FALSE | 18000 | 12000 | 2.61 | 12500 | 2.39
207526886 |  | Live | Trane U.S. Inc. | TRANE | Singlezone Ducted, Centrally Ducted | 207526886 |  | HRCU-A-CB | 4TWV8X36A1 |  | TEM6A0C36H31+TDR+RP | 12.4 | 18 | 9.6 |  |  |  | FALSE | FALSE | FALSE | 34400 | 24800 | 3.11 | 25100 | 2.34
203401050 |  | Live | Midea Electric Trading | AIRLUX | Singlezone Ducted, Compact Ducted | 203401050 |  | HRCU-A-CB | ASZ36O | Mini-Splits | AMD36I | 9 | 16.5 | 11.5 |  |  |  | FALSE | FALSE | FALSE | 36000 | 27600 | 2.74 | 33100 | 2.3
207434658 |  | Live | Johnson Controls Inc. (York International Norman) | FRASER-JOHNSTON | Singlezone Ducted, Centrally Ducted | 207434658 |  | HRCU-A-CB | HMH72B241 | Ducted Indoor Units | XAFB36DXXN1+ME08BN21+TXV | 10.25 | 17.25 | 9.3 |  |  |  | FALSE | FALSE | FALSE | 22000 | 14100 | 2.4 | 14100 | 2.4
203401043 |  | Live | Midea Electric Trading | AIRLUX | Singlezone Ducted, Compact Ducted | 203401043 |  | HRCU-A-CB | ASZ24O | Mini-Splits | AMD24I | 12.5 | 21.5 | 11 |  |  |  | FALSE | FALSE | TRUE | 24000 | 16000 | 2.69 | 18900 | 2.22
203401047 |  | Live | Midea Electric Trading | AIRLUX | Singlezone Non-Ducted, Wall Placement | 203401047 |  | HRCU-A-CB-O | ASZ18O | Mini-Splits | AMM18I | 13 | 21 | 10 |  |  |  | FALSE | FALSE | FALSE | 18000 | 10400 | 2.72 | 13597 | 2.46
207434659 |  | Live | Johnson Controls Inc. (York International Norman) | CHAMPION HEATING AND COOLING | Singlezone Ducted, Centrally Ducted | 207434659 |  | HRCU-A-CB | HMH72B241 | Ducted Indoor Units | XAFB36DXXN1+ME08BN21+TXV | 10.25 | 17.25 | 9.3 |  |  |  | FALSE | FALSE | FALSE | 22000 | 14100 | 2.4 | 14100 | 2.4
203401048 |  | Live | Midea Electric Trading | AIRLUX | Singlezone Non-Ducted, Wall Placement | 203401048 |  | HRCU-A-CB-O | ASZ09O | Mini-Splits | AMM09I | 14 | 22.8 | 10.5 |  |  |  | FALSE | FALSE | FALSE | 9000 | 6400 | 2.76 | 9229 | 2.15
207430578 |  | Live | Johnson Controls Inc. (York International Norman) | YORK | Singlezone Ducted, Centrally Ducted | 207430578 |  | HRCU-A-CB | HMH72B241 | Ducted Indoor Units | XAUB36DXXN1+ME08BN21+TXV | 10.25 | 17.25 | 9.3 |  |  |  | FALSE | FALSE | FALSE | 22000 | 14100 | 2.4 | 14100 | 2.4
207698038 |  | Live | Midea Electric Trading | COMFORTSTAR | Singlezone Ducted, Centrally Ducted | 207698038 |  | HRCU-A-CB | CPR36CD(O) | Mini-Splits | AHU36-SG2 | 10.4 | 18 | 9.1 |  |  |  | FALSE | FALSE | FALSE | 36000 | 18400 | 2.29 | 22000 | 2.05
207804188 |  | Live | Midea Electric Trading | COMFORTSTAR | Singlezone Non-Ducted, Wall Placement | 207804188 |  | HRCU-A-CB-O | CHI36CD(O) | Mini-Splits | CHI36CD(I) | 9.5 | 18 | 12 |  |  |  | FALSE | FALSE | FALSE | 36000 | 20000 | 2.31 | 26800 | 2.07
207658983 |  | Live | Midea Electric Trading | COMFORTSTAR | Multizone All Ducted | 207658983 |  | HMSV-A-CB | CVH-36-4SH | Ducted Indoor Units |  | 11.3 | 19 | 11 |  |  |  | TRUE | FALSE | FALSE | 36000 | 23000 | 2.6 | 33500 | 1.98
207434645 |  | Live | Johnson Controls Inc. (York International Norman) | COLEMAN | Singlezone Ducted, Centrally Ducted | 207434645 |  | HRCU-A-CB | HMH72B241 | Ducted Indoor Units | XAUB36DXXN1+ME08BN21+TXV | 10.25 | 17.25 | 9.3 |  |  |  | FALSE | FALSE | FALSE | 22000 | 14100 | 2.4 | 14100 | 2.4
207658974 |  | Live | Midea Electric Trading | COMFORTSTAR | Multizone All Ducted | 207658974 |  | HMSV-A-CB | CMZ-54-5Z | Ducted Indoor Units |  | 10.1 | 20.5 | 11.5 |  |  |  | FALSE | FALSE | FALSE | 49000 | 30400 | 2.69 | 37000 | 2.1
207434648 |  | Live | Johnson Controls Inc. (York International Norman) | LUXAIRE | Singlezone Ducted, Centrally Ducted | 207434648 |  | HRCU-A-CB | HMH72B241 | Ducted Indoor Units | XAUB36DXXN1+ME08BN21+TXV | 10.25 | 17.25 | 9.3 |  |  |  | FALSE | FALSE | FALSE | 22000 | 14100 | 2.4 | 14100 | 2.4
207658920 |  | Live | Midea Electric Trading | COMFORTSTAR | Singlezone Non-Ducted, Wall Placement | 207658920 |  | HRCU-A-CB-O | CGS36CD(O) | Mini-Splits | CGS36CD(I) | 9.5 | 18 | 12 |  |  |  | FALSE | FALSE | FALSE | 36000 | 20000 | 2.31 | 26800 | 2.07
207690471 |  | Live | Midea Electric Trading | COMFORTSTAR | Singlezone Ducted, Centrally Ducted | 207690471 |  | HRCU-A-CB | CPR60CD(O) | Mini-Splits | AHU60-SG2 | 10.3 | 18 | 9.2 |  |  |  | FALSE | FALSE | FALSE | 57000 | 33800 | 2.46 | 37000 | 1.97
207434657 |  | Live | Johnson Controls Inc. (York International Norman) | FRASER-JOHNSTON | Singlezone Ducted, Centrally Ducted | 207434657 |  | HRCU-A-CB | HMH72B241 | Ducted Indoor Units | XAUB36DXXN1+ME08BN21+TXV | 10.25 | 17.25 | 9.3 |  |  |  | FALSE | FALSE | FALSE | 22000 | 14100 | 2.4 | 14100 | 2.4
207690468 |  | Live | Midea Electric Trading | COMFORTSTAR | Singlezone Ducted, Centrally Ducted | 207690468 |  | HRCU-A-CB | CPR30CD(O) | Mini-Splits | AHU30-SG2 | 10.9 | 19.5 | 10.3 |  |  |  | FALSE | FALSE | FALSE | 30000 | 19000 | 2.34 | 22030 | 2.21
207434660 |  | Live | Johnson Controls Inc. (York International Norman) | CHAMPION HEATING AND COOLING | Singlezone Ducted, Centrally Ducted | 207434660 |  | HRCU-A-CB | HMH72B241 | Ducted Indoor Units | XAUB36DXXN1+ME08BN21+TXV | 10.25 | 17.25 | 9.3 |  |  |  | FALSE | FALSE | FALSE | 22000 | 14100 | 2.4 | 14100 | 2.4
207690469 |  | Live | Midea Electric Trading | COMFORTSTAR | Singlezone Ducted, Centrally Ducted | 207690469 |  | HRCU-A-CB | CPR36CD(0) | Mini-Splits | AHU36-SG2 | 10.4 | 18 | 9.1 |  |  |  | FALSE | FALSE | FALSE | 36000 | 18400 | 2.29 | 22000 | 2.05
207690470 |  | Live | Midea Electric Trading | COMFORTSTAR | Singlezone Ducted, Centrally Ducted | 207690470 |  | HRCU-A-CB | CPR48CD(O) | Mini-Splits | AHU48-SG2 | 9.3 | 17.3 | 10 |  |  |  | FALSE | FALSE | FALSE | 47000 | 33000 | 2 | 36800 | 2
208500017 |  | Live | Johnson Controls Inc. (York International Norman) | YORK | Singlezone Ducted, Centrally Ducted | 208500017 |  | HRCU-A-CB | HMH72B241 | Ducted Indoor Units | XAHB36DXXN1+JMVT12BC2N1+TXV | 10 | 17 | 9 |  |  |  | FALSE | FALSE | FALSE | 21800 | 13900 | 2.4 | 13900 | 2.4
207690466 |  | Live | Midea Electric Trading | COMFORTSTAR | Singlezone Ducted, Centrally Ducted | 207690466 |  | HRCU-A-CB | CPR18CD(O) | Mini-Splits | AHU18-SG2 | 11.1 | 19 | 10.8 |  |  |  | FALSE | FALSE | FALSE | 18000 | 11500 | 2.7 | 11900 | 2.13
207690467 |  | Live | Midea Electric Trading | COMFORTSTAR | Singlezone Ducted, Centrally Ducted | 207690467 |  | HRCU-A-CB | CPR24CD(O) | Mini-Splits | AHU24-SG2 | 11.3 | 19.4 | 11.3 |  |  |  | FALSE | TRUE | FALSE | 24000 | 17000 | 2.75 | 21500 | 2.35
208501673 |  | Live | Johnson Controls Inc. (York International Norman) | COLEMAN | Singlezone Ducted, Centrally Ducted | 208501673 |  | HRCU-A-CB | HMH72B241 | Ducted Indoor Units | XAHB36DXXN1+JMVT12BC2N1+TXV | 10 | 17 | 9 |  |  |  | FALSE | FALSE | FALSE | 21800 | 13900 | 2.4 | 13900 | 2.4
207658924 |  | Live | Midea Electric Trading | COMFORTSTAR | Singlezone Non-Ducted, Wall Placement | 207658924 |  | HRCU-A-CB-O | CZP18CD(O) | Mini-Splits | CHF18CD(I) | 12.5 | 22.6 | 12 |  |  |  | FALSE | FALSE | FALSE | 18000 | 12700 | 2.55 | 15934 | 2.37
208501674 |  | Live | Johnson Controls Inc. (York International Norman) | LUXAIRE | Singlezone Ducted, Centrally Ducted | 208501674 |  | HRCU-A-CB | HMH72B241 | Ducted Indoor Units | XAHB36DXXN1+JMVT12BC2N1+TXV | 10 | 17 | 9 |  |  |  | FALSE | FALSE | FALSE | 21800 | 13900 | 2.4 | 13900 | 2.4
207683242 |  | Live | Midea Electric Trading | NAPOLEON | Multizone All Ducted | 207683242 |  | HMSV-A-CB | NDHAM-36-O | Ducted Indoor Units |  | 11.3 | 19 | 11 |  |  |  | FALSE | FALSE | FALSE | 36000 | 23000 | 2.6 | 33500 | 1.98
208501676 |  | Live | Johnson Controls Inc. (York International Norman) | FRASER-JOHNSTON | Singlezone Ducted, Centrally Ducted | 208501676 |  | HRCU-A-CB | HMH72B241 | Ducted Indoor Units | XAHB36DXXN1+JMVT12BC2N1+TXV | 10 | 17 | 9 |  |  |  | FALSE | FALSE | FALSE | 21800 | 13900 | 2.4 | 13900 | 2.4
206597271 |  | Live | Midea Electric Trading | NAPOLEON | Singlezone Non-Ducted, Wall Placement | 206597271 |  | HRCU-A-CB-O | NH25-18H-O | Mini-Splits | NH25-18F-I | 12.5 | 20.5 | 11 |  |  |  | TRUE | FALSE | FALSE | 17000 | 10900 | 2.58 | 20400 | 1.84
208501678 |  | Live | Johnson Controls Inc. (York International Norman) | CHAMPION HEATING AND COOLING | Singlezone Ducted, Centrally Ducted | 208501678 |  | HRCU-A-CB | HMH72B241 | Ducted Indoor Units | XAHB36DXXN1+JMVT12BC2N1+TXV | 10 | 17 | 9 |  |  |  | FALSE | FALSE | FALSE | 21800 | 13900 | 2.4 | 13900 | 2.4
208073247 |  | Live | Midea Electric Trading | AC BEST LA | Multizone Mix of Ducted and Non-Ducted | 208073247 |  | HMSV-A-CB | M3OJ-27HFN1-M | Mixed Ducted and Non-Ducted Indoor Units |  | 11.6 | 21.75 | 10.2 |  |  |  | FALSE | FALSE | FALSE | 27400 | 16100 | 2.67 | 20570 | 2.2
208073239 |  | Live | Midea Electric Trading | AC BEST LA | Multizone Mix of Ducted and Non-Ducted | 208073239 |  | HMSV-A-CB | M2OA-18HFN1-M | Mixed Ducted and Non-Ducted Indoor Units |  | 12.25 | 20.25 | 10.7 |  |  |  | FALSE | FALSE | FALSE | 18000 | 11800 | 2.77 | 16100 | 2.47
205921390 |  | Live | Midea Electric Trading | SENVILLE | Singlezone Ducted, Compact Ducted | 205921390 |  | HRCU-A-CB | SENA/09HF/OZ | Mini-Splits | SENA/09HF/ID | 13.5 | 23 | 12 |  |  |  | TRUE | TRUE | TRUE | 9000 | 7200 | 2.74 | 11300 | 1.55
205921393 |  | Live | Midea Electric Trading | SENVILLE | Singlezone Ducted, Compact Ducted | 205921393 |  | HRCU-A-CB | SENA/24HF/OZ | Mini-Splits | SENA/24HF/ID | 12.5 | 20.5 | 12.5 |  |  |  | TRUE | TRUE | TRUE | 24000 | 17200 | 2.56 | 25200 | 1.81
205921391 |  | Live | Midea Electric Trading | SENVILLE | Singlezone Ducted, Compact Ducted | 205921391 |  | HRCU-A-CB | SENA/12HF/OZ | Mini-Splits | SENA/12HF/ID | 12.5 | 20.5 | 11 |  |  |  | TRUE | TRUE | TRUE | 12000 | 8500 | 2.57 | 12400 | 1.79
206918567 |  | Live | Trane U.S. Inc. | TRANE | Singlezone Ducted, Centrally Ducted | 206918567 |  | HRCU-A-CB | 4TWV8036A1 |  | TEM6A0C36H31+TDR+RP | 12.4 | 18 | 9.6 |  |  |  | FALSE | FALSE | FALSE | 34400 | 24800 | 3.11 | 25100 | 2.34
208136302 |  | Live | Midea Electric Trading | LBG PRODUCTS | Singlezone Ducted, Centrally Ducted | 208136302 |  | HRCU-A-CB | LCHB30DO |  | LCHB30DHNI | 10.9 | 19.5 | 10.3 |  |  |  | FALSE | FALSE | FALSE | 30000 | 19000 | 2.34 | 22030 | 2.21
208136317 |  | Live | Midea Electric Trading | MOOVAIR | Multizone All Ducted | 208136317 |  | HMSV-A-CB | DMA55HOM23230X2 | Ducted Indoor Units |  | 10.5 | 19 | 10.8 |  |  |  | FALSE | FALSE | FALSE | 55000 | 35000 | 2.6 | 38000 | 2.22
208142954 |  | Live | Midea Electric Trading | COMFORTSTAR | Singlezone Ducted, Centrally Ducted | 208142954 |  | HRCU-A-CB | CPR30CD(O) |  | AHU30-SG2 | 10.9 | 19.5 | 10.3 |  |  |  | FALSE | FALSE | FALSE | 30000 | 19000 | 2.34 | 22030 | 2.21
208121915 |  | Live | Midea Electric Trading | ALSETRIA | Multizone All Ducted | 208121915 |  | HMSV-A-CB | M5OG-48HFN1-M | Ducted Indoor Units |  | 10.1 | 20.5 | 11.5 |  |  |  | FALSE | FALSE | FALSE | 49000 | 30400 | 2.69 | 37000 | 2.1
208130387 |  | Live | Midea Electric Trading | ALSETRIA | Singlezone Ducted, Centrally Ducted | 208130387 |  | HRCU-A-CB | MOD30U-30HFN1-MR0 |  | MVC-30HWFN1-M | 10.9 | 19.5 | 10.3 |  |  |  | FALSE | FALSE | FALSE | 30000 | 19000 | 2.34 | 22030 | 2.21
208121895 |  | Live | Midea Electric Trading | ALSETRIA | Singlezone Non-Ducted, Wall Placement | 208121895 |  | HRCU-A-CB-O | MOD30-36HFN1-MR0Q1W | Mini-Splits | MSABF-36HRFN1-MR0Q1W | 8.7 | 18 | 12 |  |  |  | FALSE | FALSE | FALSE | 36000 | 21000 | 2.25 | 24000 | 1.91
208121887 |  | Live | Midea Electric Trading | ALSETRIA | Singlezone Non-Ducted, Wall Placement | 208121887 |  | HRCU-A-CB-O | MOD31-36HFN1-MP0W | Mini-Splits | MSAGF-36HRFNX-MR0W | 9.5 | 18 | 12 |  |  |  | FALSE | FALSE | FALSE | 36000 | 20000 | 2.31 | 26800 | 2.07
208121898 |  | Live | Midea Electric Trading | ALSETRIA | Singlezone Non-Ducted, Wall Placement | 208121898 |  | HRCU-A-CB-O | MOX430-18HFN1-MT8W | Mini-Splits | MSEPC-18HRFN1-MU0W | 12.5 | 22.6 | 12 |  |  |  | FALSE | FALSE | FALSE | 18000 | 12700 | 2.55 | 15934 | 2.37
208121878 |  | Live | Midea Electric Trading | ECO-AIR | Multizone All Ducted | 208121878 |  | HMSV-A-CB | M5OG-48HFN1-M | Ducted Indoor Units |  | 10.1 | 20.5 | 11.5 |  |  |  | FALSE | FALSE | FALSE | 49000 | 30400 | 2.69 | 37000 | 2.1
208121858 |  | Live | Midea Electric Trading | ECO-AIR | Singlezone Non-Ducted, Wall Placement | 208121858 |  | HRCU-A-CB-O | MOD30-36HFN1-MR0Q1W | Mini-Splits | MSABF-36HRFN1-MR0Q1W | 8.7 | 18 | 12 |  |  |  | FALSE | FALSE | FALSE | 36000 | 21000 | 2.25 | 24000 | 1.91
208121861 |  | Live | Midea Electric Trading | ECO-AIR | Singlezone Non-Ducted, Wall Placement | 208121861 |  | HRCU-A-CB-O | MOX430-18HFN1-MT8W | Mini-Splits | MSEPC-18HRFN1-MU0W | 12.5 | 22.6 | 12 |  |  |  | FALSE | FALSE | FALSE | 18000 | 12700 | 2.55 | 15934 | 2.37
205281385 |  | Live | Midea Electric Trading | NOVAIR PLUS | Singlezone Non-Ducted, Ceiling Placement | 205281385 |  | HRCU-A-CB-O | 24EVANVO | Mini-Splits | 24EVCNVI | 12.5 | 20 | 10.5 |  |  |  | FALSE | FALSE | FALSE | 24000 | 15800 | 2.56 | 17841 | 2.09
205281383 |  | Live | Midea Electric Trading | NOVAIR PLUS | Singlezone Non-Ducted, Ceiling Placement | 205281383 |  | HRCU-A-CB-O | 18EVANVO | Mini-Splits | 18EVCNVI | 12.5 | 20 | 10.3 |  |  |  | TRUE | FALSE | FALSE | 18000 | 12000 | 2.53 | 12000 | 2.23
205281380 |  | Live | Midea Electric Trading | NOVAIR PLUS | Singlezone Non-Ducted, Ceiling Placement | 205281380 |  | HRCU-A-CB-O | 12EVONVO | Mini-Splits | 12EVCNVI | 12.5 | 19.5 | 10.6 |  |  |  | TRUE | FALSE | FALSE | 12000 | 8700 | 2.68 | 13136 | 1.97
207526895 |  | Live | Trane U.S. Inc. | TRANE | Singlezone Ducted, Centrally Ducted | 207526895 |  | HRCU-A-CB | 4TWV8X24A1 |  | TEM6A0B30H21+TDR+RP | 13 | 18 | 9.6 |  |  |  | FALSE | FALSE | FALSE | 23600 | 16600 | 2.04 | 16800 | 2.39
205281392 |  | Live | Midea Electric Trading | NOVAIR PLUS | Singlezone Ducted, Compact Ducted | 205281392 |  | HRCU-A-CB | 24EVONVO | Mini-Splits | 24EVDNVI | 12.5 | 20.5 | 12.5 |  |  |  | TRUE | TRUE | TRUE | 24000 | 17200 | 2.56 | 25200 | 1.81
205281386 |  | Live | Midea Electric Trading | NOVAIR PLUS | Singlezone Ducted, Compact Ducted | 205281386 |  | HRCU-A-CB | 09EVONVO | Mini-Splits | 09EVDNVI | 13.5 | 23 | 12 |  |  |  | TRUE | TRUE | TRUE | 9000 | 7200 | 2.74 | 11300 | 1.55
205281393 |  | Live | Midea Electric Trading | NOVAIR PLUS | Singlezone Ducted, Compact Ducted | 205281393 |  | HRCU-A-CB | 24EVANVO | Mini-Splits | 24EVDNVI | 12.5 | 21.5 | 11 |  |  |  | TRUE | TRUE | TRUE | 24000 | 16000 | 2.69 | 18900 | 2.22
205281391 |  | Live | Midea Electric Trading | NOVAIR PLUS | Singlezone Ducted, Compact Ducted | 205281391 |  | HRCU-A-CB | 18EVANVO | Mini-Splits | 18EVDNVI | 12.5 | 19 | 10.5 |  |  |  | TRUE | FALSE | FALSE | 18000 | 12000 | 2.61 | 12500 | 2.39
205281388 |  | Live | Midea Electric Trading | NOVAIR PLUS | Singlezone Ducted, Compact Ducted | 205281388 |  | HRCU-A-CB | 12EVONVO | Mini-Splits | 12EVDNVI | 12.5 | 20.5 | 11 |  |  |  | TRUE | TRUE | TRUE | 12000 | 8500 | 2.57 | 12400 | 1.79
205281379 |  | Live | Midea Electric Trading | NOVAIR PLUS | Singlezone Non-Ducted, Ceiling Placement | 205281379 |  | HRCU-A-CB-O | 09EVANVO | Mini-Splits | 09EVCNVI | 13 | 20 | 10.5 |  |  |  | FALSE | FALSE | FALSE | 9000 | 5800 | 2.66 | 8639 | 2.08
206918615 |  | Live | Trane U.S. Inc. | TRANE | Singlezone Ducted, Centrally Ducted | 206918615 |  | HRCU-A-CB | 4TWV8024A1 |  | TEM6A0B30H21+TDR+RP | 13 | 18 | 9.6 |  |  |  | FALSE | FALSE | FALSE | 23600 | 16600 | 2.04 | 16800 | 2.39
205281387 |  | Live | Midea Electric Trading | NOVAIR PLUS | Singlezone Ducted, Compact Ducted | 205281387 |  | HRCU-A-CB | 09EVANVO | Mini-Splits | 09EVDNVI | 13.5 | 20.5 | 11.5 |  |  |  | TRUE | TRUE | TRUE | 9000 | 6800 | 2.93 | 8900 | 2.09
208121850 |  | Live | Midea Electric Trading | ECO-AIR | Singlezone Non-Ducted, Wall Placement | 208121850 |  | HRCU-A-CB-O | MOD31-36HFN1-MP0W | Mini-Splits | MSAGF-36HRFNX-MR0W | 9.5 | 18 | 12 |  |  |  | FALSE | FALSE | FALSE | 36000 | 20000 | 2.31 | 26800 | 2.07
208130398 |  | Live | Midea Electric Trading | ECO-AIR | Singlezone Ducted, Centrally Ducted | 208130398 |  | HRCU-A-CB | MOD30U-30HFN1-MR0 |  | MVC-30HWFN1-M | 10.9 | 19.5 | 10.3 |  |  |  | FALSE | FALSE | FALSE | 30000 | 19000 | 2.34 | 22030 | 2.21
208141195 |  | Live | Midea Electric Trading | KERR | Singlezone Non-Ducted, Wall Placement | 208141195 |  | HRCU-A-CB-O | A-KMH18SV-1 | Mini-Splits | B-KMH18SU-1 | 12.5 | 20.5 | 11 |  |  |  | TRUE | FALSE | FALSE | 17000 | 10900 | 2.58 | 20400 | 1.84
206913572 |  | Live | Midea Electric Trading | KERR | Singlezone Non-Ducted, Wall Placement | 206913572 |  | HRCU-A-CB-O | A-KMH18SU-1 | Mini-Splits | B-KMH18SU-1A | 12.5 | 20.5 | 11 |  |  |  | TRUE | FALSE | FALSE | 17000 | 10900 | 2.58 | 20400 | 1.84
208141194 |  | Live | Midea Electric Trading | KERR | Singlezone Non-Ducted, Wall Placement | 208141194 |  | HRCU-A-CB-O | A-KMH12SV-1 | Mini-Splits | B-KMH12SU-1 | 13.5 | 24.5 | 12.5 |  |  |  | TRUE | TRUE | TRUE | 12000 | 7600 | 2.89 | 12737 | 2.26
208141193 |  | Live | Midea Electric Trading | KERR | Singlezone Non-Ducted, Wall Placement | 208141193 |  | HRCU-A-CB-O | A-KMH09SV-1 | Mini-Splits | B-KMH09SU-1 | 15.6 | 26.3 | 12.5 |  |  |  | TRUE | FALSE | FALSE | 9000 | 7100 | 2.85 | 12436 | 2.22
206061624 |  | Live | Midea Electric Trading | KERR | Singlezone Non-Ducted, Wall Placement | 206061624 |  | HRCU-A-CB-O | A-VMH24SU-1A | Mini-Splits | B-VMH24SU-1A | 13 | 21 | 12 |  |  |  | FALSE | FALSE | FALSE | 26000 | 19400 | 2.95 | 27903 | 2.28
206913037 |  | Live | Midea Electric Trading | KERR | Singlezone Non-Ducted, Wall Placement | 206913037 |  | HRCU-A-CB-O | A-KMH18SU-1A | Mini-Splits | B-KMH18SU-1 | 12.5 | 20.5 | 11 |  |  |  | TRUE | FALSE | FALSE | 17000 | 10900 | 2.58 | 20400 | 1.84
208136311 |  | Live | Midea Electric Trading | ELIOS | Multizone All Ducted | 208136311 |  | HMSV-A-CB | DEA55HOM23230X2 | Ducted Indoor Units |  | 10.5 | 19 | 10.8 |  |  |  | FALSE | FALSE | FALSE | 55000 | 35000 | 2.6 | 38000 | 2.22
206900423 |  | Live | Midea Electric Trading | GOODMAN | Singlezone Non-Ducted, Ceiling Placement | 206900423 |  | HRCU-A-CB-O | MSH093E21MCAA | Mini-Splits | MST093E20ACAA | 13 | 20 | 10.5 |  |  |  | FALSE | FALSE | FALSE | 9000 | 5800 | 2.66 | 8639 | 2.08
208141174 |  | Live | Midea Electric Trading | COMFORT-AIRE | Singlezone Non-Ducted, Wall Placement | 208141174 |  | HRCU-A-CB-O | A-VMH12SV-1 | Mini-Splits | B-VMH12SU-1C | 13.5 | 24.5 | 12.5 |  |  |  | TRUE | TRUE | TRUE | 12000 | 7600 | 2.89 | 12737 | 2.26
208141181 |  | Live | Midea Electric Trading | COMFORT-AIRE | Singlezone Non-Ducted, Wall Placement | 208141181 |  | HRCU-A-CB-O | A-KMH09SV-1 | Mini-Splits | B-KMH09SU-1 | 15.6 | 26.3 | 12.5 |  |  |  | TRUE | FALSE | FALSE | 9000 | 7100 | 2.85 | 12436 | 2.22
208141173 |  | Live | Midea Electric Trading | COMFORT-AIRE | Singlezone Non-Ducted, Wall Placement | 208141173 |  | HRCU-A-CB-O | A-VMH09SV-1 | Mini-Splits | B-VMH09SU-1C | 15.6 | 26.3 | 12.5 |  |  |  | TRUE | FALSE | FALSE | 9000 | 7100 | 2.85 | 12436 | 2.22
208141182 |  | Live | Midea Electric Trading | COMFORT-AIRE | Singlezone Non-Ducted, Wall Placement | 208141182 |  | HRCU-A-CB-O | A-KMH12SV-1 | Mini-Splits | B-KMH12SU-1 | 13.5 | 24.5 | 12.5 |  |  |  | TRUE | TRUE | TRUE | 12000 | 7600 | 2.89 | 12737 | 2.26
208141169 |  | Live | Midea Electric Trading | COMFORT-AIRE | Singlezone Non-Ducted, Wall Placement | 208141169 |  | HRCU-A-CB-O | A-VMH18SV-1 | Mini-Splits | B-VMH18SU-1A | 12.5 | 20.5 | 11 |  |  |  | TRUE | FALSE | FALSE | 17000 | 10900 | 2.58 | 20400 | 1.84
208141183 |  | Live | Midea Electric Trading | COMFORT-AIRE | Singlezone Non-Ducted, Wall Placement | 208141183 |  | HRCU-A-CB-O | A-KMH18SV-1 | Mini-Splits | B-KMH18SU-1 | 12.5 | 20.5 | 11 |  |  |  | TRUE | FALSE | FALSE | 17000 | 10900 | 2.58 | 20400 | 1.84
206913570 |  | Live | Midea Electric Trading | COMFORT-AIRE | Singlezone Non-Ducted, Wall Placement | 206913570 |  | HRCU-A-CB-O | A-VMH18SU-1A | Mini-Splits | B-VMH18SU-1B | 12.5 | 20.5 | 11 |  |  |  | TRUE | FALSE | FALSE | 17000 | 10900 | 2.58 | 20400 | 1.84
208141168 |  | Live | Midea Electric Trading | COMFORT-AIRE | Singlezone Non-Ducted, Wall Placement | 208141168 |  | HRCU-A-CB-O | A-VMH12SV-1 | Mini-Splits | B-VMH12SU-1 | 13.5 | 24.5 | 12.5 |  |  |  | TRUE | TRUE | TRUE | 12000 | 7600 | 2.89 | 12737 | 2.26
208141167 |  | Live | Midea Electric Trading | COMFORT-AIRE | Singlezone Non-Ducted, Wall Placement | 208141167 |  | HRCU-A-CB-O | A-VMH09SV-1 | Mini-Splits | B-VMH09SU-1 | 15.6 | 26.3 | 12.5 |  |  |  | TRUE | FALSE | FALSE | 9000 | 7100 | 2.85 | 12436 | 2.22
206913035 |  | Live | Midea Electric Trading | COMFORT-AIRE | Singlezone Non-Ducted, Wall Placement | 206913035 |  | HRCU-A-CB-O | A-VMH18SU-1B | Mini-Splits | B-VMH18SU-1A | 12.5 | 20.5 | 11 |  |  |  | TRUE | FALSE | FALSE | 17000 | 10900 | 2.58 | 20400 | 1.84
205288546 |  | Live | Midea Electric Trading | COMFORT-AIRE | Singlezone Non-Ducted, Wall Placement | 205288546 |  | HRCU-A-CB-O | A-VMH12SU-1 | Mini-Splits | B-VMH12SU-1C | 13 | 22.5 | 12 |  |  |  | FALSE | FALSE | FALSE | 12000 | 7800 | 2.63 | 12259 | 1.96
205288547 |  | Live | Midea Electric Trading | COMFORT-AIRE | Singlezone Non-Ducted, Wall Placement | 205288547 |  | HRCU-A-CB-O | A-VMH09SU-1 | Mini-Splits | B-VMH09SU-1C | 14.5 | 25 | 11.2 |  |  |  | TRUE | FALSE | FALSE | 9000 | 6900 | 2.73 | 13890 | 2.1
206764070 |  | Live | Midea Electric Trading | FRANKLIN | Multizone Mix of Ducted and Non-Ducted | 206764070 |  | HMSV-A-CB | MST183E23MHAA | Mixed Ducted and Non-Ducted Indoor Units |  | 12 | 20.5 | 10 |  |  |  | TRUE | TRUE | TRUE | 18700 | 11500 | 2.59 | 18500 | 2.15
207641229 |  | Live | Midea Electric Trading | MDV | Multizone All Ducted | 207641229 |  | HMSV-A-CB | M4OI-36HFN1-M | Ducted Indoor Units | MTIU-09HWFN1-M | 11.3 | 19 | 11 |  |  |  | TRUE | FALSE | FALSE | 36000 | 23000 | 2.6 | 33500 | 1.98
208132548 |  | Live | Midea Electric Trading | MDV | Multizone All Ducted | 208132548 |  | HMSV-A-CB | M5OA-55HFN1-M* | Ducted Indoor Units | MTIU-09HWFN1-M | 10.5 | 19 | 10.8 |  |  |  | FALSE | FALSE | FALSE | 55000 | 35000 | 2.6 | 38000 | 2.22
207430568 |  | Live | Johnson Controls Inc. (York International Norman) | YORK | Singlezone Ducted, Centrally Ducted | 207430568 |  | HRCU-A-CB | HMH72B241 | Ducted Indoor Units | XAFC36DXXN1+MVC12CN21+TXV | 10.5 | 17.75 | 9.5 |  |  |  | FALSE | FALSE | FALSE | 22400 | 14300 | 2.49 | 14300 | 2.49
208132546 |  | Live | Midea Electric Trading | MDV | Multizone All Ducted | 208132546 |  | HMSV-A-CB | M5OA-55HFN1-M | Ducted Indoor Units | MTIU-09HWFN1-M | 10.5 | 19 | 10.8 |  |  |  | FALSE | FALSE | FALSE | 55000 | 35000 | 2.6 | 38000 | 2.22
207618262 |  | Live | Midea Electric Trading | MDV | Multizone Mix of Ducted and Non-Ducted | 207618262 |  | HMSV-A-CB | M5OG-42HFN1-M-[X] | Mixed Ducted and Non-Ducted Indoor Units | 42 | 12.5 | 21.45 | 10.4 |  |  |  | FALSE | FALSE | FALSE | 42000 | 29000 | 2.51 | 45000 | 2.25
207434641 |  | Live | Johnson Controls Inc. (York International Norman) | COLEMAN | Singlezone Ducted, Centrally Ducted | 207434641 |  | HRCU-A-CB | HMH72B241 | Ducted Indoor Units | XAFC36DXXN1+MVC12CN21+TXV | 10.5 | 17.75 | 9.5 |  |  |  | FALSE | FALSE | FALSE | 22400 | 14300 | 2.49 | 14300 | 2.49
207617659 |  | Live | Midea Electric Trading | MDV | Multizone All Ducted | 207617659 |  | HMSV-A-CB | M5OG-42HFN1-M-[X] | Ducted Indoor Units | MTIU-09HWFN1-M | 12.5 | 20.6 | 10.5 |  |  |  | TRUE | TRUE | TRUE | 42000 | 28000 | 2.53 | 45000 | 2.25
207641248 |  | Live | Midea Electric Trading | MDV | Multizone All Ducted | 207641248 |  | HMSV-A-CB | M4OI-36HFN1-M* | Ducted Indoor Units | MTIU-09HWFN1-M | 11.3 | 19 | 11 |  |  |  | TRUE | FALSE | FALSE | 36000 | 23000 | 2.6 | 33500 | 1.98
207434652 |  | Live | Johnson Controls Inc. (York International Norman) | LUXAIRE | Singlezone Ducted, Centrally Ducted | 207434652 |  | HRCU-A-CB | HMH72B241 | Ducted Indoor Units | XAFC36DXXN1+MVC12CN21+TXV | 10.5 | 17.75 | 9.5 |  |  |  | FALSE | FALSE | FALSE | 22400 | 14300 | 2.49 | 14300 | 2.49
207645875 |  | Live | Midea Electric Trading | KANIONCO | Singlezone Non-Ducted, Wall Placement | 207645875 |  | HRCU-A-CB-O | KWSM-12IR410AHS24MV | Mini-Splits | KWSM-12IR410AHS23MV | 12.5 | 22 | 10.8 | 12.5 | 23.1 | 9.3 | FALSE | FALSE | FALSE | 12000 | 8200 | 2.25 | 9543 | 2.39
207641260 |  | Live | Midea Electric Trading | MDV | Multizone All Ducted | 207641260 |  | HMSV-A-CB | M5OG-48HFN1-M* | Ducted Indoor Units | MTIU-09HWFN1-M | 10.1 | 20.5 | 11.5 |  |  |  | FALSE | FALSE | FALSE | 49000 | 30400 | 2.69 | 37000 | 2.1
207699080 |  | Live | Midea Electric Trading | KANIONCO | Singlezone Non-Ducted, Wall Placement | 207699080 |  | HRCU-A-CB-O | KWSM-12IR410AHS22MV | Mini-Splits | KWSM-12IR410AHS22MV | 12.5 | 22 | 10.8 | 12.5 | 23.1 | 9.3 | TRUE | FALSE | FALSE | 12000 | 8200 | 2.25 | 9543 | 2.39
207641227 |  | Live | Midea Electric Trading | MDV | Multizone All Ducted | 207641227 |  | HMSV-A-CB | M5OG-48HFN1-M | Ducted Indoor Units | MTIU-09HWFN1-M | 10.1 | 20.5 | 11.5 |  |  |  | FALSE | FALSE | FALSE | 49000 | 30400 | 2.69 | 37000 | 2.1
210692271 |  | Live | Daikin North America, LLC | DAIKIN | Singlezone Ducted, Centrally Ducted | 210692271 |  | HRCU-A-CB | DZ9VCA2410A* | Ducted Indoor Units | CHPF3636B6C*+MBVC1200**-1A*+TXV |  |  |  | 11.5 | 20.5 | 8 | FALSE | FALSE | FALSE | 22400 | 14200 | 2.6 | 16100 | 2.59
207618260 |  | Live | Midea Electric Trading | MDV | Multizone Mix of Ducted and Non-Ducted | 207618260 |  | HMSV-A-CB | M4OG-30HFN1-M | Mixed Ducted and Non-Ducted Indoor Units | 42 | 12.05 | 22.4 | 10.65 |  |  |  | TRUE | FALSE | FALSE | 30000 | 18200 | 2.71 | 26743 | 2.11
207434653 |  | Live | Johnson Controls Inc. (York International Norman) | FRASER-JOHNSTON | Singlezone Ducted, Centrally Ducted | 207434653 |  | HRCU-A-CB | HMH72B241 | Ducted Indoor Units | XAFC36DXXN1+MVC12CN21+TXV | 10.5 | 17.75 | 9.5 |  |  |  | FALSE | FALSE | FALSE | 22400 | 14300 | 2.49 | 14300 | 2.49
207825491 |  | Live | Midea Electric Trading | ECO AC | Singlezone Non-Ducted, Wall Placement | 207825491 |  | HRCU-A-CB-O | EHH-O12BB | Mini-Splits | EHH-W12BB | 12.5 | 22 | 10.8 | 12.5 | 23.1 | 9.3 | TRUE | FALSE | FALSE | 12000 | 8200 | 2.25 | 9543 | 2.39
208119662 |  | Live | Midea Electric Trading | AIRLUX | Singlezone Non-Ducted, Wall Placement | 208119662 |  | HRCU-A-CB-O | ASZ12O/2022 | Mini-Splits | AMM12I/2022 | 12.5 | 22 | 10.8 | 12.5 | 23.1 | 9.3 | FALSE | FALSE | FALSE | 12000 | 8200 | 2.25 | 9543 | 2.39
207641242 |  | Live | Midea Electric Trading | MDV | Multizone Mix of Ducted and Non-Ducted | 207641242 |  | HMSV-A-CB | M3OJ-24HFN1-M* | Mixed Ducted and Non-Ducted Indoor Units | 42 | 12.5 | 22.05 | 10.35 |  |  |  | TRUE | TRUE | FALSE | 24000 | 15900 | 2.81 | 20076 | 2.16
210692260 |  | Live | Daikin North America, LLC | DAIKIN | Singlezone Ducted, Centrally Ducted | 210692260 |  | HRCU-A-CB | DZ9VCA2410A* | Ducted Indoor Units | CA*F3743*6D*+MBVC1200**-1A*+TXV |  |  |  | 12 | 21.5 | 8.2 | FALSE | FALSE | TRUE | 23000 | 14500 | 2.71 | 16100 | 2.59
207434664 |  | Live | Johnson Controls Inc. (York International Norman) | CHAMPION HEATING AND COOLING | Singlezone Ducted, Centrally Ducted | 207434664 |  | HRCU-A-CB | HMH72B241 | Ducted Indoor Units | XAFC36DXXN1+MVC12CN21+TXV | 10.5 | 17.75 | 9.5 |  |  |  | FALSE | FALSE | FALSE | 22400 | 14300 | 2.49 | 14300 | 2.49
207641241 |  | Live | Midea Electric Trading | MDV | Multizone All Ducted | 207641241 |  | HMSV-A-CB | M3OJ-24HFN1-M* | Ducted Indoor Units | MTIU-09HWFN1-M | 12.5 | 21.1 | 10.5 |  |  |  | TRUE | TRUE | TRUE | 24000 | 18500 | 2.79 | 21608 | 2.25
207825915 |  | Live | Midea Electric Trading | MDV | Singlezone Ducted, Centrally Ducted | 207825915 |  | HRCU-A-CB | MOD30U-30HFN1-MR0 |  | MVC-30HWFN1-M | 10.9 | 19.5 | 10.3 |  |  |  | FALSE | FALSE | FALSE | 30000 | 19000 | 2.34 | 22030 | 2.21
207338223 |  | Live | Midea Electric Trading | MDV | Singlezone Non-Ducted, Wall Placement | 207338223 |  | HRCU-A-CB-O | MOD30-36HFN1-MR0Q1W | Mini-Splits | MSABF-36HRFN1-MR0Q1W | 8.7 | 18 | 12 |  |  |  | FALSE | FALSE | FALSE | 36000 | 21000 | 2.25 | 24000 | 1.91
210607570 |  | Live | Daikin North America, LLC | DAIKIN | Singlezone Ducted, Centrally Ducted | 210607570 |  | HRCU-A-CB | DZ9VCA2410A* | Ducted Indoor Units | CA*F3137*6A*+MBVC1200**-1A*+TX |  |  |  | 12 | 21 | 8.2 | TRUE | FALSE | TRUE | 23200 | 14000 | 2.6 | 16100 | 2.59
210610032 |  | Live | Daikin North America, LLC | DAIKIN | Singlezone Ducted, Centrally Ducted | 210610032 |  | HRCU-A-CB | DZ9VCA2410A* | Ducted Indoor Units | DMVE24BP1400A* |  |  |  | 11.5 | 20.5 | 8.2 | FALSE | FALSE | TRUE | 22400 | 14800 | 2.63 | 16100 | 2.59
208500335 |  | Live | Johnson Controls Inc. (York International Norman) | YORK | Singlezone Ducted, Centrally Ducted | 208500335 |  | HRCU-A-CB | HMH72B241 | Ducted Indoor Units | XAFB36DXXN1+JMET12BS2N1+TXV | 10.25 | 17.75 | 9.3 |  |  |  | FALSE | FALSE | FALSE | 22200 | 14200 | 2.43 | 14200 | 2.43
211274988 |  | Live | Carrier | GRANDAIRE | Singlezone Ducted, Centrally Ducted | 211274988 |  | HRCU-A-CB | WDLCURAH48ABK | Ducted Indoor Units | WAHL604B* |  |  |  | 9.5 | 15.2 | 7.8 | FALSE | FALSE | FALSE | 48000 | 31200 | 2.3 | 31670 | 2.41
207201641 |  | Live | Midea Electric Trading | MDV | Singlezone Ducted, Centrally Ducted | 207201641 |  | HRCU-A-CB | MOE30U-60HFN1-MR0 | Mini-Splits | MVC-60HWFN1-M | 10.3 | 18 | 9.2 |  |  |  | FALSE | FALSE | FALSE | 57000 | 33800 | 2.46 | 37000 | 1.97
211274987 |  | Live | Carrier | TEMPSTAR | Singlezone Ducted, Centrally Ducted | 211274987 |  | HRCU-A-CB | DLCURAH48ABK | Ducted Indoor Units | FEM4X60**BL |  |  |  | 9.5 | 15.2 | 7.8 | FALSE | FALSE | FALSE | 48000 | 31200 | 2.3 | 31670 | 2.41
207178567 |  | Live | Midea Electric Trading | MDV | Singlezone Non-Ducted, Wall Placement | 207178567 |  | HRCU-A-CB-O | MOD31-36HFN1-MP0W | Mini-Splits | MSAGF-36HRFNX-MR0W | 9.5 | 18 | 12 |  |  |  | FALSE | FALSE | FALSE | 36000 | 20000 | 2.31 | 26800 | 2.07
211274986 |  | Live | Carrier | SMART COMFORT | Singlezone Ducted, Centrally Ducted | 211274986 |  | HRCU-A-CB | DLCURAH48ABK | Ducted Indoor Units | FEM4X60**BL |  |  |  | 9.5 | 15.2 | 7.8 | FALSE | FALSE | FALSE | 48000 | 31200 | 2.3 | 31670 | 2.41
207201639 |  | Live | Midea Electric Trading | MDV | Singlezone Ducted, Centrally Ducted | 207201639 |  | HRCU-A-CB | MOD30U-36HFN1-MR0 | Mini-Splits | MVC-36HWFN1-M | 10.4 | 18 | 9.1 |  |  |  | FALSE | FALSE | FALSE | 36000 | 18400 | 2.29 | 22000 | 2.05
211274985 |  | Live | Carrier | KEEPRITE | Singlezone Ducted, Centrally Ducted | 211274985 |  | HRCU-A-CB | DLCURAH48ABK | Ducted Indoor Units | FEM4X60**BL |  |  |  | 9.5 | 15.2 | 7.8 | FALSE | FALSE | FALSE | 48000 | 31200 | 2.3 | 31670 | 2.41
208502615 |  | Live | Johnson Controls Inc. (York International Norman) | COLEMAN | Singlezone Ducted, Centrally Ducted | 208502615 |  | HRCU-A-CB | HMH72B241 | Ducted Indoor Units | XAFB36DXXN1+JMET12BS2N1+TXV | 10.25 | 17.75 | 9.3 |  |  |  | FALSE | FALSE | FALSE | 22200 | 14200 | 2.43 | 14200 | 2.43
211274984 |  | Live | Carrier | HEIL | Singlezone Ducted, Centrally Ducted | 211274984 |  | HRCU-A-CB | DLCURAH48ABK | Ducted Indoor Units | FEM4X60**BL |  |  |  | 9.5 | 15.2 | 7.8 | FALSE | FALSE | FALSE | 48000 | 31200 | 2.3 | 31670 | 2.41
207201640 |  | Live | Midea Electric Trading | MDV | Singlezone Ducted, Centrally Ducted | 207201640 |  | HRCU-A-CB | MOE30U-48HFN1-MR0 | Mini-Splits | MVC-48HWFN1-M | 9.3 | 17.3 | 10 |  |  |  | FALSE | FALSE | FALSE | 47000 | 33000 | 2 | 36800 | 2
211274983 |  | Live | Carrier | DAY & NIGHT | Singlezone Ducted, Centrally Ducted | 211274983 |  | HRCU-A-CB | DLCURAH48ABK | Ducted Indoor Units | FEM4X60**BL |  |  |  | 9.5 | 15.2 | 7.8 | FALSE | FALSE | FALSE | 48000 | 31200 | 2.3 | 31670 | 2.41
211274982 |  | Live | Carrier | COMFORTMAKER | Singlezone Ducted, Centrally Ducted | 211274982 |  | HRCU-A-CB | DLCURAH48ABK | Ducted Indoor Units | FEM4X60**BL |  |  |  | 9.5 | 15.2 | 7.8 | FALSE | FALSE | FALSE | 48000 | 31200 | 2.3 | 31670 | 2.41
207201637 |  | Live | Midea Electric Trading | MDV | Singlezone Ducted, Centrally Ducted | 207201637 |  | HRCU-A-CB | MOX430U-24HFN1-MR0 | Mini-Splits | MVC-24HWFN1-M | 11.3 | 19.4 | 11.3 |  |  |  | FALSE | TRUE | FALSE | 24000 | 17000 | 2.75 | 21500 | 2.35
211274981 |  | Live | Carrier | ARCOAIRE | Singlezone Ducted, Centrally Ducted | 211274981 |  | HRCU-A-CB | DLCURAH48ABK | Ducted Indoor Units | FEM4X60**BL |  |  |  | 9.5 | 15.2 | 7.8 | FALSE | FALSE | FALSE | 48000 | 31200 | 2.3 | 31670 | 2.41
211274980 |  | Live | Carrier | AIRQUEST | Singlezone Ducted, Centrally Ducted | 211274980 |  | HRCU-A-CB | DLCURAH48ABK | Ducted Indoor Units | FEM4X60**BL |  |  |  | 9.5 | 15.2 | 7.8 | FALSE | FALSE | FALSE | 48000 | 31200 | 2.3 | 31670 | 2.41
208502617 |  | Live | Johnson Controls Inc. (York International Norman) | LUXAIRE | Singlezone Ducted, Centrally Ducted | 208502617 |  | HRCU-A-CB | HMH72B241 | Ducted Indoor Units | XAFB36DXXN1+JMET12BS2N1+TXV | 10.25 | 17.75 | 9.3 |  |  |  | FALSE | FALSE | FALSE | 22200 | 14200 | 2.43 | 14200 | 2.43
211275048 |  | Live | Carrier | BRYANT HEATING AND COOLING SYSTEMS | Singlezone Ducted, Centrally Ducted | 211275048 |  | HRCU-A-CB | 38MURAQ48AB3* | Ducted Indoor Units | FZ4ANP061L |  |  |  | 10 | 16.5 | 8 | FALSE | FALSE | FALSE | 48500 | 30800 | 2.38 | 31260 | 2.5
207201638 |  | Live | Midea Electric Trading | MDV | Singlezone Ducted, Centrally Ducted | 207201638 |  | HRCU-A-CB | MOD30U-30HFN1-MR0 | Mini-Splits | MVC-30HWFN1-M | 10.9 | 19.5 | 10.3 |  |  |  | FALSE | FALSE | FALSE | 30000 | 19000 | 2.34 | 22030 | 2.21
211275047 |  | Live | Carrier | BRYANT HEATING AND COOLING SYSTEMS | Singlezone Ducted, Centrally Ducted | 211275047 |  | HRCU-A-CB | 38MURAQ48AB3* | Ducted Indoor Units | FZ4ANP060L |  |  |  | 9.5 | 15.5 | 7.8 | FALSE | FALSE | FALSE | 47500 | 31200 | 2.32 | 31670 | 2.44
207201636 |  | Live | Midea Electric Trading | MDV | Singlezone Ducted, Centrally Ducted | 207201636 |  | HRCU-A-CB | MOX330U-18HFN1-MR0 | Mini-Splits | MVC-18HWFN1-M | 11.1 | 19 | 10.8 |  |  |  | FALSE | FALSE | FALSE | 18000 | 11500 | 2.7 | 11900 | 2.13
211274990 |  | Live | Carrier | PAYNE HEATING AND COOLING | Singlezone Ducted, Centrally Ducted | 211274990 |  | HRCU-A-CB | 38MURAQ48AB3* | Ducted Indoor Units | FB4CNP061L |  |  |  | 10 | 16 | 8 | FALSE | FALSE | FALSE | 48500 | 30800 | 2.38 | 31260 | 2.5
208502619 |  | Live | Johnson Controls Inc. (York International Norman) | FRASER-JOHNSTON | Singlezone Ducted, Centrally Ducted | 208502619 |  | HRCU-A-CB | HMH72B241 | Ducted Indoor Units | XAFB36DXXN1+JMET12BS2N1+TXV | 10.25 | 17.75 | 9.3 |  |  |  | FALSE | FALSE | FALSE | 22200 | 14200 | 2.43 | 14200 | 2.43
211274989 |  | Live | Carrier | BRYANT HEATING AND COOLING SYSTEMS | Singlezone Ducted, Centrally Ducted | 211274989 |  | HRCU-A-CB | 38MURAQ48AB3* | Ducted Indoor Units | FB4CNP061L |  |  |  | 10 | 16 | 8 | FALSE | FALSE | FALSE | 48500 | 30800 | 2.38 | 31260 | 2.5
211274979 |  | Live | Carrier | PAYNE HEATING AND COOLING | Singlezone Ducted, Centrally Ducted | 211274979 |  | HRCU-A-CB | 38MURAQ48AB3* | Ducted Indoor Units | PF4MNP060L* |  |  |  | 9.5 | 15.2 | 7.8 | FALSE | FALSE | FALSE | 48000 | 31200 | 2.3 | 31670 | 2.41
206900418 |  | Live | Midea Electric Trading | FRANKLIN | Singlezone Non-Ducted, Wall Placement | 206900418 |  | HRCU-A-CB-O | MSH093E21MCAA | Mini-Splits | MSH093E21AXAA | 14 | 22.8 | 10.5 |  |  |  | FALSE | FALSE | FALSE | 9000 | 6400 | 2.76 | 9229 | 2.15
211274978 |  | Live | Carrier | PAYNE HEATING AND COOLING | Singlezone Ducted, Centrally Ducted | 211274978 |  | HRCU-A-CB | 38MURAQ48AB3* | Ducted Indoor Units | FB4CNP060L |  |  |  | 9.5 | 15.2 | 7.8 | FALSE | FALSE | FALSE | 48000 | 31200 | 2.3 | 31670 | 2.41
211274977 |  | Live | Carrier | BRYANT HEATING AND COOLING SYSTEMS | Singlezone Ducted, Centrally Ducted | 211274977 |  | HRCU-A-CB | 38MURAQ48AB3* | Ducted Indoor Units | FB4CNP060L |  |  |  | 9.5 | 15.2 | 7.8 | FALSE | FALSE | FALSE | 48000 | 31200 | 2.3 | 31670 | 2.41
211623693 |  | Live | Carrier | GRANDAIRE | Singlezone Ducted, Centrally Ducted | 211623693 |  | HRCU-A-CB | WDLCURAH48AAK | Ducted Indoor Units | WAHL604B* |  |  |  | 9 | 15 | 7.7 | FALSE | FALSE | FALSE | 47000 | 32600 | 2.36 | 33280 | 8.41
211274965 |  | Live | Carrier | CARRIER | Singlezone Ducted, Centrally Ducted | 211274965 |  | HRCU-A-CB | 38MURAQ48AB3* | Ducted Indoor Units | FZ4ANP061L |  |  |  | 10 | 16.5 | 8 | FALSE | FALSE | FALSE | 48500 | 30800 | 2.38 | 31260 | 2.5
211623692 |  | Live | Carrier | TEMPSTAR | Singlezone Ducted, Centrally Ducted | 211623692 |  | HRCU-A-CB | DLCURAH48AAK | Ducted Indoor Units | FEM4X60**BL |  |  |  | 9 | 15 | 7.7 | FALSE | FALSE | FALSE | 47000 | 32600 | 2.36 | 33280 | 8.41
211623691 |  | Live | Carrier | SMART COMFORT | Singlezone Ducted, Centrally Ducted | 211623691 |  | HRCU-A-CB | DLCURAH48AAK | Ducted Indoor Units | FEM4X60**BL |  |  |  | 9 | 15 | 7.7 | FALSE | FALSE | FALSE | 47000 | 32600 | 2.36 | 33280 | 8.41
211623690 |  | Live | Carrier | KEEPRITE | Singlezone Ducted, Centrally Ducted | 211623690 |  | HRCU-A-CB | DLCURAH48AAK | Ducted Indoor Units | FEM4X60**BL |  |  |  | 9 | 15 | 7.7 | FALSE | FALSE | FALSE | 47000 | 32600 | 2.36 | 33280 | 8.41
211623689 |  | Live | Carrier | HEIL | Singlezone Ducted, Centrally Ducted | 211623689 |  | HRCU-A-CB | DLCURAH48AAK | Ducted Indoor Units | FEM4X60**BL |  |  |  | 9 | 15 | 7.7 | FALSE | FALSE | FALSE | 47000 | 32600 | 2.36 | 33280 | 8.41
211623688 |  | Live | Carrier | DAY & NIGHT | Singlezone Ducted, Centrally Ducted | 211623688 |  | HRCU-A-CB | DLCURAH48AAK | Ducted Indoor Units | FEM4X60**BL |  |  |  | 9 | 15 | 7.7 | FALSE | FALSE | FALSE | 47000 | 32600 | 2.36 | 33280 | 8.41
211274964 |  | Live | Carrier | CARRIER | Singlezone Ducted, Centrally Ducted | 211274964 |  | HRCU-A-CB | 38MURAQ48AB3* | Ducted Indoor Units | FZ4ANP060L |  |  |  | 9.5 | 15.5 | 7.8 | FALSE | FALSE | FALSE | 47500 | 31200 | 2.32 | 31670 | 2.44
211623687 |  | Live | Carrier | COMFORTMAKER | Singlezone Ducted, Centrally Ducted | 211623687 |  | HRCU-A-CB | DLCURAH48AAK | Ducted Indoor Units | FEM4X60**BL |  |  |  | 9 | 15 | 7.7 | FALSE | FALSE | FALSE | 47000 | 32600 | 2.36 | 33280 | 8.41
211623686 |  | Live | Carrier | ARCOAIRE | Singlezone Ducted, Centrally Ducted | 211623686 |  | HRCU-A-CB | DLCURAH48AAK | Ducted Indoor Units | FEM4X60**BL |  |  |  | 9 | 15 | 7.7 | FALSE | FALSE | FALSE | 47000 | 32600 | 2.36 | 33280 | 8.41
211274958 |  | Live | Carrier | CARRIER | Singlezone Ducted, Centrally Ducted | 211274958 |  | HRCU-A-CB | 38MURAQ48AB3* | Ducted Indoor Units | FB4CNP061L |  |  |  | 10 | 16 | 8 | FALSE | FALSE | FALSE | 48500 | 30800 | 2.38 | 31260 | 2.5
211623685 |  | Live | Carrier | AIRQUEST | Singlezone Ducted, Centrally Ducted | 211623685 |  | HRCU-A-CB | DLCURAH48AAK | Ducted Indoor Units | FEM4X60**BL |  |  |  | 9 | 15 | 7.7 | FALSE | FALSE | FALSE | 47000 | 32600 | 2.36 | 33280 | 8.41
206900413 |  | Live | Midea Electric Trading | FRANKLIN | Singlezone Non-Ducted, Wall Placement | 206900413 |  | HRCU-A-CB-O | MSH183E19MCAA | Mini-Splits | MSH183E19AXAA | 11 | 19 | 10 |  |  |  | FALSE | FALSE | FALSE | 18000 | 11000 | 2.58 | 11041 | 2.2
211623696 |  | Live | Carrier | PAYNE HEATING AND COOLING | Singlezone Ducted, Centrally Ducted | 211623696 |  | HRCU-A-CB | 38MURAQ48AA3* | Ducted Indoor Units | FB4CNP061L |  |  |  | 9.5 | 15.5 | 7.8 | FALSE | FALSE | FALSE | 47500 | 32400 | 2.42 | 33080 | 8.58
211274957 |  | Live | Carrier | CARRIER | Singlezone Ducted, Centrally Ducted | 211274957 |  | HRCU-A-CB | 38MURAQ48AB3* | Ducted Indoor Units | FB4CNP060L |  |  |  | 9.5 | 15.2 | 7.8 | FALSE | FALSE | FALSE | 48000 | 31200 | 2.3 | 31670 | 2.41
211623695 |  | Live | Carrier | BRYANT HEATING AND COOLING SYSTEMS | Singlezone Ducted, Centrally Ducted | 211623695 |  | HRCU-A-CB | 38MURAQ48AA3* | Ducted Indoor Units | FB4CNP061L |  |  |  | 9.5 | 15.5 | 7.8 | FALSE | FALSE | FALSE | 47500 | 32400 | 2.42 | 33080 | 8.58
211623694 |  | Live | Carrier | CARRIER | Singlezone Ducted, Centrally Ducted | 211623694 |  | HRCU-A-CB | 38MURAQ48AA3* | Ducted Indoor Units | FB4CNP061L |  |  |  | 9.5 | 15.5 | 7.8 | FALSE | FALSE | FALSE | 47500 | 32400 | 2.42 | 33080 | 8.58
211623684 |  | Live | Carrier | PAYNE HEATING AND COOLING | Singlezone Ducted, Centrally Ducted | 211623684 |  | HRCU-A-CB | 38MURAQ48AA3* | Ducted Indoor Units | PF4MNP060L* |  |  |  | 9 | 15 | 7.7 | FALSE | FALSE | FALSE | 47000 | 32600 | 2.36 | 33280 | 8.41
211623683 |  | Live | Carrier | PAYNE HEATING AND COOLING | Singlezone Ducted, Centrally Ducted | 211623683 |  | HRCU-A-CB | 38MURAQ48AA3* | Ducted Indoor Units | FB4CNP060L |  |  |  | 9 | 15 | 7.7 | FALSE | FALSE | FALSE | 47000 | 32600 | 2.36 | 33280 | 8.41
208502620 |  | Live | Johnson Controls Inc. (York International Norman) | CHAMPION HEATING AND COOLING | Singlezone Ducted, Centrally Ducted | 208502620 |  | HRCU-A-CB | HMH72B241 | Ducted Indoor Units | XAFB36DXXN1+JMET12BS2N1+TXV | 10.25 | 17.75 | 9.3 |  |  |  | FALSE | FALSE | FALSE | 22200 | 14200 | 2.43 | 14200 | 2.43
211623682 |  | Live | Carrier | BRYANT HEATING AND COOLING SYSTEMS | Singlezone Ducted, Centrally Ducted | 211623682 |  | HRCU-A-CB | 38MURAQ48AA3* | Ducted Indoor Units | FB4CNP060L |  |  |  | 9 | 15 | 7.7 | FALSE | FALSE | FALSE | 47000 | 32600 | 2.36 | 33280 | 8.41
211623681 |  | Live | Carrier | CARRIER | Singlezone Ducted, Centrally Ducted | 211623681 |  | HRCU-A-CB | 38MURAQ48AA3* | Ducted Indoor Units | FB4CNP060L |  |  |  | 9 | 15 | 7.7 | FALSE | FALSE | FALSE | 47000 | 32600 | 2.36 | 33280 | 8.41
211623680 |  | Live | Carrier | BRYANT HEATING AND COOLING SYSTEMS | Singlezone Ducted, Centrally Ducted | 211623680 |  | HRCU-A-CB | 38MURAQ48AA3* | Ducted Indoor Units | FZ4ANP061L |  |  |  | 9.5 | 15.5 | 7.8 | FALSE | FALSE | FALSE | 47500 | 32400 | 2.42 | 33080 | 8.58
211623679 |  | Live | Carrier | CARRIER | Singlezone Ducted, Centrally Ducted | 211623679 |  | HRCU-A-CB | 38MURAQ48AA3* | Ducted Indoor Units | FZ4ANP061L |  |  |  | 9.5 | 15.5 | 7.8 | FALSE | FALSE | FALSE | 47500 | 32400 | 2.42 | 33080 | 8.58
211623678 |  | Live | Carrier | BRYANT HEATING AND COOLING SYSTEMS | Singlezone Ducted, Centrally Ducted | 211623678 |  | HRCU-A-CB | 38MURAQ48AA3* | Ducted Indoor Units | FZ4ANP060L |  |  |  | 9 | 15.2 | 7.7 | FALSE | FALSE | FALSE | 47000 | 32600 | 2.36 | 33280 | 8.41
211623677 |  | Live | Carrier | CARRIER | Singlezone Ducted, Centrally Ducted | 211623677 |  | HRCU-A-CB | 38MURAQ48AA3* | Ducted Indoor Units | FZ4ANP060L |  |  |  | 9 | 15.2 | 7.7 | FALSE | FALSE | FALSE | 47000 | 32600 | 2.36 | 33280 | 8.41
206900416 |  | Live | Midea Electric Trading | FRANKLIN | Singlezone Non-Ducted, Wall Placement | 206900416 |  | HRCU-A-CB-O | MSH183E21MCAA | Mini-Splits | MSH183E21AXAA | 13 | 21 | 10 |  |  |  | TRUE | FALSE | FALSE | 18000 | 10400 | 2.72 | 13597 | 2.46
208613157 |  | Live | Johnson Controls Inc. (York International Norman) | YORK | Singlezone Ducted, Centrally Ducted | 208613157 |  | HRCU-A-CB | HMH72B241 | Ducted Indoor Units | XAFB36DBAN1+JMET12BS2N1 | 10.25 | 17.75 | 9.3 |  |  |  | FALSE | FALSE | FALSE | 22200 | 14200 | 2.43 | 14200 | 2.43
206900441 |  | Live | Midea Electric Trading | FRANKLIN | Singlezone Ducted, Compact Ducted | 206900441 |  | HRCU-A-CB | MSH183E21MCAA | Mini-Splits | MST183E21ADAA | 12.5 | 19 | 10.5 |  |  |  | TRUE | FALSE | FALSE | 18000 | 12000 | 2.61 | 12500 | 2.39
207645873 |  | Live | Midea Electric Trading | KANIONCO | Singlezone Non-Ducted, Wall Placement | 207645873 |  | HRCU-A-CB-O | KWSM-12IR410AHS21.7MVL | Mini-Splits | KWSM-12IR410AHS21.6MVL | 12.5 | 21.5 | 11.5 | 12.5 | 22.7 | 10 | FALSE | FALSE | FALSE | 12000 | 8400 | 2.77 | 8448 | 2.27
206900442 |  | Live | Midea Electric Trading | FRANKLIN | Singlezone Ducted, Compact Ducted | 206900442 |  | HRCU-A-CB | MSH243E21MCAA | Mini-Splits | MST243E21ADAA | 12.5 | 21.5 | 11 |  |  |  | TRUE | TRUE | TRUE | 24000 | 16000 | 2.69 | 18900 | 2.22
207645872 |  | Live | Midea Electric Trading | KANIONCO | Singlezone Non-Ducted, Wall Placement | 207645872 |  | HRCU-A-CB-O | KWSM-09IR410AHS26MVL | Mini-Splits | KWSM-09IR410AHS25MVL | 12.5 | 21.5 | 11.5 | 12.5 | 22.7 | 10 | FALSE | FALSE | FALSE | 12000 | 8400 | 2.77 | 8448 | 2.27
208614013 |  | Live | Johnson Controls Inc. (York International Norman) | COLEMAN | Singlezone Ducted, Centrally Ducted | 208614013 |  | HRCU-A-CB | HMH72B241 | Ducted Indoor Units | XAFB36DBAN1+JMET12BS2N1 | 10.25 | 17.75 | 9.3 |  |  |  | FALSE | FALSE | FALSE | 22200 | 14200 | 2.43 | 14200 | 2.43
207699078 |  | Live | Midea Electric Trading | KANIONCO | Singlezone Non-Ducted, Wall Placement | 207699078 |  | HRCU-A-CB-O | KWSM-12IR410AHS21.5MVL | Mini-Splits | KWSM-12IR410AHS21.5MVL | 12.5 | 21.5 | 11.5 | 12.5 | 22.7 | 10 | TRUE | FALSE | TRUE | 12000 | 8400 | 2.77 | 8448 | 2.27
206900439 |  | Live | Midea Electric Trading | FRANKLIN | Singlezone Ducted, Compact Ducted | 206900439 |  | HRCU-A-CB | MSH093E21MCAA | Mini-Splits | MST093E21ADAA | 13.5 | 20.5 | 11.5 |  |  |  | TRUE | TRUE | TRUE | 9000 | 6800 | 2.93 | 8900 | 2.09
208119671 |  | Live | Midea Electric Trading | AIRLUX | Singlezone Non-Ducted, Wall Placement | 208119671 |  | HRCU-A-CB-O | ASZ12O115/2022 | Mini-Splits | ASZ12I115/2022 | 12.5 | 21.5 | 11.5 | 12.5 | 22.7 | 10 | FALSE | FALSE | TRUE | 12000 | 8400 | 2.77 | 8448 | 2.27
208614018 |  | Live | Johnson Controls Inc. (York International Norman) | LUXAIRE | Singlezone Ducted, Centrally Ducted | 208614018 |  | HRCU-A-CB | HMH72B241 | Ducted Indoor Units | XAFB36DBAN1+JMET12BS2N1 | 10.25 | 17.75 | 9.3 |  |  |  | FALSE | FALSE | FALSE | 22200 | 14200 | 2.43 | 14200 | 2.43
207683253 |  | Live | Midea Electric Trading | CANAIR | Singlezone Non-Ducted, Wall Placement | 207683253 |  | HRCU-A-CB-O | C22SCH18H21 | Mini-Splits | C22SEH18H21 | 10.5 | 19 | 10 | 10.5 | 19 | 8.7 | FALSE | FALSE | FALSE | 18000 | 11500 | 2.57 | 14370 | 2.49
206900443 |  | Live | Midea Electric Trading | FRANKLIN | Singlezone Ducted, Compact Ducted | 206900443 |  | HRCU-A-CB | MSH363E18MCAA | Mini-Splits | MST363E18ADAA | 9 | 16.5 | 11.5 |  |  |  | FALSE | FALSE | FALSE | 36000 | 27600 | 2.74 | 33100 | 2.3
207645887 |  | Live | Midea Electric Trading | KANIONCO | Singlezone Non-Ducted, Wall Placement | 207645887 |  | HRCU-A-CB-O | KWSM-18IR410AHS21MV | Mini-Splits | KWSM-18IR410AHS20MV | 10.5 | 19 | 10 | 10.5 | 19 | 8.7 | FALSE | FALSE | FALSE | 18000 | 11500 | 2.57 | 14370 | 2.49
208614029 |  | Live | Johnson Controls Inc. (York International Norman) | FRASER-JOHNSTON | Singlezone Ducted, Centrally Ducted | 208614029 |  | HRCU-A-CB | HMH72B241 | Ducted Indoor Units | XAFB36DBAN1+JMET12BS2N1 | 10.25 | 17.75 | 9.3 |  |  |  | FALSE | FALSE | FALSE | 22200 | 14200 | 2.43 | 14200 | 2.43
207699093 |  | Live | Midea Electric Trading | KANIONCO | Singlezone Non-Ducted, Wall Placement | 207699093 |  | HRCU-A-CB-O | KWSM-18IR410AHS19MV | Mini-Splits | KWSM-18IR410AHS19MV | 10.5 | 19 | 10 | 10.5 | 19 | 8.7 | FALSE | FALSE | FALSE | 18000 | 11500 | 2.57 | 14370 | 2.49
206900444 |  | Live | Midea Electric Trading | FRANKLIN | Singlezone Ducted, Compact Ducted | 206900444 |  | HRCU-A-CB | MSH483E18MCAA | Mini-Splits | MST483E18ADAA | 9.2 | 17.4 | 10.3 |  |  |  | FALSE | FALSE | FALSE | 48000 | 33400 | 2.7 | 43500 | 2.43
207825489 |  | Live | Midea Electric Trading | ECO AC | Singlezone Non-Ducted, Wall Placement | 207825489 |  | HRCU-A-CB-O | EHS-O18BB | Mini-Splits | EHS-W18BB | 10.5 | 19 | 10 | 10.5 | 19 | 8.7 | FALSE | FALSE | FALSE | 18000 | 11500 | 2.57 | 14370 | 2.49
206900431 |  | Live | Midea Electric Trading | FRANKLIN | Singlezone Non-Ducted, Ceiling Placement | 206900431 |  | HRCU-A-CB-O | MSH093E21MCAA | Mini-Splits | MST093E20ACAA | 13 | 20 | 10.5 |  |  |  | FALSE | FALSE | FALSE | 9000 | 5800 | 2.66 | 8639 | 2.08
208614034 |  | Live | Johnson Controls Inc. (York International Norman) | CHAMPION HEATING AND COOLING | Singlezone Ducted, Centrally Ducted | 208614034 |  | HRCU-A-CB | HMH72B241 | Ducted Indoor Units | XAFB36DBAN1+JMET12BS2N1 | 10.25 | 17.75 | 9.3 |  |  |  | FALSE | FALSE | FALSE | 22200 | 14200 | 2.43 | 14200 | 2.43
207825509 |  | Live | Midea Electric Trading | 1HVAC | Singlezone Non-Ducted, Wall Placement | 207825509 |  | HRCU-A-CB-O | ACIQ-18Z-HP230B | Mini-Splits | ACIQ-18W-HP230B | 10.5 | 19 | 10 | 10.5 | 19 | 8.7 | FALSE | FALSE | FALSE | 18000 | 11500 | 2.57 | 14370 | 2.49
206900446 |  | Live | Midea Electric Trading | FRANKLIN | Singlezone Non-Ducted, Ceiling Placement | 206900446 |  | HRCU-A-CB-O | MSH123E21MCAA | Mini-Splits | MST123E20ACAA | 14 | 21.5 | 10.5 |  |  |  | FALSE | FALSE | FALSE | 12000 | 7500 | 2.68 | 9444 | 2.49
207825528 |  | Live | Midea Electric Trading | ACIQ | Singlezone Non-Ducted, Wall Placement | 207825528 |  | HRCU-A-CB-O | ACIQ-18Z-HP230B | Mini-Splits | ACIQ-18W-HP230B | 10.5 | 19 | 10 | 10.5 | 19 | 8.7 | FALSE | FALSE | FALSE | 18000 | 11500 | 2.57 | 14370 | 2.49
208500337 |  | Live | Johnson Controls Inc. (York International Norman) | YORK | Singlezone Ducted, Centrally Ducted | 208500337 |  | HRCU-A-CB | HMH72B241 | Ducted Indoor Units | XAUB36DXXN1+JMET12BS2N1+TXV | 10.25 | 17.75 | 9.3 |  |  |  | FALSE | FALSE | FALSE | 22200 | 14200 | 2.43 | 14200 | 2.43
207862065 |  | Live | Midea Electric Trading | BREEZE33 | Singlezone Non-Ducted, Wall Placement | 207862065 |  | HRCU-A-CB-O | BZ33-HP18OUT2-G2-C | Mini-Splits | BZ33-HP18WALL2-G2-C | 10.5 | 19 | 10 | 10.5 | 19 | 8.7 | FALSE | FALSE | FALSE | 18000 | 11500 | 2.57 | 14370 | 2.49
206900447 |  | Live | Midea Electric Trading | FRANKLIN | Singlezone Non-Ducted, Ceiling Placement | 206900447 |  | HRCU-A-CB-O | MSH183E21MCAA | Mini-Splits | MST183E20ACAA | 12.5 | 20 | 10.3 |  |  |  | TRUE | FALSE | FALSE | 18000 | 12000 | 2.53 | 12000 | 2.23
207825547 |  | Live | Midea Electric Trading | DIYCOOL | Singlezone Non-Ducted, Wall Placement | 207825547 |  | HRCU-A-CB-O | ACIQ-18Z-HP230B | Mini-Splits | ACIQ-18W-HP230B | 10.5 | 19 | 10 | 10.5 | 19 | 8.7 | FALSE | FALSE | FALSE | 18000 | 11500 | 2.57 | 14370 | 2.49
208284492 |  | Live | Midea Electric Trading | TRUST AIR CONDITIONERS | Multizone All Ducted | 208284492 |  | HMSV-A-CB | M4H36H/O4S4P | Ducted Indoor Units |  | 11.3 | 19 | 11 |  |  |  | FALSE | FALSE | FALSE | 36000 | 23000 | 2.6 | 33500 | 1.98
208502622 |  | Live | Johnson Controls Inc. (York International Norman) | COLEMAN | Singlezone Ducted, Centrally Ducted | 208502622 |  | HRCU-A-CB | HMH72B241 | Ducted Indoor Units | XAUB36DXXN1+JMET12BS2N1+TXV | 10.25 | 17.75 | 9.3 |  |  |  | FALSE | FALSE | FALSE | 22200 | 14200 | 2.43 | 14200 | 2.43
210799574 |  | Live | Midea Electric Trading | COOPER&HUNTER | Singlezone Non-Ducted, Wall Placement | 210799574 |  | HRCU-A-CB-O | CH-NY18MIA-230VO | Mini-Splits | CH-NY18MIA-230VI | 10.5 | 19 | 10 | 10.5 | 19 | 8.7 | FALSE | FALSE | FALSE | 18000 | 11500 | 2.57 | 14370 | 2.49
208284483 |  | Live | Midea Electric Trading | TRUST AIR CONDITIONERS | Multizone All Ducted | 208284483 |  | HMSV-A-CB | M5S48H/O4S4P | Ducted Indoor Units |  | 10.1 | 20.5 | 11.5 |  |  |  | FALSE | FALSE | FALSE | 49000 | 30400 | 2.69 | 37000 | 2.1
207683251 |  | Live | Midea Electric Trading | CANAIR | Singlezone Non-Ducted, Wall Placement | 207683251 |  | HRCU-A-CB-O | C22SCH09H21 | Mini-Splits | C22SEH09H21 | 12.6 | 21.5 | 10 | 12.6 | 21.7 | 9.1 | TRUE | FALSE | FALSE | 9000 | 6900 | 2.53 | 7500 | 2.02
208284010 |  | Live | Midea Electric Trading | TRUST AIR CONDITIONERS | Singlezone Ducted, Centrally Ducted | 208284010 |  | HRCU-A-CB | AH30H/O44P |  | AH30H/I44P | 10.9 | 19.5 | 10.3 |  |  |  | FALSE | FALSE | FALSE | 30000 | 19000 | 2.34 | 22030 | 2.21
208502624 |  | Live | Johnson Controls Inc. (York International Norman) | LUXAIRE | Singlezone Ducted, Centrally Ducted | 208502624 |  | HRCU-A-CB | HMH72B241 | Ducted Indoor Units | XAUB36DXXN1+JMET12BS2N1+TXV | 10.25 | 17.75 | 9.3 |  |  |  | FALSE | FALSE | FALSE | 22200 | 14200 | 2.43 | 14200 | 2.43
207645885 |  | Live | Midea Electric Trading | KANIONCO | Singlezone Non-Ducted, Wall Placement | 207645885 |  | HRCU-A-CB-O | KWSM-09IR410AHS21.7MV | Mini-Splits | KWSM-09IR410AHS21.6MV | 12.6 | 21.5 | 10 | 12.6 | 21.7 | 9.1 | FALSE | FALSE | FALSE | 9000 | 6900 | 2.53 | 7500 | 2.02
208280042 |  | Live | Midea Electric Trading | TRUST AIR CONDITIONERS | Singlezone Non-Ducted, Wall Placement | 208280042 |  | HRCU-A-CB-O | CE36H/O4S41P | Mini-Splits | CE36H/I4S41P | 9.5 | 18 | 12 |  |  |  | FALSE | FALSE | FALSE | 36000 | 20000 | 2.31 | 26800 | 2.07
207699091 |  | Live | Midea Electric Trading | KANIONCO | Singlezone Non-Ducted, Wall Placement | 207699091 |  | HRCU-A-CB-O | KWSM-09IR410AHS21.5MV | Mini-Splits | KWSM-09IR410AHS21.5MV | 12.6 | 21.5 | 10 | 12.6 | 21.7 | 9.1 | TRUE | FALSE | FALSE | 9000 | 6900 | 2.53 | 7500 | 2.02
208502626 |  | Live | Johnson Controls Inc. (York International Norman) | FRASER-JOHNSTON | Singlezone Ducted, Centrally Ducted | 208502626 |  | HRCU-A-CB | HMH72B241 | Ducted Indoor Units | XAUB36DXXN1+JMET12BS2N1+TXV | 10.25 | 17.75 | 9.3 |  |  |  | FALSE | FALSE | FALSE | 22200 | 14200 | 2.43 | 14200 | 2.43
208280053 |  | Live | Midea Electric Trading | TRUST AIR CONDITIONERS | Singlezone Non-Ducted, Wall Placement | 208280053 |  | HRCU-A-CB-O | IS18H/O4S41P | Mini-Splits | IS18H/I4S41P | 12.5 | 22.6 | 12 |  |  |  | FALSE | FALSE | FALSE | 18000 | 12700 | 2.55 | 15934 | 2.37
207825487 |  | Live | Midea Electric Trading | ECO AC | Singlezone Non-Ducted, Wall Placement | 207825487 |  | HRCU-A-CB-O | EHS-O9BB | Mini-Splits | EHS-W09BB | 12.6 | 21.5 | 10 | 12.6 | 21.7 | 9.1 | TRUE | FALSE | FALSE | 9000 | 6900 | 2.53 | 7500 | 2.02
205132636 |  | Live | Samsung Electronics | SAMSUNG | Singlezone Non-Ducted, Wall Placement | 205132636 |  | HRCU-A-CB-O | AR18TSFABWKX | Mini-Splits | AR18TSFABWKN | 13 | 21 | 10 |  |  |  | FALSE | FALSE | FALSE | 18000 | 11500 | 1.1 | 34256 | 1.49
207826044 |  | Live | Midea Electric Trading | ECO AC | Singlezone Non-Ducted, Wall Placement | 207826044 |  | HRCU-A-CB-O | EHS-O09BB | Mini-Splits | EHS-W09BB | 12.6 | 21.5 | 10 | 12.6 | 21.7 | 9.1 | TRUE | FALSE | FALSE | 9000 | 6900 | 2.53 | 7500 | 2.02
208502628 |  | Live | Johnson Controls Inc. (York International Norman) | CHAMPION HEATING AND COOLING | Singlezone Ducted, Centrally Ducted | 208502628 |  | HRCU-A-CB | HMH72B241 | Ducted Indoor Units | XAUB36DXXN1+JMET12BS2N1+TXV | 10.25 | 17.75 | 9.3 |  |  |  | FALSE | FALSE | FALSE | 22200 | 14200 | 2.43 | 14200 | 2.43
205132629 |  | Live | Samsung Electronics | SAMSUNG | Singlezone Non-Ducted, Wall Placement | 205132629 |  | HRCU-A-CB-O | AR12TSFABWKX | Mini-Splits | AR12TSFABWKN | 13.5 | 23 | 12.5 |  |  |  | FALSE | FALSE | FALSE | 12000 | 7500 | 1.29 | 24187 | 1.67
210799572 |  | Live | Midea Electric Trading | COOPER&HUNTER | Singlezone Non-Ducted, Wall Placement | 210799572 |  | HRCU-A-CB-O | CH-NY09MIA-230VO | Mini-Splits | CH-NY09MIA-230VI | 12.6 | 21.5 | 10 | 12.6 | 21.7 | 9.1 | TRUE | FALSE | FALSE | 9000 | 6900 | 2.53 | 7500 | 2.02
208447935 |  | Live | Midea Electric Trading | SLIMAIR | Singlezone Non-Ducted, Wall Placement | 208447935 |  | HRCU-A-CB-O | SHC12VE1AG | Mini-Splits | SHM12VE1AG | 12.5 | 22 | 11.5 | 12.5 | 22.7 | 10.4 | TRUE | FALSE | TRUE | 12000 | 8900 | 2.75 | 9018 | 2.4
205132630 |  | Live | Samsung Electronics | SAMSUNG | Singlezone Non-Ducted, Wall Placement | 205132630 |  | HRCU-A-CB-O | AR09TSFABWKX | Mini-Splits | AR09TSFABWKN | 15.5 | 24.5 | 12.5 |  |  |  | FALSE | FALSE | FALSE | 9000 | 6700 | 1.16 | 25530 | 1.57
208500432 |  | Live | Johnson Controls Inc. (York International Norman) | YORK | Singlezone Ducted, Centrally Ducted | 208500432 |  | HRCU-A-CB | HMH72B241 | Ducted Indoor Units | XAFB36DXXN1+JMET08BS2N1+TXV | 10.25 | 17.5 | 9.3 |  |  |  | FALSE | FALSE | FALSE | 22200 | 14200 | 2.43 | 14200 | 2.43
207683249 |  | Live | Midea Electric Trading | CANAIR | Singlezone Non-Ducted, Wall Placement | 207683249 |  | HRCU-A-CB-O | C22SCH09H11 | Mini-Splits | C22SEH09H11 | 12.5 | 20.5 | 10 | 12.5 | 21.5 | 9 | TRUE | FALSE | FALSE | 9000 | 6800 | 2.46 | 8044 | 2.12
205132635 |  | Live | Samsung Electronics | SAMSUNG | Singlezone Non-Ducted, Wall Placement | 205132635 |  | HRCU-A-CB-O | AR18TSFACWKX | Mini-Splits | AR18TSFABWKN | 13 | 21 | 10 |  |  |  | FALSE | FALSE | FALSE | 18000 | 12000 | 1.15 | 36159 | 1.44
208503242 |  | Live | Johnson Controls Inc. (York International Norman) | COLEMAN | Singlezone Ducted, Centrally Ducted | 208503242 |  | HRCU-A-CB | HMH72B241 | Ducted Indoor Units | XAFB36DXXN1+JMET08BS2N1+TXV | 10.25 | 17.5 | 9.3 |  |  |  | FALSE | FALSE | FALSE | 22200 | 14200 | 2.43 | 14200 | 2.43
207645883 |  | Live | Midea Electric Trading | KANIONCO | Singlezone Non-Ducted, Wall Placement | 207645883 |  | HRCU-A-CB-O | KWSM-09IR410AHS20.7MVL | Mini-Splits | KWSM-09IR410AHS20.6MVL | 12.5 | 20.5 | 10 | 12.5 | 21.5 | 9 | FALSE | FALSE | FALSE | 9000 | 6800 | 2.46 | 8044 | 2.12
207698063 |  | Live | Samsung Electronics | SAMSUNG | Singlezone Non-Ducted, Wall Placement | 207698063 |  | HRCU-A-CB-O | AR15BSFACWKXCV | Mini-Splits | AR15BSFACWKNCV | 14 | 21.5 | 12.5 |  |  |  | FALSE | FALSE | FALSE | 15000 | 11500 | 2.81 | 20000 | 1.95
207683232 |  | Live | Midea Electric Trading | NAPOLEON | Singlezone Non-Ducted, Wall Placement | 207683232 |  | HRCU-A-CB-O | NDHAS22-24-O | Mini-Splits | NDHAS22-24-I | 13 | 21 | 10 | 13 | 21 | 8.5 | TRUE | FALSE | FALSE | 24000 | 17400 | 2.28 | 23471 | 2.29
205132627 |  | Live | Samsung Electronics | SAMSUNG | Singlezone Non-Ducted, Wall Placement | 205132627 |  | HRCU-A-CB-O | AR12TSFACWKX | Mini-Splits | AR12TSFABWKN | 13.5 | 23 | 12.5 |  |  |  | FALSE | FALSE | FALSE | 12000 | 7500 | 1.05 | 27504 | 1.54
208503244 |  | Live | Johnson Controls Inc. (York International Norman) | LUXAIRE | Singlezone Ducted, Centrally Ducted | 208503244 |  | HRCU-A-CB | HMH72B241 | Ducted Indoor Units | XAFB36DXXN1+JMET08BS2N1+TXV | 10.25 | 17.5 | 9.3 |  |  |  | FALSE | FALSE | FALSE | 22200 | 14200 | 2.43 | 14200 | 2.43
207699089 |  | Live | Midea Electric Trading | KANIONCO | Singlezone Non-Ducted, Wall Placement | 207699089 |  | HRCU-A-CB-O | KWSM-09IR410AHS20.5MVL | Mini-Splits | KWSM-09IR410AHS20.5MVL | 12.5 | 20.5 | 10 | 12.5 | 21.5 | 9 | TRUE | FALSE | FALSE | 9000 | 6800 | 2.46 | 8044 | 2.12
208447939 |  | Live | Midea Electric Trading | SLIMAIR | Singlezone Non-Ducted, Wall Placement | 208447939 |  | HRCU-A-CB-O | SHC24VE2AG | Mini-Splits | SHM24VE2AG | 13 | 21 | 10 | 13 | 21 | 8.5 | TRUE | FALSE | FALSE | 24000 | 17400 | 2.28 | 23471 | 2.29
205132628 |  | Live | Samsung Electronics | SAMSUNG | Singlezone Non-Ducted, Wall Placement | 205132628 |  | HRCU-A-CB-O | AR09TSFACWKX | Mini-Splits | AR09TSFABWKN | 15.5 | 24.5 | 12.5 |  |  |  | FALSE | FALSE | FALSE | 9000 | 6700 | 1.16 | 25530 | 1.57
208447947 |  | Live | Midea Electric Trading | SLIMAIR | Singlezone Non-Ducted, Wall Placement | 208447947 |  | HRCU-A-CB-O | SHC24VE2AG | Mini-Splits | SHMZ24VC2AG | 13 | 21 | 10 | 13 | 21 | 8.5 | TRUE | FALSE | FALSE | 24000 | 17400 | 2.28 | 23471 | 2.29
207825507 |  | Live | Midea Electric Trading | 1HVAC | Singlezone Non-Ducted, Wall Placement | 207825507 |  | HRCU-A-CB-O | ACIQ-09Z-HP115B | Mini-Splits | ACIQ-09W-HP115B | 12.5 | 20.5 | 10 | 12.5 | 21.5 | 9 | TRUE | FALSE | FALSE | 9000 | 6800 | 2.46 | 8044 | 2.12
208503246 |  | Live | Johnson Controls Inc. (York International Norman) | FRASER-JOHNSTON | Singlezone Ducted, Centrally Ducted | 208503246 |  | HRCU-A-CB | HMH72B241 | Ducted Indoor Units | XAFB36DXXN1+JMET08BS2N1+TXV | 10.25 | 17.5 | 9.3 |  |  |  | FALSE | FALSE | FALSE | 22200 | 14200 | 2.43 | 14200 | 2.43
8860533 |  | Live | Panasonic | PANASONIC | Singlezone Non-Ducted, Wall Placement | 8860533 |  | HRCU-A-CB-O | CU-XE9SKUA | Mini-Splits | CS-XE9SKUA | 17.05 | 30.6 | 14 |  |  |  | FALSE | FALSE | FALSE | 8700 | 8000 | 3.13 | 11000 | 2.34
207825526 |  | Live | Midea Electric Trading | ACIQ | Singlezone Non-Ducted, Wall Placement | 207825526 |  | HRCU-A-CB-O | ACIQ-09Z-HP115B | Mini-Splits | ACIQ-09W-HP115B | 12.5 | 20.5 | 10 | 12.5 | 21.5 | 9 | TRUE | FALSE | FALSE | 9000 | 6800 | 2.46 | 8044 | 2.12
202110530 |  | Live | ECOER INC. | ECOER | Singlezone Ducted, Centrally Ducted | 202110530 |  | HRCU-A-CB | EODA18H-4860 |  | GN1836-P1 | 13 | 20 | 10 |  |  |  | FALSE | FALSE | FALSE | 36000 | 24000 | 2.5 | 31000 | 2.34
207825545 |  | Live | Midea Electric Trading | DIYCOOL | Singlezone Non-Ducted, Wall Placement | 207825545 |  | HRCU-A-CB-O | ACIQ-09Z-HP115B | Mini-Splits | ACIQ-09W-HP115B | 12.5 | 20.5 | 10 | 12.5 | 21.5 | 9 | TRUE | FALSE | FALSE | 9000 | 6800 | 2.46 | 8044 | 2.12
208121881 |  | Live | Midea Electric Trading | ALSETRIA | Singlezone Non-Ducted, Wall Placement | 208121881 |  | HRCU-A-CB-O | MOX230-12HFN1-BS8W | Mini-Splits | MSAG11B-12HRFN1-BS0W | 10.3 | 20 | 10.8 | 10.3 | 20.8 | 8.7 | FALSE | FALSE | FALSE | 12000 | 7800 | 2.31 | 8200 | 1.35
208503248 |  | Live | Johnson Controls Inc. (York International Norman) | CHAMPION HEATING AND COOLING | Singlezone Ducted, Centrally Ducted | 208503248 |  | HRCU-A-CB | HMH72B241 | Ducted Indoor Units | XAFB36DXXN1+JMET08BS2N1+TXV | 10.25 | 17.5 | 9.3 |  |  |  | FALSE | FALSE | FALSE | 22200 | 14200 | 2.43 | 14200 | 2.43
202110526 |  | Live | ECOER INC. | ECOER | Singlezone Ducted, Centrally Ducted | 202110526 |  | HRCU-A-CB | EODA18H-2436 |  | GN1836-P1 | 11.2 | 18 | 9.5 |  |  |  | FALSE | FALSE | FALSE | 34200 | 24000 | 2.46 | 25200 | 2.24
207862063 |  | Live | Midea Electric Trading | BREEZE33 | Singlezone Non-Ducted, Wall Placement | 207862063 |  | HRCU-A-CB-O | BZ33-HP09OUT1-G2-C | Mini-Splits | BZ33-HP09WALL1-G2-C | 12.5 | 20.5 | 10 | 12.5 | 21.5 | 9 | TRUE | FALSE | FALSE | 9000 | 6800 | 2.46 | 8044 | 2.12
208121844 |  | Live | Midea Electric Trading | ECO-AIR | Singlezone Non-Ducted, Wall Placement | 208121844 |  | HRCU-A-CB-O | MOX230-12HFN1-BS8W | Mini-Splits | MSAG11B-12HRFN1-BS0W | 10.3 | 20 | 10.8 | 10.3 | 20.8 | 8.7 | FALSE | FALSE | FALSE | 12000 | 7800 | 2.31 | 8200 | 1.35
202110528 |  | Live | ECOER INC. | ECOER | Singlezone Ducted, Centrally Ducted | 202110528 |  | HRCU-A-CB | EODA18H-4860 |  | GN1860-P1 | 10 | 17 | 9.5 |  |  |  | FALSE | FALSE | FALSE | 54000 | 35600 | 2.46 | 40000 | 2.16
210799570 |  | Live | Midea Electric Trading | COOPER&HUNTER | Singlezone Non-Ducted, Wall Placement | 210799570 |  | HRCU-A-CB-O | CH-NY09MIA-115VO | Mini-Splits | CH-NY09MIA-115VI | 12.5 | 20.5 | 10 | 12.5 | 21.5 | 9 | TRUE | FALSE | FALSE | 9000 | 6800 | 2.46 | 8044 | 2.12
208447927 |  | Live | Midea Electric Trading | SLIMAIR | Singlezone Non-Ducted, Wall Placement | 208447927 |  | HRCU-A-CB-O | SHC12VC1AG | Mini-Splits | SHM12VC1AG | 10.3 | 20 | 10.8 | 10.3 | 20.8 | 8.7 | FALSE | FALSE | FALSE | 12000 | 7800 | 2.31 | 8200 | 1.35
208613189 |  | Live | Johnson Controls Inc. (York International Norman) | YORK | Singlezone Ducted, Centrally Ducted | 208613189 |  | HRCU-A-CB | HMH72B241 | Ducted Indoor Units | XAFB36DBAN1+JMET08BS2N1 | 10.25 | 17.5 | 9.3 |  |  |  | FALSE | FALSE | FALSE | 22200 | 14200 | 2.43 | 14200 | 2.43
212506073 |  | Live | Daikin North America, LLC | DAIKIN | Singlezone Non-Ducted, Ceiling Placement | 212506073 |  | HRCU-A-CB-O | RX15WMVJU* | Mini-Splits | FFQ15W2VJU* |  |  |  | 11.5 | 19.6 | 8.8 | FALSE | FALSE | FALSE | 14400 | 10600 | 2.8 | 10130 | 2.8
212521702 |  | Live | Daikin North America, LLC | DAIKIN | Singlezone Non-Ducted, Ceiling Placement | 212521702 |  | HRCU-A-CB-O | RX09WMVJU* | Mini-Splits | FFQ09W2VJU* |  |  |  | 12 | 19.8 | 9.4 | FALSE | FALSE | FALSE | 9100 | 6000 | 3.08 | 7980 | 2.92
211709326 |  | Live | GE Appliances, a Haier Company | GE APPLIANCES | Singlezone Non-Ducted, Wall Placement | 211709326 |  | HRCU-A-CB-O | ASH124PRDB** | Mini-Splits | ASYW24PRDB** |  |  |  | 12.5 | 20 | 9.6 | TRUE | TRUE | TRUE | 22000 | 19000 | 2.2 | 26220 | 2.09
211709325 |  | Live | GE Appliances, a Haier Company | GE APPLIANCES | Singlezone Non-Ducted, Wall Placement | 211709325 |  | HRCU-A-CB-O | ASH118PRDB** | Mini-Splits | ASYW18PRDB** |  |  |  | 12.5 | 21 | 9.6 | TRUE | TRUE | TRUE | 17000 | 13600 | 2.2 | 19040 | 2.13
211709324 |  | Live | GE Appliances, a Haier Company | GE APPLIANCES | Singlezone Non-Ducted, Wall Placement | 211709324 |  | HRCU-A-CB-O | ASH115PRDB** | Mini-Splits | ASYW15PRDB** |  |  |  | 12.5 | 21.5 | 9.6 | TRUE | TRUE | TRUE | 15000 | 11600 | 2.3 | 17400 | 2.15
211709323 |  | Live | GE Appliances, a Haier Company | GE APPLIANCES | Singlezone Non-Ducted, Wall Placement | 211709323 |  | HRCU-A-CB-O | ASH112PRDB** | Mini-Splits | ASYW12PRDB** |  |  |  | 12.5 | 23 | 10.5 | TRUE | TRUE | TRUE | 12000 | 10000 | 2.4 | 15000 | 2.12
211709322 |  | Live | GE Appliances, a Haier Company | GE APPLIANCES | Singlezone Non-Ducted, Wall Placement | 211709322 |  | HRCU-A-CB-O | ASH109PRDB** | Mini-Splits | ASYW09PRDB** |  |  |  | 14.5 | 23.5 | 9.6 | TRUE | TRUE | TRUE | 9000 | 5800 | 2.3 | 12760 | 2.24
211709321 |  | Live | GE Appliances, a Haier Company | HAIER | Singlezone Non-Ducted, Wall Placement | 211709321 |  | HRCU-A-CB-O | 1U24AP2HD** | Mini-Splits | AW24AP2HD** |  |  |  | 12.5 | 20 | 9.6 | TRUE | TRUE | TRUE | 22000 | 19000 | 2.2 | 26220 | 2.09
208614008 |  | Live | Johnson Controls Inc. (York International Norman) | COLEMAN | Singlezone Ducted, Centrally Ducted | 208614008 |  | HRCU-A-CB | HMH72B241 | Ducted Indoor Units | XAFB36DBAN1+JMET08BS2N1 | 10.25 | 17.5 | 9.3 |  |  |  | FALSE | FALSE | FALSE | 22200 | 14200 | 2.43 | 14200 | 2.43
211709320 |  | Live | GE Appliances, a Haier Company | HAIER | Singlezone Non-Ducted, Wall Placement | 211709320 |  | HRCU-A-CB-O | 1U18AP2HD** | Mini-Splits | AW18AP2HD** |  |  |  | 12.5 | 21 | 9.6 | TRUE | TRUE | TRUE | 17000 | 13600 | 2.2 | 19040 | 2.13
211709319 |  | Live | GE Appliances, a Haier Company | HAIER | Singlezone Non-Ducted, Wall Placement | 211709319 |  | HRCU-A-CB-O | 1U15AP2HD** | Mini-Splits | AW15AP2HD** |  |  |  | 12.5 | 21.5 | 9.6 | TRUE | TRUE | TRUE | 15000 | 11600 | 2.3 | 17400 | 2.15
211709318 |  | Live | GE Appliances, a Haier Company | HAIER | Singlezone Non-Ducted, Wall Placement | 211709318 |  | HRCU-A-CB-O | 1U12AP2HD** | Mini-Splits | AW12AP2HD** |  |  |  | 12.5 | 23 | 10.5 | TRUE | TRUE | TRUE | 12000 | 10000 | 2.4 | 15000 | 2.12
208614023 |  | Live | Johnson Controls Inc. (York International Norman) | LUXAIRE | Singlezone Ducted, Centrally Ducted | 208614023 |  | HRCU-A-CB | HMH72B241 | Ducted Indoor Units | XAFB36DBAN1+JMET08BS2N1 | 10.25 | 17.5 | 9.3 |  |  |  | FALSE | FALSE | FALSE | 22200 | 14200 | 2.43 | 14200 | 2.43
208121883 |  | Live | Midea Electric Trading | ALSETRIA | Singlezone Non-Ducted, Wall Placement | 208121883 |  | HRCU-A-CB-O | MOX230-12HFN1-MS8W | Mini-Splits | MSAG11B-12HRFN1-MS0W | 10.8 | 20.5 | 10.7 | 10.8 | 21.4 | 9.2 | FALSE | FALSE | FALSE | 12000 | 7000 | 2.5 | 9300 | 2
208614024 |  | Live | Johnson Controls Inc. (York International Norman) | FRASER-JOHNSTON | Singlezone Ducted, Centrally Ducted | 208614024 |  | HRCU-A-CB | HMH72B241 | Ducted Indoor Units | XAFB36DBAN1+JMET08BS2N1 | 10.25 | 17.5 | 9.3 |  |  |  | FALSE | FALSE | FALSE | 22200 | 14200 | 2.43 | 14200 | 2.43
208121846 |  | Live | Midea Electric Trading | ECO-AIR | Singlezone Non-Ducted, Wall Placement | 208121846 |  | HRCU-A-CB-O | MOX230-12HFN1-MS8W | Mini-Splits | MSAG11B-12HRFN1-MS0W | 10.8 | 20.5 | 10.7 | 10.8 | 21.4 | 9.2 | FALSE | FALSE | FALSE | 12000 | 7000 | 2.5 | 9300 | 2
208447929 |  | Live | Midea Electric Trading | SLIMAIR | Singlezone Non-Ducted, Wall Placement | 208447929 |  | HRCU-A-CB-O | SHC12VC2AG | Mini-Splits | SHM12VC2AG | 10.8 | 20.5 | 10.7 | 10.8 | 21.4 | 9.2 | FALSE | FALSE | FALSE | 12000 | 7000 | 2.5 | 9300 | 2
207036537 |  | Live | TTI Climatisation | AZUR | Singlezone Ducted, Centrally Ducted | 207036537 |  | HRCU-A-CB | AZ-60HPB |  | AH-60B | 8.5 | 17.5 | 10 |  |  |  | FALSE | FALSE | FALSE | 56000 | 40000 | 2.34 | 42000 | 2.1
208614039 |  | Live | Johnson Controls Inc. (York International Norman) | CHAMPION HEATING AND COOLING | Singlezone Ducted, Centrally Ducted | 208614039 |  | HRCU-A-CB | HMH72B241 | Ducted Indoor Units | XAFB36DBAN1+JMET08BS2N1 | 10.25 | 17.5 | 9.3 |  |  |  | FALSE | FALSE | FALSE | 22200 | 14200 | 2.43 | 14200 | 2.43
207683228 |  | Live | Midea Electric Trading | NAPOLEON | Singlezone Non-Ducted, Wall Placement | 207683228 |  | HRCU-A-CB-O | NDHBS20-12-O | Mini-Splits | NDHBS20-12-I | 10.8 | 20.5 | 10.7 | 10.8 | 21.4 | 9.2 | FALSE | FALSE | FALSE | 12000 | 7000 | 2.5 | 9300 | 2
208500434 |  | Live | Johnson Controls Inc. (York International Norman) | YORK | Singlezone Ducted, Centrally Ducted | 208500434 |  | HRCU-A-CB | HMH72B241 | Ducted Indoor Units | XAUB36DXXN1+JMET08BS2N1+TXV | 10.25 | 17.5 | 9.3 |  |  |  | FALSE | FALSE | FALSE | 22200 | 14200 | 2.43 | 14200 | 2.43
207683229 |  | Live | Midea Electric Trading | NAPOLEON | Singlezone Non-Ducted, Wall Placement | 207683229 |  | HRCU-A-CB-O | NDHBS20-18-O | Mini-Splits | NDHBS20-18-I | 11 | 19.5 | 10 | 11 | 19.5 | 8.7 | FALSE | FALSE | FALSE | 18000 | 11400 | 2.57 | 14370 | 2.49
208447930 |  | Live | Midea Electric Trading | SLIMAIR | Singlezone Non-Ducted, Wall Placement | 208447930 |  | HRCU-A-CB-O | SHC18VC2AG | Mini-Splits | SHM18VC2AG | 11 | 19.5 | 10 | 11 | 19.5 | 8.7 | TRUE | FALSE | FALSE | 18000 | 11400 | 2.57 | 14370 | 2.49
208503254 |  | Live | Johnson Controls Inc. (York International Norman) | COLEMAN | Singlezone Ducted, Centrally Ducted | 208503254 |  | HRCU-A-CB | HMH72B241 | Ducted Indoor Units | XAUB36DXXN1+JMET08BS2N1+TXV | 10.25 | 17.5 | 9.3 |  |  |  | FALSE | FALSE | FALSE | 22200 | 14200 | 2.43 | 14200 | 2.43
208121847 |  | Live | Midea Electric Trading | ECO-AIR | Singlezone Non-Ducted, Wall Placement | 208121847 |  | HRCU-A-CB-O | MOX330-18HFN1-MS0W | Mini-Splits | MSAG11C-18HRDN1-MS0W | 11 | 19.5 | 10 | 11 | 19.5 | 8.7 | TRUE | FALSE | FALSE | 18000 | 11400 | 2.57 | 14370 | 2.49
208939391 |  | Live | Sunrise Tradex Corp | FORESTAIR | Singlezone Ducted, Centrally Ducted | 208939391 |  | HRCU-A-CB | FAD36W/A-D(U) | Ducted Indoor Units | FAD24AH2/A-D(U) | 12.5 | 20 | 10.5 |  |  |  | FALSE | FALSE | TRUE | 24000 | 16300 | 2.7 | 24000 | 2.43
208503261 |  | Live | Johnson Controls Inc. (York International Norman) | LUXAIRE | Singlezone Ducted, Centrally Ducted | 208503261 |  | HRCU-A-CB | HMH72B241 | Ducted Indoor Units | XAUB36DXXN1+JMET08BS2N1+TXV | 10.25 | 17.5 | 9.3 |  |  |  | FALSE | FALSE | FALSE | 22200 | 14200 | 2.43 | 14200 | 2.43
208121884 |  | Live | Midea Electric Trading | ALSETRIA | Singlezone Non-Ducted, Wall Placement | 208121884 |  | HRCU-A-CB-O | MOX330-18HFN1-MS0W | Mini-Splits | MSAG11C-18HRDN1-MS0W | 11 | 19.5 | 10 | 11 | 19.5 | 8.7 | TRUE | FALSE | FALSE | 18000 | 11400 | 2.57 | 14370 | 2.49
208939395 |  | Live | Sunrise Tradex Corp | FORESTAIR | Singlezone Ducted, Centrally Ducted | 208939395 |  | HRCU-A-CB | FAD60W/A-D(U) | Ducted Indoor Units | FAD60AH2/A-D(U) | 10.5 | 17 | 10 |  |  |  | FALSE | FALSE | TRUE | 54000 | 23000 | 2.5 | 49000 | 2.02
208503263 |  | Live | Johnson Controls Inc. (York International Norman) | FRASER-JOHNSTON | Singlezone Ducted, Centrally Ducted | 208503263 |  | HRCU-A-CB | HMH72B241 | Ducted Indoor Units | XAUB36DXXN1+JMET08BS2N1+TXV | 10.25 | 17.5 | 9.3 |  |  |  | FALSE | FALSE | FALSE | 22200 | 14200 | 2.43 | 14200 | 2.43
208121885 |  | Live | Midea Electric Trading | ALSETRIA | Singlezone Non-Ducted, Wall Placement | 208121885 |  | HRCU-A-CB-O | MOX430-24HFN1-MR0W | Mini-Splits | MSAG11D-24HRFN1-MR0W | 9.5 | 18.5 | 10.2 | 9.5 | 18.5 | 8.6 | FALSE | FALSE | FALSE | 24000 | 16500 | 2.38 | 19257 | 2.11
208939393 |  | Live | Sunrise Tradex Corp | FORESTAIR | Singlezone Ducted, Centrally Ducted | 208939393 |  | HRCU-A-CB | FAD60W/A-D(U) | Ducted Indoor Units | FAD48AH2/A-D(U) | 11.5 | 18 | 10.5 |  |  |  | FALSE | FALSE | TRUE | 48000 | 21000 | 2.5 | 48000 | 2.04
8950554 |  | Live | RBL A/C INC. | SHARP | Multizone All Non-Ducted | 8950554 |  | HMSV-A-CB | AE-X2M20TU | Non-Ducted Indoor Units |  | 12.5 | 20.5 | 10.3 |  |  |  | FALSE | FALSE | FALSE | 20000 | 14000 | 2.89 | 17000 | 2.91
208121848 |  | Live | Midea Electric Trading | ECO-AIR | Singlezone Non-Ducted, Wall Placement | 208121848 |  | HRCU-A-CB-O | MOX430-24HFN1-MR0W | Mini-Splits | MSAG11D-24HRFN1-MR0W | 9.5 | 18.5 | 10.2 | 9.5 | 18.5 | 8.6 | FALSE | FALSE | FALSE | 24000 | 16500 | 2.38 | 19257 | 2.11
208503266 |  | Live | Johnson Controls Inc. (York International Norman) | CHAMPION HEATING AND COOLING | Singlezone Ducted, Centrally Ducted | 208503266 |  | HRCU-A-CB | HMH72B241 | Ducted Indoor Units | XAUB36DXXN1+JMET08BS2N1+TXV | 10.25 | 17.5 | 9.3 |  |  |  | FALSE | FALSE | FALSE | 22200 | 14200 | 2.43 | 14200 | 2.43
208552965 |  | Live | Midea Electric Trading | MRCOOL | Multizone All Ducted | 208552965 |  | HMSV-A-CB | MULTI5-48HP230B | Ducted Indoor Units |  | 10.1 | 20.5 | 11.5 |  |  |  | FALSE | FALSE | FALSE | 49000 | 30400 | 2.69 | 37000 | 2.1
208447931 |  | Live | Midea Electric Trading | SLIMAIR | Singlezone Non-Ducted, Wall Placement | 208447931 |  | HRCU-A-CB-O | SHC24VC2AG | Mini-Splits | SHM24VC2AG | 9.5 | 18.5 | 10.2 | 9.5 | 18.5 | 8.6 | FALSE | FALSE | FALSE | 24000 | 16500 | 2.38 | 19257 | 2.11
208552793 |  | Live | Midea Electric Trading | MRCOOL | Singlezone Non-Ducted, Wall Placement | 208552793 |  | HRCU-A-CB-O | DIY-36-HP-C-230C25 | Mini-Splits | DIY-36-HP-WMAH-230C25 | 8.7 | 18 | 12 |  |  |  | FALSE | FALSE | FALSE | 36000 | 21000 | 2.25 | 24000 | 1.92
208500185 |  | Live | Johnson Controls Inc. (York International Norman) | YORK | Singlezone Ducted, Centrally Ducted | 208500185 |  | HRCU-A-CB | HMH72B241 | Ducted Indoor Units | XAHB36DXXN1+JMET08BS2N1+TXV | 10 | 17 | 9 |  |  |  | FALSE | FALSE | FALSE | 21600 | 13900 | 2.38 | 13900 | 2.38
208674977 |  | Live | Midea Electric Trading | NAKS | Multizone All Ducted | 208674977 |  | HMSV-A-CB | NAKS-MULTI AC-48K-208-230 | Ducted Indoor Units |  | 10.1 | 20.5 | 11.5 |  |  |  | FALSE | FALSE | FALSE | 49000 | 30400 | 2.69 | 37000 | 2.1
208674986 |  | Live | Midea Electric Trading | NAKS | Singlezone Non-Ducted, Wall Placement | 208674986 |  | HRCU-A-CB-O | NAKS-SPLIT AC-36K-ODU-208-230 | Mini-Splits | NAKS-SPLIT AC-36K-IDU-208-230 | 9.5 | 18 | 12 |  |  |  | FALSE | FALSE | FALSE | 36000 | 20000 | 2.31 | 26800 | 2.07
208674961 |  | Live | Midea Electric Trading | AIC TECHNOLOGIES | Multizone All Ducted | 208674961 |  | HMSV-A-CB | NAKS-MULTI AC-48K-208-230 | Ducted Indoor Units |  | 10.1 | 20.5 | 11.5 |  |  |  | FALSE | FALSE | FALSE | 49000 | 30400 | 2.69 | 37000 | 2.1
208502144 |  | Live | Johnson Controls Inc. (York International Norman) | COLEMAN | Singlezone Ducted, Centrally Ducted | 208502144 |  | HRCU-A-CB | HMH72B241 | Ducted Indoor Units | XAHB36DXXN1+JMET08BS2N1+TXV | 10 | 17 | 9 |  |  |  | FALSE | FALSE | FALSE | 21600 | 13900 | 2.38 | 13900 | 2.38
208674970 |  | Live | Midea Electric Trading | AIC TECHNOLOGIES | Singlezone Non-Ducted, Wall Placement | 208674970 |  | HRCU-A-CB-O | NAKS-SPLIT AC-36K-ODU-208-230 | Mini-Splits | NAKS-SPLIT AC-36K-IDU-208-230 | 9.5 | 18 | 12 |  |  |  | FALSE | FALSE | FALSE | 36000 | 20000 | 2.31 | 26800 | 2.07
208502146 |  | Live | Johnson Controls Inc. (York International Norman) | LUXAIRE | Singlezone Ducted, Centrally Ducted | 208502146 |  | HRCU-A-CB | HMH72B241 | Ducted Indoor Units | XAHB36DXXN1+JMET08BS2N1+TXV | 10 | 17 | 9 |  |  |  | FALSE | FALSE | FALSE | 21600 | 13900 | 2.38 | 13900 | 2.38
209864937 |  | Live | Midea Electric Trading | CTMORLEY | Multizone All Ducted | 209864937 |  | HMSV-A-CB | MOU-5A55G-2 | Ducted Indoor Units |  | 10.5 | 19 | 10.8 |  |  |  | FALSE | FALSE | FALSE | 55000 | 35000 | 2.6 | 38000 | 2.22
209847222 |  | Live | Midea Electric Trading | CTMORLEY | Singlezone Ducted, Centrally Ducted | 209847222 |  | HRCU-A-CB | MOU-A30V-4 |  | MIU-A30V-4 | 10.9 | 19.5 | 10.3 |  |  |  | FALSE | FALSE | FALSE | 30000 | 20000 | 2.46 | 22030 | 2.21
207743720 |  | Live | Midea Electric Trading | DIRECT AIR | Singlezone Non-Ducted, Wall Placement | 207743720 |  | HRCU-A-CB-O | DIRM-12DA25-1Z | Mini-Splits | DIRM-12HP-WM | 13.7 | 23.2 | 13.2 | 13.7 | 24.6 | 10.7 | TRUE | FALSE | TRUE | 12000 | 9000 | 2.69 | 9921 | 2.31
208502148 |  | Live | Johnson Controls Inc. (York International Norman) | FRASER-JOHNSTON | Singlezone Ducted, Centrally Ducted | 208502148 |  | HRCU-A-CB | HMH72B241 | Ducted Indoor Units | XAHB36DXXN1+JMET08BS2N1+TXV | 10 | 17 | 9 |  |  |  | FALSE | FALSE | FALSE | 21600 | 13900 | 2.38 | 13900 | 2.38
208121897 |  | Live | Midea Electric Trading | ALSETRIA | Singlezone Non-Ducted, Wall Placement | 208121897 |  | HRCU-A-CB-O | MOX230-12HFN1-MV5W | Mini-Splits | MSEPB-12HRFN1-MW5W(GA) | 13.7 | 23.2 | 13.2 | 13.7 | 24.6 | 10.7 | TRUE | FALSE | TRUE | 12000 | 9000 | 2.69 | 9921 | 2.31
208502150 |  | Live | Johnson Controls Inc. (York International Norman) | CHAMPION HEATING AND COOLING | Singlezone Ducted, Centrally Ducted | 208502150 |  | HRCU-A-CB | HMH72B241 | Ducted Indoor Units | XAHB36DXXN1+JMET08BS2N1+TXV | 10 | 17 | 9 |  |  |  | FALSE | FALSE | FALSE | 21600 | 13900 | 2.38 | 13900 | 2.38
208121860 |  | Live | Midea Electric Trading | ECO-AIR | Singlezone Non-Ducted, Wall Placement | 208121860 |  | HRCU-A-CB-O | MOX230-12HFN1-MV5W | Mini-Splits | MSEPB-12HRFN1-MW5W(GA) | 13.7 | 23.2 | 13.2 | 13.7 | 24.6 | 10.7 | TRUE | FALSE | TRUE | 12000 | 9000 | 2.69 | 9921 | 2.31
10225938 |  | Live | GE Appliances, a Haier Company | HAIER | Singlezone Non-Ducted, Ceiling Placement | 10225938 |  | HRCU-A-CB-O | 1U48LP2VHA | Mini-Splits | AL48LP2VH* | 10.5 | 17 | 10.5 |  |  |  | FALSE | FALSE | FALSE | 45000 | 24200 | 2.31 | 34210 | 2.4
203862746 |  | Live | GE Appliances, a Haier Company | GE APPLIANCES | Multizone All Non-Ducted | 203862746 |  | HMSR-A-CB-O | ASH324NCDWA | Non-Ducted Indoor Units |  | 12.5 | 18.5 | 10.5 |  |  |  | FALSE | FALSE | FALSE | 22000 | 16000 | 1.64 | 27000 | 2.64
208552813 |  | Live | Midea Electric Trading | MRCOOL | Singlezone Non-Ducted, Wall Placement | 208552813 |  | HRCU-A-CB-O | O-ES-12-HP-C-230B | Mini-Splits | O-12-HP-WMAH-230B | 13.7 | 23.2 | 13.2 | 13.7 | 24.6 | 10.7 | TRUE | FALSE | TRUE | 12000 | 9000 | 2.69 | 9921 | 2.31
208650620 |  | Live | Midea Electric Trading | BLUERIDGE | Multizone All Ducted | 208650620 |  | HMSV-A-CB | BMM55C | Ducted Indoor Units |  | 10.5 | 19 | 10.8 |  |  |  | FALSE | FALSE | FALSE | 55000 | 35000 | 2.6 | 38000 | 2.22
10225933 |  | Live | GE Appliances, a Haier Company | HAIER | Singlezone Non-Ducted, Ceiling Placement | 10225933 |  | HRCU-A-CB-O | 1U24LP2VHA | Mini-Splits | AL24LP2VH* | 11.5 | 17 | 10 |  |  |  | FALSE | FALSE | FALSE | 24000 | 15600 | 2.54 | 21010 | 2.65
208816950 |  | Live | Midea Electric Trading | C&H | Singlezone Non-Ducted, Wall Placement | 208816950 |  | HRCU-A-CB-O | CH-HPR18-230VO | Mini-Splits | CH-D18MSPHWM-230VI | 12.5 | 20.5 | 11 |  |  |  | TRUE | FALSE | FALSE | 17000 | 10900 | 2.58 | 20400 | 1.84
8066788 |  | Live | GE Appliances, a Haier Company | HAIER | Multizone All Ducted | 8066788 |  | HMSV-A-CB | 4U36MS2VHB | Ducted Indoor Units |  | 8.5 | 16 | 9 |  |  |  | FALSE | FALSE | FALSE | 31000 | 21000 | 2.34 | 20040 | 1.89
212360180 |  | Live | Midea Electric Trading | BLUERIDGE | Multizone Mix of Ducted and Non-Ducted | 212360180 |  | HMSV-A-CB | BMM27HH2C | Mixed Ducted and Non-Ducted Indoor Units |  |  |  |  | 12 | 20.4 | 10 | TRUE | TRUE | TRUE | 27000 | 23000 | 2.4 | 30400 | 2.2
208816951 |  | Live | Midea Electric Trading | C&H | Singlezone Non-Ducted, Wall Placement | 208816951 |  | HRCU-A-CB-O | CH-HPR24-230VO | Mini-Splits | CH-D24MSPHWM-230VI | 13 | 21 | 12 |  |  |  | TRUE | TRUE | TRUE | 24000 | 19400 | 2.95 | 27903 | 2.28
10225937 |  | Live | GE Appliances, a Haier Company | HAIER | Singlezone Non-Ducted, Wall Placement | 10225937 |  | HRCU-A-CB-O | 1U36LP2VHA | Mini-Splits | AW36LP2VH* | 8.6 | 17 | 10 |  |  |  | FALSE | FALSE | FALSE | 35000 | 31600 | 3.73 | 26140 | 2.39
208816948 |  | Live | Midea Electric Trading | C&H | Singlezone Non-Ducted, Wall Placement | 208816948 |  | HRCU-A-CB-O | CH-HPR09-230VO | Mini-Splits | CH-D09MSPHWM-230VI | 15.6 | 26.3 | 12.5 |  |  |  | TRUE | FALSE | FALSE | 9000 | 7100 | 2.85 | 12436 | 2.22
10225939 |  | Live | GE Appliances, a Haier Company | HAIER | Singlezone Ducted, Compact Ducted | 10225939 |  | HRCU-A-CB-O | 1U48LP2VHA | Mini-Splits | AM48LP2VH* | 10.5 | 17 | 10 |  |  |  | FALSE | FALSE | FALSE | 47000 | 26600 | 1.97 | 31740 | 2.51
210586147 |  | Live | Midea Electric Trading | ECO AC | Singlezone Non-Ducted, Ceiling Placement | 210586147 |  | HRCU-A-CB-O | EHH-O12BB | Mini-Splits | EHH-C12BA | 14 | 22 | 10.6 | 14 | 22.7 | 10 | TRUE | FALSE | TRUE | 12000 | 8900 | 2.75 | 9300 | 2.39
10225935 |  | Live | GE Appliances, a Haier Company | HAIER | Singlezone Ducted, Compact Ducted | 10225935 |  | HRCU-A-CB-O | 1U36LP2VHA | Mini-Splits | AM36LP2VH* | 10 | 17 | 10.5 |  |  |  | FALSE | FALSE | FALSE | 35000 | 18800 | 3.04 | 29890 | 2.71
208816949 |  | Live | Midea Electric Trading | C&H | Singlezone Non-Ducted, Wall Placement | 208816949 |  | HRCU-A-CB-O | CH-HPR12-230VO | Mini-Splits | CH-D12MSPHWM-230VI | 13.5 | 24.5 | 12.5 |  |  |  | TRUE | TRUE | TRUE | 12000 | 7600 | 2.89 | 12737 | 2.26
8066750 |  | Live | GE Appliances, a Haier Company | HAIER | Multizone All Non-Ducted | 8066750 |  | HMSV-A-CB | 4U36MS2VHB | Non-Ducted Indoor Units |  | 9 | 18 | 10 |  |  |  | FALSE | FALSE | FALSE | 34000 | 22000 | 2.73 | 24260 | 2.3
10221212 |  | Live | GE Appliances, a Haier Company | HAIER | Singlezone Non-Ducted, Wall Placement | 10221212 |  | HRCU-A-CB-O | 1U24LP2VHA | Mini-Splits | AW24LP2VH* | 10 | 17 | 10 |  |  |  | FALSE | FALSE | FALSE | 24000 | 22000 | 2.34 | 22180 | 2.35
8067004 |  | Live | GE Appliances, a Haier Company | HAIER | Multizone All Non-Ducted | 8067004 |  | HMSV-A-CB | 3U24MS2VHB | Non-Ducted Indoor Units |  | 10 | 18 | 10 |  |  |  | FALSE | FALSE | FALSE | 22600 | 15000 | 2.63 | 17000 | 2.49
208497426 |  | Live | Midea Electric Trading | C&H | Multizone All Ducted | 208497426 |  | HMSV-A-CB | CH-55MES-230VO | Ducted Indoor Units |  | 10.5 | 19 | 10.8 |  |  |  | FALSE | FALSE | FALSE | 55000 | 35000 | 2.6 | 38000 | 2.22
208816919 |  | Live | Midea Electric Trading | TRUST AIR CONDITIONERS | Singlezone Non-Ducted, Ceiling Placement | 208816919 |  | HRCU-A-CB-O | OUS12H/O4S4P | Mini-Splits | IUMC412H/I41P | 14 | 22 | 10.6 | 14 | 22.7 | 10 | FALSE | FALSE | TRUE | 12000 | 8900 | 2.75 | 9300 | 2.39
209319636 |  | Live | Midea Electric Trading | ECO-AIR | Multizone All Ducted | 209319636 |  | HMSV-A-CB | M5OA-55HFN1-M | Ducted Indoor Units |  | 10.5 | 19 | 10.8 |  |  |  | FALSE | FALSE | FALSE | 55000 | 35000 | 2.6 | 38000 | 2.22
208130846 |  | Live | Midea Electric Trading | LBG PRODUCTS | Singlezone Non-Ducted, Wall Placement | 208130846 |  | HRCU-A-CB-O | LUUHB36DO | Mini-Splits | LUHB36DZDI | 8.6 | 17.5 | 10 | 8.8 | 17.6 | 10 | FALSE | TRUE | FALSE | 36000 | 32000 | 2.23 | 42000 | 1.9
208280169 |  | Live | Midea Electric Trading | TRUST AIR CONDITIONERS | Singlezone Non-Ducted, Wall Placement | 208280169 |  | HRCU-A-CB-O | OAH36H/O4S41P | Mini-Splits | IUMFC36H/I41P | 8.6 | 17.5 | 10 | 8.8 | 17.6 | 10 | FALSE | FALSE | FALSE | 36000 | 32000 | 2.23 | 42000 | 1.9
208650714 |  | Live | Midea Electric Trading | AC PRO.COM | Singlezone Ducted, Centrally Ducted | 208650714 |  | HRCU-A-CB | AOD30U-30HFN1-MR0 |  | AVC-30HWFN1-M | 10.9 | 19.5 | 10.3 |  |  |  | FALSE | FALSE | FALSE | 30000 | 19000 | 2.34 | 22030 | 2.21
210857344 |  | Live | Midea Electric Trading | DIYCOOL | Singlezone Non-Ducted, Wall Placement | 210857344 |  | HRCU-A-CB-O | ACIQ-36ZPL-HP230B | Mini-Splits | ACIQ-36FM-HH-MB | 8.6 | 17.5 | 10 | 8.8 | 17.6 | 10 | FALSE | TRUE | FALSE | 36000 | 32000 | 2.23 | 42000 | 1.9
210857324 |  | Live | Midea Electric Trading | ACIQ | Singlezone Non-Ducted, Wall Placement | 210857324 |  | HRCU-A-CB-O | ACIQ-36ZPL-HP230B | Mini-Splits | ACIQ-36FM-HH-MB | 8.6 | 17.5 | 10 | 8.8 | 17.6 | 10 | FALSE | TRUE | FALSE | 36000 | 32000 | 2.23 | 42000 | 1.9
210857304 |  | Live | Midea Electric Trading | 1HVAC | Singlezone Non-Ducted, Wall Placement | 210857304 |  | HRCU-A-CB-O | ACIQ-36ZPL-HP230B | Mini-Splits | ACIQ-36FM-HH-MB | 8.6 | 17.5 | 10 | 8.8 | 17.6 | 10 | FALSE | TRUE | FALSE | 36000 | 32000 | 2.23 | 42000 | 1.9
209843077 |  | Live | Midea Electric Trading | CTMORLEY | Singlezone Non-Ducted, Wall Placement | 209843077 |  | HRCU-A-CB-O | MOU-A36LH-2 | Mini-Splits | MIU-A36LF-2 | 8.6 | 17.5 | 10 | 8.8 | 17.6 | 10 | FALSE | FALSE | FALSE | 36000 | 32000 | 2.23 | 42000 | 1.9
208650626 |  | Live | Midea Electric Trading | BLUERIDGE | Singlezone Non-Ducted, Wall Placement | 208650626 |  | HRCU-A-CB-O | BMY36HHUC | Mini-Splits | BM36MFCC | 8.6 | 17.5 | 10 | 8.8 | 17.6 | 10 | FALSE | TRUE | FALSE | 36000 | 32000 | 2.23 | 42000 | 1.9
209319645 |  | Live | Midea Electric Trading | ECO-AIR | Multizone All Ducted | 209319645 |  | HMSV-A-CB | M4OI-36HFN1-M | Ducted Indoor Units |  | 11.3 | 19 | 11 |  |  |  | TRUE | FALSE | FALSE | 36000 | 23000 | 2.6 | 33500 | 1.98
210799612 |  | Live | Midea Electric Trading | COOPER&HUNTER | Singlezone Non-Ducted, Wall Placement | 210799612 |  | HRCU-A-CB-O | CH-NHPR36LCU-230VO | Mini-Splits | CH-36LCFC/I | 8.6 | 17.5 | 10 | 8.8 | 17.6 | 10 | FALSE | TRUE | FALSE | 36000 | 32000 | 2.23 | 42000 | 1.9
208447958 |  | Live | Midea Electric Trading | SLIMAIR | Multizone All Ducted | 208447958 |  | HMSV-A-CB | SHC5Z48VC2AG | Ducted Indoor Units |  | 10.1 | 20.5 | 11.5 |  |  |  | FALSE | FALSE | FALSE | 49000 | 30400 | 2.69 | 37000 | 2.1
210799606 |  | Live | Midea Electric Trading | COOPER&HUNTER | Singlezone Ducted, Compact Ducted | 210799606 |  | HRCU-A-CB | CH-N48LCU-230VO | Mini-Splits | CH-48LCDTU/I | 9.2 | 17.4 | 10.3 | 8.5 | 15.1 | 9.3 | FALSE | FALSE | FALSE | 48000 | 34000 | 2.32 | 41000 | 2.32
209843071 |  | Live | Midea Electric Trading | CTMORLEY | Singlezone Ducted, Compact Ducted | 209843071 |  | HRCU-A-CB | MOU-A48L-2 | Mini-Splits | MIU-A48LD-2 | 9.2 | 17.4 | 10.3 | 8.5 | 15.1 | 9.3 | FALSE | FALSE | FALSE | 48000 | 34000 | 2.32 | 41000 | 2.32
209049224 |  | Live | Midea Electric Trading | AIRLUX | Singlezone Ducted, Compact Ducted | 209049224 |  | HRCU-A-CB | ASZ48O/2022 | Mini-Splits | AMD48I | 9.2 | 17.4 | 10.3 | 8.5 | 15.1 | 9.3 | FALSE | FALSE | FALSE | 48000 | 34000 | 2.32 | 41000 | 2.32
208280109 |  | Live | Midea Electric Trading | TRUST AIR CONDITIONERS | Singlezone Ducted, Compact Ducted | 208280109 |  | HRCU-A-CB | OUS48H/O4S41P | Mini-Splits | IUMDL48H/I43P | 9.2 | 17.4 | 10.3 | 8.5 | 15.1 | 9.3 | FALSE | FALSE | FALSE | 48000 | 34000 | 2.32 | 41000 | 2.32
208121842 |  | Live | Midea Electric Trading | DUOHOME | Singlezone Ducted, Compact Ducted | 208121842 |  | HRCU-A-CB | DOE30U-48HFN1-MP0(GA) | Mini-Splits | DTI-48HWFN1-M | 9.2 | 17.4 | 10.3 | 8.5 | 15.1 | 9.3 | FALSE | FALSE | FALSE | 48000 | 34000 | 2.32 | 41000 | 2.32
208130808 |  | Live | Midea Electric Trading | LBG PRODUCTS | Singlezone Non-Ducted, Ceiling Placement | 208130808 |  | HRCU-A-CB-O | LBHB12DUWO | Mini-Splits | LMHB12DSI | 14 | 22 | 10.6 | 14 | 22.7 | 10 | TRUE | FALSE | TRUE | 12000 | 8900 | 2.75 | 9300 | 2.39
208130818 |  | Live | Midea Electric Trading | LBG PRODUCTS | Singlezone Ducted, Compact Ducted | 208130818 |  | HRCU-A-CB | LUHB48DO | Mini-Splits | LUHB48DFI | 9.2 | 17.4 | 10.3 | 8.5 | 15.1 | 9.3 | FALSE | FALSE | FALSE | 48000 | 34000 | 2.32 | 41000 | 2.32
208130812 |  | Live | Midea Electric Trading | LBG PRODUCTS | Singlezone Non-Ducted, Wall Placement | 208130812 |  | HRCU-A-CB-O | LUHB48DO | Mini-Splits | LUHB48DSI | 9.5 | 17.8 | 11.5 | 9.5 | 18.5 | 9.8 | FALSE | FALSE | TRUE | 48000 | 30000 | 2.34 | 39000 | 2.05
208280082 |  | Live | Midea Electric Trading | TRUST AIR CONDITIONERS | Singlezone Non-Ducted, Wall Placement | 208280082 |  | HRCU-A-CB-O | OUS48H/O4S41P | Mini-Splits | IUMC448H/I41P | 9.5 | 17.8 | 11.5 | 9.5 | 18.5 | 9.8 | FALSE | FALSE | TRUE | 48000 | 30000 | 2.34 | 39000 | 2.05
209843070 |  | Live | Midea Electric Trading | CTMORLEY | Singlezone Non-Ducted, Wall Placement | 209843070 |  | HRCU-A-CB-O | MOU-A48L-2 | Mini-Splits | MIU-A48LC-2 | 9.5 | 17.8 | 11.5 | 9.5 | 18.5 | 9.8 | FALSE | FALSE | TRUE | 48000 | 30000 | 2.34 | 39000 | 2.05
210799605 |  | Live | Midea Electric Trading | COOPER&HUNTER | Singlezone Non-Ducted, Wall Placement | 210799605 |  | HRCU-A-CB-O | CH-N48LCU-230VO | Mini-Splits | CH-N48LCCT-230VI | 9.5 | 17.8 | 11.5 | 9.5 | 18.5 | 9.8 | FALSE | FALSE | TRUE | 48000 | 30000 | 2.34 | 39000 | 2.05
208280074 |  | Live | Midea Electric Trading | TRUST AIR CONDITIONERS | Singlezone Non-Ducted, Ceiling Placement | 208280074 |  | HRCU-A-CB-O | IS12H/O4S41P | Mini-Splits | IUMC412H/I41P | 14 | 22 | 10.6 | 14 | 22.7 | 10 | FALSE | FALSE | FALSE | 12000 | 8900 | 2.75 | 9300 | 2.39
8796425 |  | Live | RBL A/C INC. | SHARP | Singlezone Non-Ducted, Wall Placement | 8796425 |  | HRCU-A-CB-O | AE-X18THU | Mini-Splits | AY-XP18THU | 11.5 | 21 | 13.5 |  |  |  | FALSE | FALSE | FALSE | 17000 | 13600 | 3.21 | 19500 | 2.89
207657374 |  | Live | Midea Electric Trading | FRUIKONAIRE | Singlezone Ducted, Compact Ducted | 207657374 |  | HRCU-A-CB | SIU-36DOR1 | Mini-Splits | SIU-36DIR1 | 9 | 16.7 | 11.5 | 8.8 | 15.8 | 8.8 | FALSE | FALSE | FALSE | 36000 | 25000 | 2.49 | 26000 | 2.22
8674934 |  | Live | RBL A/C INC. | SHARP | Singlezone Non-Ducted, Wall Placement | 8674934 |  | HRCU-A-CB-O | AE-X18TU | Mini-Splits | AY-XPC18TU | 12.5 | 21 | 10.6 |  |  |  | FALSE | FALSE | FALSE | 17000 | 12000 | 2.59 | 16500 | 2.9
208280107 |  | Live | Midea Electric Trading | TRUST AIR CONDITIONERS | Singlezone Ducted, Compact Ducted | 208280107 |  | HRCU-A-CB | OUS36H/O4S41P | Mini-Splits | IUMDL36H/I43P | 9 | 16.7 | 11.5 | 8.8 | 15.8 | 8.8 | FALSE | FALSE | FALSE | 36000 | 25000 | 2.49 | 26000 | 2.22
208119669 |  | Live | Midea Electric Trading | AIRLUX | Singlezone Ducted, Compact Ducted | 208119669 |  | HRCU-A-CB | ASZ36O/2022 | Mini-Splits | AMD36I | 9 | 16.7 | 11.5 | 8.8 | 15.8 | 8.8 | FALSE | FALSE | FALSE | 36000 | 25000 | 2.49 | 26000 | 2.22
8693471 |  | Live | RBL A/C INC. | SHARP | Singlezone Non-Ducted, Wall Placement | 8693471 |  | HRCU-A-CB-O | AE-X24TU | Mini-Splits | AY-XP24TU | 9 | 19 | 10 |  |  |  | FALSE | FALSE | FALSE | 22000 | 14000 | 2.56 | 17800 | 2.84
208121959 |  | Live | Midea Electric Trading | PIONEER | Singlezone Non-Ducted, Wall Placement | 208121959 |  | HRCU-A-CB-O | YN036GMFI18RUE | Mini-Splits | UB036GMFILCFHD | 8 | 17 | 10 | 8.5 | 19 | 9 | FALSE | FALSE | FALSE | 36000 | 23000 | 2.2 | 25000 | 2.11
208121841 |  | Live | Midea Electric Trading | DUOHOME | Singlezone Ducted, Compact Ducted | 208121841 |  | HRCU-A-CB | DOD30U-36HFN1-MP0(GA) | Mini-Splits | DTI-36HWFN1-M | 9 | 16.7 | 11.5 | 8.8 | 15.8 | 8.8 | FALSE | FALSE | FALSE | 36000 | 25000 | 2.49 | 26000 | 2.22
209748100 |  | Live | Midea Electric Trading | AC PRO.COM | Singlezone Non-Ducted, Ceiling Placement | 209748100 |  | HRCU-A-CB-O | AOX230-12HFN1-MV5W | Mini-Splits | ACCA3U-12HRFN1-M(C) | 14 | 22 | 10.6 | 14 | 22.7 | 10 | FALSE | FALSE | TRUE | 12000 | 8900 | 2.75 | 9300 | 2.39
207743734 |  | Live | Midea Electric Trading | DIRECT AIR | Singlezone Non-Ducted, Wall Placement | 207743734 |  | HRCU-A-CB-O | DIRM-36LCDA25-1Z | Mini-Splits | DIRM-36HP-CF | 8 | 17 | 10 | 8.5 | 19 | 9 | FALSE | FALSE | FALSE | 36000 | 23000 | 2.2 | 25000 | 2.11
8740799 |  | Live | RBL A/C INC. | SHARP | Singlezone Non-Ducted, Wall Placement | 8740799 |  | HRCU-A-CB-O | AE-X12TU | Mini-Splits | AY-XPC12TU | 12.5 | 22.5 | 11.4 |  |  |  | FALSE | FALSE | TRUE | 11500 | 8400 | 2.83 | 12000 | 2.66
208130817 |  | Live | Midea Electric Trading | LBG PRODUCTS | Singlezone Ducted, Compact Ducted | 208130817 |  | HRCU-A-CB | LUHB36DO | Mini-Splits | LUHB36DFI | 9 | 16.7 | 11.5 | 8.8 | 15.8 | 8.8 | FALSE | FALSE | FALSE | 36000 | 25000 | 2.49 | 26000 | 2.22
207743745 |  | Live | Midea Electric Trading | DIRECT AIR | Singlezone Non-Ducted, Wall Placement | 207743745 |  | HRCU-A-CB-O | DIRM-36LCDA25-1Z | Mini-Splits | DIRM-36HP-CA | 9 | 18.2 | 10.6 | 9.4 | 19.2 | 8.8 | FALSE | FALSE | FALSE | 36000 | 23000 | 2.45 | 26000 | 2.13
207698169 |  | Live | Parker Davis HVAC International, Inc. | PIONEER | Multizone All Non-Ducted | 207698169 |  | HMSV-A-CB | YN040GLFI22M4D | Non-Ducted Indoor Units | YN040GLFI22M4D | 12.5 | 21.5 | 10 |  |  |  | TRUE | FALSE | FALSE | 32000 | 23000 | 2.87 | 23500 | 2.22
210586150 |  | Live | Midea Electric Trading | ECO AC | Singlezone Ducted, Compact Ducted | 210586150 |  | HRCU-A-CB | EHH-O36BB | Mini-Splits | EHH-D36BA | 9 | 16.7 | 11.5 | 8.8 | 15.8 | 8.8 | FALSE | FALSE | FALSE | 36000 | 25000 | 2.49 | 26000 | 2.22
207698163 |  | Live | Parker Davis HVAC International, Inc. | PIONEER | Multizone All Non-Ducted | 207698163 |  | HMSV-A-CB | YN030GLFI22M3D | Non-Ducted Indoor Units | YN030GLFI22M3D | 12.5 | 22 | 10 |  |  |  | TRUE | FALSE | FALSE | 24000 | 16400 | 2.67 | 19000 | 2.53
209864928 |  | Live | Midea Electric Trading | AC BEST LA | Singlezone Ducted, Compact Ducted | 209864928 |  | HRCU-A-CB | AOD30U-36HFN1-MP0(GA) | Mini-Splits | ATI-36HWFN1-M | 9 | 16.7 | 11.5 | 8.8 | 15.8 | 8.8 | FALSE | FALSE | FALSE | 36000 | 25000 | 2.49 | 26000 | 2.22
202354896 |  | Live | Mitsubishi Electric Trane | AMERICAN STANDARD / MITSUBISHI ELECTRIC | Multizone All Ducted | 202354896 |  | HMSV-A-CB | NAXMPH36A142AA | Ducted Indoor Units |  | 11.3 | 15.8 | 10.1 |  |  |  | FALSE | FALSE | FALSE | 36000 | 36000 | 2.3 | 45000 | 1.99
207698162 |  | Live | Parker Davis HVAC International, Inc. | PIONEER | Multizone All Non-Ducted | 207698162 |  | HMSV-A-CB | YN020GLFI22M2D | Non-Ducted Indoor Units | YN020GLFI22M2D | 12.5 | 22 | 10 |  |  |  | TRUE | TRUE | FALSE | 17000 | 13700 | 2.97 | 15000 | 2.2
209843068 |  | Live | Midea Electric Trading | CTMORLEY | Singlezone Ducted, Compact Ducted | 209843068 |  | HRCU-A-CB | MOU-A36L-2 | Mini-Splits | MIU-A36LD-2 | 9 | 16.7 | 11.5 | 8.8 | 15.8 | 8.8 | FALSE | FALSE | FALSE | 36000 | 25000 | 2.49 | 26000 | 2.22
208121948 |  | Live | Midea Electric Trading | PIONEER | Singlezone Non-Ducted, Wall Placement | 208121948 |  | HRCU-A-CB-O | YN036GMFI18RUE | Mini-Splits | CB036GMFILDFHE | 9 | 18.2 | 10.6 | 9.4 | 19.2 | 8.8 | FALSE | FALSE | FALSE | 36000 | 23000 | 2.45 | 26000 | 2.13
207743771 |  | Live | Parker Davis HVAC International, Inc. | PIONEER | Singlezone Non-Ducted, Wall Placement | 207743771 |  | HRCU-A-CB-O | YN024GLFI22RPD | Mini-Splits | WT024GLFI22HLD | 12.5 | 20 | 10 |  |  |  | TRUE | FALSE | FALSE | 23000 | 13900 | 2.75 | 21760 | 2.21
210265863 |  | Live | Midea Electric Trading | AC PRO.COM | Singlezone Ducted, Compact Ducted | 210265863 |  | HRCU-A-CB | AOD30U-36HFN1-MP0(GA) | Mini-Splits | ATI-36HWFN1-M | 9 | 16.7 | 11.5 | 8.8 | 15.8 | 8.8 | FALSE | FALSE | FALSE | 36000 | 25000 | 2.49 | 26000 | 2.22
207743770 |  | Live | Parker Davis HVAC International, Inc. | PIONEER | Singlezone Non-Ducted, Wall Placement | 207743770 |  | HRCU-A-CB-O | YN018GLFI22RPD | Mini-Splits | WT018GLFI22HLD | 13 | 21.5 | 10 |  |  |  | TRUE | FALSE | FALSE | 18000 | 10000 | 2.85 | 15600 | 2.64
208121954 |  | Live | Midea Electric Trading | PIONEER | Singlezone Ducted, Compact Ducted | 208121954 |  | HRCU-A-CB | YN036GMFI18RUE | Mini-Splits | RB036GMFILDFHD | 9 | 16.7 | 11.5 | 8.8 | 15.8 | 8.8 | FALSE | FALSE | FALSE | 36000 | 25000 | 2.49 | 26000 | 2.22
202373707 |  | Live | Mitsubishi Electric Trane | AMERICAN STANDARD / MITSUBISHI ELECTRIC | Multizone All Non-Ducted | 202373707 |  | HMSR-A-CB-O | NAXMPH48A182AA | Non-Ducted Indoor Units |  | 12 | 18.9 | 11 |  |  |  | FALSE | FALSE | FALSE | 48000 | 40000 | 2.7 | 54000 | 2.64
210799603 |  | Live | Midea Electric Trading | COOPER&HUNTER | Singlezone Ducted, Compact Ducted | 210799603 |  | HRCU-A-CB | CH-N36LCU-230VO | Mini-Splits | CH-36LCDTU/I | 9 | 16.7 | 11.5 | 8.8 | 15.8 | 8.8 | FALSE | FALSE | FALSE | 36000 | 25000 | 2.49 | 26000 | 2.22
210799582 |  | Live | Midea Electric Trading | COOPER&HUNTER | Singlezone Non-Ducted, Ceiling Placement | 210799582 |  | HRCU-A-CB-O | CH-ES12-230VO | Mini-Splits | CH-12MSPHCT-230VI | 14 | 22 | 10.6 | 14 | 22.7 | 10 | TRUE | FALSE | TRUE | 12000 | 8900 | 2.75 | 9300 | 2.39
207743761 |  | Live | Midea Electric Trading | DIRECT AIR | Singlezone Ducted, Compact Ducted | 207743761 |  | HRCU-A-CB | DIRM-36LCDA25-1Z | Mini-Splits | DIRM-36HP-DU | 9 | 16.7 | 11.5 | 8.8 | 15.8 | 8.8 | FALSE | FALSE | FALSE | 36000 | 25000 | 2.49 | 26000 | 2.22
207743769 |  | Live | Parker Davis HVAC International, Inc. | PIONEER | Singlezone Non-Ducted, Wall Placement | 207743769 |  | HRCU-A-CB-O | YN012GLFI22RPD | Mini-Splits | WT012GLFI22HLD | 13 | 23 | 10 |  |  |  | TRUE | TRUE | TRUE | 12000 | 7600 | 3.14 | 11100 | 2.48
210799602 |  | Live | Midea Electric Trading | COOPER&HUNTER | Singlezone Non-Ducted, Wall Placement | 210799602 |  | HRCU-A-CB-O | CH-N36LCU-230VO | Mini-Splits | CH-N36LCCT-230VI | 9 | 18.2 | 10.6 | 9.4 | 19.2 | 8.8 | FALSE | FALSE | FALSE | 36000 | 23000 | 2.45 | 26000 | 2.13
207743768 |  | Live | Parker Davis HVAC International, Inc. | PIONEER | Singlezone Non-Ducted, Wall Placement | 207743768 |  | HRCU-A-CB-O | YN009GLFI22RPD | Mini-Splits | WT009GLFI22HLD | 13 | 23 | 10 |  |  |  | TRUE | TRUE | FALSE | 9000 | 5900 | 2.79 | 8380 | 2.61
209843067 |  | Live | Midea Electric Trading | CTMORLEY | Singlezone Non-Ducted, Wall Placement | 209843067 |  | HRCU-A-CB-O | MOU-A36L-2 | Mini-Splits | MIU-A36LC-2 | 9 | 18.2 | 10.6 | 9.4 | 19.2 | 8.8 | FALSE | FALSE | FALSE | 36000 | 23000 | 2.45 | 26000 | 2.13
202392011 |  | Live | Mitsubishi Electric Trane | AMERICAN STANDARD / MITSUBISHI ELECTRIC | Multizone Mix of Ducted and Non-Ducted | 202392011 |  | HMSV-A-CB | NAXMPH42A152AA | Mixed Ducted and Non-Ducted Indoor Units |  | 12.1 | 17 | 10.55 |  |  |  | FALSE | FALSE | FALSE | 42000 | 36200 | 2.67 | 48000 | 2.41
207743767 |  | Live | Parker Davis HVAC International, Inc. | PIONEER | Singlezone Non-Ducted, Wall Placement | 207743767 |  | HRCU-A-CB-O | YN012ALFI22RPD | Mini-Splits | WT012ALFI22HLD | 12.5 | 22 | 10 |  |  |  | TRUE | TRUE | FALSE | 12000 | 7100 | 3.02 | 10900 | 2.5
208130811 |  | Live | Midea Electric Trading | LBG PRODUCTS | Singlezone Non-Ducted, Wall Placement | 208130811 |  | HRCU-A-CB-O | LUHB36DO | Mini-Splits | LUHB36DSI | 9 | 18.2 | 10.6 | 9.4 | 19.2 | 8.8 | FALSE | FALSE | FALSE | 36000 | 23000 | 2.45 | 26000 | 2.13
207743766 |  | Live | Parker Davis HVAC International, Inc. | PIONEER | Singlezone Non-Ducted, Wall Placement | 207743766 |  | HRCU-A-CB-O | YN009ALFI22RPD | Mini-Splits | WT009ALFI22HLD | 12.5 | 22 | 10 |  |  |  | TRUE | TRUE | FALSE | 9000 | 5900 | 2.79 | 8380 | 2.59
208280080 |  | Live | Midea Electric Trading | TRUST AIR CONDITIONERS | Singlezone Non-Ducted, Wall Placement | 208280080 |  | HRCU-A-CB-O | OUS36H/O4S41P | Mini-Splits | IUMC436H/I41P | 9 | 18.2 | 10.6 | 9.4 | 19.2 | 8.8 | FALSE | FALSE | FALSE | 36000 | 23000 | 2.45 | 26000 | 2.13
206764074 |  | Live | Daikin North America, LLC | FRANKLIN | Multizone All Non-Ducted | 206764074 |  | HMSR-A-CB-O | MST363E23MHAA | Non-Ducted Indoor Units |  | 13.5 | 21.5 | 10.5 |  |  |  | TRUE | TRUE | FALSE | 36000 | 23200 | 2.78 | 43387 | 2.31
202392015 |  | Live | Mitsubishi Electric Trane | AMERICAN STANDARD / MITSUBISHI ELECTRIC | Multizone Mix of Ducted and Non-Ducted | 202392015 |  | HMSV-A-CB | NAXMPH48A182AA | Mixed Ducted and Non-Ducted Indoor Units |  | 10.75 | 16.8 | 10.5 |  |  |  | FALSE | FALSE | FALSE | 48000 | 41500 | 2.53 | 54000 | 2.2
208130823 |  | Live | Midea Electric Trading | LBG PRODUCTS | Singlezone Non-Ducted, Wall Placement | 208130823 |  | HRCU-A-CB-O | LUHB36DO | Mini-Splits | LUHB36DZDI | 8 | 17 | 10 | 8.5 | 19 | 9 | FALSE | FALSE | FALSE | 36000 | 23000 | 2.2 | 25000 | 2.11
208121949 |  | Live | Midea Electric Trading | PIONEER | Singlezone Non-Ducted, Wall Placement | 208121949 |  | HRCU-A-CB-O | YN048GMFI18RUE | Mini-Splits | CB048GMFILDFHE | 9.5 | 17.8 | 11.5 | 9.5 | 18.5 | 9.8 | FALSE | FALSE | TRUE | 48000 | 30000 | 2.34 | 39000 | 2.05
207743746 |  | Live | Midea Electric Trading | DIRECT AIR | Singlezone Non-Ducted, Wall Placement | 207743746 |  | HRCU-A-CB-O | DIRM-48LCDA25-1Z | Mini-Splits | DIRM-48HP-CA | 9.5 | 17.8 | 11.5 | 9.5 | 18.5 | 9.8 | FALSE | FALSE | TRUE | 48000 | 30000 | 2.34 | 39000 | 2.05
208280161 |  | Live | Midea Electric Trading | TRUST AIR CONDITIONERS | Singlezone Non-Ducted, Wall Placement | 208280161 |  | HRCU-A-CB-O | OUS36H/O4S41P | Mini-Splits | IUMFC36H/I41P | 8 | 17 | 10 | 8.5 | 19 | 9 | FALSE | FALSE | FALSE | 36000 | 23000 | 2.2 | 25000 | 2.11
207743762 |  | Live | Midea Electric Trading | DIRECT AIR | Singlezone Ducted, Compact Ducted | 207743762 |  | HRCU-A-CB | DIRM-48LCDA25-1Z | Mini-Splits | DIRM-48HP-DU | 9.2 | 17.4 | 10.3 | 8.5 | 15.1 | 9.3 | FALSE | FALSE | FALSE | 48000 | 34000 | 2.32 | 41000 | 2.32
210857476 |  | Live | Midea Electric Trading | SLIMAIR | Singlezone Non-Ducted, Ceiling Placement | 210857476 |  | HRCU-A-CB-O | SHC12VE2AG | Mini-Splits | SHLZ12VC2AG | 14 | 22 | 10.6 | 14 | 22.7 | 10 | TRUE | FALSE | TRUE | 12000 | 8900 | 2.75 | 9300 | 2.39
209843069 |  | Live | Midea Electric Trading | CTMORLEY | Singlezone Non-Ducted, Wall Placement | 209843069 |  | HRCU-A-CB-O | MOU-A36L-2 | Mini-Splits | MIU-A36LF-2 | 8 | 17 | 10 | 8.5 | 19 | 9 | FALSE | FALSE | FALSE | 36000 | 23000 | 2.2 | 25000 | 2.11
207614053 |  | Live | Midea Electric Trading | KARDA | Singlezone Non-Ducted, Wall Placement | 207614053 |  | HRCU-A-CB-O | 1KARDA09SZO25 | Mini-Splits | 1KARDA09UVW-2 | 13 | 23 | 10 |  |  |  | FALSE | FALSE | FALSE | 9000 | 7000 | 2.5 | 11890 | 2.12
208121955 |  | Live | Midea Electric Trading | PIONEER | Singlezone Ducted, Compact Ducted | 208121955 |  | HRCU-A-CB | YN048GMFI18RUE | Mini-Splits | RB048GMFILDFHD | 9.2 | 17.4 | 10.3 | 8.5 | 15.1 | 9.3 | FALSE | FALSE | FALSE | 48000 | 34000 | 2.32 | 41000 | 2.32
210799604 |  | Live | Midea Electric Trading | COOPER&HUNTER | Singlezone Non-Ducted, Wall Placement | 210799604 |  | HRCU-A-CB-O | CH-N36LCU-230VO | Mini-Splits | CH-36LCFC/I | 8 | 17 | 10 | 8.5 | 19 | 9 | FALSE | FALSE | FALSE | 36000 | 23000 | 2.2 | 25000 | 2.11
207643182 |  | Live | Carrier | AIRQUEST | Multizone All Non-Ducted | 207643182 |  | HMSR-A-CB-O | DLCMHBH30DAK | Non-Ducted Indoor Units |  | 11.5 | 23 | 10.8 |  |  |  | TRUE | FALSE | FALSE | 30000 | 18500 | 2.98 | 27500 | 2.82
10339674 |  | Live | Gree | KINGHOME | Multizone All Non-Ducted | 10339674 |  | HMSR-A-CB-O | KM18H4O | Non-Ducted Indoor Units |  | 12.5 | 22 | 11 |  |  |  | FALSE | FALSE | FALSE | 18000 | 12800 | 2.42 | 16400 | 2.42
203991158 |  | Live | Gree | GREE | Multizone All Non-Ducted | 203991158 |  | HMSR-A-CB-O | MULTIU48HP230V1BO | Non-Ducted Indoor Units |  | 8.85 | 18 | 10 |  |  |  | FALSE | FALSE | FALSE | 48000 | 38000 | 2.62 | 54000 | 2.41
207643161 |  | Live | Carrier | SMART COMFORT | Multizone All Non-Ducted | 207643161 |  | HMSR-A-CB-O | DLCMHBH30DAK | Non-Ducted Indoor Units |  | 11.5 | 23 | 10.8 |  |  |  | TRUE | FALSE | FALSE | 30000 | 18500 | 2.98 | 27500 | 2.82
202557965 |  | Live | Gree | GREE | Multizone All Non-Ducted | 202557965 |  | HMSR-A-CB-O | GWHD(18)ND3JO | Non-Ducted Indoor Units |  | 12.5 | 23 | 10.5 |  |  |  | FALSE | FALSE | FALSE | 18000 | 17000 | 2.49 | 21000 | 2.05
207643140 |  | Live | Carrier | TEMPSTAR | Multizone All Non-Ducted | 207643140 |  | HMSR-A-CB-O | DLCMHBH30DAK | Non-Ducted Indoor Units |  | 11.5 | 23 | 10.8 |  |  |  | TRUE | FALSE | FALSE | 30000 | 18500 | 2.98 | 27500 | 2.82
202392014 |  | Live | Mitsubishi Electric Trane | TRANE / MITSUBISHI ELECTRIC | Multizone Mix of Ducted and Non-Ducted | 202392014 |  | HMSV-A-CB | NTXMPH48A182AA | Mixed Ducted and Non-Ducted Indoor Units |  | 10.75 | 16.8 | 10.5 |  |  |  | FALSE | FALSE | FALSE | 48000 | 41500 | 2.53 | 54000 | 2.2
208121855 |  | Live | Midea Electric Trading | ECO-AIR | Singlezone Non-Ducted, Wall Placement | 208121855 |  | HRCU-A-CB-O | MOX230-12HFN1-BV0Q1W | Mini-Splits | MSABB-12HRFN1-BV0Q1W | 12.5 | 22 | 11.5 | 12.5 | 22.5 | 9 | TRUE | FALSE | FALSE | 12000 | 7500 | 2.59 | 8210 | 2.41
208121892 |  | Live | Midea Electric Trading | ALSETRIA | Singlezone Non-Ducted, Wall Placement | 208121892 |  | HRCU-A-CB-O | MOX230-12HFN1-BV0Q1W | Mini-Splits | MSABB-12HRFN1-BV0Q1W | 12.5 | 22 | 11.5 | 12.5 | 22.5 | 9 | TRUE | FALSE | FALSE | 12000 | 7500 | 2.59 | 8210 | 2.41
207643119 |  | Live | Carrier | MIDEA | Multizone All Non-Ducted | 207643119 |  | HMSR-A-CB-O | DLCMHBH30DAK | Non-Ducted Indoor Units |  | 11.5 | 23 | 10.8 |  |  |  | TRUE | FALSE | FALSE | 30000 | 18500 | 2.98 | 27500 | 2.82
202373747 |  | Live | Mitsubishi Electric Trane | TRANE / MITSUBISHI ELECTRIC | Multizone All Non-Ducted | 202373747 |  | HMSR-A-CB-O | NTXMPH48A182AA | Non-Ducted Indoor Units |  | 12 | 18.9 | 11 |  |  |  | FALSE | FALSE | FALSE | 48000 | 40000 | 2.7 | 54000 | 2.64
208552787 |  | Live | Midea Electric Trading | MRCOOL | Singlezone Non-Ducted, Wall Placement | 208552787 |  | HRCU-A-CB-O | DIY-12-HP-C-115C25 | Mini-Splits | DIY-12-HP-WMAH-115C25 | 12.5 | 22 | 11.5 | 12.5 | 22.5 | 9 | TRUE | FALSE | FALSE | 12000 | 7500 | 2.59 | 8210 | 2.41
202392010 |  | Live | Mitsubishi Electric Trane | TRANE / MITSUBISHI ELECTRIC | Multizone Mix of Ducted and Non-Ducted | 202392010 |  | HMSV-A-CB | NTXMPH42A152AA | Mixed Ducted and Non-Ducted Indoor Units |  | 12.1 | 17 | 10.55 |  |  |  | FALSE | FALSE | FALSE | 42000 | 36200 | 2.67 | 48000 | 2.41
207643098 |  | Live | Carrier | KENMORE | Multizone All Non-Ducted | 207643098 |  | HMSR-A-CB-O | DLCMHBH30DAK | Non-Ducted Indoor Units |  | 11.5 | 23 | 10.8 |  |  |  | TRUE | FALSE | FALSE | 30000 | 18500 | 2.98 | 27500 | 2.82
202354908 |  | Live | Mitsubishi Electric Trane | TRANE / MITSUBISHI ELECTRIC | Multizone All Ducted | 202354908 |  | HMSV-A-CB | NTXMPH36A142AA | Ducted Indoor Units |  | 11.3 | 15.8 | 10.1 |  |  |  | FALSE | FALSE | FALSE | 36000 | 36000 | 2.3 | 45000 | 1.99
207339187 |  | Live | Midea Electric Trading | MRCOOL | Singlezone Non-Ducted, Wall Placement | 207339187 |  | HRCU-A-CB-O | DIY-12-HP-C-115C | Mini-Splits | DIY-12-HP-WMAH-115C25 | 12.5 | 22 | 11.5 | 12.5 | 22.5 | 9 | TRUE | FALSE | FALSE | 12000 | 7500 | 2.59 | 8210 | 2.41
10064025 |  | Live | Gree | TOSOT | Multizone All Non-Ducted | 10064025 |  | HMSR-A-CB-O | TM42H3O | Non-Ducted Indoor Units |  | 10.4 | 21 | 10.2 |  |  |  | FALSE | FALSE | FALSE | 39000 | 29000 | 2.68 | 31100 | 2.5
207643077 |  | Live | Carrier | KEEPRITE | Multizone All Non-Ducted | 207643077 |  | HMSR-A-CB-O | DLCMHBH30DAK | Non-Ducted Indoor Units |  | 11.5 | 23 | 10.8 |  |  |  | TRUE | FALSE | FALSE | 30000 | 18500 | 2.98 | 27500 | 2.82
208674979 |  | Live | Midea Electric Trading | NAKS | Singlezone Non-Ducted, Wall Placement | 208674979 |  | HRCU-A-CB-O | NAKS-SPLIT AC-9K-ODU-115 | Mini-Splits | NAKS-SPLIT AC-9K-IDU-115 | 13.8 | 23 | 11 | 13.8 | 23 | 9.8 | FALSE | FALSE | TRUE | 9000 | 5900 | 2.93 | 9018 | 2.4
207339188 |  | Live | Midea Electric Trading | MRCOOL | Singlezone Non-Ducted, Wall Placement | 207339188 |  | HRCU-A-CB-O | DIY-18-HP-C-230C | Mini-Splits | DIY-18-HP-WMAH-230C25 | 12.5 | 22 | 11.5 | 12.6 | 22.7 | 9.8 | TRUE | FALSE | TRUE | 18000 | 13800 | 2.54 | 14760 | 2.31
208674963 |  | Live | Midea Electric Trading | AIC TECHNOLOGIES | Singlezone Non-Ducted, Wall Placement | 208674963 |  | HRCU-A-CB-O | NAKS-SPLIT AC-9K-ODU-115 | Mini-Splits | NAKS-SPLIT AC-9K-IDU-115 | 13.8 | 23 | 11 | 13.8 | 23 | 9.8 | FALSE | FALSE | TRUE | 9000 | 5900 | 2.93 | 9018 | 2.4
208552788 |  | Live | Midea Electric Trading | MRCOOL | Singlezone Non-Ducted, Wall Placement | 208552788 |  | HRCU-A-CB-O | DIY-18-HP-C-230C25 | Mini-Splits | DIY-18-HP-WMAH-230C25 | 12.5 | 22 | 11.5 | 12.6 | 22.7 | 9.8 | TRUE | FALSE | TRUE | 18000 | 13800 | 2.54 | 14760 | 2.31
201755024 |  | Live | Mitsubishi Electric Trane | MITSUBISHI ELECTRIC | Multizone Mix of Ducted and Non-Ducted | 201755024 |  | HMSV-A-CB | MXZ-8C48NAHZ | Mixed Ducted and Non-Ducted Indoor Units |  | 10.75 | 16.8 | 10.5 |  |  |  | FALSE | FALSE | FALSE | 48000 | 41500 | 2.53 | 54000 | 2.2
207643056 |  | Live | Carrier | HEIL | Multizone All Non-Ducted | 207643056 |  | HMSR-A-CB-O | DLCMHBH30DAK | Non-Ducted Indoor Units |  | 11.5 | 23 | 10.8 |  |  |  | TRUE | FALSE | FALSE | 30000 | 18500 | 2.98 | 27500 | 2.82
201755022 |  | Live | Mitsubishi Electric Trane | MITSUBISHI ELECTRIC | Multizone Mix of Ducted and Non-Ducted | 201755022 |  | HMSV-A-CB | MXZ-5C42NAHZ | Mixed Ducted and Non-Ducted Indoor Units |  | 12.1 | 17 | 10.55 |  |  |  | FALSE | FALSE | FALSE | 42000 | 36200 | 2.67 | 48000 | 2.41
208121893 |  | Live | Midea Electric Trading | ALSETRIA | Singlezone Non-Ducted, Wall Placement | 208121893 |  | HRCU-A-CB-O | MOX430-18HFN1-MT2Q1W | Mini-Splits | MSABE-18HRFN1-MT2Q1W | 12.5 | 22 | 11.5 | 12.6 | 22.7 | 9.8 | TRUE | FALSE | TRUE | 18000 | 13800 | 2.54 | 14760 | 2.31
201754912 |  | Live | Mitsubishi Electric Trane | MITSUBISHI ELECTRIC | Multizone All Ducted | 201754912 |  | HMSV-A-CB | MXZ-4C36NAHZ | Ducted Indoor Units |  | 11.3 | 15.8 | 10.1 |  |  |  | FALSE | FALSE | FALSE | 36000 | 36000 | 2.3 | 45000 | 1.99
208121856 |  | Live | Midea Electric Trading | ECO-AIR | Singlezone Non-Ducted, Wall Placement | 208121856 |  | HRCU-A-CB-O | MOX430-18HFN1-MT2Q1W | Mini-Splits | MSABE-18HRFN1-MT2Q1W | 12.5 | 22 | 11.5 | 12.6 | 22.7 | 9.8 | TRUE | FALSE | TRUE | 18000 | 13800 | 2.54 | 14760 | 2.31
207643035 |  | Live | Carrier | DAY & NIGHT | Multizone All Non-Ducted | 207643035 |  | HMSR-A-CB-O | DLCMHBH30DAK | Non-Ducted Indoor Units |  | 11.5 | 23 | 10.8 |  |  |  | TRUE | FALSE | FALSE | 30000 | 18500 | 2.98 | 27500 | 2.82
201754635 |  | Live | Mitsubishi Electric Trane | MITSUBISHI ELECTRIC | Multizone All Non-Ducted | 201754635 |  | HMSR-A-CB-O | MXZ-8C48NAHZ | Non-Ducted Indoor Units |  | 12 | 18.9 | 11 |  |  |  | FALSE | FALSE | FALSE | 48000 | 40000 | 2.7 | 54000 | 2.64
208121857 |  | Live | Midea Electric Trading | ECO-AIR | Singlezone Non-Ducted, Wall Placement | 208121857 |  | HRCU-A-CB-O | MOD31-23HFN1-MT2Q1W | Mini-Splits | MSABE-23HRFN1-MT2Q1W | 12.5 | 20.5 | 10.5 | 12.5 | 20.5 | 9.2 | TRUE | FALSE | FALSE | 23000 | 17900 | 2.34 | 21492 | 2.25
208121894 |  | Live | Midea Electric Trading | ALSETRIA | Singlezone Non-Ducted, Wall Placement | 208121894 |  | HRCU-A-CB-O | MOD31-23HFN1-MT2Q1W | Mini-Splits | MSABE-23HRFN1-MT2Q1W | 12.5 | 20.5 | 10.5 | 12.5 | 20.5 | 9.2 | TRUE | FALSE | FALSE | 23000 | 17900 | 2.34 | 21492 | 2.25
201755020 |  | Live | Mitsubishi Electric Trane | MITSUBISHI ELECTRIC | Multizone Mix of Ducted and Non-Ducted | 201755020 |  | HMSV-A-CB | MXZ-4C36NAHZ | Mixed Ducted and Non-Ducted Indoor Units |  | 12.65 | 17.45 | 10.7 |  |  |  | FALSE | FALSE | FALSE | 36000 | 35000 | 2.53 | 45000 | 2.47
208552791 |  | Live | Midea Electric Trading | MRCOOL | Singlezone Non-Ducted, Wall Placement | 208552791 |  | HRCU-A-CB-O | DIY-24-HP-C-230C25 | Mini-Splits | DIY-24-HP-WMAH-230C25 | 12.5 | 20.5 | 10.5 | 12.5 | 20.5 | 9.2 | TRUE | FALSE | FALSE | 23000 | 17900 | 2.34 | 21492 | 2.25
207643014 |  | Live | Carrier | COMFORTMAKER | Multizone All Non-Ducted | 207643014 |  | HMSR-A-CB-O | DLCMHBH30DAK | Non-Ducted Indoor Units |  | 11.5 | 23 | 10.8 |  |  |  | TRUE | FALSE | FALSE | 30000 | 18500 | 2.98 | 27500 | 2.82
208280055 |  | Live | Midea Electric Trading | TRUST AIR CONDITIONERS | Singlezone Non-Ducted, Wall Placement | 208280055 |  | HRCU-A-CB-O | IS24H/O4S41P | Mini-Splits | IS24H/I4S41P | 14 | 21 | 12 | 14 | 22 | 10 | FALSE | FALSE | FALSE | 24000 | 16200 | 2.4 | 20000 | 2.1
201754911 |  | Live | Mitsubishi Electric Trane | MITSUBISHI ELECTRIC | Multizone All Non-Ducted | 201754911 |  | HMSR-A-CB-O | MXZ-4C36NAHZ | Non-Ducted Indoor Units |  | 14 | 19.1 | 11.3 |  |  |  | FALSE | FALSE | FALSE | 36000 | 34000 | 2.85 | 45000 | 2.78
208816910 |  | Live | Midea Electric Trading | TRUST AIR CONDITIONERS | Singlezone Non-Ducted, Wall Placement | 208816910 |  | HRCU-A-CB-O | OUS12H/O4S4P | Mini-Splits | IUMW112H/I41P | 13.7 | 23.2 | 13.2 | 13.7 | 24.6 | 10.7 | FALSE | FALSE | TRUE | 12000 | 9000 | 2.69 | 9921 | 2.31
208280051 |  | Live | Midea Electric Trading | TRUST AIR CONDITIONERS | Singlezone Non-Ducted, Wall Placement | 208280051 |  | HRCU-A-CB-O | IS12H/O4S41P | Mini-Splits | IS12H/I4S41P | 13.7 | 23.2 | 13.2 | 13.7 | 24.6 | 10.7 | FALSE | FALSE | FALSE | 12000 | 9000 | 2.69 | 9921 | 2.31
201754926 |  | Live | Mitsubishi Electric Trane | MITSUBISHI ELECTRIC | Multizone All Non-Ducted | 201754926 |  | HMSR-A-CB-O | MXZ-5C42NAHZ | Non-Ducted Indoor Units |  | 13.4 | 19 | 11 |  |  |  | FALSE | FALSE | FALSE | 42000 | 35800 | 2.87 | 48000 | 2.89
207642993 |  | Live | Carrier | ARCOAIRE | Multizone All Non-Ducted | 207642993 |  | HMSR-A-CB-O | DLCMHBH30DAK | Non-Ducted Indoor Units |  | 11.5 | 23 | 10.8 |  |  |  | TRUE | FALSE | FALSE | 30000 | 18500 | 2.98 | 27500 | 2.82
209937050 |  | Live | Midea Electric Trading | C&H | Singlezone Non-Ducted, Wall Placement | 209937050 |  | HRCU-A-CB-O | CH-ES12-230VO | Mini-Splits | CH-12MASTWM-230VI | 13.7 | 23.2 | 13.2 | 13.7 | 24.6 | 10.7 | TRUE | FALSE | TRUE | 12000 | 9000 | 2.69 | 9921 | 2.31
210799673 |  | Live | Midea Electric Trading | COOPER&HUNTER | Singlezone Non-Ducted, Wall Placement | 210799673 |  | HRCU-A-CB-O | CH-ES12-230VO | Mini-Splits | CH-12MASTWM-230VI | 13.7 | 23.2 | 13.2 | 13.7 | 24.6 | 10.7 | TRUE | FALSE | TRUE | 12000 | 9000 | 2.69 | 9921 | 2.31
201754904 |  | Live | Mitsubishi Electric Trane | MITSUBISHI ELECTRIC | Multizone All Non-Ducted | 201754904 |  | HMSR-A-CB-O | MXZ-3C24NAHZ2 | Non-Ducted Indoor Units |  | 13.5 | 19 | 10 |  |  |  | FALSE | FALSE | FALSE | 22000 | 14000 | 2.53 | 25000 | 2.06
208815363 |  | Live | Midea Electric Trading | DUOHOME | Singlezone Non-Ducted, Wall Placement | 208815363 |  | HRCU-A-CB-O | DOX430-24HFN1-MR0W | Mini-Splits | DSAG11D-24HRFN1-MR0W | 9.5 | 18.5 | 10.2 | 9.5 | 18.5 | 8.6 | FALSE | FALSE | FALSE | 24000 | 16500 | 2.38 | 19257 | 2.11
208650633 |  | Live | Midea Electric Trading | FRUIKONAIRE | Singlezone Non-Ducted, Wall Placement | 208650633 |  | HRCU-A-CB-O | KFR-70W/A | Mini-Splits | KFR-70G/A | 9.5 | 18.5 | 10.2 | 9.5 | 18.5 | 8.6 | FALSE | FALSE | FALSE | 24000 | 16500 | 2.38 | 19257 | 2.11
208280036 |  | Live | Midea Electric Trading | TRUST AIR CONDITIONERS | Singlezone Non-Ducted, Wall Placement | 208280036 |  | HRCU-A-CB-O | CE24H/O4S41P | Mini-Splits | CE24H/I4S41P | 9.5 | 18.5 | 10.2 | 9.5 | 18.5 | 8.6 | FALSE | FALSE | FALSE | 24000 | 16500 | 2.38 | 19257 | 2.11
208073232 |  | Live | Midea Electric Trading | AC BEST LA | Singlezone Non-Ducted, Wall Placement | 208073232 |  | HRCU-A-CB-O | MOX430-24HFN1-MR0W | Mini-Splits | MSAG11D-24HRFN1-MR0W | 9.5 | 18.5 | 10.2 | 9.5 | 18.5 | 8.6 | FALSE | FALSE | FALSE | 24000 | 16500 | 2.38 | 19257 | 2.11
207342941 |  | Live | Mitsubishi Electric Trane | TRANE / MITSUBISHI ELECTRIC | Multizone All Non-Ducted | 207342941 |  | HMSR-A-CB-O | NTXMPH30A132** | Non-Ducted Indoor Units |  | 12.5 | 18 | 11 |  |  |  | FALSE | FALSE | FALSE | 28400 | 18000 | 2.65 | 28600 | 2
207526892 |  | Live | Trane U.S. Inc. | TRANE | Singlezone Ducted, Centrally Ducted | 207526892 |  | HRCU-A-CB | 4TWV0X24A1 |  | TEM6A0B24H21+TDR+RP | 13.1 | 19 | 9.6 |  |  |  | FALSE | FALSE | FALSE | 23600 | 16600 | 2.04 | 16800 | 2.39
209864932 |  | Live | Midea Electric Trading | CTMORLEY | Singlezone Non-Ducted, Wall Placement | 209864932 |  | HRCU-A-CB-O | MOU-A24G-2 | Mini-Splits | MIU-A24GW-2 | 9.5 | 18.5 | 10.2 | 9.5 | 18.5 | 8.6 | FALSE | FALSE | FALSE | 24000 | 16500 | 2.38 | 19257 | 2.11
207342939 |  | Live | Mitsubishi Electric Trane | TRANE / MITSUBISHI ELECTRIC | Multizone All Non-Ducted | 207342939 |  | HMSR-A-CB-O | NTXMPH24A132** | Non-Ducted Indoor Units |  | 13.5 | 19 | 10 |  |  |  | FALSE | FALSE | FALSE | 22000 | 14000 | 2.53 | 25000 | 2.06
207342937 |  | Live | Mitsubishi Electric Trane | TRANE / MITSUBISHI ELECTRIC | Multizone All Non-Ducted | 207342937 |  | HMSR-A-CB-O | NTXMPH20A122** | Non-Ducted Indoor Units |  | 13.5 | 17 | 10 |  |  |  | FALSE | FALSE | FALSE | 18000 | 13700 | 3.04 | 22000 | 2.1
207251117 |  | Live | Midea Electric Trading | LBG PRODUCTS | Singlezone Non-Ducted, Wall Placement | 207251117 |  | HRCU-A-CB-O | LBH24DTO | Mini-Splits | LBH24DTI | 9.5 | 18.5 | 10.2 | 9.5 | 18.5 | 8.6 | FALSE | FALSE | FALSE | 24000 | 16500 | 2.38 | 19257 | 2.11
207342931 |  | Live | Mitsubishi Electric Trane | TRANE / MITSUBISHI ELECTRIC | Multizone All Non-Ducted | 207342931 |  | HMSR-A-CB-O | NTXMMX24A132** | Non-Ducted Indoor Units |  | 13.6 | 20 | 10 |  |  |  | FALSE | FALSE | FALSE | 22000 | 14000 | 2.89 | 19600 | 2.23
207201627 |  | Live | Gree | GREE | Singlezone Ducted, Compact Ducted | 207201627 |  | HMSR-A-CB | 3VIR12HP230V1AO | Mini-Splits | DUCT12HP230V1BD | 11.8 | 20.5 | 10.6 |  |  |  | FALSE | FALSE | FALSE | 12000 | 6900 | 2.59 | 10500 | 2.44
210799558 |  | Live | Midea Electric Trading | COOPER&HUNTER | Singlezone Non-Ducted, Wall Placement | 210799558 |  | HRCU-A-CB-O | CH-NY24MIA-230VO | Mini-Splits | CH-24MOLV-230VI | 9.5 | 18.5 | 10.2 | 9.5 | 18.5 | 8.6 | FALSE | FALSE | FALSE | 24000 | 16500 | 2.38 | 19257 | 2.11
207201625 |  | Live | Gree | GREE | Singlezone Ducted, Compact Ducted | 207201625 |  | HMSR-A-CB | 3VIR09HP230V1AO | Mini-Splits | DUCT09HP230V1BD | 14.2 | 21 | 11.2 |  |  |  | FALSE | FALSE | FALSE | 9100 | 6900 | 2.85 | 10500 | 2.04
206905356 |  | Live | Midea Electric Trading | BLUERIDGE | Multizone All Non-Ducted | 206905356 |  | HMSR-A-CB-O | BMHH48M22C | Non-Ducted Indoor Units |  | 11.6 | 21.5 | 10.3 |  |  |  | FALSE | FALSE | FALSE | 48000 | 30000 | 2.51 | 48700 | 2.27
210799557 |  | Live | Midea Electric Trading | COOPER&HUNTER | Singlezone Non-Ducted, Wall Placement | 210799557 |  | HRCU-A-CB-O | CH-NY18MIA-230VO | Mini-Splits | CH-18MOLV-230VI | 11 | 19.5 | 10 | 11 | 19.5 | 8.7 | TRUE | FALSE | FALSE | 18000 | 11400 | 2.57 | 14370 | 2.49
206842137 |  | Live | GE Appliances, a Haier Company | GE APPLIANCES | Singlezone Ducted, Compact Ducted | 206842137 |  | HRCU-A-CB | ASH118URDSE* | Mini-Splits | USYM18UCDSA* | 11.5 | 19 | 10 |  |  |  | FALSE | FALSE | FALSE | 18000 | 15000 | 2.2 | 20250 | 2.28
207526952 |  | Live | Midea Electric Trading | NOVAIR | Singlezone Non-Ducted, Wall Placement | 207526952 |  | HRCU-A-CB-O | LEA18SZ15SK-O | Mini-Splits | LEA1815SK-I | 11 | 19.5 | 10 | 11 | 19.5 | 8.7 | TRUE | FALSE | FALSE | 18000 | 11400 | 2.57 | 14370 | 2.49
206764071 |  | Live | Daikin North America, LLC | FRANKLIN | Multizone All Non-Ducted | 206764071 |  | HMSR-A-CB-O | MST303E23MHAA | Non-Ducted Indoor Units |  | 13 | 22 | 10.4 |  |  |  | FALSE | FALSE | FALSE | 28000 | 18000 | 2.73 | 30960 | 2.12
206350467 |  | Live | Carrier | TEMPSTAR | Singlezone Non-Ducted, Ceiling Placement | 206350467 |  | HRCU-A-CB-O | DLCSRBH24AAK | Mini-Splits | DLFSCAH24XAK | 11 | 20 | 11.6 |  |  |  | FALSE | FALSE | FALSE | 24000 | 14500 | 2.71 | 26720 | 3.84
207251118 |  | Live | Midea Electric Trading | LBG PRODUCTS | Singlezone Non-Ducted, Wall Placement | 207251118 |  | HRCU-A-CB-O | LBH18DTO | Mini-Splits | LBH18DTI | 11 | 19.5 | 10 | 11 | 19.5 | 8.7 | TRUE | FALSE | FALSE | 18000 | 11400 | 2.57 | 14370 | 2.49
206315660 |  | Live | Midea Electric Trading | 1HVAC | Multizone All Non-Ducted | 206315660 |  | HMSR-A-CB-O | ACIQ-48Z-HH-M5 | Non-Ducted Indoor Units |  | 11.6 | 21.5 | 10.3 |  |  |  | FALSE | FALSE | FALSE | 48000 | 30000 | 2.51 | 48700 | 2.27
212396762 |  | Live | Lennox Industries | ADP | Singlezone Ducted, Centrally Ducted | 212396762 |  | HRCU-A-CB | 4TXD2060A10NU** | Ducted Indoor Units | BV**C9960 |  |  |  | 9.5 | 15.2 | 8.5 | FALSE | FALSE | FALSE | 46500 | 30200 | 2.1 | 48000 | 2.04
209864931 |  | Live | Midea Electric Trading | CTMORLEY | Singlezone Non-Ducted, Wall Placement | 209864931 |  | HRCU-A-CB-O | MOU-A18G-2 | Mini-Splits | MIU-A18GW-2 | 11 | 19.5 | 10 | 11 | 19.5 | 8.7 | FALSE | FALSE | FALSE | 18000 | 11400 | 2.57 | 14370 | 2.49
212396761 |  | Live | Lennox Industries | ADP | Singlezone Ducted, Centrally Ducted | 212396761 |  | HRCU-A-CB | 4TXD2060A10NU** | Ducted Indoor Units | BV**C9(1,2)60+TXV |  |  |  | 9.5 | 15.2 | 8.5 | FALSE | FALSE | FALSE | 46500 | 30200 | 2.1 | 48000 | 2.04
212396760 |  | Live | Lennox Industries | ADP | Singlezone Ducted, Centrally Ducted | 212396760 |  | HRCU-A-CB | 4TXD2060A10NU** | Ducted Indoor Units | BV**C9960 |  |  |  | 9.5 | 15.2 | 8.5 | FALSE | FALSE | FALSE | 46500 | 30200 | 2.1 | 48000 | 2.04
212396759 |  | Live | Lennox Industries | ADP | Singlezone Ducted, Centrally Ducted | 212396759 |  | HRCU-A-CB | 4TXD2060A10NU** | Ducted Indoor Units | BV**C9(1,2)60+TXV |  |  |  | 9.5 | 15.2 | 8.5 | FALSE | FALSE | FALSE | 46500 | 30200 | 2.1 | 48000 | 2.04
206315656 |  | Live | Midea Electric Trading | ACIQ | Multizone All Non-Ducted | 206315656 |  | HMSR-A-CB-O | ACIQ-48Z-HH-M5 | Non-Ducted Indoor Units |  | 11.6 | 21.5 | 10.3 |  |  |  | FALSE | FALSE | FALSE | 48000 | 30000 | 2.51 | 48700 | 2.27
212407346 |  | Live | Lennox Industries | ADP | Singlezone Ducted, Centrally Ducted | 212407346 |  | HRCU-A-CB | HMH72B601 | Ducted Indoor Units | F,PE*CC4960 |  |  |  | 8 | 16 | 7.75 | FALSE | FALSE | FALSE | 57500 | 35400 | 2.1 | 35800 | 2.42
212407345 |  | Live | Lennox Industries | ADP | Singlezone Ducted, Centrally Ducted | 212407345 |  | HRCU-A-CB | HMH72B481 | Ducted Indoor Units | F,PE*CC4960 |  |  |  | 10 | 18 | 7.8 | FALSE | FALSE | FALSE | 48000 | 28800 | 2.1 | 29200 | 2.48
206918612 |  | Live | Trane U.S. Inc. | TRANE | Singlezone Ducted, Centrally Ducted | 206918612 |  | HRCU-A-CB | 4TWV0024A1 |  | TEM6A0B24H21+TDR+RP | 13.1 | 19 | 9.6 |  |  |  | FALSE | FALSE | FALSE | 23600 | 16600 | 2.04 | 16800 | 2.39
212407344 |  | Live | Lennox Industries | ADP | Singlezone Ducted, Centrally Ducted | 212407344 |  | HRCU-A-CB | HMH72B481 | Ducted Indoor Units | F,PE*CC3948 |  |  |  | 9.5 | 17 | 7.6 | FALSE | FALSE | FALSE | 46500 | 28800 | 2.1 | 29200 | 2.48
212407343 |  | Live | Lennox Industries | ADP | Singlezone Ducted, Centrally Ducted | 212407343 |  | HRCU-A-CB | HMH72B341 | Ducted Indoor Units | F,PE*E34936 |  |  |  | 9.5 | 18 | 8.4 | FALSE | FALSE | FALSE | 33600 | 24400 | 2.1 | 25800 | 2.48
208073229 |  | Live | Midea Electric Trading | AC BEST LA | Singlezone Non-Ducted, Wall Placement | 208073229 |  | HRCU-A-CB-O | MOX330-18HFN1-MS0W | Mini-Splits | MSAG11C-18HRDN1-MS0W | 11 | 19.5 | 10 | 11 | 19.5 | 8.7 | FALSE | FALSE | FALSE | 18000 | 11400 | 2.57 | 14370 | 2.49
212407341 |  | Live | Lennox Industries | ADP | Singlezone Ducted, Centrally Ducted | 212407341 |  | HRCU-A-CB | HMH72B241 | Ducted Indoor Units | F,PE*E31930 |  |  |  | 9 | 16 | 7.6 | FALSE | FALSE | FALSE | 20600 | 14000 | 2.1 | 15100 | 2.3
206315652 |  | Live | Midea Electric Trading | DIYCOOL | Multizone All Non-Ducted | 206315652 |  | HMSR-A-CB-O | ACIQ-48Z-HH-M5 | Non-Ducted Indoor Units |  | 11.6 | 21.5 | 10.3 |  |  |  | FALSE | FALSE | FALSE | 48000 | 30000 | 2.51 | 48700 | 2.27
206221526 |  | Live | Fujitsu General America, Inc. | RUUD | Multizone All Non-Ducted | 206221526 |  | HMSR-A-CB-O | ROMH36FXZHJ | Non-Ducted Indoor Units |  | 13 | 20 | 10.3 |  |  |  | FALSE | FALSE | TRUE | 35200 | 21400 | 2.64 | 39341 | 2.25
208280033 |  | Live | Midea Electric Trading | TRUST AIR CONDITIONERS | Singlezone Non-Ducted, Wall Placement | 208280033 |  | HRCU-A-CB-O | CE18H/O4S41P | Mini-Splits | CE18H/I4S41P | 11 | 19.5 | 10 | 11 | 19.5 | 8.7 | FALSE | FALSE | FALSE | 18000 | 11400 | 2.57 | 14370 | 2.49
208650632 |  | Live | Midea Electric Trading | FRUIKONAIRE | Singlezone Non-Ducted, Wall Placement | 208650632 |  | HRCU-A-CB-O | KFR-51W/A | Mini-Splits | KFR-51G/A | 11 | 19.5 | 10 | 11 | 19.5 | 8.7 | FALSE | FALSE | FALSE | 18000 | 11400 | 2.57 | 14370 | 2.49
206221520 |  | Live | Fujitsu General America, Inc. | RUUD | Multizone All Non-Ducted | 206221520 |  | HMSR-A-CB-O | ROMH18FXZHJ | Non-Ducted Indoor Units |  | 13.5 | 21.5 | 10.3 |  |  |  | FALSE | FALSE | TRUE | 18000 | 14200 | 2.6 | 23500 | 2.17
208815362 |  | Live | Midea Electric Trading | DUOHOME | Singlezone Non-Ducted, Wall Placement | 208815362 |  | HRCU-A-CB-O | DOX330-18HFN1-MS0W | Mini-Splits | DSAG11C-18HRDN1-MS0W | 11 | 19.5 | 10 | 11 | 19.5 | 8.7 | FALSE | FALSE | FALSE | 18000 | 11400 | 2.57 | 14370 | 2.49
206319901 |  | Live | Friedrich Air Conditioning | FRIEDRICH | Singlezone Ducted, Centrally Ducted | 206319901 |  | HSP-A | VRP12R******-* |  | VRP12R******-* | 13 | 20 | 10 |  |  |  | FALSE | FALSE | FALSE | 12000 | 7700 | 2.89 | 7750 | 2.39
208815361 |  | Live | Midea Electric Trading | DUOHOME | Singlezone Non-Ducted, Wall Placement | 208815361 |  | HRCU-A-CB-O | DOX230-12HFN1-MS8W | Mini-Splits | DSAG11B-12HRFN1-MS0W | 10.8 | 20.5 | 10.7 | 10.8 | 21.4 | 9.2 | FALSE | FALSE | FALSE | 12000 | 7000 | 2.5 | 9300 | 2
206221501 |  | Live | Fujitsu General America, Inc. | RUUD | Multizone All Non-Ducted | 206221501 |  | HMSR-A-CB-O | ROMH45AFXZJ | Non-Ducted Indoor Units |  | 10.5 | 19.7 | 10.3 |  |  |  | FALSE | FALSE | FALSE | 45000 | 28200 | 2.58 | 36407 | 2.02
205920169 |  | Live | Midea Electric Trading | DIRECT AIR | Multizone All Non-Ducted | 205920169 |  | HMSR-A-CB-O | M5OG-48HFN1-M-[X] | Non-Ducted Indoor Units |  | 11.6 | 21.5 | 10.3 |  |  |  | FALSE | FALSE | FALSE | 48000 | 30000 | 2.51 | 48700 | 2.27
208650631 |  | Live | Midea Electric Trading | FRUIKONAIRE | Singlezone Non-Ducted, Wall Placement | 208650631 |  | HRCU-A-CB-O | KFR-35W/A | Mini-Splits | KFR-35G/A | 10.8 | 20.5 | 10.7 | 10.8 | 21.4 | 9.2 | FALSE | FALSE | FALSE | 12000 | 7000 | 2.5 | 9300 | 2
206319902 |  | Live | Friedrich Air Conditioning | FRIEDRICH | Singlezone Ducted, Centrally Ducted | 206319902 |  | HSP-A | VRP24R******-* |  | VRP24R******-* | 11 | 17.5 | 10 |  |  |  | FALSE | FALSE | FALSE | 23400 | 13000 | 1.77 | 15750 | 1.83
208280030 |  | Live | Midea Electric Trading | TRUST AIR CONDITIONERS | Singlezone Non-Ducted, Wall Placement | 208280030 |  | HRCU-A-CB-O | CE12H/O4S41P | Mini-Splits | CE12H/I4S41P | 10.8 | 20.5 | 10.7 | 10.8 | 21.4 | 9.2 | FALSE | FALSE | FALSE | 12000 | 7000 | 2.5 | 9300 | 2
205747588 |  | Live | Lennox Industries | LENNOX | Multizone All Non-Ducted | 205747588 |  | HMSR-A-CB-O | MLB048S4M-1P | Non-Ducted Indoor Units |  | 11.6 | 21.5 | 10.3 |  |  |  | FALSE | FALSE | FALSE | 48000 | 30000 | 2.51 | 48700 | 2.27
205645141 |  | Live | Midea Electric Trading | PERFECTAIRE | Multizone All Non-Ducted | 205645141 |  | HMSR-A-CB-O | 2PAMS48-HH-MZO5 | Non-Ducted Indoor Units |  | 11.6 | 21.5 | 10.3 |  |  |  | FALSE | FALSE | FALSE | 48000 | 30000 | 2.51 | 48700 | 2.27
209864930 |  | Live | Midea Electric Trading | CTMORLEY | Singlezone Non-Ducted, Wall Placement | 209864930 |  | HRCU-A-CB-O | MOU-A12G-2 | Mini-Splits | MIU-A12GW-2 | 10.8 | 20.5 | 10.7 | 10.8 | 21.4 | 9.2 | FALSE | FALSE | FALSE | 12000 | 7000 | 2.5 | 9300 | 2
206319900 |  | Live | Friedrich Air Conditioning | FRIEDRICH | Singlezone Ducted, Centrally Ducted | 206319900 |  | HSP-A | VRP24K******-* |  | VRP24K******-* | 11 | 17.5 | 10 |  |  |  | FALSE | FALSE | FALSE | 23400 | 13000 | 1.77 | 15750 | 1.83
207251120 |  | Live | Midea Electric Trading | LBG PRODUCTS | Singlezone Non-Ducted, Wall Placement | 207251120 |  | HRCU-A-CB-O | LBH12DTO | Mini-Splits | LBH12DTI | 10.8 | 20.5 | 10.7 | 10.8 | 21.4 | 9.2 | FALSE | FALSE | FALSE | 12000 | 7000 | 2.5 | 9300 | 2
205313423 |  | Live | Midea Electric Trading | C&H | Multizone All Non-Ducted | 205313423 |  | HMSR-A-CB-O | CH-HYP48MSPH-230VO | Non-Ducted Indoor Units |  | 11.6 | 21.5 | 10.3 |  |  |  | FALSE | FALSE | FALSE | 48000 | 30000 | 2.51 | 48700 | 2.27
210799556 |  | Live | Midea Electric Trading | COOPER&HUNTER | Singlezone Non-Ducted, Wall Placement | 210799556 |  | HRCU-A-CB-O | CH-NY12MIA-230VO | Mini-Splits | CH-12MOLV-230VI | 10.8 | 20.5 | 10.7 | 10.8 | 21.4 | 9.2 | FALSE | FALSE | FALSE | 12000 | 7000 | 2.5 | 9300 | 2
206319899 |  | Live | Friedrich Air Conditioning | FRIEDRICH | Singlezone Ducted, Centrally Ducted | 206319899 |  | HSP-A | VRP12K******-* |  | VRP12K******-* | 13 | 20 | 10 |  |  |  | FALSE | FALSE | FALSE | 12000 | 7700 | 2.89 | 7750 | 2.39
205309413 |  | Live | Midea Electric Trading | MOOVAIR | Multizone All Non-Ducted | 205309413 |  | HMSR-A-CB-O | DM48HOM25230X3 | Non-Ducted Indoor Units |  | 11.6 | 21.5 | 10.3 |  |  |  | FALSE | FALSE | FALSE | 48000 | 30000 | 2.51 | 48700 | 2.27
205306856 |  | Live | Midea Electric Trading | MDV | Multizone All Non-Ducted | 205306856 |  | HMSR-A-CB-O | M5OG-48HFN1-M-[X] | Non-Ducted Indoor Units |  | 11.6 | 21.5 | 10.3 |  |  |  | FALSE | FALSE | FALSE | 48000 | 30000 | 2.51 | 48700 | 2.27
206788331 |  | Live | Carrier | CARRIER | Singlezone Ducted, Centrally Ducted | 206788331 |  | HRCU-A-CB | 25VNA424A*031* |  | FE4AN(B,F)005L+UI | 15 | 24 | 13 |  |  |  | FALSE | FALSE | FALSE | 24000 | 23800 | 2.8 | 23800 | 2.8
204878533 |  | Live | GE Appliances, a Haier Company | GE APPLIANCES | Multizone All Non-Ducted | 204878533 |  | HMSR-A-CB-O | ASH436NCDW** | Non-Ducted Indoor Units |  | 12.5 | 20 | 10.5 |  |  |  | FALSE | FALSE | FALSE | 34000 | 22000 | 2.5 | 37000 | 2.75
204722816 |  | Live | Carrier | PAYNE | Multizone All Non-Ducted | 204722816 |  | HMSR-A-CB-O | 38MGRQ30D--3 | Non-Ducted Indoor Units |  | 12.5 | 23.8 | 10 |  |  |  | TRUE | TRUE | TRUE | 30000 | 17400 | 2.79 | 30770 | 2.57
206790019 |  | Live | Carrier | BRYANT | Singlezone Ducted, Centrally Ducted | 206790019 |  | HRCU-A-CB | 284ANV024*0**B* |  | FE4AN(B,F)005L+UI | 15 | 24 | 13 |  |  |  | FALSE | FALSE | FALSE | 24000 | 23800 | 2.8 | 23800 | 2.8
208815360 |  | Live | Midea Electric Trading | DUOHOME | Singlezone Non-Ducted, Wall Placement | 208815360 |  | HRCU-A-CB-O | DOX230-12HFN1-BS8W | Mini-Splits | DSAG11B-12HRFN1-BS0W | 10.3 | 20 | 10.8 | 10.3 | 20.8 | 8.7 | FALSE | FALSE | FALSE | 12000 | 7800 | 2.31 | 8200 | 1.35
208650629 |  | Live | Midea Electric Trading | FRUIKONAIRE | Singlezone Non-Ducted, Wall Placement | 208650629 |  | HRCU-A-CB-O | KFR-35W/B | Mini-Splits | KFR-35G/B | 10.3 | 20 | 10.8 | 10.3 | 20.8 | 8.7 | FALSE | FALSE | FALSE | 12000 | 7800 | 2.31 | 8200 | 1.35
204722815 |  | Live | Carrier | MIDEA | Multizone All Non-Ducted | 204722815 |  | HMSR-A-CB-O | 38MGRQ30D--3 | Non-Ducted Indoor Units |  | 12.5 | 23.8 | 10 |  |  |  | TRUE | TRUE | TRUE | 30000 | 17400 | 2.79 | 30770 | 2.57
209694742 |  | Live | Midea Electric Trading | CTMORLEY | Singlezone Non-Ducted, Wall Placement | 209694742 |  | HRCU-A-CB-O | MOU-A12G-1 | Mini-Splits | MIU-A12W-1 | 10.3 | 20 | 10.8 | 10.3 | 20.8 | 8.7 | FALSE | FALSE | FALSE | 12000 | 7800 | 2.31 | 8200 | 1.35
204717989 |  | Live | Daikin North America, LLC | DAIKIN | Singlezone Non-Ducted, Floor Placement | 204717989 |  | HRCU-A-CB-O | RXL12QMVJU9 |  | FVXS12NVJU | 12 | 20 | 11.4 |  |  |  | FALSE | FALSE | FALSE | 10200 | 8300 | 2.97 | 14300 | 2.45
208073224 |  | Live | Midea Electric Trading | AC BEST LA | Singlezone Non-Ducted, Wall Placement | 208073224 |  | HRCU-A-CB-O | MOX230-12HFN1-BS8W | Mini-Splits | MSAG11B-12HRFN1-BS0W | 10.3 | 20 | 10.8 | 10.3 | 20.8 | 8.7 | FALSE | FALSE | FALSE | 12000 | 7800 | 2.31 | 8200 | 1.35
204711109 |  | Live | Carrier | MIDEA | Multizone All Non-Ducted | 204711109 |  | HMSR-A-CB-O | 38MGRQ24C--3 | Non-Ducted Indoor Units |  | 12.5 | 23 | 10.3 |  |  |  | TRUE | FALSE | FALSE | 24000 | 17200 | 3.55 | 25150 | 2.64
204711108 |  | Live | Carrier | PAYNE | Multizone All Non-Ducted | 204711108 |  | HMSR-A-CB-O | 38MGRQ24C--3 | Non-Ducted Indoor Units |  | 12.5 | 23 | 10.3 |  |  |  | TRUE | FALSE | FALSE | 24000 | 17200 | 3.55 | 25150 | 2.64
204711107 |  | Live | Carrier | BRYANT | Multizone All Non-Ducted | 204711107 |  | HMSR-A-CB-O | 38MGRQ24C--3 | Non-Ducted Indoor Units |  | 12.5 | 23 | 10.3 |  |  |  | TRUE | FALSE | FALSE | 24000 | 17200 | 3.55 | 25150 | 2.64
204711106 |  | Live | Carrier | CARRIER | Multizone All Non-Ducted | 204711106 |  | HMSR-A-CB-O | 38MGRQ24C--3 | Non-Ducted Indoor Units |  | 12.5 | 23 | 10.3 |  |  |  | TRUE | FALSE | FALSE | 24000 | 17200 | 3.55 | 25150 | 2.64
211911379 |  | Live | Midea Electric Trading | MITS AIR | Singlezone Ducted, Centrally Ducted | 211911379 |  | HRCU-A-C | MOE30U-48HFN1-MR0 |  | MAC-48HWFN1-M | 9.15 | 14 | 9.4 | 8.6 | 14.3 | 8.3 | FALSE | FALSE | FALSE | 48000 | 30400 | 2.2 | 32000 | 2.03
208280025 |  | Live | Midea Electric Trading | TRUST AIR CONDITIONERS | Singlezone Non-Ducted, Wall Placement | 208280025 |  | HRCU-A-CB-O | CE12H/O4S41R | Mini-Splits | CE12H/I4S41R | 10.3 | 20 | 10.8 | 10.3 | 20.8 | 8.7 | FALSE | FALSE | FALSE | 12000 | 7800 | 2.31 | 8200 | 1.35
211911375 |  | Live | Midea Electric Trading | MITS AIR | Singlezone Ducted, Centrally Ducted | 211911375 |  | HRCU-A-C | MOE30U-48HFN1-MR0 |  | MAC-48HWDN1-MN0 | 9.15 | 14 | 9.4 | 8.6 | 14.3 | 8.3 | FALSE | FALSE | FALSE | 48000 | 30400 | 2.2 | 32000 | 2.03
209270317 |  | Live | Midea Electric Trading | ECO-AIR | Singlezone Ducted, Centrally Ducted | 209270317 |  | HRCU-A-C | MOE30U-48HFN1-MR0 |  | MAC-48HWFN1-M | 9.15 | 14 | 9.4 | 8.6 | 14.3 | 8.3 | FALSE | FALSE | FALSE | 48000 | 30400 | 2.2 | 32000 | 2.03
209550331 |  | Live | Midea Electric Trading | CANAIR | Singlezone Ducted, Centrally Ducted | 209550331 |  | HRCU-A-C | MOE30U-48HFN1-MR0 |  | MAC-48HWFN1-M | 9.15 | 14 | 9.4 | 8.6 | 14.3 | 8.3 | FALSE | FALSE | FALSE | 48000 | 30400 | 2.2 | 32000 | 2.03
212331385 |  | Live | Midea Electric Trading | LBG PRODUCTS | Singlezone Ducted, Centrally Ducted | 212331385 |  | HRCU-A-C | LCHB48DO |  | LCHB48DA | 9.15 | 14 | 9.4 | 8.6 | 14.3 | 8.3 | FALSE | FALSE | FALSE | 48000 | 30400 | 2.2 | 32000 | 2.03
212394309 |  | Live | Midea Electric Trading | 1HVAC | Singlezone Ducted, Centrally Ducted | 212394309 |  | HRCU-A-C | ACIQ-48-EHPB |  | ACIQ-48-ACL | 9.15 | 14 | 9.4 | 8.6 | 14.3 | 8.3 | FALSE | FALSE | FALSE | 48000 | 30400 | 2.2 | 32000 | 2.03
212394320 |  | Live | Midea Electric Trading | ACIQ | Singlezone Ducted, Centrally Ducted | 212394320 |  | HRCU-A-C | ACIQ-48-EHPB |  | ACIQ-48-ACL | 9.15 | 14 | 9.4 | 8.6 | 14.3 | 8.3 | FALSE | FALSE | FALSE | 48000 | 30400 | 2.2 | 32000 | 2.03
212394353 |  | Live | Midea Electric Trading | STEALTH | Singlezone Ducted, Centrally Ducted | 212394353 |  | HRCU-A-C | ACIQ-48-EHPB |  | ACIQ-48-ACL | 9.15 | 14 | 9.4 | 8.6 | 14.3 | 8.3 | FALSE | FALSE | FALSE | 48000 | 30400 | 2.2 | 32000 | 2.03
212394331 |  | Live | Midea Electric Trading | DIYCOOL | Singlezone Ducted, Centrally Ducted | 212394331 |  | HRCU-A-C | ACIQ-48-EHPB |  | ACIQ-48-ACL | 9.15 | 14 | 9.4 | 8.6 | 14.3 | 8.3 | FALSE | FALSE | FALSE | 48000 | 30400 | 2.2 | 32000 | 2.03
212394342 |  | Live | Midea Electric Trading | POLARWAVE | Singlezone Ducted, Centrally Ducted | 212394342 |  | HRCU-A-C | ACIQ-48-EHPB |  | ACIQ-48-ACL | 9.15 | 14 | 9.4 | 8.6 | 14.3 | 8.3 | FALSE | FALSE | FALSE | 48000 | 30400 | 2.2 | 32000 | 2.03
212394341 |  | Live | Midea Electric Trading | POLARWAVE | Singlezone Ducted, Centrally Ducted | 212394341 |  | HRCU-A-C | ACIQ-36-EHPB |  | ACIQ-36-ACL | 10.1 | 14.2 | 9.2 | 9.3 | 14.4 | 8 | FALSE | FALSE | FALSE | 36000 | 19800 | 2.2 | 24900 | 2.13
212394330 |  | Live | Midea Electric Trading | DIYCOOL | Singlezone Ducted, Centrally Ducted | 212394330 |  | HRCU-A-C | ACIQ-36-EHPB |  | ACIQ-36-ACL | 10.1 | 14.2 | 9.2 | 9.3 | 14.4 | 8 | FALSE | FALSE | FALSE | 36000 | 19800 | 2.2 | 24900 | 2.13
207526950 |  | Live | Midea Electric Trading | NOVAIR | Singlezone Non-Ducted, Wall Placement | 207526950 |  | HRCU-A-CB-O | LEA12SZ15SK-O | Mini-Splits | LEA1215SK-I | 10.3 | 20 | 10.8 | 10.3 | 20.8 | 8.7 | FALSE | FALSE | FALSE | 12000 | 7800 | 2.31 | 8200 | 1.35
212394352 |  | Live | Midea Electric Trading | STEALTH | Singlezone Ducted, Centrally Ducted | 212394352 |  | HRCU-A-C | ACIQ-36-EHPB |  | ACIQ-36-ACL | 10.1 | 14.2 | 9.2 | 9.3 | 14.4 | 8 | FALSE | FALSE | FALSE | 36000 | 19800 | 2.2 | 24900 | 2.13
212394319 |  | Live | Midea Electric Trading | ACIQ | Singlezone Ducted, Centrally Ducted | 212394319 |  | HRCU-A-C | ACIQ-36-EHPB |  | ACIQ-36-ACL | 10.1 | 14.2 | 9.2 | 9.3 | 14.4 | 8 | FALSE | FALSE | FALSE | 36000 | 19800 | 2.2 | 24900 | 2.13
212394308 |  | Live | Midea Electric Trading | 1HVAC | Singlezone Ducted, Centrally Ducted | 212394308 |  | HRCU-A-C | ACIQ-36-EHPB |  | ACIQ-36-ACL | 10.1 | 14.2 | 9.2 | 9.3 | 14.4 | 8 | FALSE | FALSE | FALSE | 36000 | 19800 | 2.2 | 24900 | 2.13
203862745 |  | Live | GE Appliances, a Haier Company | GE APPLIANCES | Multizone All Non-Ducted | 203862745 |  | HMSR-A-CB-O | ASH220NCDWA | Non-Ducted Indoor Units |  | 12.5 | 17 | 10.5 |  |  |  | FALSE | FALSE | FALSE | 18100 | 14000 | 2.77 | 26000 | 3.05
212394343 |  | Live | Midea Electric Trading | POLARWAVE | Singlezone Ducted, Centrally Ducted | 212394343 |  | HRCU-A-C | ACIQ-60-EHPB |  | ACIQ-60-ACL | 9.5 | 14.9 | 9.3 | 9 | 15.2 | 8.5 | FALSE | FALSE | FALSE | 53000 | 34000 | 2.2 | 36000 | 2.19
212394332 |  | Live | Midea Electric Trading | DIYCOOL | Singlezone Ducted, Centrally Ducted | 212394332 |  | HRCU-A-C | ACIQ-60-EHPB |  | ACIQ-60-ACL | 9.5 | 14.9 | 9.3 | 9 | 15.2 | 8.5 | FALSE | FALSE | FALSE | 53000 | 34000 | 2.2 | 36000 | 2.19
212394354 |  | Live | Midea Electric Trading | STEALTH | Singlezone Ducted, Centrally Ducted | 212394354 |  | HRCU-A-C | ACIQ-60-EHPB |  | ACIQ-60-ACL | 9.5 | 14.9 | 9.3 | 9 | 15.2 | 8.5 | FALSE | FALSE | FALSE | 53000 | 34000 | 2.2 | 36000 | 2.19
207251116 |  | Live | Midea Electric Trading | LBG PRODUCTS | Singlezone Non-Ducted, Wall Placement | 207251116 |  | HRCU-A-CB-O | LBH12ATO | Mini-Splits | LBH12ATI | 10.3 | 20 | 10.8 | 10.3 | 20.8 | 8.7 | FALSE | FALSE | FALSE | 12000 | 7800 | 2.31 | 8200 | 1.35
212394321 |  | Live | Midea Electric Trading | ACIQ | Singlezone Ducted, Centrally Ducted | 212394321 |  | HRCU-A-C | ACIQ-60-EHPB |  | ACIQ-60-ACL | 9.5 | 14.9 | 9.3 | 9 | 15.2 | 8.5 | FALSE | FALSE | FALSE | 53000 | 34000 | 2.2 | 36000 | 2.19
212394310 |  | Live | Midea Electric Trading | 1HVAC | Singlezone Ducted, Centrally Ducted | 212394310 |  | HRCU-A-C | ACIQ-60-EHPB |  | ACIQ-60-ACL | 9.5 | 14.9 | 9.3 | 9 | 15.2 | 8.5 | FALSE | FALSE | FALSE | 53000 | 34000 | 2.2 | 36000 | 2.19
202732309 |  | Live | Mitsubishi Electric Trane | MITSUBISHI ELECTRIC | Multizone All Non-Ducted | 202732309 |  | HMSR-A-CB-O | MXZ-2C20NAHZ2 | Non-Ducted Indoor Units | MSZ-FH09NAMSZ-FH09NA | 14.3 | 17.15 | 10.1 |  |  |  | FALSE | FALSE | FALSE | 18000 | 13000 | 2.63 | 22000 | 2.1
212394307 |  | Live | Midea Electric Trading | 1HVAC | Singlezone Ducted, Centrally Ducted | 212394307 |  | HRCU-A-C | ACIQ-30-EHPB |  | ACIQ-30-ACL | 10 | 14.2 | 9.5 | 10.2 | 14.9 | 9.3 | FALSE | FALSE | FALSE | 30000 | 22000 | 2.6 | 24400 | 2.1
212394318 |  | Live | Midea Electric Trading | ACIQ | Singlezone Ducted, Centrally Ducted | 212394318 |  | HRCU-A-C | ACIQ-30-EHPB |  | ACIQ-30-ACL | 10 | 14.2 | 9.5 | 10.2 | 14.9 | 9.3 | FALSE | FALSE | FALSE | 30000 | 22000 | 2.6 | 24400 | 2.1
212394351 |  | Live | Midea Electric Trading | STEALTH | Singlezone Ducted, Centrally Ducted | 212394351 |  | HRCU-A-C | ACIQ-30-EHPB |  | ACIQ-30-ACL | 10 | 14.2 | 9.5 | 10.2 | 14.9 | 9.3 | FALSE | FALSE | FALSE | 30000 | 22000 | 2.6 | 24400 | 2.1
212394329 |  | Live | Midea Electric Trading | DIYCOOL | Singlezone Ducted, Centrally Ducted | 212394329 |  | HRCU-A-C | ACIQ-30-EHPB |  | ACIQ-30-ACL | 10 | 14.2 | 9.5 | 10.2 | 14.9 | 9.3 | FALSE | FALSE | FALSE | 30000 | 22000 | 2.6 | 24400 | 2.1
209862296 |  | Live | Midea Electric Trading | DUCTLESSAIRE | Singlezone Non-Ducted, Wall Placement | 209862296 |  | HRCU-A-CB-O | DA-115-12-20-O | Mini-Splits | DA-115-12-20-I | 10.3 | 20 | 10.8 | 10.3 | 20.8 | 8.7 | FALSE | FALSE | FALSE | 12000 | 7800 | 2.31 | 8200 | 1.35
212394340 |  | Live | Midea Electric Trading | POLARWAVE | Singlezone Ducted, Centrally Ducted | 212394340 |  | HRCU-A-C | ACIQ-30-EHPB |  | ACIQ-30-ACL | 10 | 14.2 | 9.5 | 10.2 | 14.9 | 9.3 | FALSE | FALSE | FALSE | 30000 | 22000 | 2.6 | 24400 | 2.1
9966844 |  | Live | Bosch | BOSCH | Singlezone Non-Ducted, Wall Placement | 9966844 |  | HRCU-A-CB-O | BMS500-AAS024-1CSXXA | Mini-Splits | BMS500-AAU024-1AHXXA | 12.5 | 20 | 10 |  |  |  | FALSE | FALSE | FALSE | 24000 | 16000 | 2.46 | 18650 | 2.2
9966839 |  | Live | Bosch | BOSCH | Singlezone Non-Ducted, Wall Placement | 9966839 |  | HRCU-A-CB-O | BMS500-AAS012-0CSXXA | Mini-Splits | BMS500-AAU012-0AHXXA | 12.5 | 20.9 | 10 |  |  |  | FALSE | FALSE | FALSE | 12000 | 7500 | 2.56 | 7360 | 2.37
9966838 |  | Live | Bosch | BOSCH | Singlezone Non-Ducted, Wall Placement | 9966838 |  | HRCU-A-CB-O | BMS500-AAS009-1CSXXA | Mini-Splits | BMS500-AAU009-1AHXXA | 14 | 20.5 | 10 |  |  |  | FALSE | FALSE | FALSE | 9000 | 6300 | 2.68 | 8111 | 2.33
202638701 |  | Live | Daikin North America, LLC | DAIKIN | Multizone All Non-Ducted | 202638701 |  | HMSR-A-CB-O | 5MXS48TVJU | Non-Ducted Indoor Units |  | 10.5 | 20.2 | 11.1 |  |  |  | FALSE | FALSE | FALSE | 47000 | 31000 | 2.8 | 44660 | 2.54
9966843 |  | Live | Bosch | BOSCH | Singlezone Non-Ducted, Wall Placement | 9966843 |  | HRCU-A-CB-O | BMS500-AAS018-1CSXXA | Mini-Splits | BMS500-AAU018-1AHXXA | 13 | 22 | 10 |  |  |  | FALSE | FALSE | FALSE | 18000 | 11100 | 2.76 | 13730 | 2.48
9966837 |  | Live | Bosch | BOSCH | Singlezone Non-Ducted, Wall Placement | 9966837 |  | HRCU-A-CB-O | BMS500-AAS009-0CSXXA | Mini-Splits | BMS500-AAU009-0AHXXA | 14 | 22 | 10.5 |  |  |  | FALSE | FALSE | FALSE | 9000 | 5800 | 2.74 | 7868 | 2.4
210799555 |  | Live | Midea Electric Trading | COOPER&HUNTER | Singlezone Non-Ducted, Wall Placement | 210799555 |  | HRCU-A-CB-O | CH-NY12MIA-115VO | Mini-Splits | CH-12OLV-115VI | 10.3 | 20 | 10.8 | 10.3 | 20.8 | 8.7 | FALSE | FALSE | FALSE | 12000 | 7800 | 2.31 | 8200 | 1.35
10333757 |  | Live | Bosch | BOSCH | Singlezone Ducted, Centrally Ducted | 10333757 |  | HRCU-A-CB | BOVA-60HDN1-M18M |  | BVA-36WN1-M18B | 12.5 | 18.5 | 10.5 |  |  |  | FALSE | FALSE | FALSE | 35200 | 24000 | 2.71 | 31000 | 2.46
202521824 |  | Live | Daikin North America, LLC | DAIKIN | Multizone All Non-Ducted | 202521824 |  | HMSR-A-CB-O | 4MXL36TVJU | Non-Ducted Indoor Units |  | 12.5 | 21.7 | 11.2 |  |  |  | FALSE | FALSE | FALSE | 34400 | 22400 | 2.78 | 41960 | 2.28
208650710 |  | Live | Bosch | BOSCH | Singlezone Non-Ducted, Wall Placement | 208650710 |  | HRCU-A-CB-O | BMS500-AAS009-1CSXRC | Non-Ducted Indoor Units | BMS500-AAU009-1AHWXB | 13 | 24 | 11.5 |  |  |  | FALSE | FALSE | FALSE | 9000 | 6100 | 2.98 | 9543 | 2.48
208650711 |  | Live | Bosch | BOSCH | Singlezone Non-Ducted, Wall Placement | 208650711 |  | HRCU-A-CB-O | BMS500-AAS012-1CSXRC | Non-Ducted Indoor Units | BMS500-AAU012-1AHWXB | 12.5 | 21 | 11.5 |  |  |  | FALSE | FALSE | FALSE | 11000 | 8000 | 2.86 | 9843 | 2.33
208650712 |  | Live | Bosch | BOSCH | Singlezone Non-Ducted, Wall Placement | 208650712 |  | HRCU-A-CB-O | BMS500-AAS018-1CSXRC | Non-Ducted Indoor Units | BMS500-AAU018-1AHWXB | 12 | 20 | 10 |  |  |  | FALSE | FALSE | FALSE | 17000 | 12700 | 2.74 | 16238 | 2.49
207759994 |  | Live | Bosch | BOSCH | Singlezone Non-Ducted, Wall Placement | 207759994 |  | HRCU-A-CB-O | BMS500-AAS009-1CSXHC | Non-Ducted Indoor Units | BMS500-AAU009-1AHWXC | 16.2 | 28.1 | 13 |  |  |  | TRUE | TRUE | TRUE | 9000 | 7500 | 3.01 | 12371 | 2.04
208157116 |  | Live | Bosch | BOSCH | Singlezone Non-Ducted, Wall Placement | 208157116 |  | HRCU-A-CB-O | BMS500-AAS009-1CSXHC | Non-Ducted Indoor Units | BMS500-AAU009-1AHWXB | 15.6 | 26.3 | 12.5 |  |  |  | TRUE | FALSE | FALSE | 9000 | 7100 | 2.85 | 12436 | 2.22
202449650 |  | Live | GE Appliances, a Haier Company | HAIER | Multizone All Non-Ducted | 202449650 |  | HMSR-A-CB-O | 3U24EH2VHA | Non-Ducted Indoor Units |  | 12.5 | 18.5 | 10.5 |  |  |  | FALSE | FALSE | FALSE | 22000 | 16000 | 2.86 | 27000 | 3
208157117 |  | Live | Bosch | BOSCH | Singlezone Non-Ducted, Wall Placement | 208157117 |  | HRCU-A-CB-O | BMS500-AAS012-1CSXHC | Non-Ducted Indoor Units | BMS500-AAU012-1AHWXB | 13.5 | 24.5 | 12.5 |  |  |  | TRUE | TRUE | TRUE | 12000 | 7500 | 2.85 | 12737 | 2.26
208157118 |  | Live | Bosch | BOSCH | Singlezone Non-Ducted, Wall Placement | 208157118 |  | HRCU-A-CB-O | BMS500-AAS018-1CSXHC | Non-Ducted Indoor Units | BMS500-AAU018-1AHWXB | 12.5 | 20.5 | 11 |  |  |  | TRUE | FALSE | FALSE | 17000 | 10900 | 2.58 | 14016 | 2.49
207759999 |  | Live | Bosch | BOSCH | Singlezone Non-Ducted, Wall Placement | 207759999 |  | HRCU-A-CB-O | BMS500-AAS036-1CSXRC | Non-Ducted Indoor Units | BMS500-AAU036-1AHWXC | 8.5 | 17.5 | 9 |  |  |  | FALSE | FALSE | FALSE | 36000 | 22400 | 2.18 | 21473 | 1.67
206395966 |  | Live | Bosch | BOSCH | Singlezone Ducted, Centrally Ducted | 206395966 |  | HRCU-A-CB | BOVB-36HDN1-M18M |  | BVA-36WN1-M18B | 11.4 | 17.5 | 9 |  |  |  | FALSE | FALSE | FALSE | 34600 | 25000 | 2.44 | 25000 | 2.44
202449649 |  | Live | GE Appliances, a Haier Company | HAIER | Multizone All Non-Ducted | 202449649 |  | HMSR-A-CB-O | 2U20EH2VHA | Non-Ducted Indoor Units |  | 12.5 | 17 | 10.5 |  |  |  | FALSE | FALSE | FALSE | 18100 | 14000 | 2.77 | 26000 | 2.5
206395964 |  | Live | Bosch | BOSCH | Singlezone Ducted, Centrally Ducted | 206395964 |  | HRCU-A-CB | BOVB-36HDN1-M18M |  | BVA-24WN1-M18 | 13 | 18.5 | 9.5 |  |  |  | FALSE | FALSE | FALSE | 24000 | 21600 | 2.59 | 21600 | 2.59
206395977 |  | Live | Bosch | BOSCH | Singlezone Ducted, Centrally Ducted | 206395977 |  | HRCU-A-C | BOVB-36HDN1-M18M |  | BMA*2430ANTD | 11.5 | 15 | 9 |  |  |  | FALSE | FALSE | FALSE | 23400 | 17200 | 2.4 | 21600 | 2.47
206395978 |  | Live | Bosch | BOSCH | Singlezone Ducted, Centrally Ducted | 206395978 |  | HRCU-A-C | BOVB-36HDN1-M18M |  | BMA*2430BNTD | 11.5 | 15 | 9 |  |  |  | FALSE | FALSE | FALSE | 23400 | 17200 | 2.4 | 21600 | 2.47
206395982 |  | Live | Bosch | BOSCH | Singlezone Ducted, Centrally Ducted | 206395982 |  | HRCU-A-C | BOVB-36HDN1-M18M |  | BMA*4248BNTF | 10 | 15 | 9 |  |  |  | FALSE | FALSE | FALSE | 32400 | 23000 | 2.5 | 23000 | 2.5
206395983 |  | Live | Bosch | BOSCH | Singlezone Ducted, Centrally Ducted | 206395983 |  | HRCU-A-C | BOVB-36HDN1-M18M |  | BMA*4248CNTF | 10 | 15 | 9 |  |  |  | FALSE | FALSE | FALSE | 32400 | 23000 | 2.5 | 23000 | 2.5
206395965 |  | Live | Bosch | BOSCH | Singlezone Ducted, Centrally Ducted | 206395965 |  | HRCU-A-CB | BOVB-60HDN1-M18M |  | BVA-48WN1-M18 | 12.5 | 18.5 | 9.5 |  |  |  | FALSE | FALSE | FALSE | 47000 | 38000 | 2.53 | 38000 | 2.53
206395988 |  | Live | Bosch | BOSCH | Singlezone Ducted, Centrally Ducted | 206395988 |  | HRCU-A-CB | BOVB-60HDN1-M18M |  | BVA-60WN1-M18 | 11.2 | 17.5 | 9.5 |  |  |  | FALSE | FALSE | FALSE | 57000 | 40000 | 2.58 | 44000 | 2.45
206396007 |  | Live | Bosch | BOSCH | Singlezone Ducted, Centrally Ducted | 206396007 |  | HRCU-A-CB | BOVB-60HDN1-M18M |  | BVA-36WN1-M18B | 12.5 | 18.5 | 10.5 |  |  |  | FALSE | FALSE | FALSE | 35200 | 24000 | 2.68 | 25000 | 2.48
206331368 |  | Live | Bosch | BOSCH | Singlezone Ducted, Centrally Ducted | 206331368 |  | HRCU-A-CB | BOVA-36HDN1-M18M |  | BVA-24WN1-M15 | 11.8 | 16 | 9 |  |  |  | FALSE | FALSE | FALSE | 24000 | 21200 | 2.43 | 21200 | 2.43
208674984 |  | Live | Midea Electric Trading | NAKS | Singlezone Non-Ducted, Wall Placement | 208674984 |  | HRCU-A-CB-O | NAKS-SPLIT AC-24K-ODU-208-230 | Mini-Splits | NAKS-SPLIT AC-24K-IDU-208-230 | 13 | 21 | 10 | 13 | 21 | 8.5 | FALSE | FALSE | FALSE | 24000 | 17400 | 2.28 | 23471 | 2.29
202412089 |  | Live | Mitsubishi Electric Trane | MITSUBISHI ELECTRIC | Multizone All Non-Ducted | 202412089 |  | HMSR-A-CB-O | PUMY-P60NKMU2 | Non-Ducted Indoor Units |  | 13.3 | 20 | 12 |  |  |  | FALSE | FALSE | FALSE | 60000 | 41500 | 2.63 | 45144 | 2.86
206331370 |  | Live | Bosch | BOSCH | Singlezone Ducted, Centrally Ducted | 206331370 |  | HRCU-A-CB | BOVA-60HDN1-M18M |  | BVA-48WN1-M15 | 11.2 | 15.5 | 9 |  |  |  | FALSE | FALSE | FALSE | 47000 | 38000 | 2.28 | 38000 | 2.28
206331369 |  | Live | Bosch | BOSCH | Singlezone Ducted, Centrally Ducted | 206331369 |  | HRCU-A-CB | BOVA-36HDN1-M18M |  | BVA-36WN1-M15 | 10.4 | 15 | 9 |  |  |  | FALSE | FALSE | FALSE | 33600 | 25000 | 2.4 | 25000 | 2.4
206331371 |  | Live | Bosch | BOSCH | Singlezone Ducted, Centrally Ducted | 206331371 |  | HRCU-A-CB | BOVA-60HDN1-M18M |  | BVA-60WN1-M15 | 10.2 | 15 | 9 |  |  |  | FALSE | FALSE | FALSE | 55000 | 40500 | 2.22 | 40500 | 2.22
202412088 |  | Live | Mitsubishi Electric Trane | MITSUBISHI ELECTRIC | Multizone All Non-Ducted | 202412088 |  | HMSR-A-CB-O | PUMY-HP48NKMU | Non-Ducted Indoor Units |  | 13.1 | 22.6 | 12 |  |  |  | FALSE | FALSE | FALSE | 48000 | 39000 | 2.1 | 59011 | 3.18
208674968 |  | Live | Midea Electric Trading | AIC TECHNOLOGIES | Singlezone Non-Ducted, Wall Placement | 208674968 |  | HRCU-A-CB-O | NAKS-SPLIT AC-24K-ODU-208-230 | Mini-Splits | NAKS-SPLIT AC-24K-IDU-208-230 | 13 | 21 | 10 | 13 | 21 | 8.5 | FALSE | FALSE | FALSE | 24000 | 17400 | 2.28 | 23471 | 2.29
202412085 |  | Live | Mitsubishi Electric Trane | MITSUBISHI ELECTRIC | Multizone All Non-Ducted | 202412085 |  | HMSR-A-CB-O | PUMY-HP36NKMU | Non-Ducted Indoor Units |  | 15 | 22.3 | 12 |  |  |  | FALSE | FALSE | FALSE | 36000 | 33000 | 2.28 | 45898 | 3.17
208130806 |  | Live | Midea Electric Trading | LBG PRODUCTS | Singlezone Non-Ducted, Wall Placement | 208130806 |  | HRCU-A-CB-O | LBHB24DUWO | Mini-Splits | LBHB24DUWI | 13 | 21 | 10 | 13 | 21 | 8.5 | TRUE | FALSE | FALSE | 24000 | 17400 | 2.28 | 23471 | 2.29
8111358 |  | Live | LG | LG | Multizone All Non-Ducted | 8111358 |  | HMSR-A-CB-O | LMU480HV | Non-Ducted Indoor Units |  | 12.5 | 19.5 | 10 |  |  |  | FALSE | FALSE | FALSE | 48000 | 34080 | 3.31 | 49014 | 2.83
202119270 |  | Live | Carrier | SMART COMFORT | Multizone All Non-Ducted | 202119270 |  | HMSR-A-CB-O | DLCMRAH27CAK | Non-Ducted Indoor Units |  | 11.5 | 20.4 | 10.8 |  |  |  | TRUE | TRUE | TRUE | 27000 | 17800 | 2.63 | 25150 | 2.64
210665991 |  | Live | Midea Electric Trading | C&H | Singlezone Non-Ducted, Wall Placement | 210665991 |  | HRCU-A-CB-O | CH-ES24-230VO | Mini-Splits | CH-B24MOLVWM-230VI | 13 | 21 | 10 | 13 | 21 | 8.5 | TRUE | FALSE | FALSE | 24000 | 17400 | 2.28 | 23471 | 2.29
8860512 |  | Live | Bosch | BOSCH | Singlezone Ducted, Centrally Ducted | 8860512 |  | HRCU-A-CB | BOVA-36HDN1-M18M |  | BVA-36WN1-M18B | 11.4 | 17.5 | 9 |  |  |  | FALSE | FALSE | FALSE | 34600 | 24000 | 2.44 | 24000 | 2.44
201903177 |  | Live | Bathica | WABBAN | Multizone All Non-Ducted | 201903177 |  | HMSR-A-CB-O | BBM24H4O | Non-Ducted Indoor Units |  | 12.5 | 21 | 11 |  |  |  | FALSE | FALSE | FALSE | 24000 | 16600 | 2.43 | 23000 | 3.02
8860511 |  | Live | Bosch | BOSCH | Singlezone Ducted, Centrally Ducted | 8860511 |  | HRCU-A-CB | BOVA-60HDN1-M18M |  | BVA-60WN1-M18 | 11.2 | 17.5 | 9.5 |  |  |  | FALSE | FALSE | FALSE | 57000 | 40000 | 2.58 | 40000 | 2.58
8860510 |  | Live | Bosch | BOSCH | Singlezone Ducted, Centrally Ducted | 8860510 |  | HRCU-A-CB | BOVA-60HDN1-M18M |  | BVA-48WN1-M18 | 12.5 | 18.5 | 9.5 |  |  |  | FALSE | FALSE | FALSE | 47000 | 35000 | 2.64 | 35000 | 2.64
8860508 |  | Live | Bosch | BOSCH | Singlezone Ducted, Centrally Ducted | 8860508 |  | HRCU-A-CB | BOVA-36HDN1-M18M |  | BVA-24WN1-M18 | 13 | 18.5 | 9.5 |  |  |  | FALSE | FALSE | FALSE | 24000 | 19000 | 2.64 | 19000 | 2.64
10021152 |  | Live | Bosch | BOSCH | Singlezone Ducted, Centrally Ducted | 10021152 |  | HRCU-A-C | BOVA-60HDN1-M18M |  | BMA*4860DNTF | 10.5 | 16 | 9.5 |  |  |  | FALSE | FALSE | FALSE | 55000 | 39000 | 2.6 | 39000 | 2.6
10021151 |  | Live | Bosch | BOSCH | Singlezone Ducted, Centrally Ducted | 10021151 |  | HRCU-A-C | BOVA-60HDN1-M18M |  | BMA*4860CNTF | 10.5 | 16 | 9.5 |  |  |  | FALSE | FALSE | FALSE | 54000 | 32000 | 2.5 | 34000 | 2.4
210799690 |  | Live | Midea Electric Trading | COOPER&HUNTER | Singlezone Non-Ducted, Wall Placement | 210799690 |  | HRCU-A-CB-O | CH-ES24-230VO | Mini-Splits | CH-B24MOLVWM-230VI | 13 | 21 | 10 | 13 | 21 | 8.5 | TRUE | FALSE | FALSE | 24000 | 17400 | 2.28 | 23471 | 2.29
10021149 |  | Live | Bosch | BOSCH | Singlezone Ducted, Centrally Ducted | 10021149 |  | HRCU-A-C | BOVA-60HDN1-M18M |  | BMA*4248CNTF | 11 | 16 | 9.5 |  |  |  | FALSE | FALSE | FALSE | 46000 | 32000 | 2.5 | 32000 | 2.5
10021148 |  | Live | Bosch | BOSCH | Singlezone Ducted, Centrally Ducted | 10021148 |  | HRCU-A-C | BOVA-60HDN1-M18M |  | BMA*4248BNTF | 11 | 16 | 9.5 |  |  |  | FALSE | FALSE | FALSE | 44500 | 31000 | 2.5 | 31000 | 2.5
201851577 |  | Live | Daikin North America, LLC | DAIKIN | Multizone All Non-Ducted | 201851577 |  | HMSR-A-CB-O | 3MXL24RMVJU | Non-Ducted Indoor Units |  | 12.7 | 18 | 12.5 |  |  |  | FALSE | FALSE | FALSE | 24000 | 15500 | 2.61 | 26780 | 2.55
10021144 |  | Live | Bosch | BOSCH | Singlezone Ducted, Centrally Ducted | 10021144 |  | HRCU-A-C | BOVA-36HDN1-M18M |  | BMA*2430BNTD | 11.5 | 15 | 9 |  |  |  | FALSE | FALSE | FALSE | 23400 | 17200 | 2.5 | 17200 | 2.5
10021150 |  | Live | Bosch | BOSCH | Singlezone Ducted, Centrally Ducted | 10021150 |  | HRCU-A-C | BOVA-60HDN1-M18M |  | BMA*4248DNTF | 11 | 16 | 9.5 |  |  |  | FALSE | FALSE | FALSE | 46000 | 32000 | 2.5 | 32000 | 2.5
10021143 |  | Live | Bosch | BOSCH | Singlezone Ducted, Centrally Ducted | 10021143 |  | HRCU-A-C | BOVA-36HDN1-M18M |  | BMA*2430ANTD | 11.5 | 15 | 9 |  |  |  | FALSE | FALSE | FALSE | 23400 | 17200 | 2.5 | 17200 | 2.5
8654211 |  | Live | Gree | GREE | Multizone All Non-Ducted | 8654211 |  | HMSR-A-CB-O | GMV-48WL/B-T(U) | Non-Ducted Indoor Units |  | 12.5 | 20 | 11 |  |  |  | FALSE | FALSE | FALSE | 48000 | 38000 | 2.6 | 54000 | 2.45
204427507 |  | Live | Bosch | BOSCH | Singlezone Ducted, Centrally Ducted | 204427507 |  | HRCU-A-C | BOVA-36HDN1-M18M |  | BMA*4248CNTF | 10 | 15 | 9 |  |  |  | FALSE | FALSE | FALSE | 32400 | 23000 | 2.51 | 23000 | 2.41
204396671 |  | Live | Bosch | BOSCH | Singlezone Ducted, Centrally Ducted | 204396671 |  | HRCU-A-C | BOVA-36HDN1-M18M |  | BMA*4248BNTF | 10 | 15 | 9 |  |  |  | FALSE | FALSE | FALSE | 32400 | 23000 | 2.51 | 23000 | 2.41
203991167 |  | Live | Bosch | BOSCH | Singlezone Non-Ducted, Ceiling Placement | 203991167 |  | HRCU-A-CB-O | BMS500-AAS012-1CSXRA | Mini-Splits | BMS500-AAU012-1AHCXB | 14 | 21.5 | 10.5 |  |  |  | FALSE | FALSE | FALSE | 12000 | 7500 | 2.68 | 9444 | 2.49
203991169 |  | Live | Bosch | BOSCH | Singlezone Non-Ducted, Ceiling Placement | 203991169 |  | HRCU-A-CB-O | BMS500-AAS024-1CSXRA | Mini-Splits | BMS500-AAU024-1AHCXB | 12.5 | 20 | 10.5 |  |  |  | FALSE | FALSE | FALSE | 24000 | 15800 | 2.56 | 19270 | 2.26
210799562 |  | Live | Midea Electric Trading | COOPER&HUNTER | Singlezone Non-Ducted, Wall Placement | 210799562 |  | HRCU-A-CB-O | CH-ES24-230VO | Mini-Splits | CH-24MOLVWM-230VI | 13 | 21 | 10 | 13 | 21 | 8.5 | TRUE | FALSE | FALSE | 24000 | 17400 | 2.28 | 23471 | 2.29
203991166 |  | Live | Bosch | BOSCH | Singlezone Non-Ducted, Ceiling Placement | 203991166 |  | HRCU-A-CB-O | BMS500-AAS009-1CSXRA | Mini-Splits | BMS500-AAU009-1AHCXB | 13 | 20 | 10.5 |  |  |  | FALSE | FALSE | FALSE | 9000 | 5800 | 2.66 | 8639 | 2.08
203991150 |  | Live | Bosch | BOSCH | Singlezone Non-Ducted, Wall Placement | 203991150 |  | HRCU-A-CB-O | BMS500-AAS018-1CSXRA | Mini-Splits | BMS500-AAU018-1AHWXB | 13 | 21 | 10.4 |  |  |  | TRUE | FALSE | FALSE | 18000 | 11400 | 2.72 | 14016 | 2.49
203991187 |  | Live | Bosch | BOSCH | Multizone All Ducted | 203991187 |  | HMSV-A-CB | BMS500-AAM036-1CSXHB | Ducted Indoor Units |  | 11.3 | 19 | 11 |  |  |  | TRUE | FALSE | FALSE | 36000 | 24600 | 2.7 | 39296 | 2.19
203991176 |  | Live | Bosch | BOSCH | Multizone All Non-Ducted | 203991176 |  | HMSV-A-CB | BMS500-AAM036-1CSXRA | Non-Ducted Indoor Units |  | 12.5 | 23 | 10.2 |  |  |  | FALSE | FALSE | FALSE | 33000 | 24600 | 2.78 | 25750 | 2.18
201851575 |  | Live | Daikin North America, LLC | DAIKIN | Multizone All Non-Ducted | 201851575 |  | HMSR-A-CB-O | 3MXS24RMVJU | Non-Ducted Indoor Units |  | 12.7 | 18 | 12.5 |  |  |  | FALSE | FALSE | FALSE | 24000 | 15500 | 2.61 | 24350 | 2.72
201847005 |  | Live | Carrier | MIDEA | Multizone All Non-Ducted | 201847005 |  | HMSR-A-CB-O | 38MGRQ48E--3 | Non-Ducted Indoor Units |  | 12.5 | 22.4 | 10.2 |  |  |  | TRUE | FALSE | FALSE | 48000 | 29600 | 2.7 | 37900 | 2.09
201847004 |  | Live | Carrier | MIDEA | Multizone All Non-Ducted | 201847004 |  | HMSR-A-CB-O | 38MGRQ36D--3 | Non-Ducted Indoor Units |  | 13.5 | 21.5 | 10.5 |  |  |  | TRUE | TRUE | FALSE | 36000 | 23200 | 2.78 | 37410 | 2.09
201847001 |  | Live | Carrier | MIDEA | Multizone All Non-Ducted | 201847001 |  | HMSR-A-CB-O | 38MGRQ18B--3 | Non-Ducted Indoor Units |  | 12.5 | 22.5 | 10.3 |  |  |  | TRUE | FALSE | FALSE | 18000 | 12000 | 2.79 | 15020 | 2.7
201846985 |  | Live | Carrier | PAYNE | Multizone All Non-Ducted | 201846985 |  | HMSR-A-CB-O | 38MGRQ48E--3 | Non-Ducted Indoor Units |  | 12.5 | 22.4 | 10.2 |  |  |  | TRUE | FALSE | FALSE | 48000 | 29600 | 2.7 | 37900 | 2.09
201846984 |  | Live | Carrier | PAYNE | Multizone All Non-Ducted | 201846984 |  | HMSR-A-CB-O | 38MGRQ36D--3 | Non-Ducted Indoor Units |  | 13.5 | 21.5 | 10.5 |  |  |  | TRUE | TRUE | FALSE | 36000 | 23200 | 2.78 | 37410 | 2.09
201846981 |  | Live | Carrier | PAYNE | Multizone All Non-Ducted | 201846981 |  | HMSR-A-CB-O | 38MGRQ18B--3 | Non-Ducted Indoor Units |  | 12.5 | 22.5 | 10.3 |  |  |  | TRUE | FALSE | FALSE | 18000 | 12000 | 2.79 | 15020 | 2.7
201835787 |  | Live | Carrier | KENMORE | Multizone All Non-Ducted | 201835787 |  | HMSR-A-CB-O | DLCMRAH27CAK | Non-Ducted Indoor Units |  | 11.5 | 20.4 | 10.8 |  |  |  | TRUE | TRUE | TRUE | 27000 | 17800 | 2.63 | 25150 | 2.64
201835786 |  | Live | Carrier | TEMPSTAR | Multizone All Non-Ducted | 201835786 |  | HMSR-A-CB-O | DLCMRAH27CAK | Non-Ducted Indoor Units |  | 11.5 | 20.4 | 10.8 |  |  |  | TRUE | TRUE | TRUE | 27000 | 17800 | 2.63 | 25150 | 2.64
9118461 |  | Live | Carrier | CARRIER | Multizone All Non-Ducted | 9118461 |  | HMSR-A-CB-O | 38MGRQ18B--3 | Non-Ducted Indoor Units |  | 12.5 | 22.5 | 10.3 |  |  |  | TRUE | FALSE | FALSE | 18000 | 12000 | 2.81 | 15020 | 2.7
201835691 |  | Live | Carrier | KEEPRITE | Multizone All Non-Ducted | 201835691 |  | HMSR-A-CB-O | DLCMRAH27CAK | Non-Ducted Indoor Units |  | 11.5 | 20.4 | 10.8 |  |  |  | TRUE | TRUE | TRUE | 27000 | 17800 | 2.63 | 25150 | 2.64
201835690 |  | Live | Carrier | HEIL | Multizone All Non-Ducted | 201835690 |  | HMSR-A-CB-O | DLCMRAH27CAK | Non-Ducted Indoor Units |  | 11.5 | 20.4 | 10.8 |  |  |  | TRUE | TRUE | TRUE | 27000 | 17800 | 2.63 | 25150 | 2.64
9118462 |  | Live | Carrier | BRYANT | Multizone All Non-Ducted | 9118462 |  | HMSR-A-CB-O | 38MGRQ18B--3 | Non-Ducted Indoor Units |  | 12.5 | 22.5 | 10.3 |  |  |  | TRUE | FALSE | FALSE | 18000 | 12000 | 2.81 | 15020 | 2.7
201835621 |  | Live | Carrier | DAY & NIGHT | Multizone All Non-Ducted | 201835621 |  | HMSR-A-CB-O | DLCMRAH27CAK | Non-Ducted Indoor Units |  | 11.5 | 20.4 | 10.8 |  |  |  | TRUE | TRUE | TRUE | 27000 | 17800 | 2.63 | 25150 | 2.64
208674980 |  | Live | Midea Electric Trading | NAKS | Singlezone Non-Ducted, Wall Placement | 208674980 |  | HRCU-A-CB-O | NAKS-SPLIT AC-12K-ODU-115 | Mini-Splits | NAKS-SPLIT AC-12K-IDU-115 | 12.5 | 22 | 11.5 | 12.5 | 22.7 | 10.4 | FALSE | FALSE | TRUE | 12000 | 8900 | 2.75 | 9018 | 2.4
9118473 |  | Live | Carrier | CARRIER | Multizone All Non-Ducted | 9118473 |  | HMSR-A-CB-O | 38MGRQ36D--3 | Non-Ducted Indoor Units |  | 13.5 | 21.5 | 10.5 |  |  |  | TRUE | TRUE | FALSE | 36000 | 23200 | 2.79 | 37410 | 2.09
201835573 |  | Live | Carrier | COMFORTMAKER | Multizone All Non-Ducted | 201835573 |  | HMSR-A-CB-O | DLCMRAH27CAK | Non-Ducted Indoor Units |  | 11.5 | 20.4 | 10.8 |  |  |  | TRUE | TRUE | TRUE | 27000 | 17800 | 2.63 | 25150 | 2.64
201835525 |  | Live | Carrier | ARCOAIRE | Multizone All Non-Ducted | 201835525 |  | HMSR-A-CB-O | DLCMRAH27CAK | Non-Ducted Indoor Units |  | 11.5 | 20.4 | 10.8 |  |  |  | TRUE | TRUE | TRUE | 27000 | 17800 | 2.63 | 25150 | 2.64
208674964 |  | Live | Midea Electric Trading | AIC TECHNOLOGIES | Singlezone Non-Ducted, Wall Placement | 208674964 |  | HRCU-A-CB-O | NAKS-SPLIT AC-12K-ODU-115 | Mini-Splits | NAKS-SPLIT AC-12K-IDU-115 | 12.5 | 22 | 11.5 | 12.5 | 22.7 | 10.4 | FALSE | FALSE | TRUE | 12000 | 8900 | 2.75 | 9018 | 2.4
9118474 |  | Live | Carrier | BRYANT | Multizone All Non-Ducted | 9118474 |  | HMSR-A-CB-O | 38MGRQ36D--3 | Non-Ducted Indoor Units |  | 13.5 | 21.5 | 10.5 |  |  |  | TRUE | TRUE | FALSE | 36000 | 23200 | 2.79 | 37410 | 2.09
201771973 |  | Live | Carrier | MIDEA | Multizone All Non-Ducted | 201771973 |  | HMSR-A-CB-O | DLCMRAH27CAK | Non-Ducted Indoor Units |  | 11.5 | 20.4 | 10.8 |  |  |  | TRUE | TRUE | TRUE | 27000 | 17800 | 2.63 | 25150 | 2.64
210665986 |  | Live | Midea Electric Trading | C&H | Singlezone Non-Ducted, Wall Placement | 210665986 |  | HRCU-A-CB-O | CH-ES12-115VO | Mini-Splits | CH-B12OLVWM-115VI | 12.5 | 22 | 11.5 | 12.5 | 22.7 | 10.4 | TRUE | FALSE | TRUE | 12000 | 8900 | 2.75 | 9018 | 2.4
210799578 |  | Live | Midea Electric Trading | COOPER&HUNTER | Singlezone Non-Ducted, Wall Placement | 210799578 |  | HRCU-A-CB-O | CH-ES12-115VO | Mini-Splits | CH-12OLVWM-115VI | 12.5 | 22 | 11.5 | 12.5 | 22.7 | 10.4 | TRUE | FALSE | TRUE | 12000 | 8900 | 2.75 | 9018 | 2.4
9118477 |  | Live | Carrier | CARRIER | Multizone All Non-Ducted | 9118477 |  | HMSR-A-CB-O | 38MGRQ48E--3 | Non-Ducted Indoor Units |  | 12.5 | 22.4 | 10.2 |  |  |  | TRUE | FALSE | FALSE | 48000 | 29600 | 2.7 | 37900 | 2.09
212316193 |  | Live | Midea Electric Trading | STEALTH | Singlezone Ducted, Compact Ducted | 212316193 |  | HRCU-A-CB | ACIQ-60ZPL-HP230B | Mini-Splits | ACIQ-60CD-HH-MB | 9.4 | 18 | 11 | 9.4 | 15.8 | 9.5 | FALSE | TRUE | FALSE | 55000 | 40000 | 2.46 | 54000 | 2.2
212316107 |  | Live | Midea Electric Trading | POLARWAVE | Singlezone Ducted, Compact Ducted | 212316107 |  | HRCU-A-CB | ACIQ-60ZPL-HP230B | Mini-Splits | ACIQ-60CD-HH-MB | 9.4 | 18 | 11 | 9.4 | 15.8 | 9.5 | FALSE | TRUE | FALSE | 55000 | 40000 | 2.46 | 54000 | 2.2
10595430 |  | Live | Rheem | RHEEM | Multizone All Non-Ducted | 10595430 |  | HMSR-A-CB-O | ROMH36FXZHJ | Non-Ducted Indoor Units |  | 13 | 20 | 10.3 |  |  |  | FALSE | FALSE | TRUE | 35200 | 21400 | 2.64 | 39341 | 2.25
212316110 |  | Live | Midea Electric Trading | POLARWAVE | Singlezone Non-Ducted, Floor Placement | 212316110 |  | HRCU-A-CB-O | ACIQ-60ZPL-HP230B | Mini-Splits | ACIQ-60FM-HH-MB | 9 | 16.8 | 11.3 | 9 | 17.3 | 10.2 | FALSE | TRUE | TRUE | 55000 | 40000 | 2.58 | 58600 | 2.35
212316196 |  | Live | Midea Electric Trading | STEALTH | Singlezone Non-Ducted, Floor Placement | 212316196 |  | HRCU-A-CB-O | ACIQ-60ZPL-HP230B | Mini-Splits | ACIQ-60FM-HH-MB | 9 | 16.8 | 11.3 | 9 | 17.3 | 10.2 | FALSE | TRUE | TRUE | 55000 | 40000 | 2.58 | 58600 | 2.35
210799685 |  | Live | Midea Electric Trading | COOPER&HUNTER | Singlezone Non-Ducted, Wall Placement | 210799685 |  | HRCU-A-CB-O | CH-ES12-115VO | Mini-Splits | CH-B12OLVWM-115VI | 12.5 | 22 | 11.5 | 12.5 | 22.7 | 10.4 | TRUE | FALSE | TRUE | 12000 | 8900 | 2.75 | 9018 | 2.4
211793574 |  | Live | Midea Electric Trading | KADEN | Singlezone Non-Ducted, Ceiling Placement | 211793574 |  | HRCU-A-CB-O | KO-PSX12HP-2AAMA | Mini-Splits | KI-PSX12CW-2AAMA | 12.6 | 21.2 | 10.8 | 12.6 | 22 | 9.8 | FALSE | FALSE | TRUE | 12000 | 7700 | 2 | 9000 | 2.42
10595424 |  | Live | Rheem | RHEEM | Multizone All Non-Ducted | 10595424 |  | HMSR-A-CB-O | ROMH24FXZHJ | Non-Ducted Indoor Units |  | 13.3 | 20 | 10.3 |  |  |  | FALSE | FALSE | TRUE | 22000 | 15400 | 2.61 | 26000 | 2.13
9118478 |  | Live | Carrier | BRYANT | Multizone All Non-Ducted | 9118478 |  | HMSR-A-CB-O | 38MGRQ48E--3 | Non-Ducted Indoor Units |  | 12.5 | 22.4 | 10.2 |  |  |  | TRUE | FALSE | FALSE | 48000 | 29600 | 2.7 | 37900 | 2.09
211793576 |  | Live | Midea Electric Trading | KADEN | Singlezone Non-Ducted, Ceiling Placement | 211793576 |  | HRCU-A-CB-O | KO-PSX18HP-2AAMA | Mini-Splits | KI-PSX18CW-2AAMA | 12.5 | 21.2 | 12 | 12.5 | 21.8 | 10.7 | FALSE | FALSE | TRUE | 18000 | 12200 | 2.79 | 15500 | 2.4
10595418 |  | Live | Rheem | RHEEM | Multizone All Non-Ducted | 10595418 |  | HMSR-A-CB-O | ROMH18FXZHJ | Non-Ducted Indoor Units |  | 13.5 | 21.5 | 10.3 |  |  |  | FALSE | FALSE | TRUE | 18000 | 14200 | 2.6 | 23500 | 2.17
10443472 |  | Live | LG | LG | Multizone All Non-Ducted | 10443472 |  | HMSR-A-CB-O | LMU360HHV | Non-Ducted Indoor Units |  | 15 | 21 | 11.5 |  |  |  | FALSE | FALSE | FALSE | 36000 | 28000 | 2.9 | 45510 | 2.56
9854622 |  | Live | Carrier | CARRIER | Multizone All Non-Ducted | 9854622 |  | HMSR-A-CB-O | 38MGRQ24C--3 | Non-Ducted Indoor Units |  | 12.5 | 23 | 10 |  |  |  | FALSE | FALSE | FALSE | 24000 | 13600 | 2.69 | 25150 | 2.64
211726674 |  | Live | Midea Electric Trading | STAR AIR KONTROL | Singlezone Ducted, Compact Ducted | 211726674 |  | HRCU-A-CB | SAK-60-DTMS/220V* | Mini-Splits | SAK-60-DTMS/220V | 10.6 | 19.2 | 10.2 | 10.3 | 17 | 8.4 | FALSE | FALSE | FALSE | 59000 | 34400 | 2.37 | 36000 | 2.29
10443471 |  | Live | LG | LG | Multizone All Non-Ducted | 10443471 |  | HMSR-A-CB-O | LMU420HHV | Non-Ducted Indoor Units |  | 14 | 20.5 | 11 |  |  |  | FALSE | FALSE | FALSE | 42000 | 29000 | 2.8 | 49950 | 2.6
211504109 |  | Live | Midea Electric Trading | STAR AIR KONTROL | Singlezone Non-Ducted, Wall Placement | 211504109 |  | HRCU-A-CB-O | SAK-24-21MS/220 | Mini-Splits | SAK-24-21MS/220 | 12.5 | 21 | 10 | 12.5 | 21 | 9 | TRUE | FALSE | FALSE | 24000 | 18000 | 2.26 | 22550 | 2.34
10340478 |  | Live | Gree | KINGHOME | Multizone All Non-Ducted | 10340478 |  | HMSR-A-CB-O | KM30H4O | Non-Ducted Indoor Units |  | 12.5 | 21 | 11.5 |  |  |  | FALSE | FALSE | FALSE | 28400 | 18000 | 2.6 | 24000 | 3.13
210655379 |  | Live | Midea Electric Trading | RELIEF SCIENCES | Multizone All Ducted | 210655379 |  | HMSV-A-CB | LANG27OD25-3 | Ducted Indoor Units |  | 11.2 | 21 | 10.2 | 11.7 | 21 | 9.2 | FALSE | FALSE | TRUE | 28000 | 22000 | 2.6 | 22600 | 2.25
212360148 |  | Live | Midea Electric Trading | KANIONCO | Multizone All Ducted | 212360148 |  | HMSV-A-CB | KWSMO-27R410AIHH | Ducted Indoor Units |  | 11.2 | 21 | 10.2 | 11.7 | 21 | 9.2 | TRUE | FALSE | TRUE | 28000 | 22000 | 2.6 | 22600 | 2.25
211726669 |  | Live | Midea Electric Trading | STAR AIR KONTROL | Multizone All Ducted | 211726669 |  | HMSV-A-CB | SAK-27-22MUZ/220(OUT)* | Ducted Indoor Units |  | 11.2 | 21 | 10.2 | 11.7 | 21 | 9.2 | TRUE | FALSE | TRUE | 28000 | 22000 | 2.6 | 22600 | 2.25
211911392 |  | Live | Midea Electric Trading | DUOHOME | Multizone All Ducted | 211911392 |  | HMSV-A-CB | D3OJ-27HFN1-M | Ducted Indoor Units |  | 11.2 | 21 | 10.2 | 11.7 | 21 | 9.2 | FALSE | FALSE | TRUE | 28000 | 22000 | 2.6 | 22600 | 2.25
209157099 |  | Live | Midea Electric Trading | APOODR | Multizone All Ducted | 209157099 |  | HMSV-A-CB | AM3OJ-27HFN1 | Ducted Indoor Units |  | 11.2 | 21 | 10.2 | 11.7 | 21 | 9.2 | TRUE | FALSE | TRUE | 28000 | 22000 | 2.6 | 22600 | 2.25
9854623 |  | Live | Carrier | BRYANT | Multizone All Non-Ducted | 9854623 |  | HMSR-A-CB-O | 38MGRQ24C--3 | Non-Ducted Indoor Units |  | 12.5 | 23 | 10 |  |  |  | FALSE | FALSE | FALSE | 24000 | 13600 | 2.69 | 25150 | 2.64
207526884 |  | Live | Trane U.S. Inc. | TRANE | Singlezone Ducted, Centrally Ducted | 207526884 |  | HRCU-A-CB | 4TWV0X48A1 |  | TEM6A0D60H51+TDR+RP | 12 | 18.5 | 9.6 |  |  |  | FALSE | FALSE | FALSE | 45000 | 35000 | 4.42 | 35400 | 2.32
10339781 |  | Live | Gree | KINGHOME | Multizone All Non-Ducted | 10339781 |  | HMSR-A-CB-O | KM24H4O | Non-Ducted Indoor Units |  | 12.5 | 21 | 11 |  |  |  | FALSE | FALSE | FALSE | 24000 | 16600 | 2.46 | 23000 | 3.02
211793567 |  | Live | Midea Electric Trading | KADEN | Multizone All Non-Ducted | 211793567 |  | HMSV-A-CB | KO-PS548HP-2AAMA | Non-Ducted Indoor Units |  | 12.5 | 22.4 | 11 | 12.5 | 23.4 | 8.7 | FALSE | FALSE | FALSE | 48000 | 34000 | 2.4 | 37000 | 2.17
211726521 |  | Live | Midea Electric Trading | STAR AIR KONTROL | Singlezone Ducted, Compact Ducted | 211726521 |  | HRCU-A-CB | SAK-18-DTMS/220V | Mini-Splits | SAK-18-DTMS/220V | 12.5 | 20.5 | 11 | 12.5 | 20 | 10.6 | TRUE | FALSE | TRUE | 17000 | 12600 | 2.66 | 14100 | 2.4
10225932 |  | Live | GE Appliances, a Haier Company | HAIER | Singlezone Ducted, Compact Ducted | 10225932 |  | HRCU-A-CB | 1U24LP2VHA | Mini-Splits | AM24LP2VH* | 11 | 17 | 11 |  |  |  | FALSE | FALSE | FALSE | 24000 | 15300 | 1.62 | 22180 | 2.35
9854626 |  | Live | Carrier | CARRIER | Multizone All Non-Ducted | 9854626 |  | HMSR-A-CB-O | 38MGRQ30D--3 | Non-Ducted Indoor Units |  | 12.5 | 23.8 | 10 |  |  |  | TRUE | TRUE | TRUE | 30000 | 17400 | 2.79 | 27670 | 2.11
211793558 |  | Live | Midea Electric Trading | KADEN | Singlezone Non-Ducted, Wall Placement | 211793558 |  | HRCU-A-CB-O | KO-PSX18HP-2AAMA | Mini-Splits | KI-PSX18WM-2AAMA | 12.5 | 22.6 | 12 | 12.5 | 23.5 | 10.8 | FALSE | FALSE | TRUE | 18000 | 14900 | 2.48 | 15934 | 2.37
212348361 |  | Live | Midea Electric Trading | MAXI AIR | Singlezone Non-Ducted, Wall Placement | 212348361 |  | HRCU-A-CB-O | NE-T52-PLA12INT | Mini-Splits | NE-T52-PLA12EXT | 12.5 | 22 | 10.8 | 12.5 | 23.1 | 9.3 | FALSE | FALSE | FALSE | 12000 | 8200 | 2.25 | 9543 | 2.39
211504105 |  | Live | Midea Electric Trading | STAR AIR KONTROL | Singlezone Non-Ducted, Wall Placement | 211504105 |  | HRCU-A-CB-O | SAK-12-22MS/220 | Mini-Splits | SAK-12-22MS/220 | 12.5 | 22 | 10.8 | 12.5 | 23.1 | 9.3 | TRUE | FALSE | FALSE | 12000 | 8200 | 2.25 | 9543 | 2.39
211504107 |  | Live | Midea Electric Trading | STAR AIR KONTROL | Singlezone Non-Ducted, Wall Placement | 211504107 |  | HRCU-A-CB-O | SAK-18-24MS/220 | Mini-Splits | SAK-18-24MS/220 | 13.5 | 23.5 | 11 | 13.5 | 23.7 | 10.3 | TRUE | TRUE | TRUE | 18000 | 14000 | 2.61 | 15265 | 2.5
211504104 |  | Live | Midea Electric Trading | STAR AIR KONTROL | Singlezone Non-Ducted, Wall Placement | 211504104 |  | HRCU-A-CB-O | SAK-12-22MS/110 | Mini-Splits | SAK-12-22MS/110 | 12.5 | 21.5 | 11.5 | 12.5 | 22.7 | 10 | TRUE | FALSE | TRUE | 12000 | 8400 | 2.77 | 8448 | 2.27
211504100 |  | Live | Midea Electric Trading | STAR AIR KONTROL | Singlezone Non-Ducted, Wall Placement | 211504100 |  | HRCU-A-CB-O | SAK-18-19MS/220 | Mini-Splits | SAK-18-19MS/220 | 10.5 | 19 | 10 | 10.5 | 19 | 8.7 | FALSE | FALSE | FALSE | 18000 | 11500 | 2.57 | 14370 | 2.49
212316068 |  | Live | Midea Electric Trading | POLARWAVE | Singlezone Non-Ducted, Wall Placement | 212316068 |  | HRCU-A-CB-O | ACIQ-18Z-HP230B | Mini-Splits | ACIQ-18W-HP230B | 10.5 | 19 | 10 | 10.5 | 19 | 8.7 | FALSE | FALSE | FALSE | 18000 | 11500 | 2.57 | 14370 | 2.49
10221199 |  | Live | Panasonic | PANASONIC | Multizone All Non-Ducted | 10221199 |  | HMSR-A-CB-O | CU-3E19RBU-5 | Non-Ducted Indoor Units |  | 12.55 | 22 | 10.5 |  |  |  | FALSE | TRUE | TRUE | 19000 | 20800 | 2.57 | 20800 | 2.14
212316154 |  | Live | Midea Electric Trading | STEALTH | Singlezone Non-Ducted, Wall Placement | 212316154 |  | HRCU-A-CB-O | ACIQ-18Z-HP230B | Mini-Splits | ACIQ-18W-HP230B | 10.5 | 19 | 10 | 10.5 | 19 | 8.7 | FALSE | FALSE | FALSE | 18000 | 11500 | 2.57 | 14370 | 2.49
209049124 |  | Live | Midea Electric Trading | COOLTIME | Singlezone Non-Ducted, Wall Placement | 209049124 |  | HRCU-A-CB-O | CA18-OD-21 | Mini-Splits | CA18-ID-21 | 10.5 | 19 | 10 | 10.5 | 19 | 8.7 | FALSE | FALSE | FALSE | 18000 | 11500 | 2.57 | 14370 | 2.49
212316152 |  | Live | Midea Electric Trading | STEALTH | Singlezone Non-Ducted, Wall Placement | 212316152 |  | HRCU-A-CB-O | ACIQ-09Z-HP115B | Mini-Splits | ACIQ-09W-HP115B | 12.5 | 20.5 | 10 | 12.5 | 21.5 | 9 | TRUE | FALSE | FALSE | 9000 | 6800 | 2.46 | 8044 | 2.12
212316066 |  | Live | Midea Electric Trading | POLARWAVE | Singlezone Non-Ducted, Wall Placement | 212316066 |  | HRCU-A-CB-O | ACIQ-09Z-HP115B | Mini-Splits | ACIQ-09W-HP115B | 12.5 | 20.5 | 10 | 12.5 | 21.5 | 9 | TRUE | FALSE | FALSE | 9000 | 6800 | 2.46 | 8044 | 2.12
209049125 |  | Live | Midea Electric Trading | COOLTIME | Singlezone Non-Ducted, Wall Placement | 209049125 |  | HRCU-A-CB-O | CA09-OD-21 | Mini-Splits | CA09-ID-21 | 12.5 | 20.5 | 10 | 12.5 | 21.5 | 9 | FALSE | FALSE | FALSE | 9000 | 6800 | 2.46 | 8044 | 2.12
10064023 |  | Live | Gree | TOSOT | Multizone All Non-Ducted | 10064023 |  | HMSR-A-CB-O | TM36H4O | Non-Ducted Indoor Units |  | 12.5 | 21 | 11.5 |  |  |  | FALSE | FALSE | FALSE | 34000 | 26600 | 2.88 | 27500 | 2.73
10064021 |  | Live | Gree | TOSOT | Multizone All Non-Ducted | 10064021 |  | HMSR-A-CB-O | TM30H4O | Non-Ducted Indoor Units |  | 12.5 | 21 | 11.5 |  |  |  | FALSE | FALSE | FALSE | 28400 | 18000 | 2.6 | 24000 | 3.13
9854627 |  | Live | Carrier | BRYANT | Multizone All Non-Ducted | 9854627 |  | HMSR-A-CB-O | 38MGRQ30D--3 | Non-Ducted Indoor Units |  | 12.5 | 23.8 | 10 |  |  |  | TRUE | TRUE | TRUE | 30000 | 17400 | 2.79 | 27670 | 2.11
206918565 |  | Live | Trane U.S. Inc. | TRANE | Singlezone Ducted, Centrally Ducted | 206918565 |  | HRCU-A-CB | 4TWV0048A1 |  | TEM6A0D60H51+TDR+RP | 12 | 18.5 | 9.6 |  |  |  | FALSE | FALSE | FALSE | 45000 | 35000 | 4.42 | 35400 | 2.32
10064019 |  | Live | Gree | TOSOT | Multizone All Non-Ducted | 10064019 |  | HMSR-A-CB-O | TM24H4O | Non-Ducted Indoor Units |  | 12.5 | 21 | 11 |  |  |  | FALSE | FALSE | FALSE | 24000 | 16600 | 2.46 | 23000 | 3.02
212316108 |  | Live | Midea Electric Trading | POLARWAVE | Singlezone Non-Ducted, Wall Placement | 212316108 |  | HRCU-A-CB-O | ACIQ-36ZPL-HP230B | Mini-Splits | ACIQ-36FM-HH-MB | 8.6 | 17.5 | 10 | 8.8 | 17.6 | 10 | FALSE | TRUE | FALSE | 36000 | 32000 | 2.23 | 42000 | 1.9
212316194 |  | Live | Midea Electric Trading | STEALTH | Singlezone Non-Ducted, Wall Placement | 212316194 |  | HRCU-A-CB-O | ACIQ-36ZPL-HP230B | Mini-Splits | ACIQ-36FM-HH-MB | 8.6 | 17.5 | 10 | 8.8 | 17.6 | 10 | FALSE | TRUE | FALSE | 36000 | 32000 | 2.23 | 42000 | 1.9
211726664 |  | Live | Midea Electric Trading | STAR AIR KONTROL | Singlezone Ducted, Compact Ducted | 211726664 |  | HRCU-A-CB | SAK-48-DTMS/220V* | Mini-Splits | SAK-48-DTMS/220V | 9.2 | 17.4 | 10.3 | 8.5 | 15.1 | 9.3 | FALSE | FALSE | FALSE | 48000 | 34000 | 2.32 | 41000 | 2.32
211726527 |  | Live | Midea Electric Trading | STAR AIR KONTROL | Singlezone Non-Ducted, Wall Placement | 211726527 |  | HRCU-A-CB-O | SAK-48-CC(OD)/220VOLT | Mini-Splits | SAK-48-20CC/220(IN) | 9.5 | 17.8 | 11.5 | 9.5 | 18.5 | 9.8 | FALSE | FALSE | TRUE | 48000 | 30000 | 2.34 | 39000 | 2.05
211726663 |  | Live | Midea Electric Trading | STAR AIR KONTROL | Singlezone Ducted, Compact Ducted | 211726663 |  | HRCU-A-CB | SAK-36-DTMS/220V* | Mini-Splits | SAK-36-DTMS/220V | 9 | 16.7 | 11.5 | 8.8 | 15.8 | 8.8 | FALSE | FALSE | FALSE | 36000 | 25000 | 2.49 | 26000 | 2.22
211726526 |  | Live | Midea Electric Trading | STAR AIR KONTROL | Singlezone Non-Ducted, Wall Placement | 211726526 |  | HRCU-A-CB-O | SAK-36-CC(OD)/220VOLT | Mini-Splits | SAK-36-20CC/220(IN) | 9 | 18.2 | 10.6 | 9.4 | 19.2 | 8.8 | FALSE | FALSE | FALSE | 36000 | 23000 | 2.45 | 26000 | 2.13
10061724 |  | Live | Rheem | RHEEM | Multizone All Non-Ducted | 10061724 |  | HMSR-A-CB-O | ROMH45AFXZJ | Non-Ducted Indoor Units |  | 10.5 | 19.7 | 10.3 |  |  |  | FALSE | FALSE | FALSE | 45000 | 28200 | 2.58 | 36407 | 2.02
212219665 |  | Live | Midea Electric Trading | AC PRO.COM | Singlezone Non-Ducted, Wall Placement | 212219665 |  | HRCU-A-CB-O | AOD30U-36HFN1-MP0(GA) | Mini-Splits | ACD1-36HRFN1-M(GA) | 9 | 18.2 | 10.6 | 9.4 | 19.2 | 8.8 | FALSE | FALSE | FALSE | 36000 | 23000 | 2.45 | 26000 | 2.13
212219666 |  | Live | Midea Electric Trading | AC PRO.COM | Singlezone Non-Ducted, Wall Placement | 212219666 |  | HRCU-A-CB-O | AOD30U-36HFN1-MP0(GA) | Mini-Splits | AUE-36HRFN1-M(C) | 8 | 17 | 10 | 8.5 | 19 | 9 | FALSE | FALSE | FALSE | 36000 | 23000 | 2.2 | 25000 | 2.11
10052879 |  | Live | Carrier | TOSHIBA CARRIER | Multizone All Non-Ducted | 10052879 |  | HMSR-A-CB-O | MCY-MAP0487HS-UL | Non-Ducted Indoor Units |  | 12.95 | 21 | 11.5 |  |  |  | TRUE | FALSE | FALSE | 48000 | 32000 | 2.87 | 43100 | 2.5
212316210 |  | Live | Midea Electric Trading | STEALTH | Multizone All Ducted | 212316210 |  | HMSV-A-CB | ES-27Z-M3B | Ducted Indoor Units |  | 11.2 | 21 | 10.2 | 11.7 | 21 | 9.2 | TRUE | FALSE | TRUE | 28000 | 22000 | 2.6 | 22600 | 2.25
211793564 |  | Live | Midea Electric Trading | KADEN | Multizone All Ducted | 211793564 |  | HMSV-A-CB | KO-PS327HP-2AAMA | Ducted Indoor Units |  | 11.2 | 21 | 10.2 | 11.7 | 21 | 9.2 | FALSE | FALSE | TRUE | 28000 | 22000 | 2.6 | 22600 | 2.25
212316124 |  | Live | Midea Electric Trading | POLARWAVE | Multizone All Ducted | 212316124 |  | HMSV-A-CB | ES-27Z-M3B | Ducted Indoor Units |  | 11.2 | 21 | 10.2 | 11.7 | 21 | 9.2 | TRUE | FALSE | TRUE | 28000 | 22000 | 2.6 | 22600 | 2.25
207804190 |  | Live | Midea Electric Trading | SUNCHILLERS | Multizone All Ducted | 207804190 |  | HMSV-A-CB | M27ODU-UL2P | Ducted Indoor Units |  | 11.2 | 21 | 10.2 | 11.7 | 21 | 9.2 | FALSE | FALSE | TRUE | 28000 | 22000 | 2.6 | 22600 | 2.25
206918576 |  | Live | Trane U.S. Inc. | TRANE | Singlezone Ducted, Centrally Ducted | 206918576 |  | HRCU-A-CB | 4TWV8049A1 |  | TEM6A0D60H51+TDR+RP | 12 | 18 | 9.6 |  |  |  | FALSE | FALSE | FALSE | 45000 | 35000 | 4.42 | 35400 | 2.32
208447610 |  | Live | Midea Electric Trading | SUNCHILLERS | Singlezone Non-Ducted, Wall Placement | 208447610 |  | HRCU-A-CB-O | 12WODU-UL | Mini-Splits | 12WIDU-UL | 13.7 | 23.2 | 13.2 | 13.7 | 24.6 | 10.7 | FALSE | FALSE | TRUE | 12000 | 9000 | 2.69 | 9921 | 2.31
211793557 |  | Live | Midea Electric Trading | KADEN | Singlezone Non-Ducted, Wall Placement | 211793557 |  | HRCU-A-CB-O | KO-PSX12HP-2AAMA | Mini-Splits | KI-PSX12WM-2AAMA | 13.7 | 23.2 | 13.2 | 13.7 | 24.6 | 10.7 | FALSE | FALSE | TRUE | 12000 | 9000 | 2.69 | 9921 | 2.31
209157086 |  | Live | Midea Electric Trading | APOODR | Singlezone Non-Ducted, Wall Placement | 209157086 |  | HRCU-A-CB-O | AAG21-24H1B | Mini-Splits | AAG21-24H1A | 9.5 | 18.5 | 10.2 | 9.5 | 18.5 | 8.6 | FALSE | FALSE | FALSE | 24000 | 16500 | 2.38 | 19257 | 2.11
212360141 |  | Live | Midea Electric Trading | KANIONCO | Singlezone Non-Ducted, Wall Placement | 212360141 |  | HRCU-A-CB-O | KWSM-24IR410AHS18.5MVODU | Mini-Splits | KWSM-24IR410AHS18.5MVIDU | 9.5 | 18.5 | 10.2 | 9.5 | 18.5 | 8.6 | FALSE | FALSE | FALSE | 24000 | 16500 | 2.38 | 19257 | 2.11
211126529 |  | Live | Midea Electric Trading | VIKING AIR | Singlezone Non-Ducted, Wall Placement | 211126529 |  | HRCU-A-CB-O | XJ23-24-4C-HC-2-M | Mini-Splits | XJ23-24-4E-HC-2-M | 9.5 | 18.5 | 10.2 | 9.5 | 18.5 | 8.6 | FALSE | FALSE | FALSE | 24000 | 16500 | 2.38 | 19257 | 2.11
211126528 |  | Live | Midea Electric Trading | VIKING AIR | Singlezone Non-Ducted, Wall Placement | 211126528 |  | HRCU-A-CB-O | XJ23-18-4C-HC-2-M | Mini-Splits | XJ23-18-4E-HC-2-M | 9.5 | 18.5 | 10.2 | 9.5 | 18.5 | 8.6 | FALSE | FALSE | FALSE | 24000 | 16500 | 2.38 | 19257 | 2.11
209867862 |  | Live | Midea Electric Trading | ZERO | Singlezone Non-Ducted, Wall Placement | 209867862 |  | HRCU-A-CB-O | ZMSB-24HVD-US | Mini-Splits | ZMSB-24HVD-US | 9.5 | 18.5 | 10.2 | 9.5 | 18.5 | 8.6 | FALSE | FALSE | FALSE | 24000 | 16500 | 2.38 | 19257 | 2.11
211744620 |  | Live | Midea Electric Trading | NG TRADE | Singlezone Non-Ducted, Wall Placement | 211744620 |  | HRCU-A-CB-O | OBMH241A | Mini-Splits | IBMH241A | 9.5 | 18.5 | 10.2 | 9.5 | 18.5 | 8.6 | FALSE | FALSE | FALSE | 24000 | 16500 | 2.38 | 19257 | 2.11
211306389 |  | Live | Midea Electric Trading | MITSUTOMO | Singlezone Non-Ducted, Wall Placement | 211306389 |  | HRCU-A-CB-O | RO-SZ24-AB-Q | Mini-Splits | RW-SZ24-AB-Q | 9.5 | 18.5 | 10.2 | 9.5 | 18.5 | 8.6 | FALSE | FALSE | FALSE | 24000 | 16500 | 2.38 | 19257 | 2.11
211306388 |  | Live | Midea Electric Trading | MITSUTOMO | Singlezone Non-Ducted, Wall Placement | 211306388 |  | HRCU-A-CB-O | RO-SZ18-AB-Q | Mini-Splits | RW-SZ18-AB-Q | 11 | 19.5 | 10 | 11 | 19.5 | 8.7 | TRUE | FALSE | FALSE | 18000 | 11400 | 2.57 | 14370 | 2.49
211744619 |  | Live | Midea Electric Trading | NG TRADE | Singlezone Non-Ducted, Wall Placement | 211744619 |  | HRCU-A-CB-O | OBMH181A | Mini-Splits | IBMH181A | 11 | 19.5 | 10 | 11 | 19.5 | 8.7 | FALSE | FALSE | FALSE | 18000 | 11400 | 2.57 | 14370 | 2.49
209867861 |  | Live | Midea Electric Trading | ZERO | Singlezone Non-Ducted, Wall Placement | 209867861 |  | HRCU-A-CB-O | ZMSB-18HVD-US | Mini-Splits | ZMSB-18HVD-US | 11 | 19.5 | 10 | 11 | 19.5 | 8.7 | TRUE | FALSE | FALSE | 18000 | 11400 | 2.57 | 14370 | 2.49
211126527 |  | Live | Midea Electric Trading | VIKING AIR | Singlezone Non-Ducted, Wall Placement | 211126527 |  | HRCU-A-CB-O | XJ23-12-4C-HC-2-M | Mini-Splits | XJ23-12-4E-HC-2-M | 11 | 19.5 | 10 | 11 | 19.5 | 8.7 | FALSE | FALSE | FALSE | 18000 | 11400 | 2.57 | 14370 | 2.49
212360140 |  | Live | Midea Electric Trading | KANIONCO | Singlezone Non-Ducted, Wall Placement | 212360140 |  | HRCU-A-CB-O | KWSM-18IR410AHS19.5MVODU | Mini-Splits | KWSM-18IR410AHS19.5MVIDU | 11 | 19.5 | 10 | 11 | 19.5 | 8.7 | FALSE | FALSE | FALSE | 18000 | 11400 | 2.57 | 14370 | 2.49
209157085 |  | Live | Midea Electric Trading | APOODR | Singlezone Non-Ducted, Wall Placement | 209157085 |  | HRCU-A-CB-O | AAG21-18H1B | Mini-Splits | AAG21-18H1A | 11 | 19.5 | 10 | 11 | 19.5 | 8.7 | TRUE | FALSE | FALSE | 18000 | 11400 | 2.57 | 14370 | 2.49
209157084 |  | Live | Midea Electric Trading | APOODR | Singlezone Non-Ducted, Wall Placement | 209157084 |  | HRCU-A-CB-O | AAG21-12H220V1B | Mini-Splits | AAG21-12H220V1A | 10.8 | 20.5 | 10.7 | 10.8 | 21.4 | 9.2 | FALSE | FALSE | FALSE | 12000 | 7000 | 2.5 | 9300 | 2
212360139 |  | Live | Midea Electric Trading | KANIONCO | Singlezone Non-Ducted, Wall Placement | 212360139 |  | HRCU-A-CB-O | KWSM-12IR410AHS20.5MVODU | Mini-Splits | KWSM-12IR410AHS20.5MVIDU | 10.8 | 20.5 | 10.7 | 10.8 | 21.4 | 9.2 | FALSE | FALSE | FALSE | 12000 | 7000 | 2.5 | 9300 | 2
211126526 |  | Live | Midea Electric Trading | VIKING AIR | Singlezone Non-Ducted, Wall Placement | 211126526 |  | HRCU-A-CB-O | XJ23-09-4C-HC-2-M | Mini-Splits | XJ23-09-4E-HC-2-M | 10.8 | 20.5 | 10.7 | 10.8 | 21.4 | 9.2 | FALSE | FALSE | FALSE | 12000 | 7000 | 2.5 | 9300 | 2
209867860 |  | Live | Midea Electric Trading | ZERO | Singlezone Non-Ducted, Wall Placement | 209867860 |  | HRCU-A-CB-O | ZMSB-12HVD-US | Mini-Splits | ZMSB-12HVD-US | 10.8 | 20.5 | 10.7 | 10.8 | 21.4 | 9.2 | FALSE | FALSE | FALSE | 12000 | 7000 | 2.5 | 9300 | 2
211744618 |  | Live | Midea Electric Trading | NG TRADE | Singlezone Non-Ducted, Wall Placement | 211744618 |  | HRCU-A-CB-O | OBMH121A | Mini-Splits | IBMH121A | 10.8 | 20.5 | 10.7 | 10.8 | 21.4 | 9.2 | FALSE | FALSE | FALSE | 12000 | 7000 | 2.5 | 9300 | 2
211306387 |  | Live | Midea Electric Trading | MITSUTOMO | Singlezone Non-Ducted, Wall Placement | 211306387 |  | HRCU-A-CB-O | RO-SZ12-AB-Q | Mini-Splits | RW-SZ12-AB-Q | 10.8 | 20.5 | 10.7 | 10.8 | 21.4 | 9.2 | FALSE | FALSE | FALSE | 12000 | 7000 | 2.5 | 9300 | 2
209157082 |  | Live | Midea Electric Trading | APOODR | Singlezone Non-Ducted, Wall Placement | 209157082 |  | HRCU-A-CB-O | AAG21-12H1B | Mini-Splits | AAG21-12H1A | 10.3 | 20 | 10.8 | 10.3 | 20.8 | 8.7 | FALSE | FALSE | FALSE | 12000 | 7800 | 2.31 | 8200 | 1.35
212360137 |  | Live | Midea Electric Trading | KANIONCO | Singlezone Non-Ducted, Wall Placement | 212360137 |  | HRCU-A-CB-O | KWSM-12IR410AHS20MVLODU | Mini-Splits | KWSM-12IR410AHS20MVLIDU | 10.3 | 20 | 10.8 | 10.3 | 20.8 | 8.7 | FALSE | FALSE | FALSE | 12000 | 7800 | 2.31 | 8200 | 1.35
211126524 |  | Live | Midea Electric Trading | VIKING AIR | Singlezone Non-Ducted, Wall Placement | 211126524 |  | HRCU-A-CB-O | XJ23-09-4C-HC-1-110V | Mini-Splits | XJ23-09-4E-HC-1-110V | 10.3 | 20 | 10.8 | 10.3 | 20.8 | 8.7 | FALSE | FALSE | FALSE | 12000 | 7800 | 2.31 | 8200 | 1.35
209867858 |  | Live | Midea Electric Trading | ZERO | Singlezone Non-Ducted, Wall Placement | 209867858 |  | HRCU-A-CB-O | ZMSB-12HVD110-US | Mini-Splits | ZMSB-12HVD110-US | 10.3 | 20 | 10.8 | 10.3 | 20.8 | 8.7 | FALSE | FALSE | FALSE | 12000 | 7800 | 2.31 | 8200 | 1.35
211306385 |  | Live | Midea Electric Trading | MITSUTOMO | Singlezone Non-Ducted, Wall Placement | 211306385 |  | HRCU-A-CB-O | RO-SZ12-AB-J | Mini-Splits | RW-SZ12-AB-J | 10.3 | 20 | 10.8 | 10.3 | 20.8 | 8.7 | FALSE | FALSE | FALSE | 12000 | 7800 | 2.31 | 8200 | 1.35
211744617 |  | Live | Midea Electric Trading | NG TRADE | Singlezone Non-Ducted, Wall Placement | 211744617 |  | HRCU-A-CB-O | OBMH120A | Mini-Splits | IBMH120A | 10.3 | 20 | 10.8 | 10.3 | 20.8 | 8.7 | FALSE | FALSE | FALSE | 12000 | 7800 | 2.31 | 8200 | 1.35
209157094 |  | Live | Midea Electric Trading | APOODR | Singlezone Non-Ducted, Wall Placement | 209157094 |  | HRCU-A-CB-O | AGN24-24H1B | Mini-Splits | AGN24-24H1A | 13 | 21 | 10 | 13 | 21 | 8.5 | TRUE | FALSE | FALSE | 24000 | 17400 | 2.28 | 23471 | 2.29
209157091 |  | Live | Midea Electric Trading | APOODR | Singlezone Non-Ducted, Wall Placement | 209157091 |  | HRCU-A-CB-O | AGN24-12H1B | Mini-Splits | AGN24-12H1A | 12.5 | 22 | 11.5 | 12.5 | 22.7 | 10.4 | TRUE | FALSE | TRUE | 12000 | 8900 | 2.75 | 9018 | 2.4
211222787 |  | Live | Carrier | AIRQUEST | Singlezone Ducted, Centrally Ducted | 211222787 |  | HRCU-A-CB | DLCURAH30ABK | Ducted Indoor Units | FXM4X36**AL |  |  |  | 9 | 15.2 | 8.1 | FALSE | FALSE | FALSE | 31000 | 23200 | 2.46 | 23560 | 2.61
211222788 |  | Live | Carrier | ARCOAIRE | Singlezone Ducted, Centrally Ducted | 211222788 |  | HRCU-A-CB | DLCURAH30ABK | Ducted Indoor Units | FXM4X36**AL |  |  |  | 9 | 15.2 | 8.1 | FALSE | FALSE | FALSE | 31000 | 23200 | 2.46 | 23560 | 2.61
211201017 |  | Live | Carrier | BRYANT HEATING AND COOLING SYSTEMS | Singlezone Ducted, Centrally Ducted | 211201017 |  | HRCU-A-CB | 38MURAQ30AB3* | Ducted Indoor Units | FX4DN(B,F)037L |  |  |  | 9 | 15.2 | 8.1 | FALSE | FALSE | FALSE | 31000 | 23200 | 2.46 | 23560 | 2.61
211194297 |  | Live | Carrier | CARRIER | Singlezone Ducted, Centrally Ducted | 211194297 |  | HRCU-A-CB | 38MURAQ30AB3* | Ducted Indoor Units | FX4DN(B,F)037L |  |  |  | 9 | 15.2 | 8.1 | FALSE | FALSE | FALSE | 31000 | 23200 | 2.46 | 23560 | 2.61
211222789 |  | Live | Carrier | COMFORTMAKER | Singlezone Ducted, Centrally Ducted | 211222789 |  | HRCU-A-CB | DLCURAH30ABK | Ducted Indoor Units | FXM4X36**AL |  |  |  | 9 | 15.2 | 8.1 | FALSE | FALSE | FALSE | 31000 | 23200 | 2.46 | 23560 | 2.61
211222790 |  | Live | Carrier | DAY & NIGHT | Singlezone Ducted, Centrally Ducted | 211222790 |  | HRCU-A-CB | DLCURAH30ABK | Ducted Indoor Units | FXM4X36**AL |  |  |  | 9 | 15.2 | 8.1 | FALSE | FALSE | FALSE | 31000 | 23200 | 2.46 | 23560 | 2.61
211226238 |  | Live | Carrier | GRANDAIRE | Singlezone Ducted, Centrally Ducted | 211226238 |  | HRCU-A-CB | WDLCURAH30ABK | Ducted Indoor Units | WAXL364A* |  |  |  | 9 | 15.2 | 8.1 | FALSE | FALSE | FALSE | 31000 | 23200 | 2.46 | 23560 | 2.61
211222791 |  | Live | Carrier | HEIL | Singlezone Ducted, Centrally Ducted | 211222791 |  | HRCU-A-CB | DLCURAH30ABK | Ducted Indoor Units | FXM4X36**AL |  |  |  | 9 | 15.2 | 8.1 | FALSE | FALSE | FALSE | 31000 | 23200 | 2.46 | 23560 | 2.61
211222792 |  | Live | Carrier | KEEPRITE | Singlezone Ducted, Centrally Ducted | 211222792 |  | HRCU-A-CB | DLCURAH30ABK | Ducted Indoor Units | FXM4X36**AL |  |  |  | 9 | 15.2 | 8.1 | FALSE | FALSE | FALSE | 31000 | 23200 | 2.46 | 23560 | 2.61
211213978 |  | Live | Carrier | PAYNE HEATING AND COOLING | Singlezone Ducted, Centrally Ducted | 211213978 |  | HRCU-A-CB | 38MURAQ30AB3* | Ducted Indoor Units | PF4MNB037L |  |  |  | 9 | 15.2 | 8.1 | FALSE | FALSE | FALSE | 31000 | 23200 | 2.46 | 23560 | 2.61
211222793 |  | Live | Carrier | SMART COMFORT | Singlezone Ducted, Centrally Ducted | 211222793 |  | HRCU-A-CB | DLCURAH30ABK | Ducted Indoor Units | FXM4X36**AL |  |  |  | 9 | 15.2 | 8.1 | FALSE | FALSE | FALSE | 31000 | 23200 | 2.46 | 23560 | 2.61
211222794 |  | Live | Carrier | TEMPSTAR | Singlezone Ducted, Centrally Ducted | 211222794 |  | HRCU-A-CB | DLCURAH30ABK | Ducted Indoor Units | FXM4X36**AL |  |  |  | 9 | 15.2 | 8.1 | FALSE | FALSE | FALSE | 31000 | 23200 | 2.46 | 23560 | 2.61
10153712 |  | Live | Trane U.S. Inc. | TRANE | Singlezone Ducted, Centrally Ducted | 10153712 |  | HRCU-A-CB | 4TWV8024A1 |  | TEM8A0B30V31+TDR | 12.9 | 18 | 9.6 |  |  |  | FALSE | FALSE | FALSE | 24000 | 16700 | 2.02 | 16700 | 2.42
209852145 |  | Live | Carrier | BRYANT | Singlezone Ducted, Centrally Ducted | 209852145 |  | HRCU-A-CB | 38MURAQ30AA3 |  | 40MUAAQ30XA3 | 10.9 | 19.5 | 10.3 | 10.6 | 17.3 | 8.5 | FALSE | FALSE | FALSE | 30000 | 20000 | 2.45 | 20600 | 2.45
209852144 |  | Live | Carrier | CARRIER | Singlezone Ducted, Centrally Ducted | 209852144 |  | HRCU-A-CB | 38MURAQ30AA3 |  | 40MUAAQ30XA3 | 10.9 | 19.5 | 10.3 | 10.6 | 17.3 | 8.5 | FALSE | FALSE | FALSE | 30000 | 20000 | 2.45 | 20600 | 2.45
211726523 |  | Live | Midea Electric Trading | STAR AIR KONTROL | Singlezone Non-Ducted, Ceiling Placement | 211726523 |  | HRCU-A-CB-O | SAK-12-CC(OD)/220VOLT | Mini-Splits | SAK-12-20CC/220(IN) | 14 | 22 | 10.6 | 14 | 22.7 | 10 | TRUE | FALSE | TRUE | 12000 | 8900 | 2.75 | 9300 | 2.39
211793573 |  | Live | Midea Electric Trading | KADEN | Singlezone Non-Ducted, Ceiling Placement | 211793573 |  | HRCU-A-CB-O | KO-PSX12HP-2AAMA | Mini-Splits | KI-PSX12CT-2AAMA | 14 | 22 | 10.6 | 14 | 22.7 | 10 | FALSE | FALSE | TRUE | 12000 | 8900 | 2.75 | 9300 | 2.39
209852146 |  | Live | Carrier | PAYNE | Singlezone Ducted, Centrally Ducted | 209852146 |  | HRCU-A-CB | 38MURAQ30AA3 |  | 40MUAAQ30XA3 | 10.9 | 19.5 | 10.3 | 10.6 | 17.3 | 8.5 | FALSE | FALSE | FALSE | 30000 | 20000 | 2.45 | 20600 | 2.45
209852147 |  | Live | Carrier | WEATHERMAKER | Singlezone Ducted, Centrally Ducted | 209852147 |  | HRCU-A-CB | 38MURAQ30AA3 |  | 40MUAAQ30XA3 | 10.9 | 19.5 | 10.3 | 10.6 | 17.3 | 8.5 | FALSE | FALSE | FALSE | 30000 | 20000 | 2.45 | 20600 | 2.45
211226121 |  | Live | Carrier | CARRIER | Singlezone Ducted, Centrally Ducted | 211226121 |  | HRCU-A-CB | 38MURAQ36AB3* | Ducted Indoor Units | FB4CNF042L |  |  |  | 10 | 16 | 8.1 | FALSE | FALSE | TRUE | 37000 | 29200 | 2.4 | 29530 | 2.51
211226122 |  | Live | Carrier | CARRIER | Singlezone Ducted, Centrally Ducted | 211226122 |  | HRCU-A-CB | 38MURAQ36AB3* | Ducted Indoor Units | FB4CNF048L |  |  |  | 10 | 14.5 | 8.1 | FALSE | FALSE | FALSE | 37200 | 29400 | 2.38 | 29730 | 2.49
211226123 |  | Live | Carrier | CARRIER | Singlezone Ducted, Centrally Ducted | 211226123 |  | HRCU-A-CB | 38MURAQ36AB3* | Ducted Indoor Units | FB4CNP042L |  |  |  | 10 | 16 | 8.1 | FALSE | FALSE | TRUE | 37000 | 29200 | 2.4 | 29530 | 2.51
211226124 |  | Live | Carrier | CARRIER | Singlezone Ducted, Centrally Ducted | 211226124 |  | HRCU-A-CB | 38MURAQ36AB3* | Ducted Indoor Units | FB4CNP048L |  |  |  | 10 | 14.5 | 8.1 | FALSE | FALSE | FALSE | 37200 | 29400 | 2.38 | 29730 | 2.49
211226126 |  | Live | Carrier | CARRIER | Singlezone Ducted, Centrally Ducted | 211226126 |  | HRCU-A-CB | 38MURAQ36AB3* | Ducted Indoor Units | FMA4P36**AL* |  |  |  | 9.5 | 14.5 | 8.1 | FALSE | FALSE | FALSE | 36000 | 29800 | 2.32 | 30130 | 2.43
211226128 |  | Live | Carrier | CARRIER | Singlezone Ducted, Centrally Ducted | 211226128 |  | HRCU-A-CB | 38MURAQ36AB3* | Ducted Indoor Units | FX4DN(B,F)037L |  |  |  | 10 | 16.5 | 8.1 | FALSE | FALSE | TRUE | 35800 | 29000 | 2.34 | 29330 | 2.45
211226131 |  | Live | Carrier | CARRIER | Singlezone Ducted, Centrally Ducted | 211226131 |  | HRCU-A-CB | 38MURAQ36AB3* | Ducted Indoor Units | FZ4ANP048L |  |  |  | 10 | 17 | 8.1 | FALSE | FALSE | TRUE | 36200 | 29000 | 2.36 | 29330 | 2.47
211230815 |  | Live | Carrier | BRYANT HEATING AND COOLING SYSTEMS | Singlezone Ducted, Centrally Ducted | 211230815 |  | HRCU-A-CB | 38MURAQ36AB3* | Ducted Indoor Units | FB4CNF042L |  |  |  | 10 | 16 | 8.1 | FALSE | FALSE | TRUE | 37000 | 29200 | 2.4 | 29530 | 2.51
211230826 |  | Live | Carrier | BRYANT HEATING AND COOLING SYSTEMS | Singlezone Ducted, Centrally Ducted | 211230826 |  | HRCU-A-CB | 38MURAQ36AB3* | Ducted Indoor Units | FB4CNF048L |  |  |  | 10 | 14.5 | 8.1 | FALSE | FALSE | FALSE | 37200 | 29400 | 2.38 | 29730 | 2.49
211230837 |  | Live | Carrier | BRYANT HEATING AND COOLING SYSTEMS | Singlezone Ducted, Centrally Ducted | 211230837 |  | HRCU-A-CB | 38MURAQ36AB3* | Ducted Indoor Units | FB4CNP042L |  |  |  | 10 | 16 | 8.1 | FALSE | FALSE | TRUE | 37000 | 29200 | 2.4 | 29530 | 2.51
211230849 |  | Live | Carrier | BRYANT HEATING AND COOLING SYSTEMS | Singlezone Ducted, Centrally Ducted | 211230849 |  | HRCU-A-CB | 38MURAQ36AB3* | Ducted Indoor Units | FB4CNP048L |  |  |  | 10 | 14.5 | 8.1 | FALSE | FALSE | FALSE | 37200 | 29400 | 2.38 | 29730 | 2.49
211230872 |  | Live | Carrier | BRYANT HEATING AND COOLING SYSTEMS | Singlezone Ducted, Centrally Ducted | 211230872 |  | HRCU-A-CB | 38MURAQ36AB3* | Ducted Indoor Units | FMA4P36**AL* |  |  |  | 9.5 | 14.5 | 8.1 | FALSE | FALSE | FALSE | 36000 | 29800 | 2.32 | 30130 | 2.43
211230904 |  | Live | Carrier | BRYANT HEATING AND COOLING SYSTEMS | Singlezone Ducted, Centrally Ducted | 211230904 |  | HRCU-A-CB | 38MURAQ36AB3* | Ducted Indoor Units | FX4DN(B,F)037L |  |  |  | 10 | 16.5 | 8.1 | FALSE | FALSE | TRUE | 35800 | 29000 | 2.34 | 29330 | 2.45
211230937 |  | Live | Carrier | BRYANT HEATING AND COOLING SYSTEMS | Singlezone Ducted, Centrally Ducted | 211230937 |  | HRCU-A-CB | 38MURAQ36AB3* | Ducted Indoor Units | FZ4ANP048L |  |  |  | 10 | 17 | 8.1 | FALSE | FALSE | TRUE | 36200 | 29000 | 2.36 | 29330 | 2.47
211230816 |  | Live | Carrier | PAYNE HEATING AND COOLING | Singlezone Ducted, Centrally Ducted | 211230816 |  | HRCU-A-CB | 38MURAQ36AB3* | Ducted Indoor Units | FB4CNF042L |  |  |  | 10 | 16 | 8.1 | FALSE | FALSE | TRUE | 37000 | 29200 | 2.4 | 29530 | 2.51
211230817 |  | Live | Carrier | AIRQUEST | Singlezone Ducted, Centrally Ducted | 211230817 |  | HRCU-A-CB | DLCURAH36ABK | Ducted Indoor Units | FEM4P42**AL |  |  |  | 10 | 16 | 8.1 | FALSE | FALSE | TRUE | 37000 | 29200 | 2.4 | 29530 | 2.51
211230818 |  | Live | Carrier | ARCOAIRE | Singlezone Ducted, Centrally Ducted | 211230818 |  | HRCU-A-CB | DLCURAH36ABK | Ducted Indoor Units | FEM4P42**AL |  |  |  | 10 | 16 | 8.1 | FALSE | FALSE | TRUE | 37000 | 29200 | 2.4 | 29530 | 2.51
211230819 |  | Live | Carrier | COMFORTMAKER | Singlezone Ducted, Centrally Ducted | 211230819 |  | HRCU-A-CB | DLCURAH36ABK | Ducted Indoor Units | FEM4P42**AL |  |  |  | 10 | 16 | 8.1 | FALSE | FALSE | TRUE | 37000 | 29200 | 2.4 | 29530 | 2.51
211793555 |  | Live | Midea Electric Trading | KADEN | Singlezone Non-Ducted, Wall Placement | 211793555 |  | HRCU-A-CB-O | KO-PSX12HP-1AAMA | Mini-Splits | KI-PSX12WM-1AAMA | 13 | 23 | 11.6 | 13 | 23.5 | 10 | FALSE | FALSE | TRUE | 12000 | 8400 | 2.8 | 9250 | 2.56
211230820 |  | Live | Carrier | DAY & NIGHT | Singlezone Ducted, Centrally Ducted | 211230820 |  | HRCU-A-CB | DLCURAH36ABK | Ducted Indoor Units | FEM4P42**AL |  |  |  | 10 | 16 | 8.1 | FALSE | FALSE | TRUE | 37000 | 29200 | 2.4 | 29530 | 2.51
211230821 |  | Live | Carrier | HEIL | Singlezone Ducted, Centrally Ducted | 211230821 |  | HRCU-A-CB | DLCURAH36ABK | Ducted Indoor Units | FEM4P42**AL |  |  |  | 10 | 16 | 8.1 | FALSE | FALSE | TRUE | 37000 | 29200 | 2.4 | 29530 | 2.51
211230822 |  | Live | Carrier | KEEPRITE | Singlezone Ducted, Centrally Ducted | 211230822 |  | HRCU-A-CB | DLCURAH36ABK | Ducted Indoor Units | FEM4P42**AL |  |  |  | 10 | 16 | 8.1 | FALSE | FALSE | TRUE | 37000 | 29200 | 2.4 | 29530 | 2.51
211793554 |  | Live | Midea Electric Trading | KADEN | Singlezone Non-Ducted, Wall Placement | 211793554 |  | HRCU-A-CB-O | KO-PSX09HP-1AAMA | Mini-Splits | KI-PSX09WM-1AAMA | 13 | 23 | 11.6 | 13 | 23.5 | 10 | FALSE | FALSE | TRUE | 12000 | 8400 | 2.8 | 9250 | 2.56
208771558 |  | Live | Midea Electric Trading | MIDEA | Singlezone Non-Ducted, Floor Placement | 208771558 |  | HRCU-A-CB-O | MOD30U-36HFN1-M(GA) | Mini-Splits | MFGD-36HRFN1-MQ5W | 9.4 | 17.6 | 11.7 | 9.5 | 19.2 | 10 | FALSE | FALSE | FALSE | 36000 | 25200 | 2.74 | 26306 | 2.4
211230823 |  | Live | Carrier | SMART COMFORT | Singlezone Ducted, Centrally Ducted | 211230823 |  | HRCU-A-CB | DLCURAH36ABK | Ducted Indoor Units | FEM4P42**AL |  |  |  | 10 | 16 | 8.1 | FALSE | FALSE | TRUE | 37000 | 29200 | 2.4 | 29530 | 2.51
208771557 |  | Live | Midea Electric Trading | MIDEA | Singlezone Non-Ducted, Floor Placement | 208771557 |  | HRCU-A-CB-O | MOD30U-36HFN1-M(GA) | Mini-Splits | MFGD-36HRFN1-MQ6W | 9.4 | 17.6 | 11.7 | 9.5 | 19.2 | 10 | FALSE | FALSE | FALSE | 36000 | 25200 | 2.74 | 26306 | 2.4
211230824 |  | Live | Carrier | TEMPSTAR | Singlezone Ducted, Centrally Ducted | 211230824 |  | HRCU-A-CB | DLCURAH36ABK | Ducted Indoor Units | FEM4P42**AL |  |  |  | 10 | 16 | 8.1 | FALSE | FALSE | TRUE | 37000 | 29200 | 2.4 | 29530 | 2.51
208816902 |  | Live | Midea Electric Trading | LIVART | Singlezone Non-Ducted, Floor Placement | 208816902 |  | HRCU-A-CB-O | LF360U | Mini-Splits | LF360N | 9.4 | 17.6 | 11.7 | 9.5 | 19.2 | 10 | FALSE | FALSE | FALSE | 36000 | 25200 | 2.74 | 26306 | 2.4
211230825 |  | Live | Carrier | GRANDAIRE | Singlezone Ducted, Centrally Ducted | 211230825 |  | HRCU-A-CB | WDLCURAH36ABK | Ducted Indoor Units | WAPL424A* |  |  |  | 10 | 16 | 8.1 | FALSE | FALSE | TRUE | 37000 | 29200 | 2.4 | 29530 | 2.51
207691837 |  | Live | Midea Electric Trading | AIRGREAN | Multizone All Ducted | 207691837 |  | HMSV-A-CB | AG-MO30IR410AH | Ducted Indoor Units |  | 11.2 | 21 | 10.2 | 11.7 | 21 | 9.2 | FALSE | FALSE | TRUE | 28000 | 22000 | 2.6 | 22600 | 2.25
211230827 |  | Live | Carrier | PAYNE HEATING AND COOLING | Singlezone Ducted, Centrally Ducted | 211230827 |  | HRCU-A-CB | 38MURAQ36AB3* | Ducted Indoor Units | FB4CNF048L |  |  |  | 10 | 14.5 | 8.1 | FALSE | FALSE | FALSE | 37200 | 29400 | 2.38 | 29730 | 2.49
211230828 |  | Live | Carrier | AIRQUEST | Singlezone Ducted, Centrally Ducted | 211230828 |  | HRCU-A-CB | DLCURAH36ABK | Ducted Indoor Units | FEM4P48**AL |  |  |  | 10 | 14.5 | 8.1 | FALSE | FALSE | FALSE | 37200 | 29400 | 2.38 | 29730 | 2.49
211230829 |  | Live | Carrier | ARCOAIRE | Singlezone Ducted, Centrally Ducted | 211230829 |  | HRCU-A-CB | DLCURAH36ABK | Ducted Indoor Units | FEM4P48**AL |  |  |  | 10 | 14.5 | 8.1 | FALSE | FALSE | FALSE | 37200 | 29400 | 2.38 | 29730 | 2.49
211230830 |  | Live | Carrier | COMFORTMAKER | Singlezone Ducted, Centrally Ducted | 211230830 |  | HRCU-A-CB | DLCURAH36ABK | Ducted Indoor Units | FEM4P48**AL |  |  |  | 10 | 14.5 | 8.1 | FALSE | FALSE | FALSE | 37200 | 29400 | 2.38 | 29730 | 2.49
211230831 |  | Live | Carrier | DAY & NIGHT | Singlezone Ducted, Centrally Ducted | 211230831 |  | HRCU-A-CB | DLCURAH36ABK | Ducted Indoor Units | FEM4P48**AL |  |  |  | 10 | 14.5 | 8.1 | FALSE | FALSE | FALSE | 37200 | 29400 | 2.38 | 29730 | 2.49
211230832 |  | Live | Carrier | HEIL | Singlezone Ducted, Centrally Ducted | 211230832 |  | HRCU-A-CB | DLCURAH36ABK | Ducted Indoor Units | FEM4P48**AL |  |  |  | 10 | 14.5 | 8.1 | FALSE | FALSE | FALSE | 37200 | 29400 | 2.38 | 29730 | 2.49
208568359 |  | Live | Midea Electric Trading | MIDEA | Singlezone Non-Ducted, Floor Placement | 208568359 |  | HRCU-A-CB-O | MOX430-18HFN1-MU0W | Mini-Splits | MUEU-18HRFN1-M(C) | 12.5 | 21.5 | 10.5 | 12.5 | 23 | 10 | TRUE | FALSE | TRUE | 18000 | 12800 | 2.52 | 14200 | 2.29
211230833 |  | Live | Carrier | KEEPRITE | Singlezone Ducted, Centrally Ducted | 211230833 |  | HRCU-A-CB | DLCURAH36ABK | Ducted Indoor Units | FEM4P48**AL |  |  |  | 10 | 14.5 | 8.1 | FALSE | FALSE | FALSE | 37200 | 29400 | 2.38 | 29730 | 2.49
208568350 |  | Live | Midea Electric Trading | MIDEA | Singlezone Non-Ducted, Wall Placement | 208568350 |  | HRCU-A-CB-O | MOX430-18HFN1-MU0W | Mini-Splits | MSEPC-18HRFN1-MU0W | 12.5 | 22.6 | 12 | 12.5 | 23.5 | 10.8 | TRUE | FALSE | TRUE | 18000 | 14900 | 2.48 | 15934 | 2.37
211230834 |  | Live | Carrier | SMART COMFORT | Singlezone Ducted, Centrally Ducted | 211230834 |  | HRCU-A-CB | DLCURAH36ABK | Ducted Indoor Units | FEM4P48**AL |  |  |  | 10 | 14.5 | 8.1 | FALSE | FALSE | FALSE | 37200 | 29400 | 2.38 | 29730 | 2.49
207643197 |  | Live | Midea Electric Trading | DELTA | Singlezone Non-Ducted, Wall Placement | 207643197 |  | HRCU-A-CB-O | 37HL018J24(3C) | Mini-Splits | 27WL018J24 | 10.5 | 19 | 10 | 10.5 | 19 | 8.7 | FALSE | FALSE | FALSE | 18000 | 11500 | 2.57 | 14370 | 2.49
211230835 |  | Live | Carrier | TEMPSTAR | Singlezone Ducted, Centrally Ducted | 211230835 |  | HRCU-A-CB | DLCURAH36ABK | Ducted Indoor Units | FEM4P48**AL |  |  |  | 10 | 14.5 | 8.1 | FALSE | FALSE | FALSE | 37200 | 29400 | 2.38 | 29730 | 2.49
208141165 |  | Live | Midea Electric Trading | LIVART | Singlezone Non-Ducted, Wall Placement | 208141165 |  | HRCU-A-CB-O | LVA18HRN1-19 | Mini-Splits | LVA18HRN1-19 | 10.5 | 19 | 10 | 10.5 | 19 | 8.7 | FALSE | FALSE | FALSE | 18000 | 11500 | 2.57 | 14370 | 2.49
211230836 |  | Live | Carrier | GRANDAIRE | Singlezone Ducted, Centrally Ducted | 211230836 |  | HRCU-A-CB | WDLCURAH36ABK | Ducted Indoor Units | WAPL484A* |  |  |  | 10 | 14.5 | 8.1 | FALSE | FALSE | FALSE | 37200 | 29400 | 2.38 | 29730 | 2.49
207658988 |  | Live | Midea Electric Trading | DELTA | Singlezone Non-Ducted, Wall Placement | 207658988 |  | HRCU-A-CB-O | 37HL009J24(3C) | Mini-Splits | 27WL009J24 | 12.6 | 21.5 | 10 | 12.6 | 21.7 | 9.1 | FALSE | FALSE | FALSE | 9000 | 6900 | 2.53 | 7500 | 2.02
211230838 |  | Live | Carrier | PAYNE HEATING AND COOLING | Singlezone Ducted, Centrally Ducted | 211230838 |  | HRCU-A-CB | 38MURAQ36AB3* | Ducted Indoor Units | FB4CNP042L |  |  |  | 10 | 16 | 8.1 | FALSE | FALSE | TRUE | 37000 | 29200 | 2.4 | 29530 | 2.51
208141163 |  | Live | Midea Electric Trading | LIVART | Singlezone Non-Ducted, Wall Placement | 208141163 |  | HRCU-A-CB-O | LVA09HRN1-19 | Mini-Splits | LVA09HRN1-19 | 12.6 | 21.5 | 10 | 12.6 | 21.7 | 9.1 | FALSE | FALSE | FALSE | 9000 | 6900 | 2.53 | 7500 | 2.02
211230839 |  | Live | Carrier | PAYNE HEATING AND COOLING | Singlezone Ducted, Centrally Ducted | 211230839 |  | HRCU-A-CB | 38MURAQ36AB3* | Ducted Indoor Units | PF4MNP042L* |  |  |  | 10 | 16 | 8.1 | FALSE | FALSE | TRUE | 37000 | 29200 | 2.4 | 29530 | 2.51
211230840 |  | Live | Carrier | AIRQUEST | Singlezone Ducted, Centrally Ducted | 211230840 |  | HRCU-A-CB | DLCURAH36ABK | Ducted Indoor Units | FEM4X42**BL |  |  |  | 10 | 16 | 8.1 | FALSE | FALSE | TRUE | 37000 | 29200 | 2.4 | 29530 | 2.51
211230841 |  | Live | Carrier | ARCOAIRE | Singlezone Ducted, Centrally Ducted | 211230841 |  | HRCU-A-CB | DLCURAH36ABK | Ducted Indoor Units | FEM4X42**BL |  |  |  | 10 | 16 | 8.1 | FALSE | FALSE | TRUE | 37000 | 29200 | 2.4 | 29530 | 2.51
211230842 |  | Live | Carrier | COMFORTMAKER | Singlezone Ducted, Centrally Ducted | 211230842 |  | HRCU-A-CB | DLCURAH36ABK | Ducted Indoor Units | FEM4X42**BL |  |  |  | 10 | 16 | 8.1 | FALSE | FALSE | TRUE | 37000 | 29200 | 2.4 | 29530 | 2.51
211994915 |  | Live | Midea Electric Trading | DAIZUKI | Multizone All Ducted | 211994915 |  | HMSV-A-CB | DXFM-2723-3Z | Ducted Indoor Units |  | 11.2 | 21 | 10.2 | 11.7 | 21 | 9.2 | FALSE | FALSE | TRUE | 28000 | 22000 | 2.6 | 22600 | 2.25
211230843 |  | Live | Carrier | DAY & NIGHT | Singlezone Ducted, Centrally Ducted | 211230843 |  | HRCU-A-CB | DLCURAH36ABK | Ducted Indoor Units | FEM4X42**BL |  |  |  | 10 | 16 | 8.1 | FALSE | FALSE | TRUE | 37000 | 29200 | 2.4 | 29530 | 2.51
211230844 |  | Live | Carrier | HEIL | Singlezone Ducted, Centrally Ducted | 211230844 |  | HRCU-A-CB | DLCURAH36ABK | Ducted Indoor Units | FEM4X42**BL |  |  |  | 10 | 16 | 8.1 | FALSE | FALSE | TRUE | 37000 | 29200 | 2.4 | 29530 | 2.51
211230845 |  | Live | Carrier | KEEPRITE | Singlezone Ducted, Centrally Ducted | 211230845 |  | HRCU-A-CB | DLCURAH36ABK | Ducted Indoor Units | FEM4X42**BL |  |  |  | 10 | 16 | 8.1 | FALSE | FALSE | TRUE | 37000 | 29200 | 2.4 | 29530 | 2.51
211230846 |  | Live | Carrier | SMART COMFORT | Singlezone Ducted, Centrally Ducted | 211230846 |  | HRCU-A-CB | DLCURAH36ABK | Ducted Indoor Units | FEM4X42**BL |  |  |  | 10 | 16 | 8.1 | FALSE | FALSE | TRUE | 37000 | 29200 | 2.4 | 29530 | 2.51
211230847 |  | Live | Carrier | TEMPSTAR | Singlezone Ducted, Centrally Ducted | 211230847 |  | HRCU-A-CB | DLCURAH36ABK | Ducted Indoor Units | FEM4X42**BL |  |  |  | 10 | 16 | 8.1 | FALSE | FALSE | TRUE | 37000 | 29200 | 2.4 | 29530 | 2.51
208568348 |  | Live | Midea Electric Trading | MIDEA | Singlezone Non-Ducted, Wall Placement | 208568348 |  | HRCU-A-CB-O | MOX230-12HFN1-MV5W | Mini-Splits | MSEPB-12HRFN1-MW5W(GA) | 13.7 | 23.2 | 13.2 | 13.7 | 24.6 | 10.7 | TRUE | FALSE | TRUE | 12000 | 9000 | 2.69 | 9921 | 2.31
211230848 |  | Live | Carrier | GRANDAIRE | Singlezone Ducted, Centrally Ducted | 211230848 |  | HRCU-A-CB | WDLCURAH36ABK | Ducted Indoor Units | WAHL424B* |  |  |  | 10 | 16 | 8.1 | FALSE | FALSE | TRUE | 37000 | 29200 | 2.4 | 29530 | 2.51
210474688 |  | Live | Midea Electric Trading | ECOX | Singlezone Non-Ducted, Wall Placement | 210474688 |  | HRCU-A-CB-O | EDIM024H21B | Mini-Splits | EDIM024H21B | 9.5 | 18.5 | 10.2 | 9.5 | 18.5 | 8.6 | FALSE | FALSE | FALSE | 24000 | 16500 | 2.38 | 19257 | 2.11
211230850 |  | Live | Carrier | PAYNE HEATING AND COOLING | Singlezone Ducted, Centrally Ducted | 211230850 |  | HRCU-A-CB | 38MURAQ36AB3* | Ducted Indoor Units | FB4CNP048L |  |  |  | 10 | 14.5 | 8.1 | FALSE | FALSE | FALSE | 37200 | 29400 | 2.38 | 29730 | 2.49
211871344 |  | Live | Midea Electric Trading | MIDEA | Singlezone Non-Ducted, Wall Placement | 211871344 |  | HRCU-A-CB-O | MASAG24-21HS2GB* | Mini-Splits | MASAG24-21HS2GA | 9.5 | 18.5 | 10.2 | 9.5 | 18.5 | 8.6 | FALSE | FALSE | FALSE | 24000 | 16500 | 2.38 | 19257 | 2.11
211230851 |  | Live | Carrier | PAYNE HEATING AND COOLING | Singlezone Ducted, Centrally Ducted | 211230851 |  | HRCU-A-CB | 38MURAQ36AB3* | Ducted Indoor Units | PF4MNP048L* |  |  |  | 10 | 14.5 | 8.1 | FALSE | FALSE | FALSE | 37200 | 29400 | 2.38 | 29730 | 2.49
212349510 |  | Live | Midea Electric Trading | MIDEA | Singlezone Non-Ducted, Wall Placement | 212349510 |  | HRCU-A-CB-O | MOX330-18HFN1-MS0W | Mini-Splits | MSAG11C-18HRDN1-MS0W | 11 | 19.5 | 10 | 11 | 19.5 | 8.7 | TRUE | FALSE | FALSE | 18000 | 11400 | 2.57 | 14370 | 2.49
211230852 |  | Live | Carrier | AIRQUEST | Singlezone Ducted, Centrally Ducted | 211230852 |  | HRCU-A-CB | DLCURAH36ABK | Ducted Indoor Units | FEM4X48**BL |  |  |  | 10 | 14.5 | 8.1 | FALSE | FALSE | FALSE | 37200 | 29400 | 2.38 | 29730 | 2.49
211871343 |  | Live | Midea Electric Trading | MIDEA | Singlezone Non-Ducted, Wall Placement | 211871343 |  | HRCU-A-CB-O | MASAG18-21HS2GB* | Mini-Splits | MASAG18-21HS2GA | 11 | 19.5 | 10 | 11 | 19.5 | 8.7 | TRUE | FALSE | FALSE | 18000 | 11400 | 2.57 | 14370 | 2.49
211230853 |  | Live | Carrier | ARCOAIRE | Singlezone Ducted, Centrally Ducted | 211230853 |  | HRCU-A-CB | DLCURAH36ABK | Ducted Indoor Units | FEM4X48**BL |  |  |  | 10 | 14.5 | 8.1 | FALSE | FALSE | FALSE | 37200 | 29400 | 2.38 | 29730 | 2.49
210474694 |  | Live | Midea Electric Trading | ECOX | Singlezone Non-Ducted, Wall Placement | 210474694 |  | HRCU-A-CB-O | EDIM018H21B | Mini-Splits | EDIM018H21B | 11 | 19.5 | 10 | 11 | 19.5 | 8.7 | FALSE | FALSE | FALSE | 18000 | 11400 | 2.57 | 14370 | 2.49
211230854 |  | Live | Carrier | COMFORTMAKER | Singlezone Ducted, Centrally Ducted | 211230854 |  | HRCU-A-CB | DLCURAH36ABK | Ducted Indoor Units | FEM4X48**BL |  |  |  | 10 | 14.5 | 8.1 | FALSE | FALSE | FALSE | 37200 | 29400 | 2.38 | 29730 | 2.49
207683274 |  | Live | Midea Electric Trading | PASAPAIR | Singlezone Non-Ducted, Wall Placement | 207683274 |  | HRCU-A-CB-O | AMZSAC-OU23V-18 | Mini-Splits | AMZSAC-IN23V-18 | 11 | 19.5 | 10 | 11 | 19.5 | 8.7 | FALSE | FALSE | FALSE | 18000 | 11400 | 2.57 | 14370 | 2.49
210474689 |  | Live | Midea Electric Trading | ECOX | Singlezone Non-Ducted, Wall Placement | 210474689 |  | HRCU-A-CB-O | EDIM012H21B | Mini-Splits | EDIM012H21B | 10.8 | 20.5 | 10.7 | 10.8 | 21.4 | 9.2 | FALSE | FALSE | FALSE | 12000 | 7000 | 2.5 | 9300 | 2
211230855 |  | Live | Carrier | DAY & NIGHT | Singlezone Ducted, Centrally Ducted | 211230855 |  | HRCU-A-CB | DLCURAH36ABK | Ducted Indoor Units | FEM4X48**BL |  |  |  | 10 | 14.5 | 8.1 | FALSE | FALSE | FALSE | 37200 | 29400 | 2.38 | 29730 | 2.49
211871346 |  | Live | Midea Electric Trading | MIDEA | Singlezone Non-Ducted, Wall Placement | 211871346 |  | HRCU-A-CB-O | MASAG12-21HS2GB* | Mini-Splits | MASAG12-21HS2GA | 10.8 | 20.5 | 10.7 | 10.8 | 21.4 | 9.2 | FALSE | FALSE | FALSE | 12000 | 7000 | 2.5 | 9300 | 2
211230856 |  | Live | Carrier | HEIL | Singlezone Ducted, Centrally Ducted | 211230856 |  | HRCU-A-CB | DLCURAH36ABK | Ducted Indoor Units | FEM4X48**BL |  |  |  | 10 | 14.5 | 8.1 | FALSE | FALSE | FALSE | 37200 | 29400 | 2.38 | 29730 | 2.49
211230857 |  | Live | Carrier | KEEPRITE | Singlezone Ducted, Centrally Ducted | 211230857 |  | HRCU-A-CB | DLCURAH36ABK | Ducted Indoor Units | FEM4X48**BL |  |  |  | 10 | 14.5 | 8.1 | FALSE | FALSE | FALSE | 37200 | 29400 | 2.38 | 29730 | 2.49
211230858 |  | Live | Carrier | SMART COMFORT | Singlezone Ducted, Centrally Ducted | 211230858 |  | HRCU-A-CB | DLCURAH36ABK | Ducted Indoor Units | FEM4X48**BL |  |  |  | 10 | 14.5 | 8.1 | FALSE | FALSE | FALSE | 37200 | 29400 | 2.38 | 29730 | 2.49
211230859 |  | Live | Carrier | TEMPSTAR | Singlezone Ducted, Centrally Ducted | 211230859 |  | HRCU-A-CB | DLCURAH36ABK | Ducted Indoor Units | FEM4X48**BL |  |  |  | 10 | 14.5 | 8.1 | FALSE | FALSE | FALSE | 37200 | 29400 | 2.38 | 29730 | 2.49
207683275 |  | Live | Midea Electric Trading | PASAPAIR | Singlezone Non-Ducted, Wall Placement | 207683275 |  | HRCU-A-CB-O | AMZSAC-OU11V-12 | Mini-Splits | AMZSAC-IN11V-12 | 10.3 | 20 | 10.8 | 10.3 | 20.8 | 8.7 | FALSE | FALSE | FALSE | 12000 | 7800 | 2.31 | 8200 | 1.35
210474691 |  | Live | Midea Electric Trading | ECOX | Singlezone Non-Ducted, Wall Placement | 210474691 |  | HRCU-A-CB-O | EDIM012H21A | Mini-Splits | EDIM012H21A | 10.3 | 20 | 10.8 | 10.3 | 20.8 | 8.7 | FALSE | FALSE | FALSE | 12000 | 7800 | 2.31 | 8200 | 1.35
211230860 |  | Live | Carrier | GRANDAIRE | Singlezone Ducted, Centrally Ducted | 211230860 |  | HRCU-A-CB | WDLCURAH36ABK | Ducted Indoor Units | WAHL484B* |  |  |  | 10 | 14.5 | 8.1 | FALSE | FALSE | FALSE | 37200 | 29400 | 2.38 | 29730 | 2.49
211871341 |  | Live | Midea Electric Trading | MIDEA | Singlezone Non-Ducted, Wall Placement | 211871341 |  | HRCU-A-CB-O | MASAG12-21HS1GB* | Mini-Splits | MASAG12-21HS1GA | 10.3 | 20 | 10.8 | 10.3 | 20.8 | 8.7 | FALSE | FALSE | FALSE | 12000 | 7800 | 2.31 | 8200 | 1.35
211230873 |  | Live | Carrier | PAYNE HEATING AND COOLING | Singlezone Ducted, Centrally Ducted | 211230873 |  | HRCU-A-CB | 38MURAQ36AB3* | Ducted Indoor Units | FMA4P36**AL* |  |  |  | 9.5 | 14.5 | 8.1 | FALSE | FALSE | FALSE | 36000 | 29800 | 2.32 | 30130 | 2.43
211230874 |  | Live | Carrier | AIRQUEST | Singlezone Ducted, Centrally Ducted | 211230874 |  | HRCU-A-CB | DLCURAH36ABK | Ducted Indoor Units | FMA4P36**AL* |  |  |  | 9.5 | 14.5 | 8.1 | FALSE | FALSE | FALSE | 36000 | 29800 | 2.32 | 30130 | 2.43
211230875 |  | Live | Carrier | ARCOAIRE | Singlezone Ducted, Centrally Ducted | 211230875 |  | HRCU-A-CB | DLCURAH36ABK | Ducted Indoor Units | FMA4P36**AL* |  |  |  | 9.5 | 14.5 | 8.1 | FALSE | FALSE | FALSE | 36000 | 29800 | 2.32 | 30130 | 2.43
211230876 |  | Live | Carrier | COMFORTMAKER | Singlezone Ducted, Centrally Ducted | 211230876 |  | HRCU-A-CB | DLCURAH36ABK | Ducted Indoor Units | FMA4P36**AL* |  |  |  | 9.5 | 14.5 | 8.1 | FALSE | FALSE | FALSE | 36000 | 29800 | 2.32 | 30130 | 2.43
207524718 |  | Live | Midea Electric Trading | UTOPIAN SYSTEMS | Singlezone Non-Ducted, Wall Placement | 207524718 |  | HRCU-A-CB-O | 23935 | Mini-Splits | 23934 | 13 | 21 | 10 | 13 | 21 | 8.5 | FALSE | FALSE | FALSE | 24000 | 17400 | 2.28 | 23471 | 2.29
211230877 |  | Live | Carrier | DAY & NIGHT | Singlezone Ducted, Centrally Ducted | 211230877 |  | HRCU-A-CB | DLCURAH36ABK | Ducted Indoor Units | FMA4P36**AL* |  |  |  | 9.5 | 14.5 | 8.1 | FALSE | FALSE | FALSE | 36000 | 29800 | 2.32 | 30130 | 2.43
207506895 |  | Live | Midea Electric Trading | OLIMPIA SPLENDID | Singlezone Non-Ducted, Wall Placement | 207506895 |  | HRCU-A-CB-O | OS-CENIH24EI | Mini-Splits | OS-SENIH24EI | 13 | 21 | 10 | 13 | 21 | 8.5 | FALSE | FALSE | FALSE | 24000 | 17400 | 2.28 | 23471 | 2.29
211230878 |  | Live | Carrier | HEIL | Singlezone Ducted, Centrally Ducted | 211230878 |  | HRCU-A-CB | DLCURAH36ABK | Ducted Indoor Units | FMA4P36**AL* |  |  |  | 9.5 | 14.5 | 8.1 | FALSE | FALSE | FALSE | 36000 | 29800 | 2.32 | 30130 | 2.43
208568341 |  | Live | Midea Electric Trading | MIDEA | Singlezone Non-Ducted, Wall Placement | 208568341 |  | HRCU-A-CB-O | MOD32-24HFN1-MT0W | Mini-Splits | MSAG11D-23HRFN1-MU0W | 13 | 21 | 10 | 13 | 21 | 8.5 | TRUE | FALSE | FALSE | 24000 | 17400 | 2.28 | 23471 | 2.29
211230879 |  | Live | Carrier | KEEPRITE | Singlezone Ducted, Centrally Ducted | 211230879 |  | HRCU-A-CB | DLCURAH36ABK | Ducted Indoor Units | FMA4P36**AL* |  |  |  | 9.5 | 14.5 | 8.1 | FALSE | FALSE | FALSE | 36000 | 29800 | 2.32 | 30130 | 2.43
211230880 |  | Live | Carrier | SMART COMFORT | Singlezone Ducted, Centrally Ducted | 211230880 |  | HRCU-A-CB | DLCURAH36ABK | Ducted Indoor Units | FMA4P36**AL* |  |  |  | 9.5 | 14.5 | 8.1 | FALSE | FALSE | FALSE | 36000 | 29800 | 2.32 | 30130 | 2.43
207506893 |  | Live | Midea Electric Trading | OLIMPIA SPLENDID | Singlezone Non-Ducted, Wall Placement | 207506893 |  | HRCU-A-CB-O | OS-CENIH12EI | Mini-Splits | OS-SENIH12EI | 12.5 | 22 | 11.5 | 12.5 | 22.7 | 10.4 | FALSE | FALSE | TRUE | 12000 | 8900 | 2.75 | 9018 | 2.4
211230881 |  | Live | Carrier | TEMPSTAR | Singlezone Ducted, Centrally Ducted | 211230881 |  | HRCU-A-CB | DLCURAH36ABK | Ducted Indoor Units | FMA4P36**AL* |  |  |  | 9.5 | 14.5 | 8.1 | FALSE | FALSE | FALSE | 36000 | 29800 | 2.32 | 30130 | 2.43
211230882 |  | Live | Carrier | GRANDAIRE | Singlezone Ducted, Centrally Ducted | 211230882 |  | HRCU-A-CB | WDLCURAH36ABK | Ducted Indoor Units | FMA4P36**AL* |  |  |  | 9.5 | 14.5 | 8.1 | FALSE | FALSE | FALSE | 36000 | 29800 | 2.32 | 30130 | 2.43
209550326 |  | Live | Midea Electric Trading | LIVART | Singlezone Non-Ducted, Wall Placement | 209550326 |  | HRCU-A-CB-O | LVAS12KU | Mini-Splits | LVAS12KN | 12.5 | 22 | 11.5 | 12.5 | 22.7 | 10.4 | FALSE | FALSE | TRUE | 12000 | 8900 | 2.75 | 9018 | 2.4
211230905 |  | Live | Carrier | PAYNE HEATING AND COOLING | Singlezone Ducted, Centrally Ducted | 211230905 |  | HRCU-A-CB | 38MURAQ36AB3* | Ducted Indoor Units | PF4MNB037L |  |  |  | 10 | 16.5 | 8.1 | FALSE | FALSE | TRUE | 35800 | 29000 | 2.34 | 29330 | 2.45
211230906 |  | Live | Carrier | AIRQUEST | Singlezone Ducted, Centrally Ducted | 211230906 |  | HRCU-A-CB | DLCURAH36ABK | Ducted Indoor Units | FXM4X36**AL |  |  |  | 10 | 16.5 | 8.1 | FALSE | FALSE | TRUE | 35800 | 29000 | 2.34 | 29330 | 2.45
211230907 |  | Live | Carrier | ARCOAIRE | Singlezone Ducted, Centrally Ducted | 211230907 |  | HRCU-A-CB | DLCURAH36ABK | Ducted Indoor Units | FXM4X36**AL |  |  |  | 10 | 16.5 | 8.1 | FALSE | FALSE | TRUE | 35800 | 29000 | 2.34 | 29330 | 2.45
208568355 |  | Live | Midea Electric Trading | MIDEA | Singlezone Non-Ducted, Ceiling Placement | 208568355 |  | HRCU-A-CB-O | MOX230-12HFN1-MV5W | Mini-Splits | CCA3U-12HRFN1-M(C) | 14 | 22 | 10.6 | 14 | 22.7 | 10 | TRUE | FALSE | TRUE | 12000 | 8900 | 2.75 | 9300 | 2.39
211230908 |  | Live | Carrier | COMFORTMAKER | Singlezone Ducted, Centrally Ducted | 211230908 |  | HRCU-A-CB | DLCURAH36ABK | Ducted Indoor Units | FXM4X36**AL |  |  |  | 10 | 16.5 | 8.1 | FALSE | FALSE | TRUE | 35800 | 29000 | 2.34 | 29330 | 2.45
211230909 |  | Live | Carrier | DAY & NIGHT | Singlezone Ducted, Centrally Ducted | 211230909 |  | HRCU-A-CB | DLCURAH36ABK | Ducted Indoor Units | FXM4X36**AL |  |  |  | 10 | 16.5 | 8.1 | FALSE | FALSE | TRUE | 35800 | 29000 | 2.34 | 29330 | 2.45
211230910 |  | Live | Carrier | HEIL | Singlezone Ducted, Centrally Ducted | 211230910 |  | HRCU-A-CB | DLCURAH36ABK | Ducted Indoor Units | FXM4X36**AL |  |  |  | 10 | 16.5 | 8.1 | FALSE | FALSE | TRUE | 35800 | 29000 | 2.34 | 29330 | 2.45
211230911 |  | Live | Carrier | KEEPRITE | Singlezone Ducted, Centrally Ducted | 211230911 |  | HRCU-A-CB | DLCURAH36ABK | Ducted Indoor Units | FXM4X36**AL |  |  |  | 10 | 16.5 | 8.1 | FALSE | FALSE | TRUE | 35800 | 29000 | 2.34 | 29330 | 2.45
211230912 |  | Live | Carrier | SMART COMFORT | Singlezone Ducted, Centrally Ducted | 211230912 |  | HRCU-A-CB | DLCURAH36ABK | Ducted Indoor Units | FXM4X36**AL |  |  |  | 10 | 16.5 | 8.1 | FALSE | FALSE | TRUE | 35800 | 29000 | 2.34 | 29330 | 2.45
211230913 |  | Live | Carrier | TEMPSTAR | Singlezone Ducted, Centrally Ducted | 211230913 |  | HRCU-A-CB | DLCURAH36ABK | Ducted Indoor Units | FXM4X36**AL |  |  |  | 10 | 16.5 | 8.1 | FALSE | FALSE | TRUE | 35800 | 29000 | 2.34 | 29330 | 2.45
211230914 |  | Live | Carrier | GRANDAIRE | Singlezone Ducted, Centrally Ducted | 211230914 |  | HRCU-A-CB | WDLCURAH36ABK | Ducted Indoor Units | WAXL364A* |  |  |  | 10 | 16.5 | 8.1 | FALSE | FALSE | TRUE | 35800 | 29000 | 2.34 | 29330 | 2.45
209836198 |  | Live | Mitsubishi Electric Trane | MITSUBISHI ELECTRIC | Multizone All Non-Ducted | 209836198 |  | HMSR-A-CB-O | MXZ-3C24NA3*** | Non-Ducted Indoor Units |  | 13.6 | 20 | 10 | 13.6 | 20 | 9.5 | FALSE | FALSE | TRUE | 22000 | 14600 | 3.01 | 19600 | 2.23
204834273 |  | Live | Mitsubishi Electric Trane | MITSUBISHI ELECTRIC | Multizone All Ducted | 204834273 |  | HMSV-A-CB | PUMY-HP36NKMU1 | Ducted Indoor Units |  | 12.6 | 18.3 | 11.7 | 12 | 18.5 | 11 | FALSE | FALSE | FALSE | 36000 | 32000 | 2.05 | 45898 | 2.94
204926535 |  | Live | Mitsubishi Electric Trane | MITSUBISHI ELECTRIC | Multizone Mix of Ducted and Non-Ducted | 204926535 |  | HMSV-A-CB | PUMY-HP36NKMU1 | Mixed Ducted and Non-Ducted Indoor Units |  | 13.8 | 20.3 | 11.85 | 13.5 | 20.75 | 11.5 | FALSE | FALSE | FALSE | 36000 | 32400 | 2.15 | 45898 | 3.05
204834272 |  | Live | Mitsubishi Electric Trane | MITSUBISHI ELECTRIC | Multizone All Non-Ducted | 204834272 |  | HMSR-A-CB-O | PUMY-HP36NKMU1 | Non-Ducted Indoor Units |  | 15 | 22.3 | 12 | 15 | 23 | 12 | FALSE | FALSE | FALSE | 36000 | 33000 | 2.28 | 45898 | 3.17
204834216 |  | Live | Mitsubishi Electric Trane | MITSUBISHI ELECTRIC | Multizone All Ducted | 204834216 |  | HMSV-A-CB | PUMY-HP48NKMU1 | Ducted Indoor Units |  | 11.3 | 16.5 | 11 | 10.5 | 16 | 9.5 | FALSE | FALSE | FALSE | 48000 | 42000 | 1.86 | 59011 | 3.52
204926537 |  | Live | Mitsubishi Electric Trane | MITSUBISHI ELECTRIC | Multizone Mix of Ducted and Non-Ducted | 204926537 |  | HMSV-A-CB | PUMY-HP48NKMU1 | Mixed Ducted and Non-Ducted Indoor Units |  | 12.2 | 19.55 | 11.5 | 11.8 | 19.5 | 10.5 | FALSE | FALSE | FALSE | 48000 | 40500 | 1.97 | 59011 | 3.34
204834275 |  | Live | Mitsubishi Electric Trane | MITSUBISHI ELECTRIC | Multizone All Non-Ducted | 204834275 |  | HMSR-A-CB-O | PUMY-HP48NKMU1 | Non-Ducted Indoor Units |  | 13.1 | 22.6 | 12 | 13.1 | 23 | 11.5 | FALSE | FALSE | FALSE | 48000 | 39000 | 2.1 | 59011 | 3.18
204834271 |  | Live | Mitsubishi Electric Trane | MITSUBISHI ELECTRIC | Multizone All Ducted | 204834271 |  | HMSV-A-CB | PUMY-P36NKMU3 | Ducted Indoor Units |  | 12.6 | 18.3 | 11.2 | 12 | 18.5 | 10 | FALSE | FALSE | FALSE | 36000 | 26600 | 2.39 | 28728 | 2.58
204926538 |  | Live | Mitsubishi Electric Trane | MITSUBISHI ELECTRIC | Multizone Mix of Ducted and Non-Ducted | 204926538 |  | HMSV-A-CB | PUMY-P36NKMU3 | Mixed Ducted and Non-Ducted Indoor Units |  | 13.8 | 20.3 | 11.6 | 13.5 | 20.75 | 10.5 | FALSE | FALSE | FALSE | 36000 | 26400 | 2.46 | 28728 | 2.68
204834270 |  | Live | Mitsubishi Electric Trane | MITSUBISHI ELECTRIC | Multizone All Non-Ducted | 204834270 |  | HMSR-A-CB-O | PUMY-P36NKMU3 | Non-Ducted Indoor Units |  | 15 | 22.3 | 12 | 15 | 23 | 11 | FALSE | FALSE | FALSE | 36000 | 26400 | 2.56 | 28728 | 2.79
204834215 |  | Live | Mitsubishi Electric Trane | MITSUBISHI ELECTRIC | Multizone All Ducted | 204834215 |  | HMSV-A-CB | PUMY-P48NKMU3 | Ducted Indoor Units |  | 11.3 | 16.5 | 11 | 10.5 | 16 | 8.9 | FALSE | FALSE | FALSE | 48000 | 35000 | 3.74 | 43000 | 4.6
204926540 |  | Live | Mitsubishi Electric Trane | MITSUBISHI ELECTRIC | Multizone Mix of Ducted and Non-Ducted | 204926540 |  | HMSV-A-CB | PUMY-P48NKMU3 | Mixed Ducted and Non-Ducted Indoor Units |  | 12.2 | 19.55 | 11.5 | 11.8 | 19.5 | 9.65 | FALSE | FALSE | FALSE | 48000 | 33200 | 2.75 | 36936 | 3.06
204834274 |  | Live | Mitsubishi Electric Trane | MITSUBISHI ELECTRIC | Multizone All Non-Ducted | 204834274 |  | HMSR-A-CB-O | PUMY-P48NKMU3 | Non-Ducted Indoor Units |  | 13.1 | 22.6 | 12 | 13.1 | 23 | 10.4 | FALSE | FALSE | FALSE | 48000 | 31400 | 2.37 | 36936 | 2.79
204834276 |  | Live | Mitsubishi Electric Trane | MITSUBISHI ELECTRIC | Multizone All Non-Ducted | 204834276 |  | HMSR-A-CB-O | PUMY-P60NKMU3 | Non-Ducted Indoor Units |  | 13.3 | 20 | 12 | 13.3 | 20 | 10.5 | FALSE | FALSE | FALSE | 60000 | 41500 | 2.63 | 45144 | 2.86
204834217 |  | Live | Mitsubishi Electric Trane | MITSUBISHI ELECTRIC | Multizone All Ducted | 204834217 |  | HMSV-A-CB | PUMY-P60NKMU3 | Ducted Indoor Units |  | 11.1 | 17.8 | 10.7 | 10.6 | 17 | 9 | FALSE | FALSE | FALSE | 60000 | 40500 | 2.84 | 45144 | 3.17
204926542 |  | Live | Mitsubishi Electric Trane | MITSUBISHI ELECTRIC | Multizone Mix of Ducted and Non-Ducted | 204926542 |  | HMSV-A-CB | PUMY-P60NKMU3 | Mixed Ducted and Non-Ducted Indoor Units |  | 12.2 | 18.9 | 11.35 | 11.95 | 18.5 | 9.75 | FALSE | FALSE | FALSE | 60000 | 41000 | 2.73 | 45144 | 3.01
211644055 |  | Live | Midea Electric Trading | ECO-AIR | Singlezone Ducted, Compact Ducted | 211644055 |  | HRCU-A-CB | MOE30U-60HFN1-M(GA)(X) | Mini-Splits | MHG-60HWFN1-MW | 10.6 | 19.2 | 10.2 | 10.3 | 17 | 8.4 | FALSE | FALSE | FALSE | 59000 | 34400 | 2.37 | 36000 | 2.29
211644030 |  | Live | Midea Electric Trading | ALSETRIA | Singlezone Ducted, Compact Ducted | 211644030 |  | HRCU-A-CB | MOE30U-60HFN1-M(GA)(X) | Mini-Splits | MHG-60HWFN1-MW | 10.6 | 19.2 | 10.2 | 10.3 | 17 | 8.4 | FALSE | FALSE | FALSE | 59000 | 34400 | 2.37 | 36000 | 2.29
201754319 |  | Live | Mitsubishi Electric Trane | MITSUBISHI ELECTRIC | Singlezone Non-Ducted, Ceiling Placement | 201754319 |  | HRCU-A-CB-O | PUZ-A36NKA7*** | Mini-Splits | PLA-A36EA* | 12.9 | 21.8 | 10.4 | 12.9 | 22 | 9.3 | TRUE | FALSE | FALSE | 36000 | 22000 | 2.5 | 24000 | 2.34
209948204 |  | Live | Midea Electric Trading | AIRDACH | Singlezone Non-Ducted, Wall Placement | 209948204 |  | HRCU-A-CB-O | ACSH2421VM2-D | Mini-Splits | AIWH2400VM2-D | 12.5 | 21 | 10 | 12.5 | 21 | 9 | FALSE | FALSE | FALSE | 24000 | 18000 | 2.26 | 22550 | 2.34
207683282 |  | Live | Midea Electric Trading | MIDEA | Multizone All Ducted | 207683282 |  | HMSV-A-CB | M3OJ-27HFN1-M | Ducted Indoor Units |  | 11.2 | 21 | 10.2 | 11.7 | 21 | 9.2 | TRUE | FALSE | TRUE | 28000 | 22000 | 2.6 | 22600 | 2.25
207659306 |  | Live | Midea Electric Trading | MIDEA | Multizone All Ducted | 207659306 |  | HMSV-A-CB | M3OJ-27HFN1-M-CO | Ducted Indoor Units |  | 11.2 | 21 | 10.2 | 11.7 | 21 | 9.2 | TRUE | FALSE | TRUE | 28000 | 22000 | 2.6 | 22600 | 2.25
207699119 |  | Live | Mitsubishi Electric Trane | MITSUBISHI ELECTRIC | Singlezone Non-Ducted, Ceiling Placement | 207699119 |  | HRCU-A-CB-O | SUZ-KA09NA2 | Mini-Splits | MLZ-KP09NA* | 12.6 | 19.5 | 13.3 | 12.6 | 20.2 | 11.9 | TRUE | FALSE | TRUE | 9000 | 7700 | 3.22 | 7700 | 3.22
210474675 |  | Live | Midea Electric Trading | AIRDACH | Multizone All Ducted | 210474675 |  | HMSV-A-CB | AMSH2700VM1-D | Ducted Indoor Units |  | 11.2 | 21 | 10.2 | 11.7 | 21 | 9.2 | FALSE | FALSE | TRUE | 28000 | 22000 | 2.6 | 22600 | 2.25
207702709 |  | Live | Mitsubishi Electric Trane | MITSUBISHI ELECTRIC | Singlezone Ducted, Compact Ducted | 207702709 |  | HRCU-A-CB | SUZ-KA15NAHZ | Mini-Splits | PEAD-A15AA* | 12.6 | 18.3 | 9.9 | 11.5 | 17.6 | 8.9 | FALSE | FALSE | FALSE | 15000 | 11700 | 2.29 | 18000 | 2.28
209843037 |  | Live | Midea Electric Trading | CLASSIC | Multizone All Ducted | 209843037 |  | HMSV-A-CB | MMRSHC27AS3 | Ducted Indoor Units |  | 11.2 | 21 | 10.2 | 11.7 | 21 | 9.2 | TRUE | FALSE | TRUE | 28000 | 22000 | 2.6 | 22600 | 2.25
209843049 |  | Live | Midea Electric Trading | TGM | Multizone All Ducted | 209843049 |  | HMSV-A-CB | MMRSHT27AS3 | Ducted Indoor Units |  | 11.2 | 21 | 10.2 | 11.7 | 21 | 9.2 | TRUE | FALSE | TRUE | 28000 | 22000 | 2.6 | 22600 | 2.25
211991191 |  | Live | Midea Electric Trading | PREMIUM LEVELLA | Multizone All Ducted | 211991191 |  | HMSV-A-CB | PIAWMZ278800B | Ducted Indoor Units |  | 11.2 | 21 | 10.2 | 11.7 | 21 | 9.2 | FALSE | FALSE | TRUE | 28000 | 22000 | 2.6 | 22600 | 2.25
212386843 |  | Live | Midea Electric Trading | ATK | Singlezone Ducted, Centrally Ducted | 212386843 |  | HRCU-A-CB | ACI-AUO48SHP-M |  | ACI-AUI48VHE | 8.5 | 16 | 10 | 8.2 | 15.6 | 9.4 | FALSE | FALSE | FALSE | 47000 | 36000 | 2.36 | 48000 | 2.05
212367441 |  | Live | Midea Electric Trading | BLADEX | Singlezone Ducted, Centrally Ducted | 212367441 |  | HRCU-A-CB | BX30U-48HPHYHA |  | BLA-48HWAHU1 | 8.5 | 16 | 10 | 8.2 | 15.6 | 9.4 | FALSE | FALSE | FALSE | 47000 | 36000 | 2.36 | 48000 | 2.05
212367442 |  | Live | Midea Electric Trading | BLADEX | Singlezone Ducted, Centrally Ducted | 212367442 |  | HRCU-A-CB | BX30U-55HPHYHA |  | BLA-60HWAHU1 | 9 | 16.4 | 10.5 | 8.8 | 15.3 | 9.4 | FALSE | FALSE | FALSE | 55000 | 42000 | 2.6 | 52500 | 2.3
212386842 |  | Live | Midea Electric Trading | ATK | Singlezone Ducted, Centrally Ducted | 212386842 |  | HRCU-A-CB | ACI-AUO60SHP-M |  | ACI-AUI60VHE | 9 | 16.4 | 10.5 | 8.8 | 15.3 | 9.4 | FALSE | FALSE | FALSE | 55000 | 42000 | 2.6 | 52500 | 2.3
209843018 |  | Live | Midea Electric Trading | TGM | Singlezone Ducted, Compact Ducted | 209843018 |  | HRCU-A-CB | MRSVHT18AS | Mini-Splits | MFCHT18S | 12.5 | 20.5 | 11 | 12.5 | 20 | 10.6 | TRUE | FALSE | TRUE | 17000 | 12600 | 2.66 | 14100 | 2.4
209843002 |  | Live | Midea Electric Trading | CLASSIC | Singlezone Ducted, Compact Ducted | 209843002 |  | HRCU-A-CB | MRSVHC18AS | Mini-Splits | MFCHC18S | 12.5 | 20.5 | 11 | 12.5 | 20 | 10.6 | TRUE | FALSE | TRUE | 17000 | 12600 | 2.66 | 14100 | 2.4
211644026 |  | Live | Midea Electric Trading | ALSETRIA | Singlezone Ducted, Compact Ducted | 211644026 |  | HRCU-A-CB | MOX430-18HFN1-MU0W | Mini-Splits | MTIU-18HWFN1-M | 12.5 | 20.5 | 11 | 12.5 | 20 | 10.6 | TRUE | FALSE | TRUE | 17000 | 12600 | 2.66 | 14100 | 2.4
211644051 |  | Live | Midea Electric Trading | ECO-AIR | Singlezone Ducted, Compact Ducted | 211644051 |  | HRCU-A-CB | MOX430-18HFN1-MU0W | Mini-Splits | MTIU-18HWFN1-M | 12.5 | 20.5 | 11 | 12.5 | 20 | 10.6 | TRUE | FALSE | TRUE | 17000 | 12600 | 2.66 | 14100 | 2.4
207826702 |  | Live | Midea Electric Trading | MIDEA | Singlezone Ducted, Compact Ducted | 207826702 |  | HRCU-A-CB | MOX430-18HFN1-MU0W | Mini-Splits | MTIU-18HWFN1-M | 12.5 | 20.5 | 11 | 12.5 | 20 | 10.6 | TRUE | FALSE | TRUE | 17000 | 12600 | 2.66 | 14100 | 2.4
211749871 |  | Live | Midea Electric Trading | SENVILLE | Singlezone Non-Ducted, Wall Placement | 211749871 |  | HRCU-A-CB-O | SENA-33HF-OQ | Mini-Splits | SENA-33HF-IQ |  |  |  | 12 | 19.5 | 10 | TRUE | TRUE | TRUE | 33000 | 28800 | 2.5 | 33600 | 2.39
211911408 |  | Live | Midea Electric Trading | BLUERIDGE | Singlezone Non-Ducted, Wall Placement | 211911408 |  | HRCU-A-CB-O | BMY33HH20C | Mini-Splits | BMY33HH20WM |  |  |  | 12 | 19.5 | 10 | TRUE | TRUE | TRUE | 33000 | 28800 | 2.5 | 33600 | 2.39
212360179 |  | Live | Midea Electric Trading | BLUERIDGE | Multizone All Ducted | 212360179 |  | HMSV-A-CB | BMM27HH2C | Ducted Indoor Units |  |  |  |  | 11.8 | 19 | 10 | TRUE | TRUE | TRUE | 27000 | 23000 | 2.4 | 29000 | 2.18
211749882 |  | Live | Midea Electric Trading | CTMORLEY | Singlezone Non-Ducted, Wall Placement | 211749882 |  | HRCU-A-CB-O | MOU-A33H-2 | Mini-Splits | MIU-A33HW-2 |  |  |  | 11.7 | 20 | 10 | FALSE | FALSE | TRUE | 33000 | 27800 | 2.35 | 34000 | 2.4
212361762 |  | Live | Midea Electric Trading | BREEZE33 | Singlezone Non-Ducted, Wall Placement | 212361762 |  | HRCU-A-CB-O | BZ33-HYP33OUT2-G2-P | Mini-Splits | BZ33-HYP33OUT2-G2-P |  |  |  | 12 | 19.5 | 10 | TRUE | TRUE | TRUE | 33000 | 28800 | 2.5 | 33600 | 2.39
209843023 |  | Live | Midea Electric Trading | TGM | Singlezone Non-Ducted, Floor Placement | 209843023 |  | HRCU-A-CB-O | MC4VHT18S | Mini-Splits | MUVHT18S | 12.5 | 21.5 | 10.5 | 12.5 | 23 | 10 | TRUE | FALSE | TRUE | 18000 | 12800 | 2.52 | 14200 | 2.29
209843007 |  | Live | Midea Electric Trading | CLASSIC | Singlezone Non-Ducted, Floor Placement | 209843007 |  | HRCU-A-CB-O | MC4VHC18S | Mini-Splits | MUVHC18S | 12.5 | 21.5 | 10.5 | 12.5 | 23 | 10 | TRUE | FALSE | TRUE | 18000 | 12800 | 2.52 | 14200 | 2.29
209948209 |  | Live | Midea Electric Trading | AIRDACH | Singlezone Non-Ducted, Wall Placement | 209948209 |  | HRCU-A-CB-O | ACSH1222VM2-D | Mini-Splits | AIWH1200VM2-D | 12.5 | 22 | 10.8 | 12.5 | 23.1 | 9.3 | FALSE | FALSE | FALSE | 12000 | 8200 | 2.25 | 9543 | 2.39
205807088 |  | Live | Midea Electric Trading | TK'S | Singlezone Non-Ducted, Wall Placement | 205807088 |  | HRCU-A-CB-O | TWS-18HRDN1 | Mini-Splits | TWS-18HRDN1 | 10.5 | 19 | 10 | 10.5 | 19 | 8.7 | FALSE | FALSE | FALSE | 18000 | 11500 | 2.57 | 14370 | 2.49
205807086 |  | Live | Midea Electric Trading | TK'S | Singlezone Non-Ducted, Wall Placement | 205807086 |  | HRCU-A-CB-O | TWS-09HRDN1 | Mini-Splits | TWS-09HRDN1 | 12.6 | 21.5 | 10 | 12.6 | 21.7 | 9.1 | FALSE | FALSE | FALSE | 9000 | 6900 | 2.53 | 7500 | 2.02
209948208 |  | Live | Midea Electric Trading | AIRDACH | Singlezone Non-Ducted, Wall Placement | 209948208 |  | HRCU-A-CB-O | ACSH0920VM2-A | Mini-Splits | AIWH0900VM2-A | 12.5 | 20.5 | 10 | 12.5 | 21.5 | 9 | FALSE | FALSE | FALSE | 9000 | 6800 | 2.46 | 8044 | 2.12
205782686 |  | Live | Midea Electric Trading | TK'S | Singlezone Non-Ducted, Wall Placement | 205782686 |  | HRCU-A-CB-O | TWS-09HRDN1-B | Mini-Splits | TWS-09HRDN1-B | 12.5 | 20.5 | 10 | 12.5 | 21.5 | 9 | FALSE | FALSE | FALSE | 9000 | 6800 | 2.46 | 8044 | 2.12
212406546 |  | Live | Lennox Industries | LENNOX | Multizone All Ducted | 212406546 |  | HMSV-A-CB | VPC036H4M-3PD | Ducted Indoor Units |  |  |  |  | 11.7 | 17.7 | 9.2 | FALSE | FALSE | TRUE | 36000 | 29600 | 2.4 | 47100 | 2.12
207759998 |  | Live | Bosch | BOSCH | Singlezone Non-Ducted, Wall Placement | 207759998 |  | HRCU-A-CB-O | BMS500-AAS030-1CSXRC | Mini-Splits | BMS500-AAU030-1AHWXC | 11.5 | 20.1 | 10.8 | 11.5 | 20.1 | 9 | TRUE | FALSE | FALSE | 30000 | 19000 | 2.25 | 20673 | 1.96
207759992 |  | Live | Bosch | BOSCH | Singlezone Non-Ducted, Wall Placement | 207759992 |  | HRCU-A-CB-O | BMS500-AAS024-1CSXRC | Mini-Splits | BMS500-AAU024-1AHWXC | 14 | 22 | 12 | 14 | 22 | 10 | TRUE | FALSE | TRUE | 24000 | 16200 | 3.08 | 20000 | 2.1
207760004 |  | Live | Bosch | BOSCH | Singlezone Ducted, Compact Ducted | 207760004 |  | HRCU-A-CB | BMS500-AAS018-1CSXRC | Mini-Splits | BMS500-AAU018-1AHDXB | 12.5 | 20.5 | 11 | 12.5 | 20 | 10.6 | TRUE | FALSE | TRUE | 17000 | 12600 | 2.74 | 14000 | 2.28
207759991 |  | Live | Bosch | BOSCH | Singlezone Non-Ducted, Wall Placement | 207759991 |  | HRCU-A-CB-O | BMS500-AAS018-1CSXRC | Mini-Splits | BMS500-AAU018-1AHWXC | 12.5 | 22.6 | 12 | 12.5 | 23.5 | 10.8 | TRUE | FALSE | TRUE | 18000 | 14900 | 2.99 | 15934 | 2.37
207760025 |  | Live | Bosch | BOSCH | Multizone All Ducted | 207760025 |  | HMSV-A-CB | BMS500-AAM027-1CSXRC | Ducted Indoor Units |  | 11.2 | 21 | 10.2 | 11.7 | 21 | 9.2 | TRUE | FALSE | TRUE | 28000 | 22000 | 3.5 | 18500 | 2.05
207760045 |  | Live | Bosch | BOSCH | Singlezone Non-Ducted, Ceiling Placement | 207760045 |  | HRCU-A-CB-O | BMS500-AAS012-1CSXRC | Mini-Splits | BMS500-AAU012-1AHCXB | 14 | 22 | 10.6 | 14 | 22.7 | 10 | TRUE | FALSE | TRUE | 12000 | 8900 | 3.26 | 10060 | 2.36
207759990 |  | Live | Bosch | BOSCH | Singlezone Non-Ducted, Wall Placement | 207759990 |  | HRCU-A-CB-O | BMS500-AAS012-1CSXRC | Mini-Splits | BMS500-AAU012-1AHWXC | 13.7 | 23.2 | 13.2 | 13.7 | 24.6 | 10.7 | TRUE | FALSE | TRUE | 12000 | 9000 | 3.22 | 9921 | 2.31
207826700 |  | Live | Midea Electric Trading | MIDEA | Singlezone Ducted, Compact Ducted | 207826700 |  | HRCU-A-CB | MOE30U-48HFN1-MP0(GA) | Mini-Splits | MTI-48HWFN1-M | 9.2 | 17.4 | 10.3 | 8.5 | 15.1 | 9.3 | FALSE | FALSE | FALSE | 48000 | 34000 | 2.32 | 41000 | 2.32
211644029 |  | Live | Midea Electric Trading | ALSETRIA | Singlezone Ducted, Compact Ducted | 211644029 |  | HRCU-A-CB | MOE30U-48HFN1-MP0(GA) | Mini-Splits | MTI-48HWFN1-M | 9.2 | 17.4 | 10.3 | 8.5 | 15.1 | 9.3 | FALSE | FALSE | FALSE | 48000 | 34000 | 2.32 | 41000 | 2.32
211644054 |  | Live | Midea Electric Trading | ECO-AIR | Singlezone Ducted, Compact Ducted | 211644054 |  | HRCU-A-CB | MOE30U-48HFN1-MP0(GA) | Mini-Splits | MTI-48HWFN1-M | 9.2 | 17.4 | 10.3 | 8.5 | 15.1 | 9.3 | FALSE | FALSE | FALSE | 48000 | 34000 | 2.32 | 41000 | 2.32
209843021 |  | Live | Midea Electric Trading | TGM | Singlezone Ducted, Compact Ducted | 209843021 |  | HRCU-A-CB | MRSVHT48AS | Mini-Splits | MFCHT48S | 9.2 | 17.4 | 10.3 | 8.5 | 15.1 | 9.3 | FALSE | FALSE | FALSE | 48000 | 34000 | 2.32 | 41000 | 2.32
209843005 |  | Live | Midea Electric Trading | CLASSIC | Singlezone Ducted, Compact Ducted | 209843005 |  | HRCU-A-CB | MRSVHC48AS | Mini-Splits | MFCHC48S | 9.2 | 17.4 | 10.3 | 8.5 | 15.1 | 9.3 | FALSE | FALSE | FALSE | 48000 | 34000 | 2.32 | 41000 | 2.32
209843000 |  | Live | Midea Electric Trading | CLASSIC | Singlezone Non-Ducted, Wall Placement | 209843000 |  | HRCU-A-CB-O | MRSVHC48AS | Mini-Splits | MC4VHC48S | 9.5 | 17.8 | 11.5 | 9.5 | 18.5 | 9.8 | FALSE | FALSE | TRUE | 48000 | 30000 | 2.34 | 39000 | 2.05
209843016 |  | Live | Midea Electric Trading | TGM | Singlezone Non-Ducted, Wall Placement | 209843016 |  | HRCU-A-CB-O | MRSVHT48AS | Mini-Splits | MC4VHT48S | 9.5 | 17.8 | 11.5 | 9.5 | 18.5 | 9.8 | FALSE | FALSE | TRUE | 48000 | 30000 | 2.34 | 39000 | 2.05
211644036 |  | Live | Midea Electric Trading | ALSETRIA | Singlezone Non-Ducted, Wall Placement | 211644036 |  | HRCU-A-CB-O | MOE30U-48HFN1-MP0(GA) | Mini-Splits | MCD1-48HRFN1-M(GA) | 9.5 | 17.8 | 11.5 | 9.5 | 18.5 | 9.8 | FALSE | FALSE | TRUE | 48000 | 30000 | 2.34 | 39000 | 2.05
211644061 |  | Live | Midea Electric Trading | ECO-AIR | Singlezone Non-Ducted, Wall Placement | 211644061 |  | HRCU-A-CB-O | MOE30U-48HFN1-MP0(GA) | Mini-Splits | MCD1-48HRFN1-M(GA) | 9.5 | 17.8 | 11.5 | 9.5 | 18.5 | 9.8 | FALSE | FALSE | TRUE | 48000 | 30000 | 2.34 | 39000 | 2.05
207821941 |  | Live | Midea Electric Trading | MIDEA | Singlezone Non-Ducted, Wall Placement | 207821941 |  | HRCU-A-CB-O | MOE30U-48HFN1-MP0(GA) | Mini-Splits | MCD1-48HRFN1-M(GA) | 9.5 | 17.8 | 11.5 | 9.5 | 18.5 | 9.8 | FALSE | FALSE | TRUE | 48000 | 30000 | 2.34 | 39000 | 2.05
203991151 |  | Live | Bosch | BOSCH | Singlezone Non-Ducted, Wall Placement | 203991151 |  | HRCU-A-CB-O | BMS500-AAS024-1CSXRA | Mini-Splits | BMS500-AAU024-1AHWXB | 13.7 | 20.7 | 11.5 | 13.7 | 19.8 | 9.3 | TRUE | FALSE | FALSE | 24000 | 15300 | 2.7 | 18500 | 2.14
203991153 |  | Live | Bosch | BOSCH | Singlezone Non-Ducted, Wall Placement | 203991153 |  | HRCU-A-CB-O | BMS500-AAS012-1CSXHB | Mini-Splits | BMS500-AAU012-1AHWXB | 13 | 22.5 | 12 | 13 | 19.9 | 9.1 | FALSE | FALSE | FALSE | 12000 | 7800 | 2.63 | 12259 | 1.96
209843004 |  | Live | Midea Electric Trading | CLASSIC | Singlezone Ducted, Compact Ducted | 209843004 |  | HRCU-A-CB | MRSVHC36AS | Mini-Splits | MFCHC36S | 9 | 16.7 | 11.5 | 8.8 | 15.8 | 8.8 | FALSE | FALSE | FALSE | 36000 | 25000 | 2.49 | 26000 | 2.22
203991171 |  | Live | Bosch | BOSCH | Singlezone Non-Ducted, Ceiling Placement | 203991171 |  | HRCU-A-CB-O | BMS500-AAS048-1CSXLB | Mini-Splits | BMS500-AAU048-1AHCXB | 9.5 | 16.8 | 11 | 9.5 | 16.8 | 9 | FALSE | FALSE | FALSE | 48000 | 35000 | 2.36 | 40862 | 2.32
203991152 |  | Live | Bosch | BOSCH | Singlezone Non-Ducted, Wall Placement | 203991152 |  | HRCU-A-CB-O | BMS500-AAS009-1CSXHB | Mini-Splits | BMS500-AAU009-1AHWXB | 14.5 | 25 | 11.2 | 14.5 | 23.1 | 9.9 | TRUE | FALSE | FALSE | 9000 | 6900 | 2.73 | 13890 | 2.1
204014465 |  | Live | Bosch | BOSCH | Singlezone Non-Ducted, Ceiling Placement | 204014465 |  | HRCU-A-CB-O | BMS500-AAS012-1CSXHB | Mini-Splits | BMS500-AAU012-1AHCXB | 12.5 | 19.5 | 10.6 | 12.5 | 19.5 | 9.3 | TRUE | FALSE | FALSE | 12000 | 8700 | 2.68 | 13136 | 1.97
209843020 |  | Live | Midea Electric Trading | TGM | Singlezone Ducted, Compact Ducted | 209843020 |  | HRCU-A-CB | MRSVHT36AS | Mini-Splits | MFCHT36S | 9 | 16.7 | 11.5 | 8.8 | 15.8 | 8.8 | FALSE | FALSE | FALSE | 36000 | 25000 | 2.49 | 26000 | 2.22
203991170 |  | Live | Bosch | BOSCH | Singlezone Non-Ducted, Ceiling Placement | 203991170 |  | HRCU-A-CB-O | BMS500-AAS036-1CSXLB | Mini-Splits | BMS500-AAU036-1AHCXB | 9 | 17.5 | 10.5 | 9 | 17.5 | 9.3 | FALSE | FALSE | FALSE | 36000 | 24000 | 2.51 | 31769 | 2.16
211644028 |  | Live | Midea Electric Trading | ALSETRIA | Singlezone Ducted, Compact Ducted | 211644028 |  | HRCU-A-CB | MOD30U-36HFN1-MP0(GA) | Mini-Splits | MTI-36HWFN1-M | 9 | 16.7 | 11.5 | 8.8 | 15.8 | 8.8 | FALSE | FALSE | FALSE | 36000 | 25000 | 2.49 | 26000 | 2.22
203991168 |  | Live | Bosch | BOSCH | Singlezone Non-Ducted, Ceiling Placement | 203991168 |  | HRCU-A-CB-O | BMS500-AAS018-1CSXRA | Mini-Splits | BMS500-AAU018-1AHCXB | 12.5 | 20 | 10.3 | 12.5 | 20 | 9.1 | TRUE | FALSE | FALSE | 18000 | 12000 | 2.77 | 11276 | 2.23
203991147 |  | Live | Bosch | BOSCH | Singlezone Non-Ducted, Wall Placement | 203991147 |  | HRCU-A-CB-O | BMS500-AAS012-0CSXRB | Mini-Splits | BMS500-AAS012-0AHWXB | 13 | 22 | 10.2 | 13 | 21.2 | 8.5 | TRUE | FALSE | FALSE | 12000 | 7600 | 2.59 | 8034 | 2.53
211644053 |  | Live | Midea Electric Trading | ECO-AIR | Singlezone Ducted, Compact Ducted | 211644053 |  | HRCU-A-CB | MOD30U-36HFN1-MP0(GA) | Mini-Splits | MTI-36HWFN1-M | 9 | 16.7 | 11.5 | 8.8 | 15.8 | 8.8 | FALSE | FALSE | FALSE | 36000 | 25000 | 2.49 | 26000 | 2.22
207826699 |  | Live | Midea Electric Trading | MIDEA | Singlezone Ducted, Compact Ducted | 207826699 |  | HRCU-A-CB | MOD30U-36HFN1-MP0(GA) | Mini-Splits | MTI-36HWFN1-M | 9 | 16.7 | 11.5 | 8.8 | 15.8 | 8.8 | FALSE | FALSE | FALSE | 36000 | 25000 | 2.49 | 26000 | 2.22
207821940 |  | Live | Midea Electric Trading | MIDEA | Singlezone Non-Ducted, Wall Placement | 207821940 |  | HRCU-A-CB-O | MOD30U-36HFN1-MP0(GA) | Mini-Splits | MCD1-36HRFN1-M(GA) | 9 | 18.2 | 10.6 | 9.4 | 19.2 | 8.8 | FALSE | FALSE | FALSE | 36000 | 23000 | 2.45 | 26000 | 2.13
203991163 |  | Live | Bosch | BOSCH | Singlezone Ducted, Compact Ducted | 203991163 |  | HRCU-A-CB | BMS500-AAS036-1CSXLB | Mini-Splits | BMS500-AAU036-1AHDXB | 9 | 16.5 | 11.5 | 8.5 | 15 | 8.8 | FALSE | FALSE | FALSE | 36000 | 25000 | 2.48 | 33127 | 2.31
203991161 |  | Live | Bosch | BOSCH | Singlezone Ducted, Compact Ducted | 203991161 |  | HRCU-A-CB | BMS500-AAS018-1CSXRA | Mini-Splits | BMS500-AAU018-1AHDXB | 12.5 | 19 | 10.5 | 11.7 | 18.5 | 9.2 | TRUE | FALSE | FALSE | 17000 | 11600 | 2.52 | 12504 | 2.4
211644035 |  | Live | Midea Electric Trading | ALSETRIA | Singlezone Non-Ducted, Wall Placement | 211644035 |  | HRCU-A-CB-O | MOD30U-36HFN1-MP0(GA) | Mini-Splits | MCD1-36HRFN1-M(GA) | 9 | 18.2 | 10.6 | 9.4 | 19.2 | 8.8 | FALSE | FALSE | FALSE | 36000 | 23000 | 2.45 | 26000 | 2.13
211644060 |  | Live | Midea Electric Trading | ECO-AIR | Singlezone Non-Ducted, Wall Placement | 211644060 |  | HRCU-A-CB-O | MOD30U-36HFN1-MP0(GA) | Mini-Splits | MCD1-36HRFN1-M(GA) | 9 | 18.2 | 10.6 | 9.4 | 19.2 | 8.8 | FALSE | FALSE | FALSE | 36000 | 23000 | 2.45 | 26000 | 2.13
203991174 |  | Live | Bosch | BOSCH | Multizone All Non-Ducted | 203991174 |  | HMSV-A-CB | BMS500-AAM027-1CSXRA | Non-Ducted Indoor Units |  | 12.5 | 23 | 10.3 | 12.5 | 23 | 9.2 | TRUE | FALSE | FALSE | 28000 | 17200 | 2.8 | 20260 | 2.2
209843015 |  | Live | Midea Electric Trading | TGM | Singlezone Non-Ducted, Wall Placement | 209843015 |  | HRCU-A-CB-O | MRSVHT36AS | Mini-Splits | MC4VHT36S | 9 | 18.2 | 10.6 | 9.4 | 19.2 | 8.8 | FALSE | FALSE | FALSE | 36000 | 23000 | 2.45 | 26000 | 2.13
203991178 |  | Live | Bosch | BOSCH | Multizone All Non-Ducted | 203991178 |  | HMSV-A-CB | BMS500-AAM048-1CSXRA | Non-Ducted Indoor Units |  | 12.5 | 22.4 | 10.2 | 12.5 | 23.7 | 8.6 | TRUE | FALSE | FALSE | 48000 | 28400 | 2.59 | 32820 | 2.27
203991165 |  | Live | Bosch | BOSCH | Singlezone Ducted, Compact Ducted | 203991165 |  | HRCU-A-CB | BMS500-AAS060-1CSXLB | Mini-Splits | BMS500-AAU060-1AHDXB | 10 | 18 | 9 | 9 | 15.4 | 8.4 | FALSE | FALSE | FALSE | 57000 | 34400 | 2.39 | 41732 | 2.44
209842999 |  | Live | Midea Electric Trading | CLASSIC | Singlezone Non-Ducted, Wall Placement | 209842999 |  | HRCU-A-CB-O | MRSVHC36AS | Mini-Splits | MC4VHC36S | 9 | 18.2 | 10.6 | 9.4 | 19.2 | 8.8 | FALSE | FALSE | FALSE | 36000 | 23000 | 2.45 | 26000 | 2.13
207760020 |  | Live | Bosch | BOSCH | Singlezone Non-Ducted, Wall Placement | 207760020 |  | HRCU-A-CB-O | BMS500-AAS048-1CSXLC | Mini-Splits | BMS500-AAU048-1AHCXC | 9.5 | 17.8 | 11.5 | 9.5 | 18.5 | 9.8 | FALSE | FALSE | TRUE | 48000 | 30000 | 1.93 | 37903 | 2.22
209843009 |  | Live | Midea Electric Trading | CLASSIC | Singlezone Non-Ducted, Wall Placement | 209843009 |  | HRCU-A-CB-O | MRSVHC36AS | Mini-Splits | MUVHC36S | 8 | 17 | 10 | 8.5 | 19 | 9 | FALSE | FALSE | FALSE | 36000 | 23000 | 2.2 | 25000 | 2.11
207760010 |  | Live | Bosch | BOSCH | Singlezone Ducted, Compact Ducted | 207760010 |  | HRCU-A-CB | BMS500-AAS048-1CSXLC | Mini-Splits | BMS500-AAU048-1AHDXB | 9.2 | 17.4 | 10.3 | 8.5 | 15.1 | 9.3 | FALSE | FALSE | FALSE | 48000 | 34000 | 2.93 | 41070 | 2.32
209843025 |  | Live | Midea Electric Trading | TGM | Singlezone Non-Ducted, Wall Placement | 209843025 |  | HRCU-A-CB-O | MRSVHT36AS | Mini-Splits | MUVHT36S | 8 | 17 | 10 | 8.5 | 19 | 9 | FALSE | FALSE | FALSE | 36000 | 23000 | 2.2 | 25000 | 2.11
207821942 |  | Live | Midea Electric Trading | MIDEA | Singlezone Non-Ducted, Wall Placement | 207821942 |  | HRCU-A-CB-O | MOD30U-36HFN1-MP0(GA) | Mini-Splits | MUE-36HRFN1-M(C) | 8 | 17 | 10 | 8.5 | 19 | 9 | FALSE | FALSE | FALSE | 36000 | 23000 | 2.2 | 25000 | 2.11
210568232 |  | Live | Midea Electric Trading | COMFORT-AIRE | Singlezone Ducted, Centrally Ducted | 210568232 |  | HRCU-A-CB | A-VCD48SA-1 |  | B-VCD48SA-1 | 8.5 | 16 | 10 | 8.2 | 15.6 | 9.4 | FALSE | TRUE | FALSE | 47000 | 36000 | 2.36 | 48000 | 2.05
211253527 |  | Live | Midea Electric Trading | PERFECTAIRE | Singlezone Ducted, Centrally Ducted | 211253527 |  | HRCU-A-CB | 3PAHHSD48-SZO |  | 3PAHHSD48-AHU | 8.5 | 16 | 10 | 8.2 | 15.6 | 9.4 | FALSE | TRUE | FALSE | 47000 | 36000 | 2.36 | 48000 | 2.05
211253528 |  | Live | Midea Electric Trading | PERFECTAIRE | Singlezone Ducted, Centrally Ducted | 211253528 |  | HRCU-A-CB | 3PAHHSD60-SZO |  | 3PAHHSD60-AHU | 9 | 16.4 | 10.5 | 8.8 | 15.3 | 9.4 | FALSE | TRUE | FALSE | 55000 | 42000 | 2.6 | 52500 | 2.3
210568228 |  | Live | Midea Electric Trading | COMFORT-AIRE | Singlezone Ducted, Centrally Ducted | 210568228 |  | HRCU-A-CB | A-VCD60SA-1 |  | B-VCD60SA-1 | 9 | 16.4 | 10.5 | 8.8 | 15.3 | 9.4 | FALSE | TRUE | FALSE | 55000 | 42000 | 2.6 | 52500 | 2.3
209862117 |  | Live | Midea Electric Trading | PREMIUM LEVELLA | Singlezone Non-Ducted, Wall Placement | 209862117 |  | HRCU-A-CB-O | PIAW243800B | Mini-Splits | PIAW243790A | 9.5 | 18.5 | 10.2 | 9.5 | 18.5 | 8.6 | FALSE | FALSE | FALSE | 24000 | 16500 | 2.38 | 19257 | 2.11
209862115 |  | Live | Midea Electric Trading | PREMIUM LEVELLA | Singlezone Non-Ducted, Wall Placement | 209862115 |  | HRCU-A-CB-O | PIAW183800B | Mini-Splits | PIAW183790A | 11 | 19.5 | 10 | 11 | 19.5 | 8.7 | FALSE | FALSE | FALSE | 18000 | 11400 | 2.57 | 14370 | 2.49
209862114 |  | Live | Midea Electric Trading | PREMIUM LEVELLA | Singlezone Non-Ducted, Wall Placement | 209862114 |  | HRCU-A-CB-O | PIAW123800B | Mini-Splits | PIAW123790A | 10.8 | 20.5 | 10.7 | 10.8 | 21.4 | 9.2 | FALSE | FALSE | FALSE | 12000 | 7000 | 2.5 | 9300 | 2
209862116 |  | Live | Midea Electric Trading | PREMIUM LEVELLA | Singlezone Non-Ducted, Wall Placement | 209862116 |  | HRCU-A-CB-O | PIAW123700B | Mini-Splits | PIAW123690A | 10.3 | 20 | 10.8 | 10.3 | 20.8 | 8.7 | FALSE | FALSE | FALSE | 12000 | 7800 | 2.31 | 8200 | 1.35
207821945 |  | Live | Midea Electric Trading | ARCTIC KING | Singlezone Non-Ducted, Wall Placement | 207821945 |  | HRCU-A-CB-O | MOD33-24HFN1-MT0W | Mini-Splits | MSAG11D-23HRFN1-MU0W | 13 | 21 | 10 | 13 | 21 | 8.5 | TRUE | FALSE | FALSE | 24000 | 17400 | 2.28 | 23471 | 2.29
207821935 |  | Live | Midea Electric Trading | MIDEA | Singlezone Non-Ducted, Wall Placement | 207821935 |  | HRCU-A-CB-O | MOD33-24HFN1-MT0W | Mini-Splits | MSAG11D-23HRFN1-MU0W | 13 | 21 | 10 | 13 | 21 | 8.5 | TRUE | FALSE | FALSE | 24000 | 17400 | 2.28 | 23471 | 2.29
207706572 |  | Live | Midea Electric Trading | CANAIR | Singlezone Ducted, Centrally Ducted | 207706572 |  | HRCU-A-CB | CDH2048C21 |  | CDH2048F21 | 8.5 | 16 | 10 | 8.2 | 15.6 | 9.4 | FALSE | TRUE | FALSE | 47000 | 36000 | 2.36 | 48000 | 2.05
207706562 |  | Live | Midea Electric Trading | MOOVAIR | Singlezone Ducted, Centrally Ducted | 207706562 |  | HRCU-A-CB | DMA48HOS20230E7 |  | FMA48HIAHUU230X7 | 8.5 | 16 | 10 | 8.2 | 15.6 | 9.4 | FALSE | TRUE | FALSE | 47000 | 36000 | 2.36 | 48000 | 2.05
211253514 |  | Live | Midea Electric Trading | NOVAIR | Singlezone Ducted, Centrally Ducted | 211253514 |  | HRCU-A-CB | LEA48-EVOX-30-O |  | LEA48-EVOX-30-I | 8.5 | 16 | 10 | 8.2 | 15.6 | 9.4 | FALSE | TRUE | FALSE | 47000 | 36000 | 2.36 | 48000 | 2.05
207821931 |  | Live | Midea Electric Trading | MIDEA | Singlezone Non-Ducted, Wall Placement | 207821931 |  | HRCU-A-CB-O | MOX230-12HFN1-BW0W | Mini-Splits | MSAG11B-12HRFN1-BU5W | 12.5 | 22 | 11.5 | 12.5 | 22.7 | 10.4 | TRUE | FALSE | TRUE | 12000 | 8900 | 2.75 | 9018 | 2.4
211253512 |  | Live | Midea Electric Trading | NOVAIR | Singlezone Ducted, Centrally Ducted | 211253512 |  | HRCU-A-CB | LEA60-EVOX-30-O |  | LEA60-EVOX-30-I | 9 | 16.4 | 10.5 | 8.8 | 15.3 | 9.4 | FALSE | TRUE | FALSE | 55000 | 42000 | 2.6 | 52500 | 2.3
210426581 |  | Live | Midea Electric Trading | MAXI AIR | Singlezone Ducted, Centrally Ducted | 210426581 |  | HRCU-A-CB | MAXS-4260 |  | AHMS-6020 | 9 | 16.4 | 10.5 | 8.8 | 15.3 | 9.4 | FALSE | FALSE | FALSE | 55000 | 42000 | 2.6 | 52500 | 2.3
210295923 |  | Live | Midea Electric Trading | MOOVAIR | Singlezone Ducted, Centrally Ducted | 210295923 |  | HRCU-A-CB | DMA60HOS20230E7 |  | FMA60HIAHUU230X7 | 9 | 16.4 | 10.5 | 8.8 | 15.3 | 9.4 | FALSE | TRUE | FALSE | 55000 | 42000 | 2.6 | 52500 | 2.3
210342131 |  | Live | Midea Electric Trading | CANAIR | Singlezone Ducted, Centrally Ducted | 210342131 |  | HRCU-A-CB | CDH2060C22 |  | CDH2060F21 | 9 | 16.4 | 10.5 | 8.8 | 15.3 | 9.4 | FALSE | TRUE | FALSE | 55000 | 42000 | 2.6 | 52500 | 2.3
210279124 |  | Live | Midea Electric Trading | MRCOOL | Singlezone Ducted, Centrally Ducted | 210279124 |  | HRCU-A-CB | CENTRAL-60-HP-C-230A00 |  | CENTRAL-60-HP-MUAH230A00 | 9 | 16.4 | 10.5 | 8.8 | 15.3 | 9.4 | FALSE | TRUE | FALSE | 55000 | 42000 | 2.6 | 52500 | 2.3
210279123 |  | Live | Midea Electric Trading | MRCOOL | Singlezone Ducted, Centrally Ducted | 210279123 |  | HRCU-A-CB | CENTRAL-48-HP-C-230A00 |  | CENTRAL-48-HP-MUAH230A00 | 8.5 | 16 | 10 | 8.2 | 15.6 | 9.4 | FALSE | TRUE | FALSE | 47000 | 36000 | 2.36 | 50000 | 2.18
210568234 |  | Live | Midea Electric Trading | COMFORT-AIRE | Singlezone Ducted, Centrally Ducted | 210568234 |  | HRCU-A-C | A-VCD30SA-1 |  | MCD30/36C1A | 10.7 | 14.2 | 9.5 | 10.5 | 15.5 | 9.7 | FALSE | TRUE | TRUE | 30000 | 22600 | 2.62 | 26000 | 2.28
207131735 |  | Live | Fujitsu General America, Inc. | FUJITSU | Singlezone Non-Ducted, Wall Placement | 207131735 |  | HRCU-A-CB-O | AOUH24LPAS1 | Mini-Splits | ASUH24LPAS | 9.2 | 19 | 11 | 9.2 | 19 | 9.8 | FALSE | FALSE | TRUE | 24000 | 15400 | 2.86 | 19000 | 2.53
210568235 |  | Live | Midea Electric Trading | COMFORT-AIRE | Singlezone Ducted, Centrally Ducted | 210568235 |  | HRCU-A-C | A-VCD48SA-1 |  | MCD48C1A | 9 | 14 | 10 | 8.6 | 14.3 | 9 | FALSE | FALSE | FALSE | 46000 | 32000 | 2.36 | 45000 | 2.11
212394346 |  | Live | Midea Electric Trading | POLARWAVE | Singlezone Ducted, Centrally Ducted | 212394346 |  | HRCU-A-C | ACIQ-30-HPB |  | ACIQ-30-ACL | 10.7 | 14.2 | 9.5 | 10.5 | 15.5 | 9.7 | FALSE | TRUE | TRUE | 30000 | 22600 | 2.62 | 26000 | 2.28
212394335 |  | Live | Midea Electric Trading | DIYCOOL | Singlezone Ducted, Centrally Ducted | 212394335 |  | HRCU-A-C | ACIQ-30-HPB |  | ACIQ-30-ACL | 10.7 | 14.2 | 9.5 | 10.5 | 15.5 | 9.7 | FALSE | TRUE | TRUE | 30000 | 22600 | 2.62 | 26000 | 2.28
212394357 |  | Live | Midea Electric Trading | STEALTH | Singlezone Ducted, Centrally Ducted | 212394357 |  | HRCU-A-C | ACIQ-30-HPB |  | ACIQ-30-ACL | 10.7 | 14.2 | 9.5 | 10.5 | 15.5 | 9.7 | FALSE | TRUE | TRUE | 30000 | 22600 | 2.62 | 26000 | 2.28
212331390 |  | Live | Midea Electric Trading | LBG PRODUCTS | Singlezone Ducted, Centrally Ducted | 212331390 |  | HRCU-A-C | LCUHB30DO |  | LCHB36DA | 10.7 | 14.2 | 9.5 | 10.5 | 15.5 | 9.7 | FALSE | TRUE | TRUE | 30000 | 22600 | 2.62 | 26000 | 2.28
212361760 |  | Live | Midea Electric Trading | MOOVAIR | Singlezone Ducted, Centrally Ducted | 212361760 |  | HRCU-A-C | DMA30HOS20230E7 |  | CUB36HAC20CWT7A | 10.7 | 14.2 | 9.5 | 10.5 | 15.5 | 9.7 | FALSE | TRUE | TRUE | 30000 | 22600 | 2.62 | 26000 | 2.28
212394324 |  | Live | Midea Electric Trading | ACIQ | Singlezone Ducted, Centrally Ducted | 212394324 |  | HRCU-A-C | ACIQ-30-HPB |  | ACIQ-30-ACL | 10.7 | 14.2 | 9.5 | 10.5 | 15.5 | 9.7 | FALSE | TRUE | TRUE | 30000 | 22600 | 2.62 | 26000 | 2.28
212394313 |  | Live | Midea Electric Trading | 1HVAC | Singlezone Ducted, Centrally Ducted | 212394313 |  | HRCU-A-C | ACIQ-30-HPB |  | ACIQ-30-ACL | 10.7 | 14.2 | 9.5 | 10.5 | 15.5 | 9.7 | FALSE | TRUE | TRUE | 30000 | 22600 | 2.62 | 26000 | 2.28
212367434 |  | Live | Midea Electric Trading | BLADEX | Singlezone Ducted, Centrally Ducted | 212367434 |  | HRCU-A-C | BX30U-30HPHYHA(X) |  | BLC-36HWAC1 | 10.7 | 14.2 | 9.5 | 10.5 | 15.5 | 9.7 | FALSE | FALSE | TRUE | 30000 | 22600 | 2.62 | 26000 | 2.28
212386844 |  | Live | Midea Electric Trading | ATK | Singlezone Ducted, Centrally Ducted | 212386844 |  | HRCU-A-C | ACI-AUO30SHP-M |  | ACI-CCO36CP21 | 10.7 | 14.2 | 9.5 | 10.5 | 15.5 | 9.7 | FALSE | FALSE | TRUE | 30000 | 22600 | 2.62 | 26000 | 2.28
212388353 |  | Live | Midea Electric Trading | DIRECT AIR | Singlezone Ducted, Centrally Ducted | 212388353 |  | HRCU-A-C | DIRM-30MAGICPRO20-OU |  | DIRM-36MAGICPRO20-COIL | 10.7 | 14.2 | 9.5 | 10.5 | 15.5 | 9.7 | FALSE | TRUE | TRUE | 30000 | 22600 | 2.62 | 26000 | 2.28
209270321 |  | Live | Midea Electric Trading | ECO-AIR | Singlezone Ducted, Centrally Ducted | 209270321 |  | HRCU-A-C | MOD30U-30HFN1-MR0(X) |  | MAC-36HWFN1-M | 10.7 | 14.2 | 9.5 | 10.5 | 15.5 | 9.7 | FALSE | TRUE | TRUE | 30000 | 22600 | 2.62 | 26000 | 2.28
209550335 |  | Live | Midea Electric Trading | CANAIR | Singlezone Ducted, Centrally Ducted | 209550335 |  | HRCU-A-C | MOD30U-30HFN1-MR0(X) |  | MAC-36HWFN1-M | 10.7 | 14.2 | 9.5 | 10.5 | 15.5 | 9.7 | FALSE | TRUE | TRUE | 30000 | 22600 | 2.62 | 26000 | 2.28
209843012 |  | Live | Midea Electric Trading | TGM | Singlezone Non-Ducted, Ceiling Placement | 209843012 |  | HRCU-A-CB-O | MRSVHT12AS | Mini-Splits | MC4VHT12S | 14 | 22 | 10.6 | 14 | 22.7 | 10 | TRUE | FALSE | TRUE | 12000 | 8900 | 2.75 | 9300 | 2.39
211644140 |  | Live | Midea Electric Trading | CANAIR | Singlezone Ducted, Centrally Ducted | 211644140 |  | HRCU-A-C | CDH2030C21 |  | MAC-36HWFN1-M | 10.7 | 14.2 | 9.5 | 10.5 | 15.5 | 9.7 | FALSE | TRUE | TRUE | 30000 | 22600 | 2.62 | 26000 | 2.28
210476736 |  | Live | Midea Electric Trading | AIRDACH | Singlezone Non-Ducted, Ceiling Placement | 210476736 |  | HRCU-A-CB-O | ACSH1222VM2-D | Mini-Splits | AICH1200VM1-D | 14 | 22 | 10.6 | 14 | 22.7 | 10 | FALSE | FALSE | TRUE | 12000 | 8900 | 2.75 | 9300 | 2.39
211911382 |  | Live | Midea Electric Trading | MITS AIR | Singlezone Ducted, Centrally Ducted | 211911382 |  | HRCU-A-C | MOD30U-30HFN1-MR0(X) |  | MAC-36HWDN1-MN0 | 10.7 | 14.2 | 9.5 | 10.5 | 15.5 | 9.7 | FALSE | FALSE | TRUE | 30000 | 22600 | 2.62 | 26000 | 2.28
211911385 |  | Live | Midea Electric Trading | MITS AIR | Singlezone Ducted, Centrally Ducted | 211911385 |  | HRCU-A-C | MOD30U-30HFN1-MR0(X) |  | MAC-36HWFN1-M | 10.7 | 14.2 | 9.5 | 10.5 | 15.5 | 9.7 | FALSE | FALSE | TRUE | 30000 | 22600 | 2.62 | 26000 | 2.28
211644032 |  | Live | Midea Electric Trading | ALSETRIA | Singlezone Non-Ducted, Ceiling Placement | 211644032 |  | HRCU-A-CB-O | MOX230-12HFN1-MV5W | Mini-Splits | CCA3U-12HRFN1-M(C) | 14 | 22 | 10.6 | 14 | 22.7 | 10 | TRUE | FALSE | TRUE | 12000 | 8900 | 2.75 | 9300 | 2.39
211644057 |  | Live | Midea Electric Trading | ECO-AIR | Singlezone Non-Ducted, Ceiling Placement | 211644057 |  | HRCU-A-CB-O | MOX230-12HFN1-MV5W | Mini-Splits | CCA3U-12HRFN1-M(C) | 14 | 22 | 10.6 | 14 | 22.7 | 10 | TRUE | FALSE | TRUE | 12000 | 8900 | 2.75 | 9300 | 2.39
208106988 |  | Live | Midea Electric Trading | YONAN | Singlezone Ducted, Compact Ducted | 208106988 |  | HRCU-A-CB | YOE-60HFN1 | Mini-Splits | YHG-60HWFN1 | 10.6 | 19.2 | 10.2 | 10.3 | 17 | 8.4 | FALSE | FALSE | FALSE | 59000 | 34400 | 2.37 | 36000 | 2.29
209549019 |  | Live | Midea Electric Trading | THERMOCORE SYSTEMS | Singlezone Ducted, Compact Ducted | 209549019 |  | HRCU-A-CB | T4C18S-H260-C-2 | Mini-Splits | T3C18S-H260-EDT | 10.6 | 19.2 | 10.2 | 10.3 | 17 | 8.4 | FALSE | FALSE | FALSE | 59000 | 34400 | 2.37 | 36000 | 2.29
209549025 |  | Live | Midea Electric Trading | THERMOCORE SYSTEMS | Singlezone Non-Ducted, Floor Placement | 209549025 |  | HRCU-A-CB-O | T4C18S-H260-C-2 | Mini-Splits | T3C18S-H260-ESC | 9.8 | 18.7 | 10.5 | 9.8 | 19.8 | 9 | FALSE | FALSE | FALSE | 54000 | 35000 | 2.34 | 35200 | 1.98
208106989 |  | Live | Midea Electric Trading | YONAN | Singlezone Non-Ducted, Floor Placement | 208106989 |  | HRCU-A-CB-O | YOE-60HFN1 | Mini-Splits | YUE-60HRFN1 | 9.8 | 18.7 | 10.5 | 9.8 | 19.8 | 9 | FALSE | FALSE | FALSE | 54000 | 35000 | 2.34 | 35200 | 1.98
212331392 |  | Live | Midea Electric Trading | LBG PRODUCTS | Singlezone Ducted, Centrally Ducted | 212331392 |  | HRCU-A-C | LCUHB36DO |  | LCHB36DA | 10.2 | 14.8 | 9.6 | 10 | 15.2 | 10 | FALSE | TRUE | TRUE | 35000 | 33000 | 2.4 | 38000 | 1.9
209549005 |  | Live | Midea Electric Trading | THERMOCORE SYSTEMS | Singlezone Non-Ducted, Wall Placement | 209549005 |  | HRCU-A-CB-O | T421S-H224-C | Mini-Splits | T421S-H224-E | 12.5 | 21 | 10 | 12.5 | 21 | 9 | FALSE | FALSE | FALSE | 24000 | 18000 | 2.26 | 22550 | 2.34
207671407 |  | Live | Midea Electric Trading | YONAN | Singlezone Non-Ducted, Wall Placement | 207671407 |  | HRCU-A-CB-O | YSA21-24HRN1 | Mini-Splits | YSA21-24HRN1 | 12.5 | 21 | 10 | 12.5 | 21 | 9 | FALSE | FALSE | FALSE | 24000 | 18000 | 2.26 | 22550 | 2.34
207691834 |  | Live | Midea Electric Trading | YONAN | Multizone All Ducted | 207691834 |  | HMSV-A-CB | YSMO-30HRN1 | Ducted Indoor Units |  | 11.2 | 21 | 10.2 | 11.7 | 21 | 9.2 | FALSE | FALSE | TRUE | 28000 | 22000 | 2.6 | 22600 | 2.25
212394348 |  | Live | Midea Electric Trading | POLARWAVE | Singlezone Ducted, Centrally Ducted | 212394348 |  | HRCU-A-C | ACIQ-48-HPB |  | ACIQ-48-ACL | 9 | 14 | 10 | 8.6 | 14.3 | 9 | FALSE | FALSE | FALSE | 46000 | 32000 | 2.36 | 45000 | 2.11
212394337 |  | Live | Midea Electric Trading | DIYCOOL | Singlezone Ducted, Centrally Ducted | 212394337 |  | HRCU-A-C | ACIQ-48-HPB |  | ACIQ-48-ACL | 9 | 14 | 10 | 8.6 | 14.3 | 9 | FALSE | FALSE | FALSE | 46000 | 32000 | 2.36 | 45000 | 2.11
212394359 |  | Live | Midea Electric Trading | STEALTH | Singlezone Ducted, Centrally Ducted | 212394359 |  | HRCU-A-C | ACIQ-48-HPB |  | ACIQ-48-ACL | 9 | 14 | 10 | 8.6 | 14.3 | 9 | FALSE | FALSE | FALSE | 46000 | 32000 | 2.36 | 45000 | 2.11
208106977 |  | Live | Midea Electric Trading | YONAN | Singlezone Ducted, Compact Ducted | 208106977 |  | HRCU-A-CB | YOX-18HFN1 | Mini-Splits | YTI-18HWFN1 | 12.5 | 20.5 | 11 | 12.5 | 20 | 10.6 | FALSE | FALSE | TRUE | 17000 | 12600 | 2.66 | 14100 | 2.4
212331393 |  | Live | Midea Electric Trading | LBG PRODUCTS | Singlezone Ducted, Centrally Ducted | 212331393 |  | HRCU-A-C | LCUHB48DO |  | LCHB48DA | 9 | 14 | 10 | 8.6 | 14.3 | 9 | FALSE | FALSE | FALSE | 46000 | 32000 | 2.36 | 45000 | 2.11
212367436 |  | Live | Midea Electric Trading | BLADEX | Singlezone Ducted, Centrally Ducted | 212367436 |  | HRCU-A-C | BX30U-48HPHYHA |  | BLC-48HWAC1 | 9 | 14 | 10 | 8.6 | 14.3 | 9 | FALSE | FALSE | FALSE | 46000 | 32000 | 2.36 | 45000 | 2.11
212388352 |  | Live | Midea Electric Trading | DIRECT AIR | Singlezone Ducted, Centrally Ducted | 212388352 |  | HRCU-A-C | DIRM-48MAGICPRO20-OU |  | DIRM-48MAGICPRO20-COIL | 9 | 14 | 10 | 8.6 | 14.3 | 9 | FALSE | FALSE | FALSE | 46000 | 32000 | 2.36 | 45000 | 2.11
212394326 |  | Live | Midea Electric Trading | ACIQ | Singlezone Ducted, Centrally Ducted | 212394326 |  | HRCU-A-C | ACIQ-48-HPB |  | ACIQ-48-ACL | 9 | 14 | 10 | 8.6 | 14.3 | 9 | FALSE | FALSE | FALSE | 46000 | 32000 | 2.36 | 45000 | 2.11
212394315 |  | Live | Midea Electric Trading | 1HVAC | Singlezone Ducted, Centrally Ducted | 212394315 |  | HRCU-A-C | ACIQ-48-HPB |  | ACIQ-48-ACL | 9 | 14 | 10 | 8.6 | 14.3 | 9 | FALSE | FALSE | FALSE | 46000 | 32000 | 2.36 | 45000 | 2.11
208106978 |  | Live | Midea Electric Trading | YONAN | Singlezone Non-Ducted, Floor Placement | 208106978 |  | HRCU-A-CB-O | YOX-18HFN1 | Mini-Splits | YUE-18HRFN1 | 12.5 | 21.5 | 10.5 | 12.5 | 23 | 10 | FALSE | FALSE | TRUE | 18000 | 12800 | 2.52 | 14200 | 2.29
209270323 |  | Live | Midea Electric Trading | ECO-AIR | Singlezone Ducted, Centrally Ducted | 209270323 |  | HRCU-A-C | MOE30U-48HFN1-M-[X1] |  | MAC-48HWFN1-M | 9 | 14 | 10 | 8.6 | 14.3 | 9 | FALSE | FALSE | FALSE | 46000 | 32000 | 2.36 | 45000 | 2.11
209550337 |  | Live | Midea Electric Trading | CANAIR | Singlezone Ducted, Centrally Ducted | 209550337 |  | HRCU-A-C | MOE30U-48HFN1-M-[X1] |  | MAC-48HWFN1-M | 9 | 14 | 10 | 8.6 | 14.3 | 9 | FALSE | FALSE | FALSE | 46000 | 32000 | 2.36 | 45000 | 2.11
209549020 |  | Live | Midea Electric Trading | THERMOCORE SYSTEMS | Singlezone Non-Ducted, Floor Placement | 209549020 |  | HRCU-A-CB-O | T5HH22S-H218-C | Mini-Splits | T3-OS218-ESC | 12.5 | 21.5 | 10.5 | 12.5 | 23 | 10 | FALSE | FALSE | TRUE | 18000 | 12800 | 2.52 | 14200 | 2.29
211644137 |  | Live | Midea Electric Trading | CANAIR | Singlezone Ducted, Centrally Ducted | 211644137 |  | HRCU-A-C | CDH2048C21 |  | MAC-48HWFN1-M | 9 | 14 | 10 | 8.6 | 14.3 | 9 | FALSE | FALSE | FALSE | 46000 | 32000 | 2.36 | 45000 | 2.11
207671410 |  | Live | Midea Electric Trading | YONAN | Singlezone Non-Ducted, Wall Placement | 207671410 |  | HRCU-A-CB-O | YSA25-18HRN1 | Mini-Splits | YSA25-18HRN1 | 12.5 | 22.6 | 12 | 12.5 | 23.5 | 10.8 | FALSE | FALSE | TRUE | 18000 | 14900 | 2.48 | 15934 | 2.37
211911384 |  | Live | Midea Electric Trading | MITS AIR | Singlezone Ducted, Centrally Ducted | 211911384 |  | HRCU-A-C | MOE30U-48HFN1-M-[X1] |  | MAC-48HWDN1-MN0 | 9 | 14 | 10 | 8.6 | 14.3 | 9 | FALSE | FALSE | FALSE | 46000 | 32000 | 2.36 | 45000 | 2.11
207671405 |  | Live | Midea Electric Trading | YONAN | Singlezone Non-Ducted, Wall Placement | 207671405 |  | HRCU-A-CB-O | YSA21-12HRN1 | Mini-Splits | YSA21-12HRN1 | 12.5 | 22 | 10.8 | 12.5 | 23.1 | 9.3 | FALSE | FALSE | FALSE | 12000 | 8200 | 2.25 | 9543 | 2.39
211911387 |  | Live | Midea Electric Trading | MITS AIR | Singlezone Ducted, Centrally Ducted | 211911387 |  | HRCU-A-C | MOE30U-48HFN1-M-[X1] |  | MAC-48HWFN1-M | 9 | 14 | 10 | 8.6 | 14.3 | 9 | FALSE | FALSE | FALSE | 46000 | 32000 | 2.36 | 45000 | 2.11
210365429 |  | Live | Midea Electric Trading | INNOVAIR | Singlezone Ducted, Centrally Ducted | 210365429 |  | HRCU-A-C | MHD-18 |  | MHD-CC2.0-17.5-M | 11.7 | 16.2 | 10.1 | 11.7 | 15.2 | 9.5 | TRUE | TRUE | TRUE | 18000 | 13000 | 2.7 | 14700 | 2.32
210365427 |  | Live | Midea Electric Trading | DETTSON | Singlezone Ducted, Centrally Ducted | 210365427 |  | HRCU-A-C | MHD-18 |  | MHD-CC2.0-17.5-M | 11.7 | 16.2 | 10.1 | 11.7 | 15.2 | 9.5 | TRUE | TRUE | TRUE | 18000 | 13000 | 2.7 | 14700 | 2.32
210365428 |  | Live | Midea Electric Trading | DETTSON | Singlezone Ducted, Centrally Ducted | 210365428 |  | HRCU-A-C | MHD-24 |  | MHD-CC2.0-17.5-M | 11.3 | 16.2 | 10 | 11.7 | 15.2 | 9.8 | TRUE | TRUE | TRUE | 23000 | 22000 | 2.46 | 25800 | 2.27
209549003 |  | Live | Midea Electric Trading | THERMOCORE SYSTEMS | Singlezone Non-Ducted, Wall Placement | 209549003 |  | HRCU-A-CB-O | T422S-H212-C | Mini-Splits | T422S-H212-E | 12.5 | 22 | 10.8 | 12.5 | 23.1 | 9.3 | FALSE | FALSE | FALSE | 12000 | 8200 | 2.25 | 9543 | 2.39
210365430 |  | Live | Midea Electric Trading | INNOVAIR | Singlezone Ducted, Centrally Ducted | 210365430 |  | HRCU-A-C | MHD-24 |  | MHD-CC2.0-17.5-M | 11.3 | 16.2 | 10 | 11.7 | 15.2 | 9.8 | TRUE | TRUE | TRUE | 23000 | 22000 | 2.46 | 25800 | 2.27
212528018 |  | Live | Midea Electric Trading | COOPER&HUNTER | Singlezone Non-Ducted, Wall Placement | 212528018 |  | HRCU-A-CB-O | CH-HPR35-230VO | Mini-Splits | CH-35HASTWM-230VI |  |  |  | 12 | 19.5 | 10 | TRUE | TRUE | TRUE | 33000 | 28800 | 2.5 | 33600 | 2.39
212528002 |  | Live | Midea Electric Trading | AC PRO.COM | Singlezone Ducted, Centrally Ducted | 212528002 |  | HRCU-A-C | AOE30U-60HFN1-MR0 |  | AAC-60HWDN1-MN0 | 9.5 | 14.9 | 9.3 | 9 | 15.2 | 8.5 | FALSE | FALSE | FALSE | 53000 | 34000 | 2.2 | 36000 | 2.19
212528000 |  | Live | Midea Electric Trading | AC PRO.COM | Singlezone Ducted, Centrally Ducted | 212528000 |  | HRCU-A-C | AOD30U-36HFN1-MR0 |  | AAC-36HWDN1-MN0 | 10.1 | 14.2 | 9.2 | 9.3 | 14.4 | 8 | FALSE | FALSE | FALSE | 36000 | 19800 | 2.2 | 24900 | 2.13
212528001 |  | Live | Midea Electric Trading | AC PRO.COM | Singlezone Ducted, Centrally Ducted | 212528001 |  | HRCU-A-C | AOE30U-48HFN1-MR0 |  | AAC-48HWDN1-MN0 | 9.15 | 14 | 9.4 | 8.6 | 14.3 | 8.3 | FALSE | FALSE | FALSE | 48000 | 30400 | 2.2 | 32000 | 2.03
212396489 |  | Live | Midea Electric Trading | PANASONIC | Singlezone Ducted, Centrally Ducted | 212396489 |  | HRCU-A-CB | CU-E36YAHK6 |  | CS-HE36YAHK6 | 10.4 | 18 | 9.1 | 10.1 | 16.9 | 8.2 | FALSE | FALSE | FALSE | 36000 | 20400 | 2.48 | 22700 | 2.1
212396490 |  | Live | Midea Electric Trading | PANASONIC | Singlezone Ducted, Centrally Ducted | 212396490 |  | HRCU-A-CB | CU-E48YAHK6 |  | CS-HE48YAHK6 | 9.3 | 17.3 | 10 | 8.8 | 15.8 | 9.4 | FALSE | FALSE | FALSE | 47000 | 37000 | 2.4 | 39000 | 2.2
207671403 |  | Live | Midea Electric Trading | YONAN | Singlezone Non-Ducted, Wall Placement | 207671403 |  | HRCU-A-CB-O | YSA21-12HRN1B | Mini-Splits | YSA21-12HRN1B | 12.5 | 21.5 | 11.5 | 12.5 | 22.7 | 10 | FALSE | FALSE | TRUE | 12000 | 8400 | 2.77 | 8448 | 2.27
212396500 |  | Live | Midea Electric Trading | PANASONIC | Singlezone Ducted, Centrally Ducted | 212396500 |  | HRCU-A-C | CU-E30YAHK6 |  | CS-HE30YAC6 | 10 | 14.2 | 9.5 | 10.2 | 14.9 | 9.3 | FALSE | FALSE | FALSE | 30000 | 22000 | 2.6 | 24400 | 2.1
209548997 |  | Live | Midea Electric Trading | THERMOCORE SYSTEMS | Singlezone Non-Ducted, Wall Placement | 209548997 |  | HRCU-A-CB-O | T5E19S-H218-C | Mini-Splits | T5E19S-H218-E | 10.5 | 19 | 10 | 10.5 | 19 | 8.7 | FALSE | FALSE | FALSE | 18000 | 11500 | 2.57 | 14370 | 2.49
212396503 |  | Live | Midea Electric Trading | PANASONIC | Singlezone Ducted, Centrally Ducted | 212396503 |  | HRCU-A-C | CU-E60YAHK6 |  | CS-HE60YAC6 | 9.5 | 14.9 | 9.3 | 9 | 15.2 | 8.5 | FALSE | FALSE | FALSE | 53000 | 34000 | 2.2 | 36000 | 2.19
207671400 |  | Live | Midea Electric Trading | YONAN | Singlezone Non-Ducted, Wall Placement | 207671400 |  | HRCU-A-CB-O | YSA19-18HRN1 | Mini-Splits | YSA19-18HRN1 | 10.5 | 19 | 10 | 10.5 | 19 | 8.7 | FALSE | FALSE | FALSE | 18000 | 11500 | 2.57 | 14370 | 2.49
207659286 |  | Live | Midea Electric Trading | PREMIUM LEVELLA | Singlezone Non-Ducted, Wall Placement | 207659286 |  | HRCU-A-CB-O | PIAW182800B | Mini-Splits | PIAW182790A | 10.5 | 19 | 10 | 10.5 | 19 | 8.7 | FALSE | FALSE | FALSE | 18000 | 11500 | 2.57 | 14370 | 2.49
212396501 |  | Live | Midea Electric Trading | PANASONIC | Singlezone Ducted, Centrally Ducted | 212396501 |  | HRCU-A-C | CU-E36YAHK6 |  | CS-HE36YAC6 | 10.1 | 14.2 | 9.2 | 9.3 | 14.4 | 8 | FALSE | FALSE | FALSE | 36000 | 19800 | 2.2 | 24900 | 2.13
209548995 |  | Live | Midea Electric Trading | THERMOCORE SYSTEMS | Singlezone Non-Ducted, Wall Placement | 209548995 |  | HRCU-A-CB-O | T5E22S-H209-C | Mini-Splits | T5E22S-H209-E | 12.6 | 21.5 | 10 | 12.6 | 21.7 | 9.1 | FALSE | FALSE | FALSE | 9000 | 6900 | 2.53 | 7500 | 2.02
212396502 |  | Live | Midea Electric Trading | PANASONIC | Singlezone Ducted, Centrally Ducted | 212396502 |  | HRCU-A-C | CU-E48YAHK6 |  | CS-HE48YAC6 | 9.15 | 14 | 9.4 | 8.6 | 14.3 | 8.3 | FALSE | FALSE | FALSE | 48000 | 30400 | 2.2 | 32000 | 2.03
207671398 |  | Live | Midea Electric Trading | YONAN | Singlezone Non-Ducted, Wall Placement | 207671398 |  | HRCU-A-CB-O | YSA19-09HRN1 | Mini-Splits | YSA19-09HRN1 | 12.6 | 21.5 | 10 | 12.6 | 21.7 | 9.1 | FALSE | FALSE | FALSE | 9000 | 6900 | 2.53 | 7500 | 2.02
212396508 |  | Live | Midea Electric Trading | PANASONIC | Singlezone Ducted, Centrally Ducted | 212396508 |  | HRCU-A-C | CU-HE48YAHK6 |  | CS-HE48YAC6 | 9 | 14 | 10 | 8.6 | 14.3 | 9 | FALSE | FALSE | FALSE | 46000 | 32000 | 2.36 | 45000 | 2.11
207659284 |  | Live | Midea Electric Trading | PREMIUM LEVELLA | Singlezone Non-Ducted, Wall Placement | 207659284 |  | HRCU-A-CB-O | PIAW92800B | Mini-Splits | PIAW92790A | 12.6 | 21.5 | 10 | 12.6 | 21.7 | 9.1 | FALSE | FALSE | FALSE | 9000 | 6900 | 2.53 | 7500 | 2.02
212396498 |  | Live | Midea Electric Trading | PANASONIC | Singlezone Ducted, Centrally Ducted | 212396498 |  | HRCU-A-C | CU-E18YAHK6 |  | CS-HE18YAC6 | 10 | 14.3 | 9.3 | 10.2 | 15.6 | 8.6 | FALSE | FALSE | TRUE | 18000 | 13000 | 2.59 | 14000 | 2.21
209548993 |  | Live | Midea Electric Trading | THERMOCORE SYSTEMS | Singlezone Non-Ducted, Wall Placement | 209548993 |  | HRCU-A-CB-O | T5E21S-H109-C | Mini-Splits | T5E21S-H109-E | 12.5 | 20.5 | 10 | 12.5 | 21.5 | 9 | FALSE | FALSE | FALSE | 9000 | 6800 | 2.46 | 8044 | 2.12
207671396 |  | Live | Midea Electric Trading | YONAN | Singlezone Non-Ducted, Wall Placement | 207671396 |  | HRCU-A-CB-O | YSA19-09HRN1B | Mini-Splits | YSA19-09HRN1B | 12.5 | 20.5 | 10 | 12.5 | 21.5 | 9 | FALSE | FALSE | FALSE | 9000 | 6800 | 2.46 | 8044 | 2.12
207659290 |  | Live | Midea Electric Trading | PREMIUM LEVELLA | Singlezone Non-Ducted, Wall Placement | 207659290 |  | HRCU-A-CB-O | PIAW92700B | Mini-Splits | PIAW92690A | 12.5 | 20.5 | 10 | 12.5 | 21.5 | 9 | FALSE | FALSE | FALSE | 9000 | 6800 | 2.46 | 8044 | 2.12
210819460 |  | Live | Mitsubishi Electric Trane | MITSUBISHI ELECTRIC | Singlezone Non-Ducted, Floor Placement | 210819460 |  | HRCU-A-CB-O | MUFZ-KJ12NAHZ*** | Mini-Splits | MFZ-KJ12NA*** | 13.6 | 25.5 | 12 | 13.6 | 26.7 | 10.6 | TRUE | FALSE | TRUE | 12000 | 8800 | 2.77 | 14800 | 2.29
208106986 |  | Live | Midea Electric Trading | YONAN | Singlezone Ducted, Compact Ducted | 208106986 |  | HRCU-A-CB | YOE-48HFN1 | Mini-Splits | YTI-48HWFN1 | 9.2 | 17.4 | 10.3 | 8.5 | 15.1 | 9.3 | FALSE | FALSE | FALSE | 48000 | 34000 | 2.32 | 41000 | 2.32
210819448 |  | Live | Mitsubishi Electric Trane | MITSUBISHI ELECTRIC | Singlezone Non-Ducted, Floor Placement | 210819448 |  | HRCU-A-CB-O | MUFZ-KJ18NAHZ*** | Mini-Splits | MFZ-KJ18NA*** | 12.6 | 21 | 11.3 | 12.6 | 22 | 10.3 | TRUE | FALSE | TRUE | 17000 | 12800 | 2.62 | 23000 | 2.1
201754427 |  | Live | Mitsubishi Electric Trane | MITSUBISHI ELECTRIC | Singlezone Non-Ducted, Wall Placement | 201754427 |  | HRCU-A-CB-O | MUZ-FH06NAH | Mini-Splits | MSZ-FH06NA** | 19 | 33.1 | 12.5 | 19 | 32.2 | 10.9 | FALSE | FALSE | FALSE | 6000 | 5900 | 2.74 | 10700 | 2.78
201754297 |  | Live | Mitsubishi Electric Trane | MITSUBISHI ELECTRIC | Singlezone Non-Ducted, Wall Placement | 201754297 |  | HRCU-A-CB-O | MUZ-FH09NAH | Mini-Splits | MSZ-FH09NA** | 16.1 | 30.5 | 12.5 | 16.1 | 29.8 | 10 | FALSE | FALSE | FALSE | 9000 | 6700 | 2.73 | 12200 | 2.84
208106985 |  | Live | Midea Electric Trading | YONAN | Singlezone Non-Ducted, Wall Placement | 208106985 |  | HRCU-A-CB-O | YOE-48HFN1 | Mini-Splits | YCD-48HRFN1 | 9.5 | 17.8 | 11.5 | 9.5 | 18.5 | 9.8 | FALSE | FALSE | TRUE | 48000 | 30000 | 2.34 | 39000 | 2.05
201754299 |  | Live | Mitsubishi Electric Trane | MITSUBISHI ELECTRIC | Singlezone Non-Ducted, Wall Placement | 201754299 |  | HRCU-A-CB-O | MUZ-FH12NAH | Mini-Splits | MSZ-FH12NA** | 13.8 | 26.1 | 11.5 | 13.8 | 26.3 | 10.4 | FALSE | FALSE | FALSE | 12000 | 8100 | 2.83 | 13600 | 2.03
209549017 |  | Live | Midea Electric Trading | THERMOCORE SYSTEMS | Singlezone Non-Ducted, Wall Placement | 209549017 |  | HRCU-A-CB-O | T4C18S-H248-C | Mini-Splits | T4C17S-H248-EC | 9.5 | 17.8 | 11.5 | 9.5 | 18.5 | 9.8 | FALSE | FALSE | TRUE | 48000 | 30000 | 2.34 | 39000 | 2.05
202680594 |  | Live | Mitsubishi Electric Trane | MITSUBISHI ELECTRIC | Singlezone Non-Ducted, Wall Placement | 202680594 |  | HRCU-A-CB-O | MUZ-GL09NA*** | Mini-Splits | MSZ-GL09NA*** | 15.4 | 24.6 | 12.8 | 15.4 | 24.3 | 10.9 | TRUE | FALSE | TRUE | 9000 | 6700 | 3.12 | 10200 | 2.82
209832186 |  | Live | Mitsubishi Electric Trane | MITSUBISHI ELECTRIC | Singlezone Non-Ducted, Wall Placement | 209832186 |  | HRCU-A-CB-O | MUZ-GL09NA*** | Mini-Splits | NAXWST09A112A* | 15.4 | 24.6 | 12.8 | 15.4 | 24.3 | 10.9 | TRUE | FALSE | TRUE | 9000 | 6700 | 3.12 | 10200 | 2.82
209832214 |  | Live | Mitsubishi Electric Trane | MITSUBISHI ELECTRIC | Singlezone Non-Ducted, Wall Placement | 209832214 |  | HRCU-A-CB-O | MUZ-GL09NA*** | Mini-Splits | NTXWST09A112A* | 15.4 | 24.6 | 12.8 | 15.4 | 24.3 | 10.9 | TRUE | FALSE | TRUE | 9000 | 6700 | 3.12 | 10200 | 2.82
202680595 |  | Live | Mitsubishi Electric Trane | MITSUBISHI ELECTRIC | Singlezone Non-Ducted, Wall Placement | 202680595 |  | HRCU-A-CB-O | MUZ-GL12NA*** | Mini-Splits | MSZ-GL12NA*** | 13 | 23.1 | 12.5 | 13 | 23.1 | 10.7 | TRUE | FALSE | TRUE | 12000 | 9200 | 3.1 | 12000 | 2.84
208106983 |  | Live | Midea Electric Trading | YONAN | Singlezone Ducted, Compact Ducted | 208106983 |  | HRCU-A-CB | YOD-36HFN1 | Mini-Splits | YTI-36HWFN1 | 9 | 16.7 | 11.5 | 8.8 | 15.8 | 8.8 | FALSE | FALSE | FALSE | 36000 | 25000 | 2.49 | 26000 | 2.22
209832215 |  | Live | Mitsubishi Electric Trane | MITSUBISHI ELECTRIC | Singlezone Non-Ducted, Wall Placement | 209832215 |  | HRCU-A-CB-O | MUZ-GL12NA*** | Mini-Splits | NTXWST12A112A* | 13 | 23.1 | 12.5 | 13 | 23.1 | 10.7 | TRUE | FALSE | TRUE | 12000 | 9200 | 3.1 | 12000 | 2.84
208106982 |  | Live | Midea Electric Trading | YONAN | Singlezone Non-Ducted, Wall Placement | 208106982 |  | HRCU-A-CB-O | YOD-36HFN1 | Mini-Splits | YCD-36HRFN1 | 9 | 18.2 | 10.6 | 9.4 | 19.2 | 8.8 | FALSE | FALSE | FALSE | 36000 | 23000 | 2.45 | 26000 | 2.13