## Eligible Devices
FDC Name | Software | Manufacturer | Model Name | Serial Number format | Charger type | Max Output (Amps) | Max Output (kW) | EnergyStar certified? | EnergyStar ID | Number of total plugs per unit | Number of plugs that can charge simultaneously per unit | Simultaneous output per plug (kW) | # of SAE-J1772 plugs | # of SAE-CCS plugs | # of Tesla plugs | # of CHAdeMO plugs | Single-Family Residential | Multi-family (MUD) | Workplace | Fleet | Public L2 | Public DCFC | PSEG LI | Added date
AmpedUp | AmpedUp! Networks | United Charger | Grizzl-e Classic (Model #: Grizzl-E - GR1-14-24-PB) | GR1-0T00005382f | L2 | 40 | 9.6 | Yes | 2740428 | 1 | 1 |  | 1 | 0 | 0 | 0 | Yes | Yes | Yes | No | Yes | No | TRUE | 2025-02-28
AmpedUp | AmpedUp! Networks | United Chargers Inc | Grizzl-e Smart (Model #: Grizzl-E - GRS-14-24-P) | GRS-1700003f282 | L2 | 40 | 9.6 | Yes | 2378449 | 1 |  |  | 1 | 0 | 0 | 0 | Yes | Yes | Yes | No | Yes | Yes | TRUE | 2025-02-28
AmpedUp | AmpedUp! Networks | United Charging | Grizzl-e Mini (Model #: Grizzl-E - GRM-070-W-14-25DJ40-A-GB) | GRM-10000314606 | L2 | 40 | 9.5 | Yes | 3798591 | 1 |  |  | 1 | 0 | 0 | 0 | Yes | Yes | Yes | No | Yes | No | TRUE | 2025-02-28
AmpedUp | AmpedUp! Networks | United Charging | Grizzl-e Ultimate 48A (Model #: Grizzl-e GRU-077-W-HW-25TJ48-A-GB) | GRU-L0000309772 | L2 | 80 | 19.2 | Yes | 3618372 | 1 |  |  | 1 | 0 | 0 | 0 | Yes | Yes | Yes | No | Yes | Yes | TRUE | 2025-02-28
AmpedUp | AmpedUp! Networks | United Charging | Grizzl-e Ultimate 80A (Model #: Grizzl-E - GRU-077-W-HW-25DJ80-A-GB) | GRU-10000299648 | L2 | 80 | 19.2 | Yes | 3618372 | 1 |  |  | 1 | 0 | 0 | 0 | Yes | Yes | Yes | No | Yes | No | TRUE | 2025-02-28
AmpedUp | AmpedUp! Networks | Wallbox | PUP1-U-1-6-C-002 | 123456 | L2 | 48 | 11.52 | Yes | 2635845 | 1 | 1 | 11.52 | 1 | 0 | 0 | 0 | Yes | Yes | Yes | No | Yes | No | TRUE | 2024-05-31
AmpedUp | AmpedUp! Networks | Wallbox | PUP2-U-1-6-C-002 | 123456 | L2 | 48 | 11.52 | Yes | 2502091 | 1 | 1 | 11.52 | 1 | 0 | 0 | 0 | Yes | Yes | Yes | No | Yes | No | TRUE | 2024-05-31
AmpedUp | AmpedUp! Networks | Wallbox | PUP3-*1-1-6-C-*2 | 123456 | L2 | 48 | 11.52 | Yes | 3417687 | 1 | 1 | 11.52 | 1 | 0 | 0 | 0 | Yes | Yes | Yes | No | Yes | No | TRUE | 2024-05-31
AmpedUp | AmpedUp! Networks | Wallbox | Supernova 180kW | 123456 | DCFC | n/a | 350 | No |  | 2 | 2 | 175 | 2 | 0 | 0 | 0 | No | Yes | Yes | No | No | Yes | TRUE | 2024-05-31
AmpedUp | AmpedUp! Networks | Ampure | TurboConnect 5112300A |  | L2 | 48 | 11.52 | Yes | 2927650 | 1 | 1 | 11.52 | 1 | 0 | 0 | 0 | No | Yes | Yes | No | Yes | No | TRUE | 2024-05-31
AmpedUp | AmpedUp! Networks | Atom EV E54 48A Dual Pedestal | Atom EV E54 48A Dual Pedestal | 123456 | L2 | 48 | 19.2 | Yes | 2393054 | 2 | 2 | 19.2 | 2 | 0 | 0 | 0 | No | Yes | Yes | No | Yes | No | TRUE | 2024-05-31
AmpedUp | AmpedUp! Networks | Atom EV E54 48A Dual Wallbox | Atom EV E54 48A Dual Wallbox | 123456 | L2 | 48 | 19.2 | Yes | 2393054 | 2 | 2 | 19.2 | 2 | 0 | 0 | 0 | No | Yes | Yes | No | Yes | No | TRUE | 2024-05-31
AmpedUp | AmpedUp! Networks | Atom EV E54 48A Single Wallbox | Atom EV E54 48A Single Wallbox | 123456 | L2 | 48 | 19.2 | Yes | 2393054 | 1 | 1 | 19.2 | 1 | 0 | 0 | 0 | No | Yes | Yes | No | Yes | No | TRUE | 2024-05-31
AmpedUp | AmpedUp! Networks | Atom Power | Atom EV E54 48A Single Pedestal | 123456 | L2 | 48 | 19.2 | Yes | 2393055 | 1 | 1 | 19.2 | 1 | 0 | 0 | 0 | No | Yes | Yes | No | Yes | No | TRUE | 2024-05-31
AmpedUp | AmpedUp! Networks | Atom Power | Atom EV E54 48A with CMS Single Wallbox | 123456 | L2 | 48 | 19.2 | Yes | 2393061 | 1 | 1 | 19.2 | 1 | 0 | 0 | 0 | No | Yes | Yes | No | Yes | No | TRUE | 2024-05-31
AmpedUp | AmpedUp! Networks | Atom Power | Atom EV E54 48A with CMS Dual Pedestal | 123456 | L2 | 48 | 19.2 | Yes | 2393062 | 2 | 2 | 19.2 | 2 | 0 | 0 | 0 | No | Yes | Yes | No | Yes | No | TRUE | 2024-05-31
AmpedUp | AmpedUp! Networks | Atom Power | Atom EV E54 48A with CMS Dual Wallbox | 123456 | L2 | 48 | 19.2 | Yes | 2393063 | 2 | 2 | 19.2 | 2 | 0 | 0 | 0 | No | Yes | Yes | No | Yes | No | TRUE | 2024-05-31
AmpedUp | AmpedUp! Networks | Atom Power | Atom EV E54 48A with CMS Single Pedestal | 123456 | L2 | 48 | 19.2 | Yes | 2393060 | 1 | 1 | 19.2 | 1 | 0 | 0 | 0 | No | Yes | Yes | No | Yes | No | TRUE | 2024-05-31
AmpedUp | AmpedUp! Networks | Atom Power | Atom EV E54 80A with CMS Dual Pedestal | 123456 | L2 | 80 | 19.2 | Yes | 2393066 | 2 | 2 | 19.2 | 2 | 0 | 0 | 0 | No | Yes | Yes | No | Yes | No | TRUE | 2024-05-31
AmpedUp | AmpedUp! Networks | Atom Power | Atom EV E54 80A with CMS Single Pedestal | 123456 | L2 | 80 | 19.2 | Yes | 2393064 | 1 | 1 | 19.2 | 1 | 0 | 0 | 0 | No | Yes | Yes | No | Yes | No | TRUE | 2024-05-31
AmpedUp | AmpedUp! Networks | Atom Power | Atom EV E54 80A with CMS Single Wallbox | 123456 | L2 | 80 | 19.2 | Yes | 2393065 | 1 | 1 | 19.2 | 1 | 0 | 0 | 0 | No | Yes | Yes | No | Yes | No | TRUE | 2024-05-31
AmpedUp | AmpedUp! Networks | Atom Power | Atom EV E58 80A Dual Pedestal | 123456 | L2 | 80 | 19.2 | Yes | 2393056 | 2 | 2 | 19.2 | 2 | 0 | 0 | 0 | No | Yes | Yes | No | Yes | No | TRUE | 2024-05-31
AmpedUp | AmpedUp! Networks | Atom Power | Atom EV E58 80A Dual Wallbox | 123456 | L2 | 80 | 19.2 | Yes | 2393057 | 2 | 2 | 19.2 | 2 | 0 | 0 | 0 | No | Yes | Yes | No | Yes | No | TRUE | 2024-05-31
AmpedUp | AmpedUp! Networks | Atom Power | Atom EV E58 80A Single Pedestal | 123456 | L2 | 80 | 19.2 | Yes | 2393058 | 1 | 1 | 19.2 | 1 | 0 | 0 | 0 | No | Yes | Yes | No | Yes | No | TRUE | 2024-05-31
AmpedUp | AmpedUp! Networks | Atom Power | Atom EV E58 80A Single Wallbox | 123456 | L2 | 80 | 19.2 | Yes | 2393059 | 1 | 1 | 19.2 | 1 | 0 | 0 | 0 | No | Yes | Yes | No | Yes | No | TRUE | 2024-05-31
AmpedUp | AmpedUp! Networks | BTC Power | BTCPower - EVP-2001-30-P-#### | EVC-123456-7890 | L2 | 30 | 7.2 | Yes | 2357146 | 1 | 1 | 7.2 | 1 | 0 | 0 | 0 | No | Yes | Yes | No | Yes | No | TRUE | 2024-05-31
AmpedUp | AmpedUp! Networks | BTC Power | BTCPower - EVP-2001-30-P-0002 | EVC-123456-7890 | L2 | 30 | 7.2 | Yes | 2386210 | 1 | 1 | 7.2 | 1 | 0 | 0 | 0 | No | Yes | Yes | No | Yes | No | TRUE | 2024-05-31
AmpedUp | AmpedUp! Networks | BTC Power | BTCPower - EVP-2002-30-P-#### | EVC-123456-7890 | L2 | 30 | 7.2 | Yes | 2357143 | 2 | 2 | 7.2 | 2 | 0 | 0 | 0 | No | Yes | Yes | No | Yes | No | TRUE | 2024-05-31
AmpedUp | AmpedUp! Networks | BTC Power | BTCPower - EVP-2002-30-P-0002 | EVC-123456-7890 | L2 | 30 | 7.2 | Yes | 2386209 | 2 | 2 | 7.2 | 2 | 0 | 0 | 0 | No | Yes | Yes | No | Yes | No | TRUE | 2024-05-31
AmpedUp | AmpedUp! Networks | BTC Power | BTCPower - EVP-2002-40-P-#### | EVC-123456-7890 | L2 | 40 | 9.6 | Yes | 2357144 | 2 | 2 | 9.6 | 2 | 0 | 0 | 0 | No | Yes | Yes | No | Yes | No | TRUE | 2024-05-31
AmpedUp | AmpedUp! Networks | BTC Power | BTCPower - EVP-2001-40-P-#### | EVC-123456-7890 | L2 | 40 | 9.6 | Yes | 2357147 | 1 | 1 | 9.6 | 1 | 0 | 0 | 0 | No | Yes | Yes | No | Yes | No | TRUE | 2024-05-31
AmpedUp | AmpedUp! Networks | BTC Power | BTCPower - EVP-2001-70-P-#### | EVC-123456-7890 | L2 | 70 | 16.8 | Yes | 2357145 | 1 | 1 | 16.8 | 1 | 0 | 0 | 0 | No | Yes | Yes | No | Yes | No | TRUE | 2024-05-31
AmpedUp | AmpedUp! Networks | BTC Power | BTCPower - HPCT3-360-480-1 | ABC123D456E7890 | DCFC |  | 350 | Yes | 2421054 | 1 | 1 | 350 | 1 | 0 | 0 | 0 | No | Yes | Yes | No | No | Yes | TRUE | 2024-05-31
AmpedUp | AmpedUp! Networks | BTC Power | BTCPower - Power Cabinet |  | DCFC |  | 350 | Yes | 3414132 | 2 | 2 | 175 | 2 | 0 | 0 | 0 | No | Yes | Yes | No | No | Yes | TRUE | 2024-05-31
AmpedUp | AmpedUp! Networks | EV Box | E2300-B45063 | 123456789 | L2 | 30 | 7.2 | Yes | 2370903 | 1 | 1 | 7.2 | 1 | 0 | 0 | 0 | No | Yes | Yes | No | Yes | No | TRUE | 2024-05-31
AmpedUp | AmpedUp! Networks | EV Box | E2300-B55563 | 123456789 | L2 | 30 | 7.2 | Yes | 2378203 | 1 | 1 | 7.2 | 1 | 0 | 0 | 0 | No | Yes | Yes | No | Yes | No | TRUE | 2024-05-31
AmpedUp | AmpedUp! Networks | EV Box | IQ2303-C15463 | 123456789 | L2 | 30 | 7.2 | Yes | 2378156 | 2 | 2 | 7.2 | 2 | 0 | 0 | 0 | No | Yes | Yes | No | Yes | No | TRUE | 2024-05-31
AmpedUp | AmpedUp! Networks | EV Box | DC18-BB1-813-621 | 123456789 | DCFC |  | 240 | Yes | 2793712 | 2 | 2 | 120 | 2 | 0 | 0 | 0 | No | Yes | Yes | No | No | Yes | TRUE | 2024-05-31
AmpUp | AmpUp | Zerova | AX48 |  | L2 | 48 | 11.5 | Yes | 2440463 | 1 | 1 | 11.5 | 1 | 0 | 0 or 1 | 0 | Yes | Yes | Yes | Yes | Yes | No | TRUE
AmpUp | AmpUp | Zerova | AX80 |  | L2 | 80 | 19.2 | Yes | 2454358 | 1 | 1 | 19.2 | 1 | 0 | 0 or 1 | 0 | Yes | Yes | Yes | Yes | Yes | No | TRUE
AmpUp | AmpUp | BTC Power | 180KW AIO (All in One) |  | DCFC | 480 | 180 | Pending |  | 2 | 2 | 90 | 2 | 2 | 0 | 0 | No | No | Yes | Yes | No | Yes | TRUE | 2024-12-04
AmpUp | AmpUp | BTC Power | L3A-180-480-****** |  | DCFC | 480 | 180 | Pending |  | 2 | 2 | 90 | 2 | 2 | 0 | 0 | No | No | Yes | Yes | No | Yes | TRUE | 2024-10-28
AmpUp | AmpUp | Atom Power | Atom EV E54 48A Dual Pedestal |  | L2 | 48 | 11.2 | Yes | 2393054 | 2 | 2 | 11.2 | 2 | 0 | 0 | 0 | No | Yes | Yes | Yes | Yes | No | TRUE
AmpUp | AmpUp | Atom Power | Atom EV E54 48A Dual Wallbox |  | L2 | 48 | 11.2 | Yes | 2393054 | 2 | 2 | 11.2 | 2 | 0 | 0 | 0 | No | Yes | Yes | Yes | Yes | No | TRUE
AmpUp | AmpUp | Atom Power | Atom EV E54 48A Single Pedestal |  | L2 | 48 | 11.2 | Yes | 2393054 | 1 | 1 | 11.2 | 2 | 0 | 0 | 0 | No | Yes | Yes | Yes | Yes | No | TRUE
AmpUp | AmpUp | Atom Power | Atom EV E54 48A Single Wallbox |  | L2 | 48 | 11.2 | Yes | 2393054 | 1 | 1 | 11.2 | 2 | 0 | 0 | 0 | No | Yes | Yes | Yes | Yes | No | TRUE
AmpUp | AmpUp | Atom Power | Atom EV E54 48A with CMS Dual Pedestal |  | L2 | 48 | 11.2 | Yes | 2393054 | 2 | 2 | 11.2 | 2 | 0 | 0 | 0 | No | Yes | Yes | Yes | Yes | No | TRUE
AmpUp | AmpUp | Atom Power | Atom EV E54 48A with CMS Dual Wallbox |  | L2 | 48 | 11.2 | Yes | 2393054 | 2 | 2 | 11.2 | 2 | 0 | 0 | 0 | No | Yes | Yes | Yes | Yes | No | TRUE
AmpUp | AmpUp | Atom Power | Atom EV E54 48A with CMS Single Pedestal |  | L2 | 48 | 11.2 | Yes | 2393054 | 1 | 1 | 11.2 | 1 | 0 | 0 | 0 | No | Yes | Yes | Yes | Yes | No | TRUE
AmpUp | AmpUp | Atom Power | Atom EV E54 48A with CMS Single Wallbox |  | L2 | 48 | 11.2 | Yes | 2393054 | 1 | 1 | 11.2 | 1 | 0 | 0 | 0 | No | Yes | Yes | Yes | Yes | No | TRUE
AmpUp | AmpUp | Atom Power | Atom EV E58 80A Dual Pedestal |  | L2 | 80 | 19.2 | Yes | 2393054 | 2 | 2 | 19.2 | 2 | 0 | 0 | 0 | No | Yes | Yes | Yes | Yes | No | TRUE
AmpUp | AmpUp | Atom Power | Atom EV E58 80A Dual Wallbox |  | L2 | 80 | 19.2 | Yes | 2393054 | 2 | 2 | 19.2 | 2 | 0 | 0 | 0 | No | Yes | Yes | Yes | Yes | No | TRUE
AmpUp | AmpUp | Atom Power | Atom EV E58 80A Single Pedestal |  | L2 | 80 | 19.2 | Yes | 2393054 | 1 | 1 | 19.2 | 1 | 0 | 0 | 0 | No | Yes | Yes | Yes | Yes | No | TRUE
AmpUp | AmpUp | Atom Power | Atom EV E58 80A Single Wallbox |  | L2 | 80 | 19.2 | Yes | 2393054 | 1 | 1 | 19.2 | 1 | 0 | 0 | 0 | No | Yes | Yes | Yes | Yes | No | TRUE
AmpUp | AmpUp | Atom Power | Atom EV E54 80A with CMS Dual Pedestal |  | L2 | 48 | 192 | Yes | 2393054 | 2 | 2 | 19.2 | 2 | 0 | 0 | 0 | No | Yes | Yes | Yes | Yes | No | TRUE
AmpUp | AmpUp | Atom Power | Atom EV E54 80A with CMS Dual Wallbox |  | L2 | 48 | 192 | Yes | 2393054 | 2 | 2 | 19.2 | 2 | 0 | 0 | 0 | No | Yes | Yes | Yes | Yes | No | TRUE
AmpUp | AmpUp | Atom Power | Atom EV E54 80A with CMS Single Pedestal |  | L2 | 48 | 192 | Yes | 2393054 | 1 | 1 | 19.2 | 1 | 0 | 0 | 0 | No | Yes | Yes | Yes | Yes | No | TRUE
AmpUp | AmpUp | Atom Power | Atom EV E54 80A with CMS Single Wallbox |  | L2 | 48 | 192 | Yes | 2393054 | 1 | 1 | 19.2 | 1 | 0 | 0 | 0 | No | Yes | Yes | Yes | Yes | No | TRUE
AmpUp | AmpUp | Cyber Switching | CSE1-4G-BL |  | L2 | 48 | 11.5 | Yes | 2405314 | 1 | 1 | 48A | 1 | 0 | 0 | 0 | No | Yes | Yes | Yes | Yes | No | TRUE
AmpUp | AmpUp | Cyber Switching | CSE1-WIFI-BL |  | L2 | 48 | 11.5 | Yes | 2405314 | 1 | 1 | 48A | 1 | 0 | 0 | 0 | No | Yes | Yes | Yes | Yes | No | TRUE
AmpUp | AmpUp | EvoCharge | EVO32-310-001 |  | L2 | 32 | 7.7 | Yes | 2369643 | 1 | 1 | 7.7 | 1 | 0 | 0 | 0 | No | Yes | Yes | Yes | Yes | No | TRUE
AmpUp | AmpUp | EvoCharge | EVO32-310-002 |  | L2 | 32 | 7.7 | Yes | 2369643 | 1 | 1 | 7.7 | 1 | 0 | 0 | 0 | No | Yes | Yes | Yes | Yes | No | TRUE
AmpUp | AmpUp | EvoCharge | EVO32-320-001 |  | L2 | 32 | 7.7 | Yes | 2369643 | 1 | 1 | 7.7 | 1 | 0 | 0 | 0 | No | Yes | Yes | Yes | Yes | No | TRUE
AmpUp | AmpUp | EvoCharge | EVO32-320-002 |  | L2 | 32 | 7.7 | Yes | 2369643 | 1 | 1 | 7.7 | 1 | 0 | 0 | 0 | No | Yes | Yes | Yes | Yes | No | TRUE
AmpUp | AmpUp | EvoCharge | W1-1962-4PT0 |  | L2 | 40 | 9.6 | Yes | 2472803 | 1 | 1 | 9.6 | 1 | 0 | 0 | 0 | No | Yes | Yes | Yes | Yes | No | TRUE
AmpUp | AmpUp | EvoCharge | W1-1962-4PT1 |  | L2 | 40 | 9.6 | Yes | 2472803 | 1 | 1 | 9.6 | 1 | 0 | 0 | 0 | No | Yes | Yes | Yes | Yes | No | TRUE
AmpUp | AmpUp | EvoCharge | W1-1962-5PT0 |  | L2 | 40 | 9.6 | Yes | 2472803 | 1 | 1 | 9.6 | 1 | 0 | 0 | 0 | No | Yes | Yes | Yes | Yes | No | TRUE
AmpUp | AmpUp | EvoCharge | W1-1962-5PT1 |  | L2 | 40 | 9.6 | Yes | 2472803 | 1 | 1 | 9.6 | 1 | 0 | 0 | 0 | No | Yes | Yes | Yes | Yes | No | TRUE
AmpUp | AmpUp | JuiceBar | JB 3.0-321 |  | L2 | 32 | 7.68 | Yes | 2390144 | 1 | 1 | 7.68 | 1 | 0 | 0 | 0 | No | Yes | Yes | Yes | Yes | No | TRUE
AmpUp | AmpUp | JuiceBar | JB 3.0-322 |  | L2 | 32 | 7.68 | Yes | 2390160 | 2 | 2 | 7.68 | 2 | 0 | 0 | 0 | No | Yes | Yes | Yes | Yes | No | TRUE
AmpUp | AmpUp | JuiceBar | JB 3.0-401 |  | L2 | 40 | 9.6 | Yes | 2390155 | 1 | 1 | 9.6 | 1 | 0 | 0 | 0 | No | Yes | Yes | Yes | Yes | No | TRUE
AmpUp | AmpUp | JuiceBar | JB 3.0-402 |  | L2 | 40 | 9.6 | Yes | 2390161 | 2 | 2 | 9.6 | 2 | 0 | 0 | 0 | No | Yes | Yes | Yes | Yes | No | TRUE
AmpUp | AmpUp | JuiceBar | JB 3.0-481 |  | L2 | 48 | 11.52 | Yes | 2390159 | 1 | 1 | 11.52 | 1 | 0 | 0 | 0 | No | Yes | Yes | Yes | Yes | No | TRUE
AmpUp | AmpUp | JuiceBar | JB 3.0-482 |  | L2 | 48 | 11.52 | Yes | 2406411 | 2 | 2 | 11.52 | 2 | 0 | 0 | 0 | No | Yes | Yes | Yes | Yes | No | TRUE
AmpUp | AmpUp | LEDVANCE LLC | EVC48ALVL2C1 |  | L2 | 48 | 11.5 | Yes | 2507692 | 1 | 1 | 11.5 | 1 | 0 | 0 | 0 | No | Yes | Yes | Yes | Yes | No | TRUE
AmpUp | AmpUp | LEDVANCE LLC | EVC48ALVL2C1GY |  | L2 | 48 | 11.5 | Yes | 2507692 | 1 | 1 | 11.5 | 1 | 0 | 0 | 0 | No | Yes | Yes | Yes | Yes | No | TRUE
AmpUp | AmpUp | LEDVANCE LLC | EVC48ALVL2C1WH |  | L2 | 48 | 11.5 | Yes | 2507692 | 1 | 1 | 11.5 | 1 | 0 | 0 | 0 | No | Yes | Yes | Yes | Yes | No | TRUE
AmpUp | AmpUp | Legrand | LNA-EVC1-48-SV1 |  | L2 | 48 | 11.5 | Yes | 5024873 | 1 | 1 | 11.5 | 1 | 0 | 0 | 0 | No | Yes | Yes | No | Yes | No | TRUE
AmpUp | AmpUp | Leviton Manufacturing | EV48G |  | L2 | 48 | 11.6 | Yes | 2452917 | 1 | 1 | NA | 1 | 0 | 0 | 0 | No | Yes | Yes | Yes | Yes | No | TRUE
AmpUp | AmpUp | Leviton Manufacturing | EV48S |  | L2 | 48 | 11.6 | Yes | 2452917 | 1 | 1 | NA | 1 | 0 | 0 | 0 | No | Yes | Yes | Yes | Yes | No | TRUE
AmpUp | AmpUp | Leviton Manufacturing | EV80G |  | L2 | 80 | 19.2 | Yes | 2452918 | 1 | 1 | NA | 1 | 0 | 0 | 0 | No | Yes | Yes | Yes | Yes | No | TRUE
AmpUp | AmpUp | Leviton Manufacturing | EV80S |  | L2 | 80 | 19.2 | Yes | 2452918 | 1 | 1 | NA | 1 | 0 | 0 | 0 | No | Yes | Yes | Yes | Yes | No | TRUE
Autel | Autel | Autel | MaxiCharger AC 80A (Model #: Maxi UW19LB02) | AL0019A2********** | L2 | 80 | 19.2 | Yes | 3619606 | 1 | 1 | 1 | 1 | 0 | 0 | 0 | Yes | No | No | No | No | No | TRUE | 2024-08-28
Autel | Autel | Autel | MaxiCharger AC 80A (Model #: Maxi UW19LJ02) | AL0019A2********** | L2 | 80 | 19.2 | Yes | 3619606 | 1 | 1 | 1 | 1 | 0 | 0 | 0 | Yes | No | No | Yes | No | No | TRUE | 2024-08-28
Autel | Autel | Autel | MaxiCharger AC 80A (Model #: Maxi UW19CJ02) | AL0019A2********** | L2 | 80 | 19.2 | Yes | 3619606 | 1 | 1 | 1 | 1 | 0 | 0 | 0 | Yes | No | No | Yes | No | No | TRUE | 2024-08-28
Autel | Autel | Autel | AC Lite (Model #: MAXI US AC LW10-N14) | AL0010A1GN******** | L2 | 40 | 10 | Yes | 3530999 | 1 |  |  | 1 | 0 | 0 | 0 | Yes | No | No | No | No | No | TRUE | 2024-08-27
Autel | Autel | Autel | AC Elite Home (Model #: MAXI US AC W10-N14-H) | AL0010A1GN******** | L2 | 40 | 10 | Yes | 2397552 | 1 | 1 |  | 1 | 0 | 0 | 0 | Yes | No | No | No | No | No | TRUE | 2024-06-24
Autel | Autel | Autel | AC Elite Home (Model #: MAXI US AC W10-N14) | AL0010A1GN******** | L2 | 40 | 10 | Yes | 2399136 | 1 | 1 |  | 1 | 0 | 0 | 0 | Yes | No | No | No | No | No | TRUE | 2024-06-24
Autel | Autel | Autel | AC Elite Home (Model #: MAXI US AC W10-N6-H) | AL0010A1GN******** | L2 | 40 | 10 | Yes | 2397552 | 1 | 1 |  | 1 | 0 | 0 | 0 | Yes | No | No | No | No | No | TRUE | 2024-06-24
Autel | Autel | Autel | AC Elite Home (Model #: MAXI US AC W10-N6) | AL0010A1GN******** | L2 | 40 | 10 | Yes | 2399136 | 1 | 1 |  | 1 | 0 | 0 | 0 | Yes | No | No | No | No | No | TRUE | 2024-06-24
Autel | Autel | Autel | AC Elite Home (Model #: MAXI US AC W12-H) | AL0012A1GN******** | L2 | 50 | 12 | Yes | 2397554 | 1 | 1 |  | 1 | 0 | 0 | 0 | Yes | No | No | No | No | No | TRUE | 2024-06-24
Autel | Autel | Autel | AC Elite Home (Model #: MAXI US AC W12) | AL0012A1GN******** | L2 | 50 | 12 | Yes | 2399135 | 1 | 1 |  | 1 | 0 | 0 | 0 | Yes | No | No | No | No | No | TRUE | 2024-06-24
Autel | Autel | Autel | AC Lite (Model #: MAXI US AC LW12) | AL0012A1GN******** | L2 | 50 | 12 | Yes | 2404371 | 1 | 1 |  | 1 | 0 | 0 | 0 | Yes | No | No | No | No | No | TRUE | 2024-06-24
Autel | Autel | Autel | MaxiCharger DC Fast 100 kW | DL0120************ | DCFC | 220 | 100 | No |  | 1 or 2 | 1 for single port version, 2 for dual port version | 100 for single port version, 50 for dual port version | 0 | 1 or 2 | 0 | 1 is optional with the dual port version | No | Yes | Yes | Yes | No | Yes | TRUE | 2024-06-24
Autel | Autel | Autel | MaxiCharger DC Fast 140 kW | DL0240************ | DCFC | 300 | 140 | No |  | 1 or 2 | 1 for single port version, 2 for dual port version | 140 for single port version, 70 for dual port version | 0 | 1 or 2 | 0 | 1 is optional with the dual port version | No | Yes | Yes | Yes | No | Yes | TRUE | 2024-06-24
Autel | Autel | Autel | MaxiCharger DC Fast 200 kW | DL0240************ | DCFC | 300 | 200 | No |  | 1 or 2 | 1 for single port version, 2 for dual port version | 200 for single port version, 100 for dual port version | 0 | 1 or 2 | 0 | 1 is optional with the dual port version | No | Yes | Yes | Yes | No | Yes | TRUE | 2024-06-24
Autel | Autel | Autel | MaxiCharger DC Fast 220 kW | DL0240************ | DCFC | 300 | 220 | No |  | 1 or 2 | 1 for single port version, 2 for dual port version | 220 for single port version, 110 for dual port version | 0 | 1 or 2 | 0 | 1 is optional with the dual port version | No | Yes | Yes | Yes | No | Yes | TRUE | 2024-06-24
Autel | Autel | Autel | DC HiPower | DL**************** | DCFC | 400 for boost dispenser, 650 for liquid cooling dispenser | 240 for air cooling dispenser, 480 for liquid cooling dispenser (however, DC HiPowers are sold as a whole charging system in 320, 480, or 640kW output options) | No |  | 2, 4, 6, or 8 | all ports can charge simultaneously | If all connectors are in use the minimum is 80 kW per plug. | 0 | 2, 4, 6, or 8 | 0 | 1 is optional with boost dispenser | No | Yes | Yes | Yes | No | Yes | TRUE | 2024-06-24
Autel | Autel | Autel | MaxiCharger DC Fast 80 kW | DL0120************ | DCFC | 220 | 80 | No |  | 1 or 2 | 1 for single port version, 2 for dual port version | 80 for single port version, 40 for dual port version | 0 | 1 or 2 | 0 | 1 is optional with the dual port version | No | Yes | Yes | Yes | No | Yes | TRUE | 2024-06-24
Autel | Autel | Autel | MaxiCharger AC Pro 80A (Model #: Maxi UW19C002) | AL0019A2********** | L2 | 80 | 19.2 | Yes | 3619605 | 1 | 1 | 1 | 1 | 0 | 0 | 0 | No | Yes | Yes | Yes | Yes | No | TRUE | 2024-08-28
Autel | Autel | Autel | MaxiCharger AC Pro 80A (Model #: Maxi UW19L002) | AL0019A2********** | L2 | 80 | 19.2 | Yes | 3619605 | 1 | 1 | 1 | 1 | 0 | 0 | 0 | No | Yes | Yes | Yes | Yes | No | TRUE | 2024-08-28
Autel | Autel | Autel | AC Elite (Model #: MAXI US AC W12-L-4G) | AL0012************ | L2 | 50 | 12 | Yes | 2399139 | 1 | 1 | 12 | 1 | 0 | 0 | 0 | No | Yes | Yes | Yes | Yes | No | TRUE | 2024-06-24
Autel | Autel | Autel | MaxiCharger DC Fast 120 kW | DL0120************ | DCFC | 220 | 120 | Yes | 2507637 | 1 or 2 | 1 for single port version, 2 for dual port version | 120 for single port version, 60 for dual port version | 0 | 1 or 2 | 0 | 1 is optional with the dual port version | No | Yes | Yes | Yes | No | Yes | TRUE | 2024-06-24
Autel | Autel | Autel | MaxiCharger DC Fast 160 kW | DL0240************ | DCFC | 300 | 160 | Yes | 2472798 | 1 or 2 | 1 for single port version, 2 for dual port version | 160 for single port version, 80 for dual port version | 0 | 1 or 2 | 0 | 1 is optional with the dual port version | No | Yes | Yes | Yes | No | Yes | TRUE | 2024-06-24
Autel | Autel | Autel | MaxiCharger DC Fast 180 kW | DL0240************ | DCFC | 300 | 180 | Yes | 2648748 | 1 or 2 | 1 for single port version, 2 for dual port version | 180 for single port version, 90 for dual port version | 0 | 1 or 2 | 0 | 1 is optional with the dual port version | No | Yes | Yes | Yes | No | Yes | TRUE | 2024-06-24
Autel | Autel | Autel | AC Ultra (Model #: UF19C001) | AL0019************ | L2 | 80 | 19.2 | Yes | 2407079 | 1 | 1 | 19.2 | 1 | 0 | 0 | 0 | No | Yes | Yes | Yes | Yes | No | TRUE | 2024-06-24
Autel | Autel | Autel | AC Ultra (Model #: UF19C101) | AL0019************ | L2 | 80 | 19.2 | Yes | 2500043 | 1 | 1 | 19.2 | 1 | 0 | 0 | 0 | No | Yes | Yes | Yes | Yes | No | TRUE | 2024-06-24
Autel | Autel | Autel | AC Ultra (Model #: UF19L001) | AL0019************ | L2 | 80 | 19.2 | Yes | 2407079 | 1 | 1 | 19.2 | 1 | 0 | 0 | 0 | No | Yes | Yes | Yes | Yes | No | TRUE | 2024-06-24
Autel | Autel | Autel | AC Ultra (Model #: UF19L101) | AL0019************ | L2 | 80 | 19.2 | Yes | 2500043 | 1 | 1 | 19.2 | 1 | 0 | 0 | 0 | No | Yes | Yes | Yes | Yes | No | TRUE | 2024-06-24
Autel | Autel | Autel | AC Ultra (Model #: UF38C001) | AL0038************ | L2 | 80 per port | 19.2 (per port) | Yes | 2406576 | 2 | 2 | 19.2 | 2 | 0 | 0 | 0 | No | Yes | Yes | Yes | Yes | No | TRUE | 2024-06-24
Autel | Autel | Autel | AC Ultra (Model #: UF38C101) | AL0038************ | L2 | 80 per port | 19.2 (per port) | Yes | 2500047 | 2 | 2 | 19.2 | 2 | 0 | 0 | 0 | No | Yes | Yes | Yes | Yes | No | TRUE | 2024-06-24
Autel | Autel | Autel | AC Ultra (Model #: UF38L001) | AL0038************ | L2 | 80 per port | 19.2 (per port) | Yes | 2406576 | 2 | 2 | 19.2 | 2 | 0 | 0 | 0 | No | Yes | Yes | Yes | Yes | No | TRUE | 2024-06-24
Autel | Autel | Autel | AC Ultra (Model #: UF38L101) | AL0038************ | L2 | 80 per port | 19.2 (per port) | Yes | 2500047 | 2 | 2 | 19.2 | 2 | 0 | 0 | 0 | No | Yes | Yes | Yes | Yes | No | TRUE | 2024-06-24
Autel | Autel | Autel | MaxiCharger DC Fast 240 kW | DL0240************ | DCFC | 300 | 240 | Yes | 2472796 | 1 or 2 | 1 for single port version, 2 for dual port version | 240 for single port version, 120 for dual port version | 0 | 1 or 2 | 0 | 1 is optional with the dual port version | No | Yes | Yes | Yes | No | Yes | TRUE | 2024-06-24
Autel | Autel | Autel | DC Compact (Model #: UW040A2501) | DL0040************ | DCFC | 133 | 40 | Yes | 2472800 | 1 or 2 | 1 for single port version, 2 for dual port version | 40 for single port version, 20 for dual port version | 0 | 1 or 2 | 0 | 1 is optional with the dual port version | No | Yes | Yes | Yes | No | Yes | TRUE | 2024-06-24
Autel | Autel | Autel | MaxiCharger DC Fast 60 kW | DL0120************ | DCFC | 220 | 60 | Yes | 2502086 | 1 or 2 | 1 for single port version, 2 for dual port version | 60 for single port version, 30 for dual port version | 0 | 1 or 2 | 0 | 1 is optional with the dual port version | No | Yes | Yes | Yes | No | Yes | TRUE | 2024-06-24
Blink | Blink | Blink | HQ 200 Advanced |  | L2 | 50 | 12 | Yes | 2397473 | 1 | 1 |  | 1 | 0 | 0 | 0 | Yes | No | No | No | No | No | TRUE
Blink | Blink | Kempower | 600kW Distributed Cabinet Fast Charger |  | DCFC | 4000 | 600 | No |  | Up to 6 | 6 | 100 | 0 | 6 | 6 | 6 | No | No | Yes | Yes | No | Yes | TRUE | 2025-02-28
Blink | Blink | Tellus | Blink 240kW 01-0581 | CTX23020230 | DCFC | 800 | 240 | No |  | 2 | 2 | 170 | 0 | 2 | 0 | 0 | No | No | Yes | Yes | No | Yes | TRUE | 2025-01-08
Blink | Blink | Tellus | Blink 360kW | CTX23030305 | DCFC | 1200 | 360 | No |  | 2 | 360 | 180 | 0 | 2 | 0 | 0 | No | No | No | Yes | No | Yes | TRUE | 2024-04-19
Blink | Blink | Blink | Blink Tellus 30kW 01-0261 |  | DCFC | 40 | 30 | No |  | 2 | 2 |  | 0 | 1 | 0 | 1 | No | No | Yes | Yes | No | Yes | TRUE
Blink | Blink | Blink | Blink Tritium 50kW-01-0244 |  | DCFC | 70 | 50 | No |  | 2 | 2 |  | 0 | 1 | 0 | 1 | No | No | Yes | Yes | No | Yes | TRUE
Blink | Blink | Blink | Blink Tellus 60kW-01-0501 |  | DCFC | 80 | 60 | No |  | 2 | 2 |  | 0 | 1 | 0 | 1 | No | No | Yes | Yes | No | Yes | TRUE
Blink | Blink | Blink | Phihong 60 |  | DCFC | 120 | 60 | No |  | 2 | 2 |  | 2 | 2 | 0 | 0 | No | No | Yes | Yes | Yes | Yes | TRUE
Blink | Blink | Blink | Blink Tritium 75kW-01-0252 |  | DCFC | 95 | 75 | No |  | 2 | 2 |  | 0 | 1 | 0 | 1 | No | No | Yes | Yes | No | Yes | TRUE
Blink | Blink | Blink | Phihong 90 |  | DCFC | 200 | 90 | No |  | 2 | 2 |  | 0 | 2 | 0 | 0 | No | No | Yes | Yes | Yes | Yes | TRUE
Blink | Blink | Blink | Blink Tellus 120kW-01-0503 |  | DCFC | 160 | 120 | No |  | 2 | 2 |  | 0 | 1 | 0 | 1 | No | No | Yes | Yes | No | Yes | TRUE
Blink | Blink | Blink | Phihong 120 |  | DCFC | 200 | 120 | No |  | 2 | 2 |  | 0 | 2 | 0 | 0 | No | No | Yes | Yes | Yes | Yes | TRUE
Blink | Blink | Blink | Phihong 150 |  | DCFC | 200 | 150 | No |  | 2 | 2 |  | 0 | 2 | 0 | 0 | No | No | Yes | Yes | Yes | Yes | TRUE
Blink | Blink | Blink | Blink ABB Terra 184 |  | DCFC | 240 | 180 | No |  | 2 | 2 |  | 0 | 1 | 0 | 1 | No | No | Yes | Yes | No | Yes | TRUE
Blink | Blink | Blink | Blink Tellus 180kW-01-0506 |  | DCFC | 240 | 180 | No |  | 2 | 2 |  | 0 | 1 | 0 | 1 | No | No | Yes | Yes | No | Yes | TRUE
Blink | Blink | Blink | Phihong 180 |  | DCFC | 200 | 180 | No |  | 2 | 2 |  | 0 | 2 | 0 | 0 | No | No | Yes | Yes | Yes | Yes | TRUE
Blink | Blink | Blink | Series 7 (ISO Model) | BAExxxxxx | L2 | 80 | 19.2 | Yes | 2687091 | 1 or 2 | 2 | 19.2 | 2 | 0 | 2 | 0 | No | Yes | Yes | Yes | Yes | No | TRUE | 2025-02-28
Blink | Blink | Blink | Series 8 (ISO) | BAExxxxxx | L2 | 80 | 19.2 | Yes | 2732485 | 2 | 2 | 19.2 | 2 | 0 | 2 | 0 | No | Yes | Yes | Yes | Yes | No | TRUE | 2025-02-28
Blink | Blink | Blink | Series 7 | The serial number is printed on the left side of the station’s base. I.e. BAE900000 | L2 | 48 | 9.6 | Yes | 2374662 | 2 | 2 |  | 2 | 0 | 0 | 0 | No | Yes | Yes | Yes | No | No | TRUE
Blink | Blink | Blink | Series 8 | The serial number is printed on the left side of the station’s base. I.e. BAE900002 | L2 | 48 | 9.6 | Yes | 2404172 | 2 | 2 |  | 2 | 0 | 0 | 0 | No | Yes | Yes | Yes | No | No | TRUE
Blink | Blink | Blink | MQ 200 01-0202 |  | L2 | 50 | 12 | Yes | 2397474 | 1 | 1 |  | 1 | 0 | 0 | 0 | No | Yes | Yes | Yes | No | No | TRUE
Blink | Blink | Blink | IQ 200 Smart 01-0205 |  | L2 | 80 | 19.2 | Yes | 2323217 | 1 | 1 |  | 1 | 0 | 0 | 0 | No | Yes | Yes | Yes | Yes | No | TRUE
Blink | Blink | Blink | Series 7 Plus | The serial number is printed on the left side of the station’s base. I.e. BAE900001 | L2 | 80 | 19.2 | Yes | 2384020 | 2 | 2 |  | 2 | 0 | 0 | 0 | No | Yes | Yes | Yes | No | No | TRUE
Blink | Blink | Blink | Series 8 Plus | The serial number is printed on the left side of the station’s base. I.e. BAE900003 | L2 | 80 | 19.2 | Yes | 2404172 | 2 | 2 |  | 2 | 0 | 0 | 0 | No | Yes | Yes | Yes | No | No | TRUE
ChargeLab | ChargeLab | Eaton | Smart Breaker |  | L2 | 32 | 7.7 | Yes | 2406893 | 1 | 1 | 7.7 kW | 1 | 0 | 0 | 0 | Yes | Yes | Yes | Yes | Yes | No | TRUE
ChargeLab | ChargeLab | Electron Charger, LLC. | Electron 48A |  | L2 | 48 | 11.5 | Yes | 2394903 | 1 | 1 | 11.5kW | 1 | 0 | 0 | 0 | Yes | Yes | Yes | Yes | Yes | No | TRUE
ChargeLab | ChargeLab | Espen | EVC/A48/J16 |  | L2 | 48 | 11.5 | Yes | 2440463 | 1 | 1 | 11.5kW | 1 | 0 | 0 | 0 | Yes | Yes | Yes | Yes | Yes | No | TRUE
ChargeLab | ChargeLab | Espen | EVC10/48AC |  | L2 | 48/40/32/16 | 11.5 | Yes | 2514648 | 1 | 1 | 11.5kW | 1 | 0 | 0 | 0 | Yes | Yes | Yes | Yes | Yes | No | TRUE
ChargeLab | ChargeLab | LiteOn | IC3 |  | L2 | 32 | 7.7 | Yes | 2349092 | 1 | 1 | 7.7kW | 1 | 0 | 0 | 0 | Yes | Yes | Yes | Yes | Yes | No | TRUE
ChargeLab | ChargeLab | RAB | EVC48 |  | L2 | 48 | 11.5 | Yes | 2440463 | 1 | 1 | 11.5 kW | 1 | 0 | 0 | 0 | Yes | Yes | Yes | Yes | Yes | No | TRUE
ChargeLab | ChargeLab | Eaton | Eaton Green motion Fleet |  | L2 | 80 | 19.2 | Yes | 2683755 2405303 2508139 2508138 | 1 | 1 | 19.2 kW | 1 | 0 | 0 | 0 | No | Yes | Yes | Yes | Yes | No | TRUE
ChargeLab | ChargeLab | Eaton | Eaton Green motion Building |  | L2 | 40 | 9.6 | Yes | 2405304 | 1 | 1 | 9.6 kW | 1 | 0 | 0 | 0 | No | Yes | Yes | Yes | Yes | No | TRUE
ChargeLab | ChargeLab | Espen | EVC/A80/J16 |  | L2 | 80 | 19.2 | Yes | 2454358 | 1 | 1 | 19.2kW | 1 | 0 | 0 | 0 | No | Yes | Yes | Yes | Yes | No | TRUE
ChargeLab | ChargeLab | Espen | EVC10/80AC |  | L2 | 80/48 | 19.2 | Yes | 2514569 | 1 | 1 | 19.2kW | 1 | 0 | 0 | 0 | No | Yes | Yes | Yes | Yes | No | TRUE
ChargeLab | ChargeLab | Espen | EVC/D060/SS13 EVC/D0120/SS13 EVC/D0180/SS13 |  | DCFC | 100 150 300 | 60 120 180 | Yes | 2397702 2399338 2399339 | 2 | 2 | 30kW 60kW 90kW | 0 | 1 | 0 | 1 | No | No | No | No | No | Yes | TRUE
ChargeLab | ChargeLab | RAB | EVC80/80L |  | L2 | 80 | 19.2 | Yes | 2732222 | 1 | 1 | 19.2 kW | 1 | 0 | 0 | 0 | No | Yes | Yes | Yes | Yes | No | TRUE
ChargePoint | ChargePoint | ChargePoint | CPH50 | https://chargepointinc.my.salesforce.com/sfc/p/#400000009VKD/a/8Z000000QIRo/AqrDpzXcOPMkyUgCKBk2HjNLPlyNi8Bdr0SOlvWmv70 | L2 | 50 | 12 | Yes | 2341067 | 1 | 1 | 12kW | 1 | 0 | 0 | 0 | Yes | No | No | No | No | No | TRUE
ChargePoint | ChargePoint | ABB | Terra DC Wallbox | https://chargepointinc.my.salesforce.com/sfc/p/#400000009VKD/a/8Z000000QIRo/AqrDpzXcOPMkyUgCKBk2HjNLPlyNi8Bdr0SOlvWmv70 | DCFC | 60 | 22.5 | No |  | 1 or 2 | 1 | 22.5kW | 0 | 1 | 0 | 1 | No | No | No | Yes | No | Yes | TRUE
ChargePoint | ChargePoint | ChargePoint | CPE250 (Paired) | https://chargepointinc.my.salesforce.com/sfc/p/#400000009VKD/a/8Z000000QIRo/AqrDpzXcOPMkyUgCKBk2HjNLPlyNi8Bdr0SOlvWmv70 | DCFC | 200 | 125 | Pending |  | 4 | 2 | 125kW shared between 2 ports | 0 | 2 | 0 | 2 | No | Yes | Yes | Yes | No | Yes | TRUE
ChargePoint | ChargePoint | ChargePoint | CPE280 (Paired) | https://chargepointinc.my.salesforce.com/sfc/p/#400000009VKD/a/8Z000000QIRo/AqrDpzXcOPMkyUgCKBk2HjNLPlyNi8Bdr0SOlvWmv70 | DCFC | 250 | 160 | Pending |  | 4 | 2 | 160kW shared between 2 ports | 0 | 2 | 0 | 2 | No | Yes | Yes | Yes | No | Yes | TRUE
ChargePoint | ChargePoint | ChargePoint | Express Plus | https://chargepointinc.my.salesforce.com/sfc/p/#400000009VKD/a/8Z000000QIRo/AqrDpzXcOPMkyUgCKBk2HjNLPlyNi8Bdr0SOlvWmv70 | DCFC | 500 | 400 | Pending |  | 1 or 2 | 1 or 2 | 400kW | 0 | 1 or 2 | 0 | 1 | No | Yes | Yes | Yes | No | Yes | TRUE
ChargePoint | ChargePoint | ChargePoint | CPE250 | https://chargepointinc.my.salesforce.com/sfc/p/#400000009VKD/a/8Z000000QIRo/AqrDpzXcOPMkyUgCKBk2HjNLPlyNi8Bdr0SOlvWmv70 | DCFC | 156 | 62.5 | Pending |  | 2 | 1 | 62.5kW | 0 | 1 | 0 | 1 | No | Yes | Yes | Yes | No | Yes | TRUE
ChargePoint | ChargePoint | ChargePoint | CPE280 | https://chargepointinc.my.salesforce.com/sfc/p/#400000009VKD/a/8Z000000QIRo/AqrDpzXcOPMkyUgCKBk2HjNLPlyNi8Bdr0SOlvWmv70 | DCFC | 200 | 80 | Pending |  | 2 | 1 | 80kW | 0 | 1 | 0 | 1 | No | Yes | Yes | Yes | No | Yes | TRUE
ChargePoint | ChargePoint | ChargePoint | ChargePoint Express 250 (Model #: CPE250 (62.5kW)) |  | DCFC | 200 | 62.5 | Yes | 2473927 | 2 | 1 | 62.5 | 0 | 1 | 1 | 1 | No | Yes | Yes | Yes | No | Yes | TRUE | 2025-02-28
ChargePoint | ChargePoint | ChargePoint | CPF50 | https://chargepointinc.my.salesforce.com/sfc/p/#400000009VKD/a/8Z000000QIRo/AqrDpzXcOPMkyUgCKBk2HjNLPlyNi8Bdr0SOlvWmv70 | L2 | 50 | 12 | Yes | 2473927 | 1 or 2 | 1 or 2 | 12kW | 1 or 2 | 0 | 0 | 0 | No | Yes | Yes | Yes | Yes | No | TRUE | 2024-12-17
ChargePoint | ChargePoint | ChargePoint | CT4000 - Dual Port | https://chargepointinc.my.salesforce.com/sfc/p/#400000009VKD/a/8Z000000QIRo/AqrDpzXcOPMkyUgCKBk2HjNLPlyNi8Bdr0SOlvWmv70 | L2 | 50 | 12 | Yes | 2304183 | 2 | 2 | 7.2kW | 2 | 0 | 0 | 0 | No | Yes | Yes | Yes | Yes | No | TRUE
ChargePoint | ChargePoint | ChargePoint | CP6000 | the SN is located under the flip door, and is not the ‘ID’ found on the screen | L2 | 80 | 19.2 | Yes | 2409602 | 1 or 2 | 1 or 2 | 19.2kW | 1 or 2 | 0 | 0 | 0 | No | Yes | Yes | Yes | Yes | No | TRUE
ChargePoint | ChargePoint | ChargePoint | CT4000 - Single Port | https://chargepointinc.my.salesforce.com/sfc/p/#400000009VKD/a/8Z000000QIRo/AqrDpzXcOPMkyUgCKBk2HjNLPlyNi8Bdr0SOlvWmv70 | L2 | 30 | 7.2 | Yes | 2304179 | 1 | 1 | 7.2kW | 1 | 0 | 0 | 0 | No | Yes | Yes | Yes | Yes | No | TRUE
Cyber Switching | Cyber Switching | Cyber Switching | CSE1-4G-BL | 1120315016 | L2 | 48 | 11.5 | Yes | 2405314 | 1 | 1 | 11.5 | 1 | 0 | 0 | 0 | Yes | Yes | Yes | Yes | Yes | No | TRUE
Cyber Switching | Cyber Switching | Cyber Switching | CSE1-WIFI-BL | 1120315016 | L2 | 48 | 11.5 | Yes | 2405314 | 1 | 1 | 11.5 | 1 | 0 | 0 | 0 | Yes | Yes | Yes | Yes | Yes | No | TRUE
ElectricAvenue | Electric Avenue | Electric Avenue | Watti Home Gen 2 | EAWHG201231**** | L2 | 48 | 11.5 | Yes | PID-150204 | 1 | 1 | 11.52 | 1 | 0 | 0 | 0 | Yes | No | No | No | No | No | TRUE | 2025-02-28
ElectricAvenue | Electric Avenue | Electric Avenue | Watti Pro Lite | EAWPL01231**** | L2 | 48 | 11.5 | Yes | PID-150204 | 1 | 1 | 11.52 | 1 | 0 | 0 | 0 | No | Yes | Yes | Yes | Yes | No | TRUE | 2025-02-28
ElectrifyAmerica | Electrify America | BTC Power | HPCD6-500-05-005 | AB123456789123 | DCFC | 500 | 360 | Yes | 2421054 | 1 | 1 | 360 | 0 | 1 | 0 | 0 | No | No | No | No | No | Yes | TRUE | 2024-12-19
EVConnect | EVConnect | Kempower | C501/2/3_50_D8 | K1234567 | DCFC | NA | 200 (C501), 400 (C502), 600 (C503) | No |  | NA | NA |  | NA | NA | NA | NA | No | No | Yes | Yes | No | Yes | TRUE | 2025-04-25
EVConnect | EVConnect | Kempower | C501/2/3_50_D4/D6 | K1234567 | DCFC | NA | 200 (C501), 400 (C502), 600 (C503) | No |  | NA | NA |  | NA | NA | NA | NA | No | No | Yes | Yes | No | Yes | TRUE | 2025-04-25
EVConnect | EVConnect | Kempower | C501/2-STA-50_CCsx2_300A_Pay | K1234567 | DCFC | 300A on CCS, 125A on CHAdeMO | 200 (C501) or 400 (C502) | No |  | 1 or 2 | 1 or 2 |  | 0 | 1 or 2 | in-field swap option (from factory coming soon) | 1 or 2 | No | No | Yes | Yes | No | Yes | TRUE | 2025-04-25
EVConnect | EVConnect | Kempower | C501/2-STA-50_CCSx2_300A | K1234567 | DCFC | 300A on CCS, 125A on CHAdeMO | 200 (C501) or 400 (C502) | No |  | 1 or 2 | 1 or 2 |  | 0 | 1 or 2 | in-field swap option (from factory coming soon) | 1 or 2 | No | No | Yes | Yes | No | Yes | TRUE | 2025-04-25
EVConnect | EVConnect | Kempower | C501/2-STA-50_CCS+Chad_300A_Pay | K1234567 | DCFC | 300A on CCS, 125A on CHAdeMO | 200 (C501) or 400 (C502) | No |  | 1 or 2 | 1 or 2 |  | 0 | 1 or 2 | in-field swap option (from factory coming soon) | 1 or 2 | No | No | Yes | Yes | No | Yes | TRUE | 2025-04-25
EVConnect | EVConnect | Kempower | C501/2-STA-50_CCS+Chad_300A | K1234567 | DCFC | 300A on CCS, 125A on CHAdeMO | 200 (C501) or 400 (C502) | No |  | 1 or 2 | 1 or 2 |  | 0 | 1 or 2 | in-feld swap option (from factory coming soon) | 1 or 2 | No | No | Yes | Yes | No | Yes | TRUE | 2025-04-25
EVConnect | EVConnect | Autel | MaxiCharger DC Fast | DL0240************ | DCFC | 300 | 140, 200, 220 | No |  | 1 or 2 | 1 for single port version, 2 for dual port version | (1) 140 for single, 70 for dual (2) 200 for single, 100 for dual (3)220 for single, 110 for dual | 0 | 1 or 2 | 0 | 1 is optional with the dual port version | No | Yes | Yes | Yes | No | Yes | TRUE | 2024-05-31
EVConnect | EVConnect | Autel | MaxiCharger DC HiPower | DL**************** | DCFC | 400 for boost dispenser, 650 for liquid cooling dispenser | 240 for air cooling dispenser, 480 for liquid cooling dispenser (however, DC HiPowers are sold as a whole charging system in 320, 480, or 640kW output options) | No |  | 2, 4, 6, or 8 | all ports can charge simultaneously | If all connectors are in use the minimum is 80 kW per plug | 0 | 2, 4, 6, or 8 | 0 | 1 is optional with boost dispenser | No | Yes | Yes | Yes | No | Yes | TRUE | 2024-05-31
EVConnect | EVConnect | Autel | MaxiCharger DC Fast | DL0120************ | DCFC | 220 | 80, 100 | No |  | 1 or 2 | 1 for single port version, 2 for dual port version | (1) 80 for single, 40 for dual (2) 100 for single, 50 for dual | 0 | 1 or 2 | 0 | 1 is optional with the dual port version | No | Yes | Yes | Yes | No | Yes | TRUE | 2024-05-31
EVConnect | EVConnect | ABB | Terra DC Wallbox |  | DCFC | 60 | 24 | No |  | 1 or 2 | 2 |  | 0 | 1 | 0 | 1 | No | Yes | Yes | Yes | No | Yes | TRUE
EVConnect | EVConnect | ABB | Terra 54 DC Wallbox |  | DCFC | 125 | 50 | No |  | 1 or 2 | 2 |  | 0 | 1 | 0 | 1 | No | Yes | Yes | Yes | No | Yes | TRUE
EVConnect | EVConnect | ABB | Terra 94 |  | DCFC | 200 | 90 | No |  | 1 or 2 | 2 |  | 0 | 1 | 0 | 1 | No | Yes | Yes | Yes | No | Yes | TRUE
EVConnect | EVConnect | ABB | Terra 124 |  | DCFC | 400 | 120 | No |  | 1 or 2 | 2 |  | 0 | 1 | 0 | 1 | No | Yes | Yes | Yes | No | Yes | TRUE
EVConnect | EVConnect | ABB | Terra HP 175 |  | DCFC | 375 | 175 | No |  | 1 or 2 | 2 |  | 0 | 1 | 0 | 1 | No | Yes | Yes | Yes | No | Yes | TRUE
EVConnect | EVConnect | ABB | Terra 184 |  | DCFC | 400 | 180 | No |  | 1 or 2 | 2 |  | 0 | 1 | 0 | 1 | No | Yes | Yes | Yes | No | Yes | TRUE
EVConnect | EVConnect | Autel | MaxiCharger (120kW-180kW-240kW) |  | DCFC | 400 | 240 | No |  | 2 | 2 | half of kW rating | 0 | 2 | 0 | 2 | No | Yes | Yes | Yes | No | Yes | TRUE
EVConnect | EVConnect | Autel | ADS-TEC ChargeBox (ADS-TEC DVK-HPX1122) |  | DCFC | 500 | 320 | No |  | 2 | 2 | 160 | 0 | 1 | 0 | 1 | No | Yes | Yes | Yes | No | Yes | TRUE
EVConnect | EVConnect | BTC Power | L3#-25-###-CS |  | DCFC | 52 | 25 | No |  | 2 | 2 |  | 0 | 1 | 0 | 1 | No | Yes | Yes | Yes | No | Yes | TRUE
EVConnect | EVConnect | BTC Power | L3#-50-###-CS |  | DCFC | 125 | 50 | No |  | 2 | 2 |  | 0 | 1 | 0 | 1 | No | Yes | Yes | Yes | No | Yes | TRUE
EVConnect | EVConnect | BTC Power | L3R-100-480 |  | DCFC | 200 | 100 | No |  | 2 | 2 |  | 0 | 1 | 0 | 1 | No | Yes | Yes | Yes | No | Yes | TRUE
EVConnect | EVConnect | BTC Power | EVPC-200 Power Cabinet (must acquire dispensers) |  | DCFC | 200 | 150 | No |  | 2 | 2 |  | 0 | 1 | 0 | 1 | No | Yes | Yes | Yes | No | Yes | TRUE
EVConnect | EVConnect | BTC Power | HPCT2-150-480-* Power Cabinet |  | DCFC | 350 | 150 | No |  | 2 | 2 |  | 0 | 1 | 0 | 1 | No | Yes | Yes | Yes | No | Yes | TRUE
EVConnect | EVConnect | BTC Power | L3R-150-480-* |  | DCFC | 350 | 150 | No |  | 2 | 2 |  | 0 | 1 | 0 | 1 | No | Yes | Yes | Yes | No | Yes | TRUE
EVConnect | EVConnect | BTC Power | L3A-180-480-*** |  | DCFC | 500 | 180 | No |  | 2 | 2 |  | 0 | 1 | 0 | 1 | No | Yes | Yes | Yes | No | Yes | TRUE
EVConnect | EVConnect | BTC Power | HPCT2-360-480-* Power Cabinet with EVDSP-350-#-120-0-2-C-4-0 dispenser |  | DCFC | 500 | 350 | No |  | 2 | 2 |  | 0 | 1 | 0 | 1 | No | Yes | Yes | Yes | No | Yes | TRUE
EVConnect | EVConnect | Freewire | Boost Charger |  | DCFC | 80/120 | 200 | No |  | 2 | 2 |  | 0 | 1 | 0 | 1 | No | Yes | Yes | Yes | No | Yes | TRUE
EVConnect | EVConnect | Rhombus | RES-DCVC60, RES D2-CS20 |  | DCFC | 200 | 60 | No |  | 1 | 1 |  | 0 | 1 | 0 | 0 | No | No | No | Yes | No | Yes | TRUE
EVConnect | EVConnect | Rhombus | RES-DCVC125, RES D2-CS20 |  | DCFC | 200 | 125 | No |  | 1 | 1 |  | 0 | 1 | 0 | 0 | No | No | No | Yes | No | Yes | TRUE
EVConnect | EVConnect | Tritium | RT50 |  | DCFC |  | 50 | No |  | 1 or 2 | 2 |  | 0 | 1 | 0 | 1 | No | Yes | Yes | Yes | No | Yes | TRUE
EVConnect | EVConnect | Tritium | RTM 75 |  | DCFC |  | 75 | No |  | 2 | 2 |  | 0 | 1 | 0 | 1 | No | Yes | Yes | Yes | No | Yes | TRUE
EVConnect | EVConnect | Tritium | PKM 150 |  | DCFC |  | 150 | No |  | 2 | 2 |  | 0 | 1 | 0 | 1 | No | Yes | Yes | Yes | No | Yes | TRUE
EVConnect | EVConnect | Tritium | RT175 |  | DCFC |  | 175 | No |  | 2 | 2 |  | 0 | 1 | 0 | 1 | No | Yes | Yes | Yes | No | Yes | TRUE
EVConnect | EVConnect | Zerova | DS60 |  | DCFC | 100 | 60 | No |  | 2 | 2 |  | 0 | 1 | 0 | 1 | No | Yes | Yes | Yes | No | Yes | TRUE
EVConnect | EVConnect | Zerova | DS120 |  | DCFC | 200 | 120 | No |  | 2 | 2 |  | 0 | 1 | 0 | 1 | No | Yes | Yes | Yes | No | Yes | TRUE
EVConnect | EVConnect | Zerova | DS180 |  | DCFC | 300 | 180 | No |  | 2 | 2 |  | 0 | 1 | 0 | 1 | No | Yes | Yes | Yes | No | Yes | TRUE
EVConnect | EVConnect | Alpitronic | HYC400 | XXXXXXXXX | DCFC | 1200 | 400 | Pending |  | 4 | 2 | up to 400 (300/100, 250/150, 200/200) | 0 | up to 2 | up to 2 | 1 optional | No | No | No | Yes | No | Yes | TRUE | 2024-06-24
EVConnect | EVConnect | Powercharge | Powercharge Energyseries 80A | PC-E80-80 | L2 | 80 | 19.2 | Yes | 2684140 | 1 | 1 | 19.2 | 1 | 0 | 0 | 0 | No | Yes | Yes | Yes | Yes | No | TRUE | 2025-02-28
EVConnect | EVConnect | Autel | MaxiCharger AC Elite Business | AL0012************ | L2 | 50 | 12 | Yes | 2399139 | 1 | 1 | 12 | 0 | 0 | 0 | 0 | No | Yes | Yes | Yes | Yes | No | TRUE | 2024-05-31
EVConnect | EVConnect | Autel | MaxiCharger AC Ultra Dual Port | AL0038************ | L2 | 80 | 19.2 | Yes | 2500047, 2406576 | 2 | 2 | 19.2 | 2 | 0 | 0 | 0 | No | Yes | Yes | Yes | Yes | No | TRUE | 2024-05-31
EVConnect | EVConnect | Autel | MaxiCharger AC Ultra Single Port | AL0019************ | L2 | 80 | 19.2 | Yes | 2500043, 2407079 | 1 | 1 | 19.2 | 1 | 0 | 0 | 0 | No | Yes | Yes | Yes | Yes | No | TRUE | 2024-05-31
EVConnect | EVConnect | Autel | MaxiCharger DC Compact | DL0040************ | DCFC | 133 | 40 | Yes | 2472800 | 1 or 2 | 1 for single port, 2 for double port | 40 for single port, 20 for double port | 0 | 1 or 2 | 0 | 1 is optional with the dual port version | No | Yes | Yes | Yes | No | Yes | TRUE | 2024-05-31
EVConnect | EVConnect | Autel | MaxiCharger DC Fast | DL0240************ | DCFC | 300 | 160, 180, 240 | Yes | 2472798, 2648748, 2472796 | 1 or 2 | 1 for single port version, 2 for dual port version | (1) 160 for single, 80 for dual (2) 180 for single, 90 for dual (3) 240 for single, 120 for dual | 0 | 1 or 2 | 0 | 1 is optional with the dual port version | No | Yes | Yes | Yes | No | Yes | TRUE | 2024-05-31
EVConnect | EVConnect | Autel | MaxiCharger DC Fast | DL0120************ | DCFC | 220 | 60, 120 | Yes | 2502086, 2507637 | 1 or 2 | 1 for single port version, 2 for dual port version | (1)60 for single, 30 for dual (2)120 for single, 60 for dual | 0 | 1 or 2 | 0 | 1 is optional with the dual port version | No | Yes | Yes | Yes | No | Yes | TRUE | 2024-05-31
EVConnect | EVConnect | BTC Power | EVP-1001/2-30-# |  | L2 | 30 | 7.2 | Yes | 2357146 | 1 or 2 | 2 |  | 1 or 2 | 0 | 0 | 0 | No | Yes | Yes | Yes | Yes | No | TRUE
EVConnect | EVConnect | BTC Power | EVP-2001/2-40-# |  | L2 | 40 | 9.6 | Yes | 2357144 | 1 or 2 | 2 |  | 1 or 2 | 0 | 0 | 0 | No | Yes | Yes | Yes | Yes | No | TRUE
EVConnect | EVConnect | BTC Power | EVP-2001-70-# |  | L2 | 70 | 16.8 | Yes | 2357145 | 1 | 1 |  | 1 | 0 | 0 | 0 | No | Yes | Yes | Yes | Yes | No | TRUE
EVConnect | EVConnect | EvoCharge | iEVSE 32A - EVO32-310-001-ESEVO32-310-001-ES |  | L2 | 32 | 7.7 | Yes | 2369643 | 1 | 1 |  | 1 | 0 | 0 | 0 | No | Yes | Yes | Yes | Yes | No | TRUE
EVConnect | EVConnect | EvoCharge | iEVSE 40A - W1-1962-7PT0 |  | L2 | 40 | 9.6 | Yes | 2472803 | 1 | 1 |  | 1 | 0 | 0 | 0 | No | Yes | Yes | Yes | Yes | No | TRUE
EVConnect | EVConnect | EvoCharge | EvoCharge L2 Pedestal |  | L2 |  | 22.5 | Yes | 2369643 | 1 | 1 |  | 1 |  | 0 | 0 | No | Yes | Yes | Yes | Yes | No | TRUE
EVConnect | EVConnect | EvoCharge | EvoCharge L2 Pedestal, Dual Port |  | L2 |  | 22.5 | Yes | 2369643 | 2 |  |  | 2 |  | 0 | 0 | No | Yes | Yes | Yes | Yes | No | TRUE
EVConnect | EVConnect | EvoCharge | EvoCharge L2 Wall |  | L2 |  | 22.5 | Yes | 2369643 | 1 | 1 |  | 1 |  | 0 | 0 | No | Yes | Yes | Yes | Yes | No | TRUE
EVConnect | EVConnect | Juicebar | JB3.0-1-321 |  | L2 | 32 | 6.56 | Yes | 2390144 | 1 or 2 | 2 |  | 1 or 2 | 0 | 0 | 0 | No | Yes | Yes | Yes | Yes | No | TRUE
EVConnect | EVConnect | Juicebar | JB3.0-2-322 |  | L2 | 32 | 6.56 | Yes | 2390160 | 1 or 2 | 2 |  | 1 or 2 | 0 | 0 | 0 | No | Yes | Yes | Yes | Yes | No | TRUE
EVConnect | EVConnect | Juicebar | JB3.0-1-401 |  | L2 | 40 | 8.32 | Yes | 2390155 | 1 or 2 | 2 |  | 1 or 2 | 0 | 0 | 0 | No | Yes | Yes | Yes | Yes | No | TRUE
EVConnect | EVConnect | Juicebar | JB3.0-2-402 |  | L2 | 40 | 8.32 | Yes | 2390161 | 1 or 2 | 2 |  | 1 or 2 | 0 | 0 | 0 | No | Yes | Yes | Yes | Yes | No | TRUE
EVConnect | EVConnect | Juicebar | JB3.0-1-481 |  | L2 | 48 | 9.985 | Yes | 2390159 | 1 or 2 | 2 |  | 1 or 2 | 0 | 0 | 0 | No | Yes | Yes | Yes | Yes | No | TRUE
EVConnect | EVConnect | Juicebar | JB3.0-2-482 |  | L2 | 48 | 9.985 | Yes | 2406411 | 1 or 2 | 2 |  | 1 or 2 | 0 | 0 | 0 | No | Yes | Yes | Yes | Yes | No | TRUE
EVConnect | EVConnect | PowerCharge | E20XXP L2 Dual-port Pedestal | E20-SWP-GW-ATT-ES | L2 | 32 | 7.7 | Yes | 2382717 | 2 | 2 |  | 1 | 0 | 0 | 0 | No | Yes | Yes | Yes | Yes | No | TRUE
EVConnect | EVConnect | Zerova | AX48 | AXLU111001D | L2 | 11.5 | 48 | Yes | 2396996 | 1 | 1 |  | 1 | 0 | 0 | 0 | No | Yes | Yes | Yes | Yes | No | TRUE
EVConnect | EVConnect | Zerova | AX80 | AXLU191001D | L2 | 19.2 | 80 | Yes | 2454358 | 1 | 1 |  | 1 | 0 | 0 | 0 | No | Yes | Yes | Yes | Yes | No | TRUE
EverCharge | EverCharge | EverCharge | 180kW DCFC | SN0000000000A | DCFC | 250 | 180 | No |  | 2 | 2 | 90kW | 0 | 2 | 0 | 0 | No | Yes | Yes | Yes | No | Yes | TRUE | 2024-04-19
EverCharge | EverCharge | EverCharge | Cabinet and Dispenser |  | DCFC | 800 | 240 | No |  | 2024-02-04 | 2 or 4 | 120 (2 plugs) or 60 (4 plugs) | 0 | 2 | 0 | 0 | No | No | Yes | Yes | No | No | TRUE
EverCharge | EverCharge | EverCharge | EV002-48 |  | L2 | 48 | 11.52 | Yes | 2370945 | 1 | 1 | 11.52 | 1 | 0 | 0 | 0 | No | Yes | Yes | Yes | Yes | No | TRUE
EverCharge | EverCharge | EverCharge | EV002-80 |  | L2 | 48 | 11.52 | Yes | 2370945 | 1 | 1 | 11.52 | 1 | 0 | 0 | 0 | No | Yes | Yes | Yes | Yes | No | TRUE
EvGateway | EvGateway | Wallbox | Pulsar Plus 40A |  | L2 | 40 | 9.6 | Yes | 2502091 | 1 | 1 |  | 1 | 0 | 0 | 0 | Yes | Yes | Yes | Yes | No | No | TRUE | 2024-05-31
EvGateway | EvGateway | EV Box | EVBox-ELVI | https://help.evbox.com/s/article/How-to-find-the-article-number-of-the-station?language=en_US | L2 | 30 | 7.2 | Yes | 2370903 | 1 | 1 |  | 1 | 0 | 0 | 0 | Yes | Yes | Yes | Yes | Yes | No | TRUE
EvGateway | EvGateway | EvoCharge | EVO32-310-001-ESEVO32-310-001-ES |  | L2 | 30 | 7.2 | Yes | 2369643 | 1 | 1 |  | 1 | 0 | 0 | 0 | Yes | Yes | Yes | Yes | Yes | No | TRUE
EvGateway | EvGateway | Joint | JNT-EVC10/48AC |  | L2 | 48 | 11.52 | Yes | 2394903 | 1 | 1 |  | 1 | 0 | 0 | 0 | Yes | Yes | Yes | Yes | Yes | No | TRUE
EvGateway | EvGateway | LiteOn | IC3-32A-H |  | L2 | 32 | 7.68 | Yes | 2349092 | 1 | 1 |  | 1 | 0 | 0 | 0 | Yes | Yes | Yes | Yes | Yes | No | TRUE
EvGateway | EvGateway | LiteOn | BC3-40A-H |  | L2 | 40 | 9.6 | Yes | 2395298 | 1 | 1 |  | 1 | 0 | 0 | 0 | Yes | Yes | Yes | Yes | Yes | No | TRUE
EvGateway | EvGateway | LiteOn | IC3-40A-H |  | L2 | 40 | 9.6 | Yes | 2395398 | 1 | 1 |  | 1 | 0 | 0 | 0 | Yes | Yes | Yes | Yes | Yes | No | TRUE
EvGateway | EvGateway | LiteOn | EX-1193-1-48 |  | L2 | 48 | 11.52 | Yes | 2406244 | 1 | 1 |  | 1 | 0 | 0 | 0 | Yes | Yes | Yes | Yes | Yes | No | TRUE
EvGateway | EvGateway | LiteOn | W1-UC166-0TH1ER |  | L2 | 48 | 11.52 | Yes | 2392624 | 1 | 1 |  | 1 | 0 | 0 | 0 | Yes | Yes | Yes | Yes | Yes | No | TRUE
EvGateway | EvGateway | LiteOn | W1-UC168-00B1F0 |  | L2 | 48 | 11.52 | Yes | 2422853 | 1 | 1 |  | 1 | 0 | 0 | 0 | Yes | Yes | Yes | Yes | Yes | No | TRUE
EvGateway | EvGateway | LiteOn | W1-UC168-0MK1ER |  | L2 | 48 | 11.52 | Yes | 2422854 | 1 | 1 |  | 1 | 0 | 0 | 0 | Yes | Yes | Yes | Yes | Yes | No | TRUE
EvGateway | EvGateway | LiteOn | W1-UC16A-00H1ER |  | L2 | 48 | 11.52 | Yes | 2395391 | 1 | 1 |  | 1 | 0 | 0 | 0 | Yes | Yes | Yes | Yes | Yes | No | TRUE
EvGateway | EvGateway | Phihong | AXSeries - AXLU111001D |  | L2 | 48 | 11.52 | Yes | 2386210 | 1 | 1 |  | 1 | 0 | 0 | 0 | Yes | Yes | Yes | Yes | Yes | No | TRUE
EvGateway | EvGateway | PowerCharge | E20-SWP-GW-ATT-ES |  | L2 | 32 | 7.68 | Yes | 2382717 | 1 | 1 |  | 1 | 0 | 0 | 0 | Yes | Yes | Yes | Yes | Yes | No | TRUE
EvGateway | EvGateway | Wallbox | Pulsar Plus 48A |  | L2 | 48 | 11.5 | Yes | 2502091 | 1 | 1 |  | 1 | 0 | 0 | 0 | Yes | Yes | Yes | Yes | Yes | No | TRUE
EvGateway | EvGateway | WattZilla | WattZilla Duo |  | L2 | 80 | 19.2 | Yes | 2318917 | 2 | 2 |  | 2 | 0 | 0 | 0 | Yes | Yes | Yes | Yes | Yes | No | TRUE
EvGateway | EvGateway | WattZilla | WattZilla Series Uno |  | L2 | 80 | 19.2 | Yes | 2318916 | 1 | 1 |  | 1 | 0 | 0 | 0 | Yes | Yes | Yes | Yes | Yes | No | TRUE
EvGateway | EvGateway | Zerova | AX Series - AXLU191001D |  | L2 | 48 | 11.52 | Yes | 2454358 | 1 | 1 |  | 1 | 0 | 0 | 0 | Yes | Yes | Yes | Yes | Yes | No | TRUE
EvGateway | EvGateway | SK Signet | DP400K-B2-PS and PC600K-PS | For Dispenser : CS20A0-ELD-YD11WBTM For Power cabinet : CP60A0-GAD-DD55M30U | DCFC | 500 A or 2,000 A | 400 or 600 | No |  | 2 |  |  | 0 | 1 | 1 | 0 | No | No | Yes | Yes | No | Yes | TRUE | 2025-04-25
EvGateway | EvGateway | SK Signet | 200kW Standalone | QMMDDYYYYxxxx | DCFC | 350 | 200 | No |  | 2 |  |  | 0 | 2 | 0 | 0 | No | No | No | Yes | No | Yes | TRUE | 2024-12-04
EvGateway | EvGateway | I-charging | Blueberry |  | DCFC | 125 | 50 | No |  | 2 | 1 or 2 |  | 0 | 2 | 0 | 0 | No | No | Yes | Yes | No | Yes | TRUE | 2024-08-28
EvGateway | EvGateway | ABB | Terra 53 CJ UL |  | DCFC | 240 | 50 | No |  | 2 | 2 |  | 0 | 2 | 0 | 0 | No | No | Yes | Yes | No | Yes | TRUE
EvGateway | EvGateway | ABB | Terra 54 UL DC |  | DCFC | 240 | 50 | No |  | 2 | 2 |  | 0 | 2 | 0 | 0 | No | No | Yes | Yes | No | Yes | TRUE
EvGateway | EvGateway | ABB | Terra 94 |  | DCFC | 115 | 90 | No |  | 2 | 2 |  | 0 | 2 | 0 | 0 | No | No | Yes | Yes | No | Yes | TRUE
EvGateway | EvGateway | ABB | Terra HP 175 |  | DCFC | 375 | 175 | No |  | 2 | 2 |  | 0 | 2 | 0 | 0 | No | No | Yes | Yes | No | Yes | TRUE
EvGateway | EvGateway | ABB | Terra 184 |  | DCFC | 230 | 180 | No |  | 2 | 2 |  | 0 | 2 | 0 | 0 | No | No | Yes | Yes | No | Yes | TRUE
EvGateway | EvGateway | ABB | Terra HP 350 |  | DCFC | 500 | 350 | No |  | 2 | 2 |  | 0 | 2 | 0 | 0 | No | No | Yes | Yes | No | Yes | TRUE
EvGateway | EvGateway | ABB | Terra 360 |  | DCFC | 500 | 360 | No |  | 2 | 2 |  | 0 | 2 | 0 | 0 | No | No | Yes | Yes | No | Yes | TRUE
EvGateway | EvGateway | ADS-Tec | DC Charge Box |  | DCFC | 500 | 320 | No |  | 1 | 1 |  | 0 | 1 | 0 | 0 | No | No | Yes | Yes | No | Yes | TRUE
EvGateway | EvGateway | Autel | DC HiPower |  | DCFC | 300 | 480 | No |  | 2 | 2 |  | 0 | 2 | 0 | 0 | No | No | Yes | Yes | No | Yes | TRUE
EvGateway | EvGateway | BTC Power | Modular HPC 350 System |  | DCFC | 500 | 25 | No |  | 2 | 1 |  | 0 | 2 | 0 | 0 | No | No | Yes | Yes | No | Yes | TRUE
EvGateway | EvGateway | BTC Power | 50 kW Slim Line DC Fast Charger |  | DCFC | 166 | 50 | No |  | 2 | 1 |  | 0 | 2 | 0 | 0 | No | No | Yes | Yes | No | Yes | TRUE
EvGateway | EvGateway | BTC Power | Modular HPC 200 System |  | DCFC | 500 | 50 | No |  | 2 | 1 |  | 0 | 2 | 0 | 0 | No | No | Yes | Yes | No | Yes | TRUE
EvGateway | EvGateway | BTC Power | Modular HPC 100 System |  | DCFC | 250 | 100 | No |  | 2 | 1 |  | 0 | 2 | 0 | 0 | No | No | Yes | Yes | No | Yes | TRUE
EvGateway | EvGateway | BTC Power | Gen4 180kW All-in-one (AiO) |  | DCFC | 500 | 180 | No |  | 2 | 2 |  | 0 | 2 | 0 | 0 | No | No | Yes | Yes | No | Yes | TRUE
EvGateway | EvGateway | BTC Power | Modular HPC 150 System |  | DCFC | 375 | 200 | No |  | 2 | 1 |  | 0 | 2 | 0 | 0 | No | No | Yes | Yes | No | Yes | TRUE
EvGateway | EvGateway | Delta | DC Wallbox |  | DCFC | 65 | 25 | No |  | 2 | 2 |  | 0 | 1 | 0 | 0 | No | No | Yes | Yes | No | Yes | TRUE
EvGateway | EvGateway | Delta | City Charger 50 |  | DCFC | 125 | 50 | No |  | 2 | 2 |  | 0 | 2 | 0 | 0 | No | No | Yes | Yes | No | Yes | TRUE
EvGateway | EvGateway | Delta | City Charger 100 |  | DCFC | 200 | 100 | No |  | 2 | 2 |  | 0 | 2 | 0 | 0 | No | No | Yes | Yes | No | Yes | TRUE
EvGateway | EvGateway | Delta | City Charger 200 |  | DCFC | 400 | 200 | No |  | 2 | 2 |  | 0 | 2 | 0 | 0 | No | No | Yes | Yes | No | Yes | TRUE
EvGateway | EvGateway | Power Electronics | NB 120 Standalone |  | DCFC | 200 | 120 | No |  | 2 | 2 |  | 0 | 2 | 0 | 0 | No | No | Yes | Yes | No | Yes | TRUE
EvGateway | EvGateway | Power Electronics | Nbi Station |  | DCFC | 500 | 180 | No |  | 2 | 1 |  | 0 | 2 | 0 | 0 | No | No | Yes | Yes | No | Yes | TRUE
EvGateway | EvGateway | Power Electronics | NB 240 Standalone |  | DCFC | 300 | 240 | No |  | 2 | 2 |  | 0 | 2 | 0 | 0 | No | No | Yes | Yes | No | Yes | TRUE
EvGateway | EvGateway | Power Electronics | NB 360 Standalone |  | DCFC | 500 | 360 | No |  | 2 | 2 |  | 0 | 2 | 0 | 0 | No | No | Yes | Yes | No | Yes | TRUE
EvGateway | EvGateway | Power Electronics | NB Station |  | DCFC | 500 | 375 | No |  | 2 | 1 |  | 0 | 2 | 0 | 0 | No | No | Yes | Yes | No | Yes | TRUE
EvGateway | EvGateway | Tellus Power | TP-EVPD-30kW |  | DCFC | 100 | 30 | No |  | 1 | 1 |  | 0 | 1 | 0 | 0 | No | No | Yes | Yes | No | Yes | TRUE
EvGateway | EvGateway | Tellus Power | TP-EVPD-60kW |  | DCFC | 150 | 60 | No |  | 2 | 2 |  | 0 | 2 | 0 | 0 | No | No | Yes | Yes | No | Yes | TRUE
EvGateway | EvGateway | Tellus Power | TP-EVPD-120kW |  | DCFC | 150 | 120 | No |  | 2 | 2 |  | 0 | 2 | 0 | 0 | No | No | Yes | Yes | No | Yes | TRUE
EvGateway | EvGateway | Tellus Power | TP-EVPD-160kW |  | DCFC | 300 | 160 | No |  | 2 | 2 |  | 0 | 2 | 0 | 0 | No | No | Yes | Yes | No | Yes | TRUE
EvGateway | EvGateway | Tellus Power | TP-EVPD-180kW |  | DCFC | 400 | 180 | No |  | 2 | 2 |  | 0 | 2 | 0 | 0 | No | No | Yes | Yes | No | Yes | TRUE
EvGateway | EvGateway | Tellus Power | TP-EVPD-200kW |  | DCFC | 500 | 200 | No |  | 2 | 2 |  | 0 | 2 | 0 | 0 | No | No | Yes | Yes | No | Yes | TRUE
EvGateway | EvGateway | Tellus Power | TP-EVPD-240kW |  | DCFC | 500 | 240 | No |  | 2 | 2 |  | 0 | 2 | 0 | 0 | No | No | Yes | Yes | No | Yes | TRUE
EvGateway | EvGateway | Tellus Power | TP-EVPD-300kW |  | DCFC | 500 | 300 | No |  | 2 | 2 |  | 0 | 2 | 0 | 0 | No | No | Yes | Yes | No | Yes | TRUE
EvGateway | EvGateway | Tellus Power | TP-EVPD-360kW |  | DCFC | 500 | 360 | No |  | 2 | 2 |  | 0 | 2 | 0 | 0 | No | No | Yes | Yes | No | Yes | TRUE
EvGateway | EvGateway | Tritium | RTM50 |  | DCFC | 134 | 50 | No |  | 2 | 2 |  | 0 | 2 | 0 | 0 | No | No | Yes | Yes | No | Yes | TRUE
EvGateway | EvGateway | Tritium | RTM75 |  | DCFC | 200 | 75 | No |  | 2 | 2 |  | 0 | 2 | 0 | 0 | No | No | Yes | Yes | No | Yes | TRUE
EvGateway | EvGateway | Tritium | PKM150 |  | DCFC | 350 | 150 | No |  | 2 | 2 |  | 0 | 2 | 0 | 0 | No | No | Yes | Yes | No | Yes | TRUE
EvGateway | EvGateway | Tritium | RT175-S |  | DCFC | 350 | 175 | No |  | 2 | 1 |  | 0 | 2 | 0 | 0 | No | No | Yes | Yes | No | Yes | TRUE
EvGateway | EvGateway | Wallbox | Supernova 60kW |  | DCFC | 150 | 60 | Pending |  | 2 | 2 |  |  | 2 |  |  | No | No | Yes | Yes | No | Yes | TRUE | 2024-06-03
EvGateway | EvGateway | Wallbox | Supernova 120kW |  | DCFC | 350 | 120 | Pending |  | 2 | 2 |  |  | 2 |  |  | No | No | Yes | Yes | No | Yes | TRUE | 2024-06-03
EvGateway | EvGateway | Wallbox | Supernova 180kW |  | DCFC | 350 | 180 | Pending |  | 2 | 2 |  |  | 2 |  |  | No | No | Yes | Yes | No | Yes | TRUE | 2024-06-03
EvGateway | EvGateway | SK Signet | FC200K | CS20A0-ELD-YD11WBTM | DCFC | 350A (boost 500A, max 10 min @+25℃) | 200 | Yes | 3478052 | 2 |  |  | 0 | 2 | 0 | 0 | No | No | Yes | Yes | No | Yes | TRUE | 2025-04-25
EvGateway | EvGateway | Siemens Industry Inc | 8EM1312-5CF18-0FA3 | 8EM1312-5CF18-0FA3 | L2 | 48 | 9.6 | Yes | 2631707 | 1 | 1 |  | 1 | 0 | 0 | 0 | No | Yes | Yes | Yes | Yes | No | TRUE | 2024-09-30
EvGateway | EvGateway | Siemens Industry Inc | 8EM1315-5CG14-0GA0 | 8EM1315-5CG14-0GA0 | L2 | 48 | 9.6 | Yes | 2631712 | 1 | 1 |  | 1 | 0 | 0 | 0 | No | Yes | Yes | Yes | Yes | No | TRUE | 2024-09-30
EvGateway | EvGateway | Siemens Industry Inc | 8EM1317-5CG14-1GA2 | 8EM1317-5CG14-1GA2 | L2 | 48 | 9.6 | Yes | 2631715 | 1 |  |  | 1 | 0 | 0 | 0 | No | Yes | Yes | Yes | Yes | No | TRUE | 2024-09-30
EvGateway | EvGateway | Siemens Industry Inc | 8EM1310-5CF14-1GA2 | 8EM1310-5CF14-1GA2 | L2 | 48 | 9.6 | Yes | 2631715 | 1 |  |  | 1 | 0 | 0 | 0 | No | Yes | Yes | Yes | Yes | No | TRUE | 2024-09-30
EvGateway | EvGateway | Wallbox | Pulsar Pro 40A |  | L2 | 40 | 9.6 | Yes | 3417687 | 1 | 1 |  | 1 |  |  |  | No | Yes | Yes | Yes | Yes | No | TRUE | 2024-06-03
EvGateway | EvGateway | Wallbox | Pulsar Pro 48A |  | L2 | 48 | 11.5 | Yes | 3417687 | 1 | 1 |  | 1 |  |  |  | No | Yes | Yes | Yes | Yes | No | TRUE | 2024-06-03
EvGateway | EvGateway | ABB | Terra AC Wallbox Charging Station |  | L2 | 80 | 19.2 | Yes | 2381863 | 1 | 1 |  | 1 | 0 | 0 | 0 | No | Yes | Yes | Yes | Yes | No | TRUE
EvGateway | EvGateway | ABB | Terra DC Wallbox |  | DCFC | 240 | 22.5 | Yes | 2409680 | 1 | 1 |  | 0 | 1 | 0 | 0 | No | No | Yes | Yes | No | Yes | TRUE
EvGateway | EvGateway | ABB | Terra 124 |  | DCFC | 153 | 120 | Yes |  | 2 | 2 |  | 0 | 2 | 0 | 0 | No | No | Yes | Yes | No | Yes | TRUE
EvGateway | EvGateway | Autel | Maxi UF19C001 |  | L2 | 80 | 19.2 | Yes | 2407079 | 1 | 1 |  | 1 | 0 | 0 | 0 | No | Yes | Yes | Yes | Yes | No | TRUE
EvGateway | EvGateway | Autel | Maxi UF38C001 |  | L2 | 160 | 38.4 | Yes | 2406576 | 2 | 2 |  | 2 | 0 | 0 | 0 | No | Yes | Yes | Yes | Yes | No | TRUE
EvGateway | EvGateway | Autel | UW040 |  | DCFC | 133 | 40 | Yes | 2472800 | 2 | 2 |  | 0 | 2 | 0 | 0 | No | No | Yes | Yes | No | Yes | TRUE
EvGateway | EvGateway | Autel | UF160 |  | DCFC | 300 | 160 | Yes | 2472798 | 2 | 2 |  | 0 | 2 | 0 | 0 | No | No | Yes | Yes | No | Yes | TRUE
EvGateway | EvGateway | Autel | UF240 |  | DCFC | 300 | 240 | Yes | 2472796 | 2 | 2 |  | 0 | 2 | 0 | 0 | No | No | Yes | Yes | No | Yes | TRUE
EvGateway | EvGateway | BTC Power | 30A Dual Port |  | L2 | 30 | 7.2 | Yes | 2357143 | 2 | 2 |  | 2 | 0 | 0 | 0 | No | Yes | Yes | Yes | Yes | No | TRUE
EvGateway | EvGateway | BTC Power | 30A Single Port |  | L2 | 30 | 7.2 | Yes | 2357146 | 1 | 1 |  | 1 | 0 | 0 | 0 | No | Yes | Yes | Yes | Yes | No | TRUE
EvGateway | EvGateway | BTC Power | 40A Single Port |  | L2 | 40 | 9.6 | Yes | 2357144 | 1 | 1 |  | 1 | 0 | 0 | 0 | No | Yes | Yes | Yes | Yes | No | TRUE
EvGateway | EvGateway | BTC Power | 70A Single Port |  | L2 | 70 | 16.8 | Yes | 2357145 | 1 | 1 |  | 1 | 0 | 0 | 0 | No | Yes | Yes | Yes | Yes | No | TRUE
EvGateway | EvGateway | BTC Power | HPCT3-360 |  | DCFC | 500 | 350 | Yes |  | 1 | 1 |  | 0 | 1 | 0 | 0 | No | No | Yes | Yes | No | Yes | TRUE
EvGateway | EvGateway | EV Box | Iqon | https://help.evbox.com/s/article/How-to-find-the-article-number-of-the-station?language=en_US | L2 | 30 | 7.2 | Yes | 2378156 | 2 | 2 |  | 2 | 0 | 0 | 0 | No | Yes | Yes | Yes | Yes | No | TRUE
EvGateway | EvGateway | Joint | JNT-EVC10/80AC |  | L2 | 80 | 19.2 | Yes | 2404726 | 1 | 1 |  | 1 | 0 | 0 | 0 | No | Yes | Yes | Yes | Yes | No | TRUE
EvGateway | EvGateway | JuiceBar | JB 3.0-32 |  | L2 | 32 | 7.68 | Yes | 2390144 | 2 | 2 |  | 2 | 0 | 0 | 0 | No | Yes | Yes | Yes | Yes | No | TRUE
EvGateway | EvGateway | JuiceBar | JB 3.0-40 |  | L2 | 40 | 9.6 | Yes | 2390155 | 2 | 2 |  | 2 | 0 | 0 | 0 | No | Yes | Yes | Yes | Yes | No | TRUE
EvGateway | EvGateway | JuiceBar | JB 3.0-48 |  | L2 | 48 | 11.52 | Yes | 2390159 | 2 | 2 |  | 2 | 0 | 0 | 0 | No | Yes | Yes | Yes | Yes | No | TRUE
EvGateway | EvGateway | LiteOn | EX-1193-1 |  | L2 | 80 | 19.2 | Yes | 2381611 | 1 | 1 |  | 1 | 0 | 0 | 0 | No | Yes | Yes | Yes | Yes | No | TRUE
EvGateway | EvGateway | LiteOn | EX-1193-M |  | L2 | 80 | 19.2 | Yes | 2407947 | 1 | 1 |  | 1 | 0 | 0 | 0 | No | Yes | Yes | Yes | Yes | No | TRUE
EvGateway | EvGateway | Tellus Power Green | UPJ |  | L2 | 32 | 7.2 | Yes | 2353005 | 2 | 2 |  | 2 | 0 | 0 | 0 | No | Yes | Yes | Yes | Yes | No | TRUE
EvGateway | EvGateway | WattZilla | QuadZilla |  | L2 | 80 | 19.2 | Yes | 2318915 | 4 | 4 |  | 4 | 0 | 0 | 0 | No | Yes | Yes | Yes | Yes | No | TRUE
EVgo | EVgo | Delta | Delta 100kW | 14 digits, letters and numbers, and start with A or J, i.e. J90221700054A0 | DCFC | 200 | 100 | No |  | 2 | 1 | 50 | 0 | 2 | 0 | 1 | No | No | No | No | No | Yes | TRUE
EVgo | EVgo | Delta | Delta 350kW | 14 digits, letters and numbers, and start with J, i.e. J1G231800102A0 | DCFC | 500 | 350 | No |  | 2 | 2 | 175 | 0 | 2 | 0 | 0 | No | No | No | No | No | Yes | TRUE
EVoke | EVoke | Wallbox | Pulsar Pro PUP3 | 123456 | L2 | 48 | 11.52 | Yes | 3417687 | 1 | 0 | 0 | 1 | 0 | 0 | 0 | Yes | Yes | Yes | Yes | Yes | No | TRUE | 8/7/24 & 4/30/24
EVoke | EVoke | Star Charge | Artemis | 2308110022 | L2 | 48 | 11.5 | Yes | 2669157 | 1 | N/A | N/A | 1 | N/A | Available Q3 2024 | No | Yes | Yes | Yes | Yes | Yes | No | TRUE | 2024-05-22
EVoke | EVoke | Star Charge | Artemis | 2308110022 | L2 | 80 | 19.2 | Yes | 2669157 | 1 | N/A | N/A | 1 | N/A | Available Q3 2024 | No | Yes | Yes | Yes | Yes | Yes | No | TRUE | 2024-05-22
EVoke | EVoke | LiteOn | FE-C2-LB40H-S | W1-1962-5A10-1-2218-1111111 | L2 | 40 | 9.6 | Yes | 2395398 | 1 | 1 | 9.6 | 1 | 0 | 0 | 0 | Yes | Yes | Yes | Yes | Yes | No | TRUE
EVoke | EVoke | LiteOn | FE-C2-LI40H-S | W1-1962-7A10-1-2213-11111 | L2 | 40 | 9.6 | Yes | 2395398 | 1 | 1 | 9.6 | 1 | 0 | 0 | 0 | Yes | Yes | Yes | Yes | Yes | No | TRUE
EVoke | EVoke | LiteOn | FE-C2-LS40H-S | W1-1962-5A10-1-2218-1111111 | L2 | 40 | 9.6 | Yes | 2395398 | 1 | 1 | 9.6 | 1 | 0 | 0 | 0 | Yes | Yes | Yes | Yes | Yes | No | TRUE
EVoke | EVoke | LiteOn | FE-C2-LS40H-SR | W1-1962-5A10-1-2218-1111111 | L2 | 40 | 9.6 | Yes | 2395398 | 1 | 1 | 9.6 | 1 | 0 | 0 | 0 | Yes | Yes | Yes | Yes | Yes | No | TRUE
EVoke | EVoke | LiteOn | FE-C2-LB80H-S | EX-1193-1A13-1-2218-11111 | L2 | 80 | 19.2 | Yes | 2407947 | 1 | 1 | 19.2 | 1 | 0 | 0 | 0 | Yes | Yes | Yes | Yes | Yes | No | TRUE
EVoke | EVoke | LiteOn | FE-C2-LI80H-S | EX-1193-1A13-1-2218-11111 | L2 | 80 | 19.2 | Yes | 2407947 | 1 | 1 | 19.2 | 1 | 0 | 0 | 0 | Yes | Yes | Yes | Yes | Yes | No | TRUE
EVoke | EVoke | LiteOn | FE-C2-LS80-S | EX-1193-1A13-1-2218-11111 | L2 | 80 | 19.2 | Yes | 2407947 | 1 | 1 | 19.2 | 1 | 0 | 0 | 0 | Yes | Yes | Yes | Yes | Yes | No | TRUE
EVoke | EVoke | LiteOn | FE-C2-LS80-SR | EX-1193-1A13-1-2218-11111 | L2 | 80 | 19.2 | Yes | 2407947 | 1 | 1 | 19.2 | 1 | 0 | 0 | 0 | Yes | Yes | Yes | Yes | Yes | No | TRUE
EVoke | EVoke | Siemens Industry Inc | 8EM1312-5CF18-0FA3 |  | L2 | 48 | 9.6 | Yes | 2631707 | 1 | 1 | 11.5 | 1 | 0 | 0 | 0 | Yes | Yes | Yes | Yes | Yes | No | TRUE
EVoke | EVoke | Siemens Industry Inc | 8EM1315-5CG14-0GA0 |  | L2 | 48 | 9.6 | Yes | 2631712 | 1 | 1 | 9.6 | 1 | 0 | 0 | 0 | Yes | Yes | Yes | Yes | Yes | No | TRUE
EVoke | EVoke | Siemens Industry Inc | 8EM1317-5CG14-1GA2 |  | L2 | 48 | 9.6 | Yes | 2631715 | 1 | 1 | 9.6 | 1 | 0 | 0 | 0 | Yes | Yes | Yes | Yes | Yes | No | TRUE
EVoke | EVoke | Wallbox | SuperNova | 123456 | DCFC | 350 | 180 | No |  | 2 |  |  | 0 | 1 | CCS1+NACS | 0 | No | Yes | Yes | Yes | No | Yes | TRUE | 2024-08-07
EVoke | EVoke | Autel | MaxiCharger DC Fast 100 kW | DL0120************ | DCFC | 220 | 100 | No |  | 1 or 2 | 1 for single port version, 2 for dual port version | 100 for single port version, 50 for dual port version | 0 | 1 or 2 | 0 | 1 is optional with the dual port version | No | Yes | Yes | Yes | No | Yes | TRUE | 2024-05-31
EVoke | EVoke | Autel | MaxiCharger DC Fast 140 kW | DL0240************ | DCFC | 300 | 140 | No |  | 1 or 2 | 1 for single port version, 2 for dual port version | 140 for single port version, 70 for dual port version | 0 | 1 or 2 | 0 | 1 is optional with the dual port version | No | Yes | Yes | Yes | No | Yes | TRUE | 2024-05-31
EVoke | EVoke | Autel | MaxiCharger DC Fast 200 kW | DL0240************ | DCFC | 300 | 200 | No |  | 1 or 2 | 1 for single port version, 2 for dual port version | 200 for single port version, 100 for dual port version | 0 | 1 or 2 | 0 | 1 is optional with the dual port version | No | Yes | Yes | Yes | No | Yes | TRUE | 2024-05-31
EVoke | EVoke | Autel | MaxiCharger DC Fast 220 kW | DL0240************ | DCFC | 300 | 220 | No |  | 1 or 2 | 1 for single port version, 2 for dual port version | 220 for single port version, 110 for dual port version | 0 | 1 or 2 | 0 | 1 is optional with the dual port version | No | Yes | Yes | Yes | No | Yes | TRUE | 2024-05-31
EVoke | EVoke | Autel | DC HiPower | DL**************** | DCFC | 400 for boost dispenser, 650 for liquid cooling dispenser | 240 for air cooling dispenser, 480 for liquid cooling dispenser (however, DC HiPowers are sold as a whole charging system in 320, 480, or 640kW output options) | No |  | 2, 4, 6, or 8 | all ports can charge simultaneously | If all connectors are in use the minimum is 80 kW per plug. | 0 | 2, 4, 6, or 8 | 0 | 1 is optional with boost dispenser | No | Yes | Yes | Yes | No | Yes | TRUE | 2024-05-31
EVoke | EVoke | Autel | MaxiCharger DC Fast 80 kW | DL0120************ | DCFC | 220 | 80 | No |  | 1 or 2 | 1 for single port version, 2 for dual port version | 80 for single port version, 40 for dual port version | 0 | 1 or 2 | 0 | 1 is optional with the dual port version | No | Yes | Yes | Yes | No | Yes | TRUE | 2024-05-31
EVoke | EVoke | Wallbox | Pulsar Plus | 123456 | L2 | 48 | 11.52 | Yes | 2635845 | 1 |  |  | 1 | 0 | 0 | 0 | No | Yes | Yes | Yes | Yes | No | TRUE | 2024-08-07
EVoke | EVoke | Autel | AC Elite (Model #: MAXI US AC W12-L-4G) | AL0012************ | L2 | 50 | 12 | Yes | 2399139 | 1 | 1 | 12 | 1 | 0 | 0 | 0 | No | Yes | Yes | Yes | Yes | No | TRUE | 2024-05-31
EVoke | EVoke | Autel | MaxiCharger DC Fast 120 kW | DL0120************ | DCFC | 220 | 120 | Yes | 2507637 | 1 or 2 | 1 for single port version, 2 for dual port version | 120 for single port version, 60 for dual port version | 0 | 1 or 2 | 0 | 1 is optional with the dual port version | No | Yes | Yes | Yes | No | Yes | TRUE | 2024-05-31
EVoke | EVoke | Autel | MaxiCharger DC Fast 160 kW | DL0240************ | DCFC | 300 | 160 | Yes | 2472798 | 1 or 2 | 1 for single port version, 2 for dual port version | 160 for single port version, 80 for dual port version | 0 | 1 or 2 | 0 | 1 is optional with the dual port version | No | Yes | Yes | Yes | No | Yes | TRUE | 2024-05-31
EVoke | EVoke | Autel | MaxiCharger DC Fast 180 kW | DL0240************ | DCFC | 300 | 180 | Yes | 2648748 | 1 or 2 | 1 for single port version, 2 for dual port version | 180 for single port version, 90 for dual port version | 0 | 1 or 2 | 0 | 1 is optional with the dual port version | No | Yes | Yes | Yes | No | Yes | TRUE | 2024-05-31
EVoke | EVoke | Autel | AC Ultra (Model #: UF19C001) | AL0019************ | L2 | 80 | 19.2 | Yes | 2407079 | 1 | 1 | 19.2 | 1 | 0 | 0 | 0 | No | Yes | Yes | Yes | Yes | No | TRUE | 2024-05-31
EVoke | EVoke | Autel | AC Ultra (Model #: UF19C101) | AL0019************ | L2 | 80 | 19.2 | Yes | 2500043 | 1 | 1 | 19.2 | 1 | 0 | 0 | 0 | No | Yes | Yes | Yes | Yes | No | TRUE | 2024-05-31
EVoke | EVoke | Autel | AC Ultra (Model #: UF19L001) | AL0019************ | L2 | 80 | 19.2 | Yes | 2407079 | 1 | 1 | 19.2 | 1 | 0 | 0 | 0 | No | Yes | Yes | Yes | Yes | No | TRUE | 2024-05-31
EVoke | EVoke | Autel | AC Ultra (Model #: UF19L101) | AL0019************ | L2 | 80 | 19.2 | Yes | 2500043 | 1 | 1 | 19.2 | 1 | 0 | 0 | 0 | No | Yes | Yes | Yes | Yes | No | TRUE | 2024-05-31
EVoke | EVoke | Autel | AC Ultra (Model #: UF38C001) | AL0038************ | L2 | 80 per port | 19.2 (per port) | Yes | 2406576 | 2 | 2 | 19.2 | 2 | 0 | 0 | 0 | No | Yes | Yes | Yes | Yes | No | TRUE | 2024-05-31
EVoke | EVoke | Autel | AC Ultra (Model #: UF38C101) | AL0038************ | L2 | 80 per port | 19.2 (per port) | Yes | 2500047 | 2 | 2 | 19.2 | 2 | 0 | 0 | 0 | No | Yes | Yes | Yes | Yes | No | TRUE | 2024-05-31
EVoke | EVoke | Autel | AC Ultra (Model #: UF38L001) | AL0038************ | L2 | 80 per port | 19.2 (per port) | Yes | 2406576 | 2 | 2 | 19.2 | 2 | 0 | 0 | 0 | No | Yes | Yes | Yes | Yes | No | TRUE | 2024-05-31
EVoke | EVoke | Autel | AC Ultra (Model #: UF38L101) | AL0038************ | L2 | 80 per port | 19.2 (per port) | Yes | 2500047 | 2 | 2 | 19.2 | 2 | 0 | 0 | 0 | No | Yes | Yes | Yes | Yes | No | TRUE | 2024-05-31
EVoke | EVoke | Autel | MaxiCharger DC Fast 240 kW | DL0240************ | DCFC | 300 | 240 | Yes | 2472796 | 1 or 2 | 1 for single port version, 2 for dual port version | 240 for single port version, 120 for dual port version | 0 | 1 or 2 | 0 | 1 is optional with the dual port version | No | Yes | Yes | Yes | No | Yes | TRUE | 2024-05-31
EVoke | EVoke | Autel | DC Compact (Model #: UW040A2501) | DL0040************ | DCFC | 133 | 40 | Yes | 2472800 | 1 or 2 | 1 for single port version, 2 for dual port version | 40 for single port version, 20 for dual port version | 0 | 1 or 2 | 0 | 1 is optional with the dual port version | No | Yes | Yes | Yes | No | Yes | TRUE | 2024-05-31
EVoke | EVoke | Autel | MaxiCharger DC Fast 60 kW | DL0120************ | DCFC | 220 | 60 | Yes | 2502086 | 1 or 2 | 1 for single port version, 2 for dual port version | 60 for single port version, 30 for dual port version | 0 | 1 or 2 | 0 | 1 is optional with the dual port version | No | Yes | Yes | Yes | No | Yes | TRUE | 2024-05-31
EVoke | EVoke | Star Charge | Triton Dispenser | SN########## | DCFC | 200A/Connector | 200 | Yes | 2406815 | 1 | N/A | N/A | N/A | 1 | Available Q3 2024 | No | No | Yes | Yes | Yes | No | Yes | TRUE | 2024-05-22
EVoke | EVoke | Star Charge | Neptune Dispenser | SN2303090571 | DCFC | 300A/Connector | 240 | Yes | 2508238 | 2 | 2 | 120/120 | N/A | 2 | Available Q3 2024 | No | No | Yes | Yes | Yes | No | Yes | TRUE | 2024-05-22
EVoke | EVoke | Star Charge | Titan | SN2303100802 | DCFC | 300 | 320 | Yes | 2732789 | 2 | 2 | 160/160 | N/A | 2 | Available Q3 2024 | No | No | Yes | Yes | Yes | No | Yes | TRUE | 2024-05-22
EVoke | EVoke | Star Charge | Neptune Tower | SN2205181023 | DCFC | 500 | N/A | Yes | 2508238 | N/A | N/A | N/A | N/A | N/A | N/A | No | No | Yes | Yes | Yes | No | Yes | TRUE | 2024-05-22
EVoke | EVoke | ABB | Terra AC Wallbox - Terra AC W7-P8-R-CD-0 | TACW943022P2971 | L2 | 40 | 9.6 | Yes | 2381863 | 1 | 1 |  | 1 | 0 | 0 | 0 | No | Yes | Yes | Yes | Yes | No | TRUE
EVoke | EVoke | Autel | Maxi US AC W7 | AL0012A1GP2V015718 | L2 | 32 | 7.68 | Yes | 2399137 | 1 | 1 | 7.68 | 1 | 0 | 0 | 0 | No | Yes | Yes | Yes | Yes | No | TRUE
EVoke | EVoke | Autel | Maxi US AC W10 | AL0012A1GP2V015717 | L2 | 40 | 9.6 | Yes | 2397552 | 1 | 1 | 9.6 | 1 | 0 | 0 | 0 | No | Yes | Yes | Yes | Yes | No | TRUE
EVoke | EVoke | Autel | Maxi US AC W12 | AL0012A1GP2V015716 | L2 | 50 | 12 | Yes | 2397554 | 1 | 1 | 12 | 1 | 0 | 0 | 0 | No | Yes | Yes | Yes | Yes | No | TRUE
EVoke | EVoke | Autel | Maxi UF19C001 | AL0012A1GP2V015720 | L2 | 80 | 19.2 | Yes | 2407079 | 1 | 1 | 19.2 | 1 | 0 | 0 | 0 | No | Yes | Yes | Yes | Yes | No | TRUE
EVoke | EVoke | Autel | Maxi UF38C001 | AL0012A1GP2V015719 | L2 | 160 | 38.4 | Yes | 2406576 | 2 | 2 | 19.2 | 2 | 0 | 0 | 0 | No | Yes | Yes | Yes | Yes | No | TRUE
EVoke | EVoke | Autel | UW040 |  | DCFC | 133 | 40 | Yes | 2472800 | 2 | 2 | 20 | 0 | 2 | 0 | 0 | No | No | Yes | Yes | No | Yes | TRUE
EVoke | EVoke | Autel | UF160 |  | DCFC | 300 | 160 | Yes | 2472798 | 2 | 2 | 80 | 0 | 2 | 0 | 0 | No | No | Yes | Yes | No | Yes | TRUE
EVoke | EVoke | Autel | UF240 |  | DCFC | 300 | 240 | Yes | 2472796 | 2 | 2 | 120 | 0 | 2 | 0 | 0 | No | No | Yes | Yes | No | Yes | TRUE
EVoke | EVoke | EV Box | Iqons - IQ2303-C15463 | https://help.evbox.com/s/article/How-to-find-the-article-number-of-the-station?language=en_US | L2 | 32 | 7.6 | Yes | 2378156 | 1 | 1 |  | 1 | 0 | 0 | 0 | No | Yes | Yes | Yes | Yes | No | TRUE
EVoke | EVoke | FLO | CoRe+ | You can find the serial number at the bottom of the charging station right beside the connector cable. i.e. NBG-00208 | L2 | 30 | 7.4 | Yes | 2351104 | 1 or 2 | 2 |  | 2 | 0 | 0 | 0 | No | Yes | Yes | Yes | Yes | No | TRUE
EVoke | EVoke | FLO | SmartDC 50 | You can find the serial number at the bottom of the charging station right beside the connector cable. i.e. NBG-00208 | DCFC | 125 | 50 | Yes | 2399443 | 2 | 1 |  | 0 | 1 | 1 - optional | 1 - optional | No | Yes | Yes | Yes | No | Yes | TRUE
EVoke | EVoke | FLO | SmartDC 100 | You can find the serial number at the bottom of the charging station right beside the connector cable. i.e. NBG-00208 | DCFC | 200 | 100 | Yes | 2405547 | 2 | 1 |  | 0 | 1 | 1 - optional | 1 - optional | No | Yes | Yes | Yes | No | Yes | TRUE
EVoke | EVoke | PowerCharge | E20-SWP-NGW | 1EC4-1-2050-00007 | L2 | 32 | 7.6 | Yes | 2382717 | 1 | 1 |  | 1 | 0 | 0 | 0 | No | Yes | Yes | Yes | Yes | No | TRUE
EVoke | EVoke | Zerova | AX48 | AXLU111001D | L2 | 48 | 11.5 | Yes | 2396996 | 1 | 1 | 19.2 | 1 | 0 | 0 | 0 | No | Yes | Yes | Yes | Yes | No | TRUE
EVoke | EVoke | Zerova | AX80 | AXLU191001D | L2 | 80 | 19.2 | Yes | 2454358 | 1 | 1 | 19.2 | 1 | 0 | 0 | 0 | No | Yes | Yes | Yes | Yes | No | TRUE
FutureEV | Future EV | LiteOn | FE-C2-LI48xx |  | L2 | 48 | 11.52 | Yes | 2422854 | 1 | 1 | 11.52 | 1 | 0 | 0 | 0 | Yes | Yes | Yes | Yes | Yes | No | TRUE | 2024-06-24
FutureEV | Future EV | LiteOn | FE-C2-LS48xx |  | L2 | 48 | 11.52 | Yes | 2422854 | 1 | 1 | 11.52 | 1 | 0 | 0 | 0 | Yes | Yes | Yes | Yes | Yes | No | TRUE | 2024-06-24
FutureEV | Future EV | LiteOn | FE-C2-LS48xx |  | L2 | 48 | 11.52 | Yes | 2422854 | 1 | 1 | 11.52 | 1 | 0 | 0 | 0 | Yes | Yes | Yes | Yes | Yes | No | TRUE | 2024-06-24
FutureEV | Future EV | LiteOn | FE-C2-LB40H-S | https://docs.google.com/document/d/1-_uy8dRODypyrie5kApDvCDdwXEMmpoxluUMC64NWYU/edit | L2 | 40 | 9.6 | Yes | 2395398 | 1 | 1 | 9.6 | 1 | 0 | 0 | 0 | Yes | Yes | Yes | Yes | Yes | No | TRUE
FutureEV | Future EV | LiteOn | FE-C2-LI40H-S | https://docs.google.com/document/d/1-_uy8dRODypyrie5kApDvCDdwXEMmpoxluUMC64NWYU/edit | L2 | 40 | 9.6 | Yes | 2395398 | 1 | 1 | 9.6 | 1 | 0 | 0 | 0 | Yes | Yes | Yes | Yes | Yes | No | TRUE
FutureEV | Future EV | LiteOn | FE-C2-LS40H-S | https://docs.google.com/document/d/1-_uy8dRODypyrie5kApDvCDdwXEMmpoxluUMC64NWYU/edit | L2 | 40 | 9.6 | Yes | 2395398 | 1 | 1 | 9.6 | 1 | 0 | 0 | 0 | Yes | Yes | Yes | Yes | Yes | No | TRUE
FutureEV | Future EV | LiteOn | FE-C2-LS40H-SR | https://docs.google.com/document/d/1-_uy8dRODypyrie5kApDvCDdwXEMmpoxluUMC64NWYU/edit | L2 | 40 | 9.6 | Yes | 2395398 | 1 | 1 | 9.6 | 1 | 0 | 0 | 0 | Yes | Yes | Yes | Yes | Yes | No | TRUE
FutureEV | Future EV | LiteOn | FE-C2-LB80H-S | https://docs.google.com/document/d/1-_uy8dRODypyrie5kApDvCDdwXEMmpoxluUMC64NWYU/edit | L2 | 80 | 19.2 | Yes | 2407947 | 1 | 1 | 19.2 | 1 | 0 | 0 | 0 | Yes | Yes | Yes | Yes | Yes | No | TRUE
FutureEV | Future EV | LiteOn | FE-C2-LI80H-S | https://docs.google.com/document/d/1-_uy8dRODypyrie5kApDvCDdwXEMmpoxluUMC64NWYU/edit | L2 | 80 | 19.2 | Yes | 2407947 | 1 | 1 | 19.2 | 1 | 0 | 0 | 0 | Yes | Yes | Yes | Yes | Yes | No | TRUE
FutureEV | Future EV | LiteOn | FE-C2-LS80-S | https://docs.google.com/document/d/1-_uy8dRODypyrie5kApDvCDdwXEMmpoxluUMC64NWYU/edit | L2 | 80 | 19.2 | Yes | 2407947 | 1 | 1 | 19.2 | 1 | 0 | 0 | 0 | Yes | Yes | Yes | Yes | Yes | No | TRUE
FutureEV | Future EV | LiteOn | FE-C2-LS80-SR | https://docs.google.com/document/d/1-_uy8dRODypyrie5kApDvCDdwXEMmpoxluUMC64NWYU/edit | L2 | 80 | 19.2 | Yes | 2407947 | 1 | 1 | 19.2 | 1 | 0 | 0 | 0 | Yes | Yes | Yes | Yes | Yes | No | TRUE
FutureEV | Future EV | EVSIS | JC-9952-100-CT |  | DCFC | 200 | 100 | Yes | 2665585 | 2 | 2 | 50 | 0 | 2 | 0 | 0 | No | Yes | Yes | Yes | No | Yes | TRUE | 2024-06-24
FutureEV | Future EV | EVSIS | 2422854 |  | DCFC | 80 | 30 | Yes | 2422854 | 1 | 1 | 30 | 0 | 1 | 0 | 0 | No | Yes | Yes | Yes | No | Yes | TRUE | 2024-06-24
GreenJoulez | Green Joulez, LLC | Autel | AC Elite Elite | C6P7T3 | L2 | 50 | 12 | Yes | 2399139 | 1 | 1 | 12 | 1 | 0 | 0 | 0 | No | Yes | Yes | Yes | Yes | No | TRUE | 2025-03-31
GreenJoulez | Green Joulez, LLC | Autel | Maxi Charger AC Ultra | C6P7T3 | L2 | 80 | 19.2 | Yes | 3619605 | 2 | 2 | 19.2 | 1 | 0 | 0 | 0 | No | Yes | Yes | Yes | Yes | No | TRUE | 2025-03-31
GreenJoulez | Green Joulez, LLC | Zerova | AW32 | C6P7T3 | L2 | 32 | 7.2 | Yes | 2740371 | 1 | 1 | 7.3 | 1 | 0 | 0 | 0 | No | Yes | Yes | Yes | Yes | No | TRUE | 2025-03-31
GreenJoulez | Green Joulez, LLC | Zerova | AX48 | C6P7T3 | L2 | 48 | 11.5 | Yes | 2440463 | 1 | 1 | 11.5 | 1 | 0 | 0 | 0 | No | Yes | Yes | Yes | Yes | No | TRUE | 2025-03-31
KWEV | KWEV | ABB | Terra DC Wallbox |  | DCFC | 60 | 24 | No |  | 1 or 2 | 2 |  | 0 | 1 | 0 | 1 | No | Yes | Yes | Yes | No | Yes | TRUE | 2024-04-16
KWEV | KWEV | ABB | Terra 53 |  | DCFC | 80 | 50 | No |  | varies | varies |  | 0 | 0 | 0 | 1 | No | Yes | Yes | Yes | No | Yes | TRUE | 2024-04-16
KWEV | KWEV | ABB | Terra 54 |  | DCFC | 80 | 50 | No |  | up to 3 | up to 3 |  | 0 | 1 | 0 | 1 | No | Yes | Yes | Yes | No | Yes | TRUE | 2024-04-16
KWEV | KWEV | ABB | Terra 54 DC Wallbox |  | DCFC | 125 | 50 | No |  | 1 or 2 | 2 |  | 0 | 1 | 0 | 1 | No | Yes | Yes | Yes | No | Yes | TRUE | 2024-04-16
KWEV | KWEV | ABB | Terra 94 |  | DCFC | 200 | 90 | No |  | 1 or 2 | 2 |  | 0 | 1 | 0 | 1 | No | Yes | Yes | Yes | No | Yes | TRUE | 2024-04-16
KWEV | KWEV | ABB | Terra 124 |  | DCFC | 400 | 120 | No |  | 1 or 2 | 2 |  | 0 | 1 | 0 | 1 | No | Yes | Yes | Yes | No | Yes | TRUE | 2024-04-16
KWEV | KWEV | ABB | Terra HP 175 |  | DCFC | 375 | 175 | No |  | 1 or 2 | 2 |  | 0 | 1 | 0 | 1 | No | Yes | Yes | Yes | No | Yes | TRUE | 2024-04-16
KWEV | KWEV | ABB | Terra 184 |  | DCFC | 400 | 180 | No |  | 1 or 2 | 2 |  | 0 | 1 | 0 | 1 | No | Yes | Yes | Yes | No | Yes | TRUE | 2024-04-16
KWEV | KWEV | Autel | MaxiCharger (120kW-180kW-240kW) |  | DCFC | 400 | 240 | No |  | 2 | 2 | half of kW rating | 0 | 2 | 0 | 2 | No | Yes | Yes | Yes | No | Yes | TRUE | 2024-04-16
KWEV | KWEV | Autel | ADS-TEC ChargeBox (ADS-TEC DVK-HPX1122) |  | DCFC | 500 | 320 | No |  | 2 | 2 | 160 | 0 | 1 | 0 | 1 | No | Yes | Yes | Yes | No | Yes | TRUE | 2024-04-16
KWEV | KWEV | Autel | DC HiPower |  | DCFC | 300 | 480 | No |  | 2 | 2 |  | 0 | 2 | 0 | 0 | No | Yes | Yes | Yes | No | Yes | TRUE | 2024-04-16
KWEV | KWEV | BTC Power | L3#-25-###-CS |  | DCFC | 52 | 25 | No |  | 2 | 2 |  | 0 | 1 | 0 | 1 | No | Yes | Yes | Yes | No | Yes | TRUE | 2024-04-16
KWEV | KWEV | BTC Power | L3#-50-###-CS |  | DCFC | 125 | 50 | No |  | 2 | 2 |  | 0 | 1 | 0 | 1 | No | Yes | Yes | Yes | No | Yes | TRUE | 2024-04-16
KWEV | KWEV | BTC Power | L3R-100-480 |  | DCFC | 200 | 100 | No |  | 2 | 2 |  | 0 | 1 | 0 | 1 | No | Yes | Yes | Yes | No | Yes | TRUE | 2024-04-16
KWEV | KWEV | BTC Power | EVPC-200 Power Cabinet (must acquire dispensers) |  | DCFC | 200 | 150 | No |  | 2 | 2 |  | 0 | 1 | 0 | 1 | No | Yes | Yes | Yes | No | Yes | TRUE | 2024-04-16
KWEV | KWEV | BTC Power | HPCT2-150-480-* Power Cabinet |  | DCFC | 350 | 150 | No |  | 2 | 2 |  | 0 | 1 | 0 | 1 | No | Yes | Yes | Yes | No | Yes | TRUE | 2024-04-16
KWEV | KWEV | BTC Power | L3R-150-480-* |  | DCFC | 350 | 150 | No |  | 2 | 2 |  | 0 | 1 | 0 | 1 | No | Yes | Yes | Yes | No | Yes | TRUE | 2024-04-16
KWEV | KWEV | BTC Power | L3A-180-480-*** |  | DCFC | 500 | 180 | No |  | 2 | 2 |  | 0 | 1 | 0 | 1 | No | Yes | Yes | Yes | No | Yes | TRUE | 2024-04-16
KWEV | KWEV | BTC Power | HPCT2-360-480-* Power Cabinet with EVDSP-350-#-120-0-2-C-4-0 dispenser |  | DCFC | 500 | 350 | No |  | 2 | 2 |  | 0 | 1 | 0 | 1 | No | Yes | Yes | Yes | No | Yes | TRUE | 2024-04-16
KWEV | KWEV | Delta | DC Wallbox |  | DCFC | 65 | 25 | No |  | 2 | 2 |  | 0 | 1 | 0 | 0 | No | Yes | Yes | Yes | No | Yes | TRUE | 2024-04-16
KWEV | KWEV | Delta | EVDU25C4AUM |  | DCFC | 63 | 25 | No |  | 2 | 2 |  | 0 | 1 | 0 | 1 | No | Yes | Yes | Yes | No | Yes | TRUE | 2024-04-16
KWEV | KWEV | Delta | EVDU25C4BUM |  | DCFC | 63 | 25 | No |  | 2 | 2 |  | 0 | 1 | 0 | 1 | No | Yes | Yes | Yes | No | Yes | TRUE | 2024-04-16
KWEV | KWEV | Delta | EVDU25C4CUM |  | DCFC | 63 | 25 | No |  | 2 | 2 |  | 0 | 1 | 0 | 1 | No | Yes | Yes | Yes | No | Yes | TRUE | 2024-04-16
KWEV | KWEV | Delta | EVDU25U4AUM |  | DCFC | 63 | 25 | No |  | 1 | 1 |  | 0 | 1 | 0 | 0 | No | Yes | Yes | Yes | No | Yes | TRUE | 2024-04-16
KWEV | KWEV | Delta | EVDU25U4BUM |  | DCFC | 63 | 25 | No |  | 1 | 1 |  | 0 | 1 | 0 | 0 | No | Yes | Yes | Yes | No | Yes | TRUE | 2024-04-16
KWEV | KWEV | Delta | EVDU25U4CUM |  | DCFC | 63 | 25 | No |  | 1 | 1 |  | 0 | 1 | 0 | 0 | No | Yes | Yes | Yes | No | Yes | TRUE | 2024-04-16
KWEV | KWEV | Delta | City Charger 50 |  | DCFC | 125 | 50 | No |  | 2 | 2 |  | 0 | 2 | 0 | 0 | No | Yes | Yes | Yes | No | Yes | TRUE | 2024-04-16
KWEV | KWEV | Delta | EVHU503UKAA05 |  | DCFC | 63 | 50 | No |  | 2 | 2 |  | 0 | 1 | 0 | 1 | No | Yes | Yes | Yes | No | Yes | TRUE | 2024-04-16
KWEV | KWEV | Delta | EVHU503UKBA05 |  | DCFC | 63 | 50 | No |  | 2 | 2 |  | 0 | 1 | 0 | 1 | No | Yes | Yes | Yes | No | Yes | TRUE | 2024-04-16
KWEV | KWEV | Delta | City Charger 100 |  | DCFC | 200 | 100 | No |  | 2 | 2 |  | 0 | 2 | 0 | 0 | No | Yes | Yes | Yes | No | Yes | TRUE | 2024-04-16
KWEV | KWEV | Delta | Delta 100kW Charger |  | DCFC | 200 | 100 | No |  | 2 | 1 | 50 | 0 | 2 | 0 | 1 | No | Yes | Yes | Yes | No | Yes | TRUE | 2024-04-16
KWEV | KWEV | Delta | EVHU104UHAA05 |  | DCFC | 63 | 100 | No |  | 2 | 2 |  | 0 | 2 | 0 | 0 | No | Yes | Yes | Yes | No | Yes | TRUE | 2024-04-16
KWEV | KWEV | Delta | EVHU104UMAA05 |  | DCFC | 63 | 100 | No |  | 2 | 2 |  | 0 | 1 | 0 | 1 | No | Yes | Yes | Yes | No | Yes | TRUE | 2024-04-16
KWEV | KWEV | Delta | City Charger 200 |  | DCFC | 400 | 200 | No |  | 2 | 2 |  | 0 | 2 | 0 | 0 | No | Yes | Yes | Yes | No | Yes | TRUE | 2024-04-16
KWEV | KWEV | Delta | Delta 350kW Charger |  | DCFC | 500 | 350 | No |  | 2 | 2 | 175 | 0 | 2 | 0 | 0 | No | Yes | Yes | Yes | No | Yes | TRUE | 2024-04-16
KWEV | KWEV | Phihong / Zerova | DW30 |  | DCFC |  | 20 | No |  | 1 | [6 empty] | No | Yes | Yes | Yes | No | Yes | TRUE | 2024-04-16
KWEV | KWEV | Phihong / Zerova | DS60 |  | DCFC |  | 60 | No |  | 1 or 2 | 2 |  | 0 | 1 | 0 | 1 | No | Yes | Yes | Yes | No | Yes | TRUE | 2024-04-16
KWEV | KWEV | Phihong / Zerova | DS90 |  | DCFC |  | 90 | No |  | 1 or 2 | 2 | [5 empty] | No | Yes | Yes | Yes | No | Yes | TRUE | 2024-04-16
KWEV | KWEV | Phihong / Zerova | DS120 |  | DCFC |  | 120 | No |  | 1 or 2 | 2 |  | 0 | 1 | 0 | 1 | No | Yes | Yes | Yes | No | Yes | TRUE | 2024-04-16
KWEV | KWEV | Phihong / Zerova | DS150 |  | DCFC |  | 150 | No |  | 1 or 2 | 2 |  | 0 | 2 | 0 | 0 | No | Yes | Yes | Yes | No | Yes | TRUE | 2024-04-16
KWEV | KWEV | Phihong / Zerova | DS180 |  | DCFC |  | 180 | No |  | 1 or 2 | 2 |  | 0 | 2 | 0 | 0 | No | Yes | Yes | Yes | No | Yes | TRUE | 2024-04-16
KWEV | KWEV | Phihong / Zerova | DS360 |  | DCFC |  | 360 | No |  | 1 or 2 | 2 |  | 0 | 2 | 0 | 0 | No | Yes | Yes | Yes | No | Yes | TRUE | 2024-04-16
KWEV | KWEV | Star Charge | LCP-SC180 |  | DCFC | 300 | 180 | No |  | 2 | 2 | 90 | 0 | 2 | 0 | 0 | No | Yes | Yes | Yes | No | Yes | TRUE | 2024-04-16
KWEV | KWEV | Tritium | RTM50 |  | DCFC | 134 | 50 | No |  | 2 | 2 |  | 0 | 2 | 0 | 0 | No | Yes | Yes | Yes | No | Yes | TRUE | 2024-04-16
KWEV | KWEV | Tritium | ZEFNET_Tr_RTM 50 |  | DCFC | 70 | 50 | No |  | 2 | 2 |  | 0 | 1 or 2 | (Plug option from factory coming soon) | 1 or 0 | No | Yes | Yes | Yes | No | Yes | TRUE | 2024-04-16
KWEV | KWEV | Tritium | RTM75 |  | DCFC | 200 | 75 | No |  | 2 | 2 |  | 0 | 2 | 0 | 0 | No | Yes | Yes | Yes | No | Yes | TRUE | 2024-04-16
KWEV | KWEV | Tritium | RTM75 |  | DCFC | 188 | 75 | No |  | 2 | 2 |  | 0 | 1 | 0 | 1 | No | Yes | Yes | Yes | No | Yes | TRUE | 2024-04-16
KWEV | KWEV | Tritium | ZEFNET_Tr_RTM 75 |  | DCFC | 105 | 75 | No |  | 2 | 2 |  | 0 | 1 or 2 | (Plug option from factory coming soon) | 1 or 0 | No | Yes | Yes | Yes | No | Yes | TRUE | 2024-04-16
KWEV | KWEV | Tritium | PKM150 |  | DCFC | 350 | 150 | No |  | 2 | 2 |  | 0 | 2 | 0 | 0 | No | Yes | Yes | Yes | No | Yes | TRUE | 2024-04-16
KWEV | KWEV | Tritium | RT175-S |  | DCFC | 350 | 175 | No |  | 2 | 1 |  | 0 | 2 | 0 | 0 | No | Yes | Yes | Yes | No | Yes | TRUE | 2024-04-16
KWEV | KWEV | Tritium | PKM150 |  | DCFC | 400 | 360 | No |  | 2 | 2 |  | 0 | 1 | 0 | 1 | No | Yes | Yes | Yes | No | Yes | TRUE | 2024-04-16
KWEV | KWEV | ABB | Terra AC Wallbox - Terra AC W7-P8-R-CD-0 |  | L2 | 40 | 9.6 | Yes | 2381863 | 1 | 1 |  | 1 | 0 | 0 | 0 | No | Yes | Yes | Yes | Yes | No | TRUE | 2024-04-16
KWEV | KWEV | ABB | Terra AC Wallbox Charging Station |  | L2 | 80 | 19.2 | Yes | 2381863 | 1 | 1 |  | 1 | 0 | 0 | 0 | No | Yes | Yes | Yes | Yes | No | TRUE | 2024-04-16
KWEV | KWEV | Autel | Maxi US AC W7 |  | L2 | 32 | 7.68 | Yes | 2399137 | 1 | 1 |  | 1 | 0 | 0 | 0 | No | Yes | Yes | Yes | Yes | No | TRUE | 2024-04-16
KWEV | KWEV | Autel | Maxi US AC W10 |  | L2 | 40 | 9.6 | Yes | 2397552 | 1 | 1 |  | 1 | 0 | 0 | 0 | No | Yes | Yes | Yes | Yes | No | TRUE | 2024-04-16
KWEV | KWEV | Autel | Autel MaxiCharger AC Commercial 50A |  | L2 | 50 | 12 | Yes | 2397554 | 1 | 1 |  | 1 | 0 | 0 | 0 | No | Yes | Yes | Yes | Yes | No | TRUE | 2024-04-16
KWEV | KWEV | Autel | Maxi US AC W12 |  | L2 | 50 | 12 | Yes | 2397554 | 1 | 1 |  | 1 | 0 | 0 | 0 | No | Yes | Yes | Yes | Yes | No | TRUE | 2024-04-16
KWEV | KWEV | Autel | Maxi UF19C001 |  | L2 | 80 | 19.2 | Yes | 2407079 | 1 | 1 |  | 1 | 0 | 0 | 0 | No | Yes | Yes | Yes | Yes | No | TRUE | 2024-04-16
KWEV | KWEV | Autel | Maxi UF38C001 |  | L2 | 160 | 38.4 | Yes | 2406576 | 2 | 2 |  | 2 | 0 | 0 | 0 | No | Yes | Yes | Yes | Yes | No | TRUE | 2024-04-16
KWEV | KWEV | Autel | UW040 |  | DCFC | 133 | 40 | Yes | 2472800 | 2 | 2 |  | 0 | 2 | 0 | 0 | No | Yes | Yes | Yes | No | Yes | TRUE | 2024-04-16
KWEV | KWEV | Autel | UF160 |  | DCFC | 300 | 160 | Yes | 2472798 | 2 | 2 |  | 0 | 2 | 0 | 0 | No | Yes | Yes | Yes | No | Yes | TRUE | 2024-04-16
KWEV | KWEV | Autel | UF240 |  | DCFC | 300 | 240 | Yes | 2472796 | 2 | 2 |  | 0 | 2 | 0 | 0 | No | Yes | Yes | Yes | No | Yes | TRUE | 2024-04-16
KWEV | KWEV | BTC Power | EVP-1001/2-30-# |  | L2 | 30 | 7.2 | Yes | 2357143 | 2 | 2 |  | 2 | 0 | 0 | 0 | No | Yes | Yes | Yes | Yes | No | TRUE | 2024-04-16
KWEV | KWEV | BTC Power | EVP-2001/2-40-# |  | L2 | 40 | 9.6 | Yes | 2357144 | 1 | 1 |  | 1 | 0 | 0 | 0 | No | Yes | Yes | Yes | Yes | No | TRUE | 2024-04-16
KWEV | KWEV | BTC Power | EVP-2001-70-# |  | L2 | 70 | 16.8 | Yes | 2357145 | 1 | 1 |  | 1 | 0 | 0 | 0 | No | Yes | Yes | Yes | Yes | No | TRUE | 2024-04-16
KWEV | KWEV | Delta | EIAW-U11KSSU7AAA |  | L2 | 48 | 11.5 | Yes | 3398285 | 2 | 2 |  | 0 | 2 | 0 | 0 | No | Yes | Yes | Yes | Yes | No | TRUE | 2024-04-16
KWEV | KWEV | EV Box | EVBox-ELVI |  | L2 | 30 | 7.2 | Yes | 2370903 | 1 | 1 |  | 1 | 0 | 0 | 0 | No | Yes | Yes | Yes | Yes | No | TRUE | 2024-04-16
KWEV | KWEV | EvoCharge | iEVSE 32A - EVO32-310-001-ESEVO32-310-001-ES |  | L2 | 32 | 7.7 | Yes | 2369643 | 1 | 1 |  | 1 | 0 | 0 | 0 | No | Yes | Yes | Yes | Yes | No | TRUE | 2024-04-16
KWEV | KWEV | EvoCharge | iEVSE 40A - W1-1962-7PT0 |  | L2 | 40 | 9.6 | Yes | 2472803 | 1 | 1 |  | 1 | 0 | 0 | 0 | No | Yes | Yes | Yes | Yes | No | TRUE | 2024-04-16
KWEV | KWEV | EvoCharge | EvoCharge L2 Pedestal |  | L2 |  | 22.5 | Yes | 2369643 | 1 | 1 |  | 1 |  | 0 | 0 | No | Yes | Yes | Yes | Yes | No | TRUE | 2024-04-16
KWEV | KWEV | EvoCharge | EvoCharge L2 Pedestal, Dual Port |  | L2 |  | 22.5 | Yes | 2369643 | 2 |  |  | 2 |  | 0 | 0 | No | Yes | Yes | Yes | Yes | No | TRUE | 2024-04-16
KWEV | KWEV | EvoCharge | EvoCharge L2 Wall |  | L2 |  | 22.5 | Yes | 2369643 | 1 | 1 |  | 1 |  | 0 | 0 | No | Yes | Yes | Yes | Yes | No | TRUE | 2024-04-16
KWEV | KWEV | KWEV | Single Port Pedestal Commercial Charging Station | 7KW1-202*-**** | L2 | 32 | 7.6 | Yes | 3391665 | 1 | 1 | 7.6 | 1 | 0 | 0 | 0 | No | Yes | Yes | Yes | Yes | No | TRUE | 2024-04-16
KWEV | KWEV | KWEV | Single Port Wall Mount Commercial Charging Station | 7KW1-202*-**** | L2 | 32 | 7.6 | Yes | 3391665 | 1 | 1 | 7.6 | 1 | 0 | 0 | 0 | No | Yes | Yes | Yes | Yes | No | TRUE | 2024-04-16
KWEV | KWEV | KWEV | Two Single Port Cable Management Pedestal Commercial Charging Station | 7KW1-202*-**** | L2 | 32 | 7.6 | Yes | 3391665 | 2 | 2 | 7.6 | 2 | 0 | 0 | 0 | No | Yes | Yes | Yes | Yes | No | TRUE | 2024-04-16
KWEV | KWEV | KWEV | Two Single Port Pedestal Commercial Charging Station | 7KW1-202*-**** | L2 | 32 | 7.6 | Yes | 3391665 | 2 | 2 | 7.6 | 2 | 0 | 0 | 0 | No | Yes | Yes | Yes | Yes | No | TRUE | 2024-04-16
KWEV | KWEV | KWEV | Dual Port Pedestal Mount Commercial Charging Station | 11K2-202*-**** | L2 | 48 per port | 11.5 per port | Yes | 3391668 | 2 | 2 | 11.5 | 2 | 0 | 0 | 0 | No | Yes | Yes | Yes | Yes | No | TRUE | 2024-04-16
KWEV | KWEV | KWEV | Dual Port Wall Mount Commercial Charging Station | 11K2-202*-**** | L2 | 48 per port | 11.5 per port | Yes | 3391668 | 2 | 2 | 11.5 | 2 | 0 | 0 | 0 | No | Yes | Yes | Yes | Yes | No | TRUE | 2024-04-16
KWEV | KWEV | LiteOn | Intelligent (IC3) |  | L2 | 32 | 7.6 | Yes | 2349092 | 1 | 1 |  | 1 | 0 | 0 | 0 | No | Yes | Yes | Yes | Yes | No | TRUE | 2024-04-16
KWEV | KWEV | LiteOn | Smart (SC3) |  | L2 | 32 | 7.6 | Yes | 2349092 | 1 | 1 |  | 1 | 0 | 0 | 0 | No | Yes | Yes | Yes | Yes | No | TRUE | 2024-04-16
KWEV | KWEV | LiteOn | Intelligent/EX-1193-1A13 |  | L2 | 80 | 19.2 | Yes | 2381611 | 1 | 1 |  | 1 | 0 | 0 | 0 | No | Yes | Yes | Yes | Yes | No | TRUE | 2024-04-16
KWEV | KWEV | LiteOn | Smart/EX-1193-1A11 |  | L2 | 80 | 19.2 | Yes | 2381611 | 1 | 1 |  | 1 | 0 | 0 | 0 | No | Yes | Yes | Yes | Yes | No | TRUE | 2024-04-16
KWEV | KWEV | Phihong / Zerova | AX48 / AXLU111 |  | L2 | 48 | 11.5 | Yes | 2440463 | 1 | 1 |  | 1 | 0 | 0 | 0 | No | Yes | Yes | Yes | Yes | No | TRUE | 2024-04-16
KWEV | KWEV | Phihong / Zerova | AX80 |  | L2 | 80 | 19.2 | Yes | 2454358 | 1 | 1 |  | 1 | 0 | 0 | 0 | No | Yes | Yes | Yes | Yes | No | TRUE | 2024-04-16
KWEV | KWEV | Siemens | 8EM1312-5CF18-0FA3 |  | L2 | 48 | 9.6 | Yes | 2631707 | 1 | 1 |  | 1 | 0 | 0 | 0 | No | Yes | Yes | Yes | Yes | No | TRUE | 2024-04-16
KWEV | KWEV | Siemens | 8EM1315-5CG14-0GA0 |  | L2 | 48 | 9.6 | Yes | 2631712 | 1 | 1 |  | 1 | 0 | 0 | 0 | No | Yes | Yes | Yes | Yes | No | TRUE | 2024-04-16
KWEV | KWEV | Siemens | 8EM1317-5CG14-1GA2 |  | L2 | 48 | 9.6 | Yes | 2631715 | 1 | 1 |  | 1 | 0 | 0 | 0 | No | Yes | Yes | Yes | Yes | No | TRUE | 2024-04-16
KWEV | KWEV | Wallbox | Pulsar Plus 48A |  | L2 | 48 | 11.5 | Yes | 2502091 | 1 | 1 |  | 1 | 0 | 0 | 0 | No | Yes | Yes | Yes | Yes | No | TRUE | 2024-04-16
LibertyAccess | Liberty Access Technology | BTC Power | EVP-2001-30-P-0002 |  | L2 | 30 | 7.2 | Yes | 2386210 | 1 | 1 |  | 1 | 1 | 0 | 0 | Yes | Yes | Yes | Yes | Yes | No | TRUE
LibertyAccess | Liberty Access Technology | BTC Power | EVP-2001-70-P-0002 |  | L2 | 70 | 16.8 | Yes | 2357145 | 1 | 1 |  | 1 | 1 | 0 | 0 | Yes | Yes | Yes | Yes | Yes | No | TRUE
LibertyAccess | Liberty Access Technology | Enphase (ClipperCreek) | CC HCS-50 EVSE |  | L2 | 40 | 9.6 | Yes | 2344527 | 1 | 1 |  | 1 | 0 | 0 | 0 | Yes | Yes | Yes | Yes | Yes | No | TRUE
LibertyAccess | Liberty Access Technology | Enphase (ClipperCreek) | CC HCS-80 EVSE |  | L2 | 64 | 15.4 | Yes | 2344527 | 1 | 1 |  | 1 | 0 | 0 | 0 | Yes | Yes | Yes | Yes | Yes | No | TRUE
LibertyAccess | Liberty Access Technology | Enphase (ClipperCreek) | CC CS-100 EVSE |  | L2 | 80 | 19.2 | Yes | 2344527 | 1 | 1 |  | 1 | 0 | 0 | 0 | Yes | Yes | Yes | Yes | Yes | No | TRUE
LibertyAccess | Liberty Access Technology | Siemens Industry Inc | 8EM1312-5CF18-0FA3 |  | L2 | 48 | 9.6 | Yes | 2631707 | 1 | 1 |  | 1 | 0 | 0 | 0 | Yes | Yes | Yes | Yes | Yes | No | TRUE
LibertyAccess | Liberty Access Technology | Siemens Industry Inc | 8EM1315-5CG14-0GA0 |  | L2 | 48 | 9.6 | Yes | 2631712 | 1 | 1 |  | 1 | 0 | 0 | 0 | Yes | Yes | Yes | Yes | Yes | No | TRUE
LibertyAccess | Liberty Access Technology | Siemens Industry Inc | 8EM1317-5CG14-1GA2 |  | L2 | 48 | 9.6 | Yes | 2631715 | 1 | 1 |  | 1 | 0 | 0 | 0 | Yes | Yes | Yes | Yes | Yes | No | TRUE
LibertyAccess | Liberty Access Technology | ABB | Terra 53 |  | DCFC | 80 | 50 | No |  | varies | varies |  | 0 | 0 | 0 | 1 | No | Yes | Yes | Yes | No | Yes | TRUE
LibertyAccess | Liberty Access Technology | ABB | Terra 54 |  | DCFC | 80 | 50 | No |  | up to 3 | up to 3 |  | 0 | 1 | 0 | 1 | No | Yes | Yes | Yes | No | Yes | TRUE
LibertyAccess | Liberty Access Technology | BTC Power | GEN4 180 kW All-in-One (AiO) |  | DCFC | 500 | 180 | No |  | 2 | 2 |  | 0 | 1 | 0 | 1 | No | Yes | Yes | Yes | No | Yes | TRUE
LibertyAccess | Liberty Access Technology | Delta | EVDU25C4AUM |  | DCFC | 63 | 25 | No |  | 2 | 2 |  | 0 | 1 | 0 | 1 | No | Yes | Yes | Yes | No | Yes | TRUE
LibertyAccess | Liberty Access Technology | Delta | EVDU25C4BUM |  | DCFC | 63 | 25 | No |  | 2 | 2 |  | 0 | 1 | 0 | 1 | No | Yes | Yes | Yes | No | Yes | TRUE
LibertyAccess | Liberty Access Technology | Delta | EVDU25C4CUM |  | DCFC | 63 | 25 | No |  | 2 | 2 |  | 0 | 1 | 0 | 1 | No | Yes | Yes | Yes | No | Yes | TRUE
LibertyAccess | Liberty Access Technology | Delta | EVDU25U4AUM |  | DCFC | 63 | 25 | No |  | 1 | 1 |  | 0 | 1 | 0 | 0 | No | Yes | Yes | Yes | No | Yes | TRUE
LibertyAccess | Liberty Access Technology | Delta | EVDU25U4BUM |  | DCFC | 63 | 25 | No |  | 1 | 1 |  | 0 | 1 | 0 | 0 | No | Yes | Yes | Yes | No | Yes | TRUE
LibertyAccess | Liberty Access Technology | Delta | EVDU25U4CUM |  | DCFC | 63 | 25 | No |  | 1 | 1 |  | 0 | 1 | 0 | 0 | No | Yes | Yes | Yes | No | Yes | TRUE
LibertyAccess | Liberty Access Technology | Delta | EVHU503UKAA05 |  | DCFC | 63 | 50 | No |  | 2 | 2 |  | 0 | 1 | 0 | 1 | No | Yes | Yes | Yes | No | Yes | TRUE
LibertyAccess | Liberty Access Technology | Delta | EVHU503UKBA05 |  | DCFC | 63 | 50 | No |  | 2 | 2 |  | 0 | 1 | 0 | 1 | No | Yes | Yes | Yes | No | Yes | TRUE
LibertyAccess | Liberty Access Technology | Delta | EVHU104UHAA05 |  | DCFC | 63 | 100 | No |  | 2 | 2 |  | 0 | 2 | 0 | 0 | No | Yes | Yes | Yes | No | Yes | TRUE
LibertyAccess | Liberty Access Technology | Delta | EVHU104UMAA05 |  | DCFC | 63 | 100 | No |  | 2 | 2 |  | 0 | 1 | 0 | 1 | No | Yes | Yes | Yes | No | Yes | TRUE
LibertyAccess | Liberty Access Technology | Rhombus Energy Solutions | RES-DCVC60-480 |  | DCFC | 200 | 60 | No |  | 1 | 1 |  | 0 | 1 | 0 | 0 | No | Yes | Yes | Yes | No | Yes | TRUE
LibertyAccess | Liberty Access Technology | Rhombus Energy Solutions | RES-DCVC125-480 |  | DCFC | 200 | 125 | No |  | 1 | 1 |  | 0 | 1 | 0 | 0 | No | Yes | Yes | Yes | No | Yes | TRUE
Lynkwell | Lynkwell | Power Electronics | NB120 | 13215646818135 | DCFC | 300 | 120 | No |  | 1 or 2 | 2 | 60 | 0 | 2 | 0 | 0 | No | Yes | Yes | Yes | No | Yes | TRUE | 2025-03-31
Lynkwell | Lynkwell | Power Electronics | NB400 | 13215646818135 | DCFC | 500 | 400 | No |  | 2 | 2 | 200 | 0 | 2 CCS or NACS (Tesla) | 2 CCS or NACS (Tesla) | 0 | No | Yes | Yes | Yes | No | Yes | TRUE | 2025-03-31
Lynkwell | Lynkwell | ABB | Terra DC Wallbox |  | DCFC | 60 | 24 | No |  | 2 | 2 |  | 0 | 1 | 0 | 1 | No | Yes | Yes | Yes | No | Yes | TRUE
Lynkwell | Lynkwell | ABB | Terra 54/94/124/184 |  | DCFC | 200 | 180 | No |  | 2 | 2 |  | 0 | 1 | 0 | 1 | No | Yes | Yes | Yes | No | Yes | TRUE
Lynkwell | Lynkwell | ABB | Terra 175/350 HP |  | DCFC | 500 | 350 | No |  | 2 | 2 |  | 0 | 1 | 0 | 1 | No | Yes | Yes | Yes | No | Yes | TRUE
Lynkwell | Lynkwell | ADS-TEC | Chargebox |  | DCFC | 340 | 320 | No |  | 1 or 2 | 1 or 2 |  | 0 | 1 per dispenser | 0 | 0 | No | Yes | Yes | Yes | No | Yes | TRUE
Lynkwell | Lynkwell | BTC Power | L3A-180-480 |  | DCFC | 200 | 180 | No |  | 2 | 2 |  | 0 | 1 | 0 | 1 | No | Yes | Yes | Yes | No | Yes | TRUE
Lynkwell | Lynkwell | BTC Power | HPC Dispenser/Tower combo |  | DCFC | 466 | 360 | No |  | 2 | 2 |  | 0 | 1 or 2 | 0 | 0 or 1 | No | Yes | Yes | Yes | No | Yes | TRUE
Lynkwell | Lynkwell | Rhombus | RES-D3-CS |  | DCFC | 200 | 125 | No |  | up to 5 dispensers | 5 |  | 0 | 1 per dispenser | 0 | 0 | No | Yes | Yes | Yes | No | Yes | TRUE
Lynkwell | Lynkwell | Star Charge | LW301-DC180 |  | DCFC | 300 | 180 | No |  | 2 | 2 | 90kW | 0 | 2 | 0 | 0 | No | Yes | Yes | Yes | No | Yes | TRUE
Lynkwell | Lynkwell | Tritium | RTM75 |  | DCFC | 188 | 75 | No |  | 2 | 2 |  | 0 | 1 | 0 | 1 | No | Yes | Yes | Yes | No | Yes | TRUE
Lynkwell | Lynkwell | Tritium | PKM150 |  | DCFC | 400 | 360 | No |  | 2 | 2 |  | 0 | 1 | 0 | 1 | No | Yes | Yes | Yes | No | Yes | TRUE
Lynkwell | Lynkwell | InCharge | LW110-DC120 (Model #: LW110-DC120-SA-CC16) | EX-XXXXXXXXXXXXXXXXXXXX | DCFC | 300 | 120 | Pending |  | 2 | 2 | 60 | 0 | 2 | 0 | 0 | No | Yes | Yes | Yes | No | Yes | TRUE | 2025-04-25
Lynkwell | Lynkwell | Lynkwell | LW141-DC240 | DL0240************ | DCFC | 400 | 240 | Yes | 2648748 | 2 | 2 | 90 | 0 | 1 or 2 | 1 or 2 | 0 | No | Yes | Yes | Yes | No | Yes | TRUE | 2025-03-31
Lynkwell | Lynkwell | Power Electronics | NB240 | 13215646818135 | DCFC | 400 | 240 | Yes | 2631703 | 1 or 2 | 2 | 120 | 0 | 2 | 0 | 0 | No | Yes | Yes | Yes | No | Yes | TRUE | 2025-03-31
Lynkwell | Lynkwell | Lynkwell | XLynk (Model #: LW101-AC48-G) | XLYNK | L2 | 48 | 11.5 | Yes | 3626796 | 1 | 1 | 11.5 | 1 | 0 | 0 | 0 | No | Yes | Yes | Yes | Yes | No | TRUE | 2024-09-23
Lynkwell | Lynkwell | Lynkwell | LCP-ZDS120 | SN1234567890 | DCFC | 300 | 120 | Yes | 2399338 | 2 | 2 | 60 | 0 | 2 | 0 | 0 | No | Yes | Yes | Yes | Yes | Yes | TRUE | 2024-02-27
Lynkwell | Lynkwell | Lynkwell | LW301-DC180 | SN1234567890 | DCFC | 300 | 180 | Yes | 2732789 | 2 | 2 | 90 | 0 | 2 | 0 | 0 | No | No | Yes | No | No | Yes | TRUE | 2024-02-27
Lynkwell | Lynkwell | Lynkwell | LW201-AC32 |  | L2 | 32 | 7.6 | Yes | 2349092 | 1 | 1 |  | 1 | 0 | 0 | 0 | No | Yes | Yes | Yes | Yes | No | TRUE
Lynkwell | Lynkwell | Lynkwell | LW201-AC80 |  | L2 | 80 | 19.2 | Yes | 2381611 | 1 | 1 |  | 1 | 0 | 0 | 0 | No | Yes | Yes | Yes | Yes | No | TRUE
Lynkwell | Lynkwell | Lynkwell | LW401-DC200 |  | DCFC | 350 | 200 |  |  | 2 | 2 | 100 | 0 | 2 | 0 | 0 | No | Yes | Yes | Yes | No | Yes | TRUE | 2024-04-02
MatchaLabs | Matcha | Autel | Business Elite AC (Maxi US AC W12* -H -L-4G) | 8455806 | L2 | 50 | 12 | Yes | 2399135 | 1 | 1 | 12 | 1 | 0 | 0 | 0 | No | Yes | Yes | Yes | Yes | No | TRUE | 2025-03-31
MatchaLabs | Matcha | Autel | MaxiCharger AC Ultra (UF38C001) | 8455806 | L2 | 160 | 38.4 | Yes | 2406576 | 2 | 2 | 38.4 | 2 | 0 | 0 | 0 | No | Yes | Yes | Yes | Yes | No | TRUE | 2025-03-31
MatchaLabs | Matcha | Autel | MaxiCharger AC Ultra (UF38L101) | 8455806 | L2 | 160 | 38.4 | Yes | 2500047 | 2 | 2 | 38.4 | 2 | 0 | 0 | 0 | No | Yes | Yes | Yes | Yes | No | TRUE | 2025-03-31
MatchaLabs | Matcha | Wallbox | Pulsar Pro (PUP3-*1-1-6-C-*2) | 8374 | L2 | 48 | 11.52 | Yes | 3417687 | 1 | 1 | 11.52 | 1 | 0 | 0 | 0 | No | Yes | Yes | Yes | Yes | No | TRUE | 2025-03-31
MatchaLabs | Matcha | Zerova | AX48 (AXLU111001D) | V2301A315A1 | L2 | 48 | 11.52 | Yes | 2440463 | 1 | 1 | 11.52 | 1 | 0 | 0 | 0 | No | Yes | Yes | Yes | Yes | No | TRUE | 2025-03-31
MatchaLabs | Matcha | Zerova | AX80 (AXLU191001D) | V2301A315A1 | L2 | 80 | 19.2 | Yes | 2454358 | 1 | 1 | 19.2 | 1 | 0 | 0 | 0 | No | Yes | Yes | Yes | Yes | No | TRUE | 2025-03-31
Monta | Monta | XCharge | C7 | C7NE40A4CCLUWTGTRG | DCFC | 600 | 400 | No |  | 2 | 2 | 100 | 0 | 2 | 0 | 0 | No | No | No | No | No | Yes | TRUE | 2024-12-19
Monta | Monta | ABB | Terra AC Wallbox | TACW1142022G3631 | L2 | 40 | 9.6 | Yes | 2391533 | 1 | 1 | 22 | 1 | 1 | 0 | 0 | No | Yes | Yes | Yes | Yes | No | TRUE | 2024-12-19
Monta | Monta | ABB | Terra 184 | T184-IT1-3724-006 | DCFC | 230 | 180 | Yes | 2443183 | 2 | 2 | 90 | 0 | 2 | 0 | 0 | No | No | No | No | No | Yes | TRUE | 2024-12-19
Monta | Monta | Autel | MaxiCharger | AL0012A1GP2V034425 | L2 | 50 | 9.6 | Yes | 2397552 | 1 | 1 |  | 1 | 0 | 0 | 0 | No | Yes | Yes | Yes | Yes | No | TRUE | 2024-12-19
Monta | Monta | Autel | MaxiCharger DC Fast | DE0240B1GP2C00038K | DCFC | 300 | 240 | Yes | 2472796 | 2 | 2 | 120 | 0 | 2 | 0 | 0 | No | No | No | No | No | Yes | TRUE | 2024-12-19
Monta | Monta | LiteOn | IC32A | 1EC4-1-2130-00320 | L2 | 32 | 11 | Yes | 2349092 | 1 | 1 | 11 | 1 | 0 | 0 | 0 | No | Yes | Yes | Yes | Yes | No | TRUE | 2024-12-19
Monta | Monta | Wallbox | Pulsar Plus | 301221 | L2 | 48 | 11.52 | Yes | 3417687 | 1 | 1 |  | 1 | 0 | 0 | 0 | No | Yes | Yes | Yes | Yes | No | TRUE | 2024-12-19
Monta | Monta | XCharge | C6AM90CC | XC-C6E15BCC24BZAYMEDC | DCFC | 300 | 95 | Yes | 2635744 | 2 | 2 | 45 | 0 | 2 | 0 | 0 | No | No | No | No | No | Yes | TRUE | 2024-12-19
Monta | Monta | Zerova | AXLU | V2229A182A0 | L2 | 48 | 11 | Yes | 2440463 | 1 | 1 | 11 | 1 | 0 | 0 | 0 | No | Yes | Yes | Yes | Yes | No | TRUE | 2024-12-19
OK2Charge | OK2Charge | ABB | Terra AC | TACW#######P#### | L2 | 32 | 7.6 | Yes | 2381863 | 1 | 1 |  | 1 | 0 | TBD | N/A | Yes | Yes | Yes | Yes | Yes | No | TRUE | 2024-05-31
OK2Charge | OK2Charge | ABB | Terra AC Wallbox - Terra AC W7-P8-R-CD-0 | TACW#######P#### | L2 | 40 | 9.6 | Yes | 2381863 | 1 | 1 |  | 1 | 0 | 0 | 0 | Yes | Yes | Yes | Yes | Yes | No | TRUE | 2024-05-31
OK2Charge | OK2Charge | ABB | Terra AC Wallbox Charging Station | TACW#######P#### | L2 | 80 | 19.2 | Yes | 2381863 | 1 | 1 |  | 1 | 0 | 0 | 0 | Yes | Yes | Yes | Yes | Yes | No | TRUE | 2024-05-31
OK2Charge | OK2Charge | Siemens Industry Inc | 8EM1312-5CF18-0FA3 | WBAT##X### | L2 | 48 | 9.6 | Yes | 2631707 | 1 | 1 | 11.5 | 1 | 0 | 0 | 0 | Yes | Yes | Yes | Yes | Yes | No | TRUE | 2024-05-31
OK2Charge | OK2Charge | Siemens Industry Inc | 8EM1315-5CG14-0GA0 | WBAT##X### | L2 | 48 | 9.6 | Yes | 2631712 | 1 | 1 | 9.6 | 1 | 0 | 0 | 0 | Yes | Yes | Yes | Yes | Yes | No | TRUE | 2024-05-31
OK2Charge | OK2Charge | Siemens Industry Inc | 8EM1317-5CG14-1GA2 | WBAT##X### | L2 | 48 | 9.6 | Yes | 2631715 | 1 | 1 | 9.6 | 1 | 0 | 0 | 0 | Yes | Yes | Yes | Yes | Yes | No | TRUE | 2024-05-31
OK2Charge | OK2Charge | Zerova | AX48 | AXXX###1D1X# | L2 | 48 | 11.5 | Yes | 2440463 | 1 | 1 | 11.5 | 1 | 0 | 0 or 1 | 0 | Yes | Yes | Yes | Yes | Yes | No | TRUE | 2024-05-31
OK2Charge | OK2Charge | Zerova | AX Series - AXLU191001D | AXXX###1D1X# | L2 | 48 | 11.52 | Yes | 2454358 | 1 | 1 |  | 1 | 0 | 0 | 0 | Yes | Yes | Yes | Yes | Yes | No | TRUE | 2024-05-31
OK2Charge | OK2Charge | Zerova | AX80 | AXXX###1D1X# | L2 | 80 | 19.2 | Yes | 2454358 | 1 | 1 | 19.2 | 1 | 0 | 0 or 1 | 0 | Yes | Yes | Yes | Yes | Yes | No | TRUE | 2024-05-31
OK2Charge | OK2Charge | ABB | Terra 53 |  | DCFC | 80 | 50 | No |  | varies | varies |  | 0 | 0 | 0 | 1 | No | No | No | Yes | No | Yes | TRUE | 2024-05-31
OK2Charge | OK2Charge | ABB | Terra 53 CJ UL |  | DCFC | 240 | 50 | No |  | 2 | 2 |  | 0 | 2 | 0 | 0 | No | No | No | Yes | No | Yes | TRUE | 2024-05-31
OK2Charge | OK2Charge | ABB | Terra 54 |  | DCFC | 80 | 50 | No |  | up to 3 | up to 3 |  | 0 | 1 | 0 | 1 | No | No | No | Yes | No | Yes | TRUE | 2024-05-31
OK2Charge | OK2Charge | ABB | Terra 54 DC Wallbox |  | DCFC | 125 | 50 | No |  | 1 or 2 | 2 |  | 0 | 1 | 0 | 1 | No | No | No | Yes | No | Yes | TRUE | 2024-05-31
OK2Charge | OK2Charge | ABB | Terra 54 UL DC |  | DCFC | 240 | 50 | No |  | 2 | 2 |  | 0 | 2 | 0 | 0 | No | No | No | Yes | No | Yes | TRUE | 2024-05-31
OK2Charge | OK2Charge | ABB | Terra 94 |  | DCFC | 200 | 90 | No |  | 1 or 2 | 2 |  | 0 | 1 | 0 | 1 | No | No | No | Yes | No | Yes | TRUE | 2024-05-31
OK2Charge | OK2Charge | ABB | Terra 124 |  | DCFC | 400 | 120 | No |  | 1 or 2 | 2 |  | 0 | 1 | 0 | 1 | No | No | No | Yes | No | Yes | TRUE | 2024-05-31
OK2Charge | OK2Charge | ABB | Terra HP 175 |  | DCFC | 375 | 175 | No |  | 1 or 2 | 2 |  | 0 | 1 | 0 | 1 | No | No | No | Yes | No | Yes | TRUE | 2024-05-31
OK2Charge | OK2Charge | ABB | Terra 184 |  | DCFC | 400 | 180 | No |  | 1 or 2 | 2 |  | 0 | 1 | 0 | 1 | No | No | No | Yes | No | Yes | TRUE | 2024-05-31
OK2Charge | OK2Charge | ABB | Terra 54/94/124/184 |  | DCFC | 200 | 180 | No |  | 2 | 2 |  | 0 | 1 | 0 | 1 | No | No | No | Yes | No | Yes | TRUE | 2024-05-31
OK2Charge | OK2Charge | ABB | Terra 175/350 HP |  | DCFC | 500 | 350 | No |  | 2 | 2 |  | 0 | 1 | 0 | 1 | No | No | No | Yes | No | Yes | TRUE | 2024-05-31
OK2Charge | OK2Charge | ABB | Terra HP 350 |  | DCFC | 500 | 350 | No |  | 2 | 2 |  | 0 | 2 | 0 | 0 | No | No | No | Yes | No | Yes | TRUE | 2024-05-31
OK2Charge | OK2Charge | ABB | Terra 360 |  | DCFC | 500 | 360 | No |  | 2 | 2 |  | 0 | 2 | 0 | 0 | No | No | No | Yes | No | Yes | TRUE | 2024-05-31
OK2Charge | OK2Charge | ABB | ZEFNET_ABB_Terra 124 |  | DCFC | 200A or 300A options for CCS | 120 | No |  | 2 | 2 |  | 0 | 1 or 2 | 0 | 1 or 0 | No | No | No | Yes | No | Yes | TRUE | 2024-05-31
OK2Charge | OK2Charge | ABB | ZEFNET_ABB_Terra 184 |  | DCFC | 200A or 300A options for CCS | 180 | No |  | 2 | 2 |  | 0 | 1 or 2 | 0 | 1 or 0 | No | No | No | Yes | No | Yes | TRUE | 2024-05-31
OK2Charge | OK2Charge | ABB | Terra DC Wallbox |  | DCFC | 60 | 22.5 | No |  | 1 or 2 | 1 | 22.5kW | 0 | 1 | 0 | 1 | No | No | No | Yes | No | Yes | TRUE | 2024-05-31
OK2Charge | OK2Charge | ABB | ZEFNET_ABB Wallbox_1P_C |  | DCFC | 60 | 22.5 | No |  | 1 | 1 |  | 0 | 1 | 0 | 0 | No | No | No | Yes | No | Yes | TRUE | 2024-05-31
OK2Charge | OK2Charge | ABB | ZEFNET_ABB Wallbox_3P_C |  | DCFC | 60 | 22.5 | No |  | 1 | 1 |  | 0 | 1 | 0 | 0 | No | No | No | Yes | No | Yes | TRUE | 2024-05-31
OK2Charge | OK2Charge | ABB | ZEFNET_ABB Wallbox_1P_CJ |  | DCFC | 60 | 24 | No |  | 2 | 1 |  | 0 | 1 or 2 | 0 | 1 or 0 | No | No | No | Yes | No | Yes | TRUE | 2024-05-31
OK2Charge | OK2Charge | ABB | ZEFNET_ABB Wallbox_3P_CJ |  | DCFC | 60 | 24 | No |  | 2 | 1 |  | 0 | 1 or 2 | 0 | 1 or 0 | No | No | No | Yes | No | Yes | TRUE | 2024-05-31
OK2Charge | OK2Charge | ABB | Terra 54 DC |  | DCFC | 105amp on 480 | 50 | No |  | 2 | 1 |  | 1 | 1 | 1 | 1 | No | No | No | Yes | No | Yes | TRUE | 2024-05-31
OK2Charge | OK2Charge | ABB | ZEFNET_ABB_Terra 54V |  | DCFC | 200A on CCS | 50 | No |  | 2 | 1 |  | 0 | 1 | 0 | 1 or 0 | No | No | No | Yes | No | Yes | TRUE | 2024-05-31
OK2Charge | OK2Charge | ABB | ZEFNET_ABB_Terra 94 |  | DCFC | 200A or 300A options for CCS | 90 | No |  | 2 | 1 |  | 0 | 1 | 0 | 1 or 0 | No | No | No | Yes | No | Yes | TRUE | 2024-05-31
OK2Charge | OK2Charge | Zerova | DS60 | DSWU60#XXXX#XX | DCFC | 100 | 60 | No |  | 2 | 2 |  | 0 | 1 | 0 | 1 | No | No | No | Yes | No | Yes | TRUE | 2024-05-31
OK2Charge | OK2Charge | Zerova | DS120 | DSWU12#XXXX#XX | DCFC | 200 | 120 | No |  | 2 | 2 |  | 0 | 1 | 0 | 1 | No | No | No | Yes | No | Yes | TRUE | 2024-05-31
OK2Charge | OK2Charge | Zerova | DS180 | DSWU18#XXXX#XX | DCFC | 300 | 180 | No |  | 2 | 2 |  | 0 | 1 | 0 | 1 | No | No | No | Yes | No | Yes | TRUE | 2024-05-31
OK2Charge | OK2Charge | Zerova | DO Series |  | DCFC |  | 360 | No |  | 2 | 2 | 360 | 0 | 1 or 2 | 0 | 0 or 1 | No | No | No | Yes | No | Yes | TRUE | 2024-05-31
OK2Charge | OK2Charge | Zerova | DW30 |  | DCFC | 63amp on 480 | 30 | No | 2399340 | 2 | 1 |  | 1 | 1 | 1 | 1 | No | No | No | Yes | No | Yes | TRUE | 2024-05-31
PowerPump | PowerPump | PowerPump | AC5500 |  | L2 | 40 | 10 | Yes | 2404175 | 1 | 1 | 10 | 1 | 0 | 0 | 0 | Yes | Yes | Yes | No | No | No | TRUE
PowerPump | PowerPump | PowerPump | DC30 |  | DCFC | 100 | 30 | No |  | 1 | 1 | 30 | 0 | 1 | 0 | 0 | No | No | Yes | Yes | No | Yes | TRUE
PowerPump | PowerPump | PowerPump | DC60 |  | DCFC | 125 | 60 | No |  | 2 | 2 | 30 | 0 | 2 | 0 | 0 | No | No | Yes | Yes | No | Yes | TRUE
PowerPump | PowerPump | PowerPump | DC120 |  | DCFC | 250 | 120 | No |  | 2 | 2 | 60 | 0 | 2 | 0 | 0 | No | No | Yes | Yes | No | Yes | TRUE
PowerPump | PowerPump | PowerPump | DC120-C |  | DCFC | 250 | 120 | No |  | 2 | 2 | 60 | 0 | 1 | 0 | 1 | No | No | Yes | Yes | No | Yes | TRUE
PowerPump | PowerPump | PowerPump | DC150 |  | DCFC | 250 | 150 | No |  | 2 | 2 | 75 | 0 | 2 | 0 | 0 | No | No | Yes | Yes | No | Yes | TRUE
PowerPump | PowerPump | PowerPump | DC150-C |  | DCFC | 250 | 150 | No |  | 2 | 2 | 75 | 0 | 1 | 0 | 1 | No | No | Yes | Yes | No | Yes | TRUE
PowerPump | PowerPump | PowerPump | DC180 |  | DCFC | 250 | 180 | No |  | 2 | 2 | 90 | 0 | 2 | 0 | 0 | No | No | Yes | Yes | No | Yes | TRUE
PowerPump | PowerPump | PowerPump | DC180-C |  | DCFC | 250 | 180 | No |  | 2 | 2 | 90 | 0 | 1 | 0 | 1 | No | No | Yes | Yes | No | Yes | TRUE
PowerPump | PowerPump | PowerPump | DC300 |  | DCFC | 400 | 300 | No |  | 2 | 2 | 150 | 0 | 2 | 0 | 0 | No | No | Yes | Yes | No | Yes | TRUE
PowerPump | PowerPump | PowerPump | ACLF Series | 632275 | L2 | 100 | 22 | Yes | 1147658 | 2 | 2 | 12 | 2 | 0 | 0 | 0 | No | Yes | Yes | Yes | Yes | No | TRUE | 2024-08-07
RedE | Red E | Autel | MaxiCharger AC Pro 80a | UW19C002 | L2 | 80 | 19.2 | Yes | 3619605 | 1 | 1 | na | 1 | 0 | 0 | 0 | Yes | Yes | Yes | Yes | Yes | No | TRUE | 2025-01-21
RedE | Red E | Autel | MaxiCharger 50 | AL1234567890123456 | L2 | 50 | 12 | Yes | 2399139 | 1 | 1 | 12 | 1 | 0 | 1 | 0 | Yes | Yes | Yes | Yes | Yes | No | TRUE | 2024-12-05
RedE | Red E | Autel | MaxiCharger 80 | AL1234567890123456 | L2 | 80 | 19.2 (per port) | Yes | UF38C001 | 2024-01-02 | 2024-01-02 | 19.2 | 2024-01-02 | 0 | 2024-01-02 | 0 | Yes | Yes | Yes | Yes | Yes | No | TRUE | 2024-12-05
RedE | Red E | Autel | HighPower 320-640 | DL12345092340589029 | DCFC | 650 | 640 | Pending |  | 2 | 2 | 640 | 0 | 2024-01-02 | 2024-01-02 | 0 | No | Yes | Yes | Yes | No | Yes | TRUE | 2024-12-05
RedE | Red E | Autel | MaxiCharger 60-240 | DL12345092340589029 | DCFC | 400 | 240 | Yes | 2472796 | 2 | 2 | 240 | 0 | 2024-01-02 | 2024-01-02 | 0 | No | Yes | Yes | Yes | No | Yes | TRUE | 2024-12-05
RedE | Red E | Autel | MaxiCharger 40 | DL12345092340589029 | DCFC | 300 | 40 | Yes | 2472800 | 2 | 2 | 40 | 0 | 2024-01-02 | 2024-01-02 | 0 | No | Yes | Yes | Yes | No | Yes | TRUE | 2024-12-05
StayNCharge | Stay-N-Charge | Joint | JNT-EVC10/48AC |  | L2 | 48 | 11.5 | Yes | 2394903 | 1 | 1 |  | 1 | 0 | 0 | 0 | No | Yes | Yes | Yes | Yes | No | TRUE
StayNCharge | Stay-N-Charge | Joint | JNT-EVC10/80AC |  | L2 | 80 | 19.2 | Yes | 2404726 | 1 | 1 |  | 1 | 0 | 0 | 0 | No | Yes | Yes | Yes | Yes | No | TRUE
SWTCH | SWTCH | Autel | MaxiCharger DC Fast 80 kW | DL0120************ | DCFC | 220 | 80 | No |  | 1 or 2 | 1 for single port version, 2 for dual port version | 80 for single port version, 40 for dual port version | 0 | 1 or 2 | 0 | 1 is optional with the dual port version | No | Yes | Yes | Yes | No | Yes | TRUE | 2024-06-24
SWTCH | SWTCH | Autel | MaxiCharger DC Fast 100 kW | DL0120************ | DCFC | 220 | 100 | No |  | 1 or 2 | 1 for single port version, 2 for dual port version | 100 for single port version, 50 for dual port version | 0 | 1 or 2 | 0 | 1 is optional with the dual port version | No | Yes | Yes | Yes | No | Yes | TRUE | 2024-06-24
SWTCH | SWTCH | Autel | MaxiCharger DC Fast 140 kW | DL0240************ | DCFC | 300 | 140 | No |  | 1 or 2 | 1 for single port version, 2 for dual port version | 140 for single port version, 70 for dual port version | 0 | 1 or 2 | 0 | 1 is optional with the dual port version | No | Yes | Yes | Yes | No | Yes | TRUE | 2024-06-24
SWTCH | SWTCH | Autel | MaxiCharger DC Fast 200 kW | DL0240************ | DCFC | 300 | 200 | No |  | 1 or 2 | 1 for single port version, 2 for dual port version | 200 for single port version, 100 for dual port version | 0 | 1 or 2 | 0 | 1 is optional with the dual port version | No | Yes | Yes | Yes | No | Yes | TRUE | 2024-06-24
SWTCH | SWTCH | Autel | MaxiCharger DC Fast 220 kW | DL0240************ | DCFC | 300 | 220 | No |  | 1 or 2 | 1 for single port version, 2 for dual port version | 220 for single port version, 110 for dual port version | 0 | 1 or 2 | 0 | 1 is optional with the dual port version | No | Yes | Yes | Yes | No | Yes | TRUE | 2024-06-24
SWTCH | SWTCH | Autel | DC HiPower | DL**************** | DCFC | 400 for boost dispenser, 650 for liquid cooling dispenser | 240 for air cooling dispenser, 480 for liquid cooling dispenser (however, DC HiPowers are sold as a whole charging system in 320, 480, or 640kW output options) | No |  | 2, 4, 6, or 8 | all ports can charge simultaneously | If all connectors are in use the minimum is 80 kW per plug. | 0 | 2, 4, 6, or 8 | 0 | 1 is optional with boost dispenser | No | Yes | Yes | Yes | No | Yes | TRUE | 2024-06-24
SWTCH | SWTCH | Phihong | CE, DS 60 Series |  | DCFC |  | 60 | No |  | 2 | 2 | 30 | 0 | 1 or 2 | 0 | 0 or 1 | No | No | No | No | No | Yes | TRUE
SWTCH | SWTCH | Phihong | UL, DS 60 Series |  | DCFC |  | 60 | No |  | 2 | 2 | 30 | 0 | 1 or 2 | 0 | 0 or 1 | No | No | No | No | No | Yes | TRUE
SWTCH | SWTCH | Zerova | DO Series |  | DCFC |  | 360 | No |  | 2 | 2 | 360 | 0 | 1 or 2 | 0 | 0 or 1 | No | No | No | No | No | Yes | TRUE
SWTCH | SWTCH | LG | 11 kW AC Wallbox (Model #: EVW011SK-SN) | LGE12346 | L2 | 48 | 11 | Yes | 2930651 | 1 | 1 | 11 | 1 | 0 | 0 | 0 | No | Yes | Yes | Yes | Yes | No | TRUE | 2025-02-28
SWTCH | SWTCH | Autel | MaxiCharger AC Elite Business | AL0012************ | L2 | 50 | 12 | Yes | 2399139 | 1 | 0 | 0 | 1 | 0 | 0 | 0 | No | Yes | Yes | Yes | Yes | No | TRUE | 2024-06-24
SWTCH | SWTCH | Autel | MaxiCharger AC Ultra Single Port | AL0019************ | L2 | 80 | 19.2 | Yes | 2500043 | 1 | 0 | 0 | 1 | 0 | 0 | 0 | No | Yes | Yes | Yes | Yes | No | TRUE | 2024-06-24
SWTCH | SWTCH | Autel | MaxiCharger AC Ultra Single Port | AL0019************ | L2 | 80 | 19.2 | Yes | 2407079 | 1 | 0 | 0 | 1 | 0 | 0 | 0 | No | Yes | Yes | Yes | Yes | No | TRUE | 2024-06-24
SWTCH | SWTCH | Autel | MaxiCharger AC Ultra Dual Port | AL0038************ | L2 | 160 | 38.4 | Yes | 2500047 | 2 | 0 | 0 | 2 | 0 | 0 | 0 | No | Yes | Yes | Yes | Yes | No | TRUE | 2024-06-24
SWTCH | SWTCH | Autel | MaxiCharger AC Ultra Dual Port | AL0038************ | L2 | 160 | 38.4 | Yes | 2406576 | 2 | 0 | 0 | 2 | 0 | 0 | 0 | No | Yes | Yes | Yes | Yes | No | TRUE | 2024-06-24
SWTCH | SWTCH | Autel | MaxiCharger DC Compact | DL0040************ | DCFC | 133 | 40 | Yes | 2472800 | 1 or 2 | 1 for single port version, 2 for dual port version | 40 for single port version, 20 for dual port version | 0 | 1 or 2 | 0 | 1 is optional with the dual port version | No | Yes | Yes | Yes | No | Yes | TRUE | 2024-06-24
SWTCH | SWTCH | Autel | MaxiCharger DC Fast 60 kW | DL0120************ | DCFC | 220 | 60 | Yes | 2502086 | 1 or 2 | 1 for single port version, 2 for dual port version | 60 for single port version, 30 for dual port version | 0 | 1 or 2 | 0 | 1 is optional with the dual port version | No | Yes | Yes | Yes | No | Yes | TRUE | 2024-06-24
SWTCH | SWTCH | Autel | MaxiCharger DC Fast 120 kW | DL0120************ | DCFC | 220 | 120 | Yes | 2507637 | 1 or 2 | 1 for single port version, 2 for dual port version | 120 for single port version, 60 for dual port version | 0 | 1 or 2 | 0 | 1 is optional with the dual port version | No | Yes | Yes | Yes | No | Yes | TRUE | 2024-06-24
SWTCH | SWTCH | Autel | MaxiCharger DC Fast 160 kW | DL0240************ | DCFC | 300 | 160 | Yes | 2472798 | 1 or 2 | 1 for single port version, 2 for dual port version | 160 for single port version, 80 for dual port version | 0 | 1 or 2 | 0 | 1 is optional with the dual port version | No | Yes | Yes | Yes | No | Yes | TRUE | 2024-06-24
SWTCH | SWTCH | Autel | MaxiCharger DC Fast 180 kW | DL0240************ | DCFC | 300 | 180 | Yes | 2648748 | 1 or 2 | 1 for single port version, 2 for dual port version | 180 for single port version, 90 for dual port version | 0 | 1 or 2 | 0 | 1 is optional with the dual port version | No | Yes | Yes | Yes | No | Yes | TRUE | 2024-06-24
SWTCH | SWTCH | Autel | MaxiCharger DC Fast 240 kW | DL0240************ | DCFC | 300 | 240 | Yes | 2472796 | 1 or 2 | 1 for single port version, 2 for dual port version | 240 for single port version, 120 for dual port version | 0 | 1 or 2 | 0 | 1 is optional with the dual port version | No | Yes | Yes | Yes | No | Yes | TRUE | 2024-06-24
SWTCH | SWTCH | Autel | Autel MaxiCharger AC Commercial 50A |  | L2 | 50 | 12 | Yes | 2397554 | 1 | 1 | 1 | 1 | 0 | 0 | 0 | No | Yes | Yes | Yes | Yes | No | TRUE
SWTCH | SWTCH | Joint Tech (Joint)/BreezEV | JNT - EVC10 |  | L2 | 48, 40, 32, 16 | 11.5 | Yes | 2404726 | 1 | 1 |  | 1 | 0 | 0 | 0 | No | Yes | Yes | Yes | Yes | No | TRUE
SWTCH | SWTCH | LiteOn | Intelligent (IC3) |  | L2 | 32 | 7.6 | Yes | 2349092 | 1 | 1 |  | 1 | 0 | 0 | 0 | No | Yes | Yes | Yes | Yes | No | TRUE
SWTCH | SWTCH | LiteOn | Smart (SC3) |  | L2 | 32 | 7.6 | Yes | 2349092 | 1 | 1 |  | 1 | 0 | 0 | 0 | No | Yes | Yes | Yes | Yes | No | TRUE
SWTCH | SWTCH | LiteOn | Intelligent/EX-1193-1A13 |  | L2 | 80 | 19.2 | Yes | 2381611 | 1 | 1 |  | 1 | 0 | 0 | 0 | No | Yes | Yes | Yes | Yes | No | TRUE
SWTCH | SWTCH | LiteOn | Smart/EX-1193-1A11 |  | L2 | 80 | 19.2 | Yes | 2381611 | 1 | 1 |  | 1 | 0 | 0 | 0 | No | Yes | Yes | Yes | Yes | No | TRUE
SWTCH | SWTCH | Phihong | AXLU111 |  | L2 | 48 | 11 | Yes | 2386210 | 1 | 1 |  | 1 | 0 | 0 | 0 | No | Yes | Yes | Yes | Yes | No | TRUE
Tesla | Tesla | Tesla | V3 Supercharger |  | DCFC | 350 | 250 | No |  | 1 | 1 | 250 | 0 | 1 | 1 | 0 | No | No | No | No | No | Yes | TRUE
Tesla | Tesla | Tesla | V4 Supercharger |  | DCFC | 615 | 250 | Pending |  | 1 | 1 | 250 | 0 | 1 | 1 | 0 | No | No | No | No | No | Yes | TRUE
Wevo | Wevo Energy | Autel | Maxi Charger AC Elite Gen 1 | AL0012A1GPCVXXXX | L2 | 50 | 12 | Yes | 2399139 | 1 | N/A | N/A | 1 | N/A | 1 | N/A | Yes | Yes | Yes | Yes | Yes | N/A | TRUE | 2024-04-24
Wevo | Wevo Energy | Autel | Maxi Charger AC Elite Gen 2 | AL0012A1GPCVXXXX | L2 | 80 | 19.2 | Yes | 2399139 | 1 | N/A | N/A | 1 | N/A | 1 | N/A | Yes | Yes | Yes | Yes | Yes | N/A | TRUE | 2024-04-24
Wevo | Wevo Energy | Autel | Maxi Charger AC Ultra | AL0012A1GPCVXXXX | L2 | 80 | 19.2 | Yes | 2500047 | 2 | 2 | 19.2 | 2 | N/A | 0 | N/A | Yes | Yes | Yes | Yes | Yes | N/A | TRUE | 2024-04-24
Wevo | Wevo Energy | Wallbox | Supernova |  | DCFC | 350 | 180 | Pending |  | 2 | 2 | 90 kW | 0 | 2 | In process | 0 | No | Yes | Yes | Yes | No | Yes | TRUE | 2024-04-05
Wevo | Wevo Energy | Autel | Maxi Charger HiPower | DL0240B1GR1VXXXXX | DCFC | 650 | 640 | N/A | N/A | 2 | 2 | 320 | N/A | 2 | 2 | N/A | No | N/A | Yes | Yes | N/A | Yes | TRUE | 2024-04-24
Wevo | Wevo Energy | Autel | Maxi Charger MCS | DL0240B1GR1VXXXXX | DCFC | 1500 | 1200 | N/A | N/A | 1 | N/A | N/A | N/A | N/A | N/A | N/A | No | N/A | Yes | Yes | N/A | Yes | TRUE | 2024-04-24
Wevo | Wevo Energy | ABB | Terra 54 DC |  | DCFC | 105amp on 480 | 50 | No |  | 2 | 1 |  | 1 | 1 | 1 | 1 | No | Yes | Yes | Yes | Yes | Yes | TRUE
Wevo | Wevo Energy | Tritium | TRI93-50-01 |  | DCFC | 105amp on 480 | 50 | No |  | 2 | 1 |  | 1 | 1 | 1 | 1 | No | Yes | Yes | Yes | Yes | Yes | TRUE
Wevo | Wevo Energy | Zerova | DW30 |  | DCFC | 63amp on 480 | 30 | No | 2399340 | 2 | 1 |  | 1 | 1 | 1 | 1 | No | Yes | Yes | Yes | Yes | Yes | TRUE
Wevo | Wevo Energy | LiteOn | PowerCharge Pro Lighting | PL20DPN-CR | L2 | 32 | 7.6 | Yes | 2382717 | 1 | 1 |  | 1 | N/A | N/A | N/A | No | Yes | Yes | Yes | Yes | N/A | TRUE | 2024-06-03
Wevo | Wevo Energy | Tritium | RTM50 |  | DCFC | 150 | 50 | Yes |  | 2 | 2 |  | N/A | 1 |  | 1 | No | Yes | Yes | Yes | N/A | Yes | TRUE | 2024-06-03
Wevo | Wevo Energy | Autel | Maxi Charger DCFC Compact | DL0240B1GR1VXXXXX | DCFC | 133 | 40 | Yes | 2472800 | 2 | 2 | 20 | N/A | 2 | 0 | 2 | No | Yes | Yes | Yes | N/A | Yes | TRUE | 2024-04-24
Wevo | Wevo Energy | Autel | Maxi Charger DCFC | DL0240B1GR1VXXXXX | DCFC | 400 | 240 | Yes | 2507637 | 2 | 2 | 120 | N/A | 2 | 2 | 2 | No | Yes | Yes | Yes | N/A | Yes | TRUE | 2024-04-24
Wevo | Wevo Energy | Wallbox | Pulsar Pro |  | L2 | 48 | 11.52 | Yes | 3417687 | 1 | 1 |  | 1 | 0 | In process | 0 | No | Yes | Yes | Yes | Yes | No | TRUE | 2024-04-05
Wevo | Wevo Energy | ABB | Terra AC |  | L2 | 32 | 7.6 | Yes | 2381863 | 1 | 1 |  | 1 | 0 | TBD | N/A | No | Yes | Yes | Yes | Yes | No | TRUE
Wevo | Wevo Energy | EVOCharge (Liteon) | iEVSE & iEVSE Plus 32 |  | L2 | 32 | 7.6 | Yes | 2369643 | 1 | 1 |  | 1 | 0 | TBD | N/A | No | Yes | Yes | Yes | Yes | No | TRUE
Wevo | Wevo Energy | EVOCharge (Liteon) | iEVSE & IEVSE Plus 40 |  | L2 | 40 | 9.6 | Yes | 2472804 | 1 | 1 |  | 1 | 0 | TBD | N/A | No | Yes | Yes | Yes | Yes | No | TRUE
Wevo | Wevo Energy | Joint Tech | EVC10 |  | L2 | 1 - 48 | 11.52 | Yes | 2394903 | 1 | 1 |  | 1 | 0 | TBD | N/A | No | Yes | Yes | Yes | Yes | No | TRUE
Wevo | Wevo Energy | Joint Tech | EVC11 |  | L2 | 1 - 48 | 11.52 | Yes | 2394903 | 1 | 1 |  | 1 | 0 | TBD | N/A | No | Yes | Yes | Yes | No | No | TRUE
Wevo | Wevo Energy | LiteOn | IC3 SC3 |  | L2 | 32 | 7.6 | Yes | 2349092 | 1 | 1 |  | 1 | 0 | TBD | N/A | No | Yes | Yes | Yes | Yes | No | TRUE
Wevo | Wevo Energy | LiteOn | SC340, IC340 |  | L2 | 40 | 9.6 | Yes | 2395398 | 1 | 1 |  | 1 | 0 | TBD | N/A | No | Yes | Yes | Yes | Yes | No | TRUE
Wevo | Wevo Energy | LiteOn | SC48A, IC48A |  | L2 | 48 | 11.52 | Yes | 2668592, 2406244 | 1 | 1 |  | 1 | 0 | TBD | N/A | No | Yes | Yes | Yes | Yes | No | TRUE
Wevo | Wevo Energy | LiteOn | SC80A, IC80A |  | L2 | 80 | 19.2 | Yes | 2670603, 2407947 | 1 | 1 |  | 1 | 0 | TBD | N/A | No | Yes | Yes | Yes | Yes | No | TRUE
Wevo | Wevo Energy | Powercharge (liteon) | Energy Series, Commercial |  | L2 | 32 | 7.6 | Yes | 2382717 | 1 | 1 |  | 1 | 0 | TBD | N/A | No | Yes | Yes | Yes | Yes | No | TRUE
Wevo | Wevo Energy | Star Charge | Titan, DC1800AN116** |  | DCFC | 375amp on 480 | 180 | Yes | 2732789 | 2 | 2 | 90 kW | 1 | 1 | 1 | 1 | No | Yes | Yes | Yes | Yes | Yes | TRUE
Wevo | Wevo Energy | Star Charge | Neptune, DC2400AN***** |  | DCFC | 500amp on 480 | 240 | Yes | 2508239 | 2 | 2 | 120 kW | 1 | 1 | 1 | 1 | No | Yes | Yes | Yes | Yes | Yes | TRUE
Wevo | Wevo Energy | Wallbox | Pulsar Plus |  | L2 | 48 | 11.52 | Yes | 2502091, 2635845 | 1 | 1 |  | 1 | 0 | TBD | N/A | No | Yes | Yes | Yes | Yes | No | TRUE
Wevo | Wevo Energy | Zerova | AX48 |  | L2 | 48 | 11.52 | Yes | 2740371 | 1 | 1 |  | 1 | 0 | TBD | N/A | No | Yes | Yes | Yes | Yes | No | TRUE
Wevo | Wevo Energy | Zerova | AX80 |  | L2 | 80 | 19.2 | Yes | 2454358 | 1 | 1 |  | 1 | 0 | TBD | N/A | No | Yes | Yes | Yes | Yes | No | TRUE
Wevo | Wevo Energy | Zerova | DS120 |  | DCFC | 250amp on 480 | 120 | Yes | 2399338 | 2 | 2 | 60 kW | 1 | 1 | 1 | 1 | No | Yes | Yes | Yes | Yes | Yes | TRUE
Wevo | Wevo Energy | Zerova | DS180 |  | DCFC | 375amp on 480 | 180 | Yes | 2454361, 2399339,2403105 | 2 | 2 | 90 kW | 1 | 1 | 1 | 1 | No | Yes | Yes | Yes | Yes | Yes | TRUE
Wevo | Wevo Energy | Zerova | DS60 |  | DCFC | 125amp on 480 | 60 | Yes | 2403719 | 2 | 2 | 30 kW | 1 | 1 | 1 | 1 | No | Yes | Yes | Yes | Yes | Yes | TRUE
ZefEnergy | Zef Energy | ABB | ZEFNET_ABB_Terra 124 |  | DCFC | 200A or 300A options for CCS | 120 | No |  | 2 | 2 |  | 0 | 1 or 2 | 0 | 1 or 0 | No | No | Yes | Yes | No | Yes | TRUE | 2024-05-31
ZefEnergy | Zef Energy | ABB | ZEFNET_ABB_Terra 184 |  | DCFC | 200A or 300A options for CCS | 180 | No |  | 2 | 2 |  | 0 | 1 or 2 | 0 | 1 or 0 | No | No | Yes | Yes | No | Yes | TRUE | 2024-05-31
ZefEnergy | Zef Energy | ABB | ZEFNET_ABB Wallbox_1P_C |  | DCFC | 60 | 22.5 | No |  | 1 | 1 |  | 0 | 1 | 0 | 0 | No | Yes | Yes | Yes | No | Yes | TRUE | 2024-05-31
ZefEnergy | Zef Energy | ABB | ZEFNET_ABB Wallbox_3P_C |  | DCFC | 60 | 22.5 | No |  | 1 | 1 |  | 0 | 1 | 0 | 0 | No | Yes | Yes | Yes | No | Yes | TRUE | 2024-05-31
ZefEnergy | Zef Energy | ABB | ZEFNET_ABB Wallbox_1P_CJ |  | DCFC | 60 | 24 | No |  | 2 | 1 |  | 0 | 1 or 2 | 0 | 1 or 0 | No | Yes | Yes | Yes | No | Yes | TRUE | 2024-05-31
ZefEnergy | Zef Energy | ABB | ZEFNET_ABB Wallbox_3P_CJ |  | DCFC | 60 | 24 | No |  | 2 | 1 |  | 0 | 1 or 2 | 0 | 1 or 0 | No | Yes | Yes | Yes | No | Yes | TRUE | 2024-05-31
ZefEnergy | Zef Energy | ABB | ZEFNET_ABB_Terra 54V |  | DCFC | 200A on CCS | 50 | No |  | 2 | 1 |  | 0 | 1 | 0 | 1 or 0 | No | No | Yes | Yes | No | Yes | TRUE | 2024-05-31
ZefEnergy | Zef Energy | ABB | ZEFNET_ABB_Terra 94 |  | DCFC | 200A or 300A options for CCS | 90 | No |  | 2 | 1 |  | 0 | 1 | 0 | 1 or 0 | No | No | Yes | Yes | No | Yes | TRUE | 2024-05-31
ZefEnergy | Zef Energy | Kempower | ZEFNET_KP_C501/2-STA-50_CCS+Chad_300A |  | DCFC | 300A on CCS, 125A on CHAdeMO | 200 (C501) or 400 (C502) | No |  | 1 or 2 | 1 or 2 |  | 0 | 1 or 2 | in-feld swap option (from factory coming soon) | 1 or 2 | No | No | Yes | Yes | No | Yes | TRUE | 2024-05-31
ZefEnergy | Zef Energy | Kempower | ZEFNET_KP_C501/2-STA-50_CCS+Chad_300A_Pay |  | DCFC | 300A on CCS, 125A on CHAdeMO | 200 (C501) or 400 (C502) | No |  | 1 or 2 | 1 or 2 |  | 0 | 1 or 2 | in-feld swap option (from factory coming soon) | 1 or 2 | No | No | Yes | Yes | No | Yes | TRUE | 2024-05-31
ZefEnergy | Zef Energy | Kempower | ZEFNET_KP_C501/2-STA-50_CCSx2_300A |  | DCFC | 300A on CCS, 125A on CHAdeMO | 200 (C501) or 400 (C502) | No |  | 1 or 2 | 1 or 2 |  | 0 | 1 or 2 | in-feld swap option (from factory coming soon) | 1 or 2 | No | No | Yes | Yes | No | Yes | TRUE | 2024-05-31
ZefEnergy | Zef Energy | Kempower | ZEFNET_KP_C501/2-STA-50_CCsx2_300A_Pay |  | DCFC | 300A on CCS, 125A on CHAdeMO | 200 (C501) or 400 (C502) | No |  | 1 or 2 | 1 or 2 |  | 0 | 1 or 2 | in-feld swap option (from factory coming soon) | 1 or 2 | No | No | Yes | Yes | No | Yes | TRUE | 2024-05-31
ZefEnergy | Zef Energy | Kempower | ZEFNET_KP_C501/2/3_50_D4/D6 |  | DCFC | NA | 200 (C501), 400 (C502), 600 (C503) | No |  | NA | NA |  | NA | NA | NA | NA | No | No | Yes | Yes | No | Yes | TRUE | 2024-05-31
ZefEnergy | Zef Energy | Kempower | ZEFNET_KP_C501/2/3_50_D8 |  | DCFC | NA | 200 (C501), 400 (C502), 600 (C503) | No |  | NA | NA |  | NA | NA | NA | NA | No | No | Yes | Yes | No | Yes | TRUE | 2024-05-31
ZefEnergy | Zef Energy | Kempower | ZEFNET_KP_C801/2/3_50_D4/D6 |  | DCFC | NA | 200 (C501), 400 (C502), 600 (C503) | No |  | NA | NA |  | NA | NA | NA | NA | No | No | No | Yes | No | Yes | TRUE | 2024-05-31
ZefEnergy | Zef Energy | Kempower | ZEFNET_KP_C801/2/3_50_D8 |  | DCFC | NA | 200 (C501), 400 (C502), 600 (C503) | No |  | NA | NA |  | NA | NA | NA | NA | No | No | No | Yes | No | Yes | TRUE | 2024-05-31
ZefEnergy | Zef Energy | Kempower | ZEFNET_KP_Option_Power Module_50 |  | DCFC | NA | 50 | No |  | NA | NA |  | NA | NA | NA | NA | No | Yes | Yes | Yes | No | Yes | TRUE | 2024-05-31
ZefEnergy | Zef Energy | Kempower | ZEFNET-KP-T500_CCS/CCSx2/CCS-Chad_50 |  | DCFC | 80 on CCS, 125 on CHAdeMO | 50 | No |  | 1 or 2 | 1 or 2 |  | 0 | 1 or 2 | in-feld swap option (from factory coming soon) | 1 or 0 | No | Yes | Yes | Yes | No | Yes | TRUE | 2024-05-31
ZefEnergy | Zef Energy | Kempower | ZEFNET-KP-T800_CCS/CCSx2/CCS-Chad_50 |  | DCFC | 80 on CCS, 125 on CHAdeMO | 50 | No |  | 1 or 2 | 1 or 2 |  | 0 | 1 or 2 | in-feld swap option (from factory coming soon) | 1 or 0 | No | Yes | Yes | Yes | No | Yes | TRUE | 2024-05-31
ZefEnergy | Zef Energy | Kempower | ZEFNET_KP_2xCCS_300A_5M |  | DCFC | 300A on CCS, 125A on CHAdeMO | See Power Cabinet | No |  | 2 | 2 |  | 0 | 2 | in-feld swap option (from factory coming soon) | 0 | No | No | Yes | Yes | No | Yes | TRUE | 2024-05-31
ZefEnergy | Zef Energy | Kempower | ZEFNET_KP_2xCCS_Pay_300A_5M |  | DCFC | 300A on CCS, 125A on CHAdeMO | See Power Cabinet | No |  | 2 | 2 |  | 0 | 2 | in-feld swap option (from factory coming soon) | 0 | No | No | Yes | Yes | No | Yes | TRUE | 2024-05-31
ZefEnergy | Zef Energy | Kempower | ZEFNET_KP_CCS_300A_5M |  | DCFC | 300A on CCS, 125A on CHAdeMO | See Power Cabinet | No |  | 1 | 1 |  | 0 | 1 | in-feld swap option (from factory coming soon) | 0 | No | No | Yes | Yes | No | Yes | TRUE | 2024-05-31
ZefEnergy | Zef Energy | Kempower | ZEFNET_KP_CCS_Pay_300A_5M |  | DCFC | 300A on CCS, 125A on CHAdeMO | See Power Cabinet | No |  | 1 | 1 |  | 0 | 1 | in-feld swap option (from factory coming soon) | 0 | No | No | Yes | Yes | No | Yes | TRUE | 2024-05-31
ZefEnergy | Zef Energy | Kempower | ZEFNET_KP_CSCh_300A_5M |  | DCFC | 300A on CCS, 125A on CHAdeMO | See Power Cabinet | No |  | 2 | 2 |  | 0 | 1 | in-feld swap option (from factory coming soon) | 1 | No | No | Yes | Yes | No | Yes | TRUE | 2024-05-31
ZefEnergy | Zef Energy | Kempower | ZEFNET_KP_CSCh_Pay_300A_5M |  | DCFC | 300A on CCS, 125A on CHAdeMO | See Power Cabinet | No |  | 2 | 2 |  | 0 | 1 | in-feld swap option (from factory coming soon) | 1 | No | No | Yes | Yes | No | Yes | TRUE | 2024-05-31
ZefEnergy | Zef Energy | Tritium | ZEFNET_Tr_RTM 50 |  | DCFC | 70 | 50 | No |  | 2 | 2 |  | 0 | 1 or 2 | (Plug option from factory coming soon) | 1 or 0 | No | Yes | Yes | Yes | No | Yes | TRUE | 2024-05-31
ZefEnergy | Zef Energy | Tritium | ZEFNET_Tr_RTM 75 |  | DCFC | 105 | 75 | No |  | 2 | 2 |  | 0 | 1 or 2 | (Plug option from factory coming soon) | 1 or 0 | No | Yes | Yes | Yes | No | Yes | TRUE | 2024-05-31
ZefEnergy | Zef Energy | Zef Energy | ZEFNET-40/60/80/100-C |  | L2 | 40/60/80/100 | 7.7/11.5/15.4/19.2 | Yes | 2670703 | 1 | 1 |  | 1 | 0 | OPTIONAL | 0 | No | Yes | Yes | No | Yes | No | TRUE | 2024-05-31

## Sheet7 (hidden)
AmpedUp! Networks | 38 | Blink | 19
KWEV | 88 | ChargePoint | 11
EVConnect | 60 | Enel X | 18
EvGateway | 90 | EVConnect | 43
Liberty Access Technology | 23 | Evgateway | 82
Green Joulez, LLC | 4 | EVoke | 6
EVoke | 57 | Future EV Inc. | 8
Wevo Energy | 32 | Liberty Access Technology | 23
OK2Charge | 37 | Livingston Energy Group | 13
Lynkwell | 21 | PowerPump | 13
SWTCH | 28 | Stay-N-Charge | 2
AmpUp | 44 | SWTCH | 10
Monta | 9 | Tesla | 3
Blink | 24 | Zef Energy | 28
Future EV
Autel
PowerPump
EverCharge
Cyber Switching
Enel X
Stay-N-Charge
Tesla
Electric Avenue
Matcha
Red E